## Header Descriptions
Header Name | Information Description | Value Description
Resource ID | ISO Resource ID | Text
Hybrid Sub-ID | Separate IDs for Hybrid Components | Text
Co-located Resource ID | Resource IDs of Co-located Generators | Text
Generator Name | Generator Name | Text
Local Area | Resource Local Capacity Area | Bay Area, Big Creek-Ventura, CAISO System, Fresno, Humboldt, Kern, LA Basin, NCNB, SanDiego-IV, Sierra, Stockton
Sub-Local Area | Resource Local Capacity Sub-Area | Sub-Area from LCR study
Resource Type | Master Resource Database Resource Category
Technology | Technology Type from Master Generator Cabability List
Fuel | Fuel Type from Master Generator Cabability List
Pmax/NDC | Maximum Generation Capability | Default of Net Dependable Capacity from Master Generator Cabability List
Nameplate | Nameplate Capacity | Default of Nameplate from Master Generator Cabability List
Battery Efficiency | Battery Roundtrip Efficiency | Default of 0.8
Maximum Continuous Energy | Continuous MWh Battery can dispatch | Default of Pmax/NDC*4
Maximum Daily MWh | MWh battery can dispatch in one day | Daily Storage Cycles*Maximum Continuous Energy
Daily Storage Cycles | Battery Daily Cycle Capability | Default of 1
First Available (HE) | First Hour Generator Can Dispatch | Default of HE1
Last Available (HE) | Last Hour Generator Can Dispatch | Default of HE24
Max daily run hours | Hours per day Generator Can Dispatch | Default of 24 except 4 for Battery Storage
Interconnection (MW) | Interconnection Limit for Hybrid and Co-located Resources | Default is greater of sum of solar MW or max sum of NQC values for co-located, Net Dependable Capacity for hybrids
| Allows Grid Charging | For hybrid, co-located storage. Default is False
Sept EFC | September Value from EFC List
Flex Category | Flexible RA Category from EFC List
Jan | January NQC Value | Two decimal number
Feb | February NQC Value | Two decimal number
Mar | March NQC Value | Two decimal number
Apr | April NQC Value | Two decimal number
May | May NQC Value | Two decimal number
Jun | June NQC Value | Two decimal number
Jul | July NQC Value | Two decimal number
Aug | August NQC Value | Two decimal number
Sep | September NQC Value | Two decimal number
Oct | October NQC Value | Two decimal number
Nov | November NQC Value | Two decimal number
Dec | December NQC Value | Two decimal number
Dispatchability | Resource Designated as Dispatchable in Masterfile | Y, N
Path 26 | Resource Path 26 Designation | North, South
Deliverability | Resource Deliverability Status | Full Capacity (FC), Energy Only (EO), Interim Deliverability to % of capacity (ID to #%), Partial Deliverability to Value (PD to ##)
Comment | Additional comments from ISO staff | Text

## Master Resource Database
Resource ID | Hybrid Sub-ID | Co-located Resource ID | Generator Name | BAA | Specified Import | Local Area | Sub-Local Area | Disadvantaged Community | Resource Type | Technology | Fuel | Pmax/NDC | Nameplate | Battery Efficiency | Maximum Continuous Energy | Maximum Daily MWh | Daily Storage Cycles | First Available (HE) | Last Available (HE) | Max daily run hours | Interconnection Limit (MW) | Allows Grid Charging | Sept EFC (Draft) | Flex Category (Draft) | JAN | FEB | MAR | APR | MAY | JUN | JUL | AUG | SEP | OCT | NOV | DEC | Dispatchable | Path Designation | Deliverability Status | Deliverability MW | Comments
7STDRD_1_SOLAR1 |  |  | Shafter Solar | CISO | N | Kern | South Kern PP, Kern Oil | Y | Solar_1Axis | PHOTO VOLTAIC | SUN | 20 | 20 |  |  |  |  | 1 | 24 | 24 |  |  |  |  | 0.1 | 0.1 | 0.61 | 0.21 | 8.74 | 10.96 | 14.93 | 12.54 | 1.04 | 0.1 | 0.1 | 0.1 | N | North | FC
ACACIA_6_SOLAR |  |  | West Antelope Solar | CISO | N | Big Creek-Ventura |  |  | Solar_Fixed | PHOTO VOLTAIC | SUN | 20 | 20 |  |  |  |  | 1 | 24 | 24 |  |  |  |  | 0.1 | 0.1 | 0.54 | 0.1 | 3.79 | 5.18 | 10.09 | 8.67 | 0.46 | 0.1 | 0.1 | 0.1 | N | South | FC
ADERA_1_SOLAR1 |  |  | Adera Solar | CISO | N | Fresno | Herndon, Panoche 115 kV, Wilson 115 kV | Y | Solar_1Axis | PHOTO VOLTAIC | SUN | 20 | 20 |  |  |  |  | 1 | 24 | 24 |  |  |  |  | 0 | 0 | 0 | 0 | 0 | 0 | 0 | 0 | 0 | 0 | 0 | 0 | N | North | EO
ADLIN_1_UNITS |  |  | GEYSERS AIDLIN AGGREGATE | CISO | N | NCNB | Eagle Rock, Fulton |  | Geothermal | STEAM | GEOTHERMAL | 22 | 23 |  |  |  |  | 1 | 24 | 24 |  |  | 14 | 1 | 22 | 22 | 22 | 22 | 22 | 22 | 22 | 22 | 22 | 22 | 22 | 22 | Y | North | FC
ADMEST_6_SOLAR |  |  | Adams East | CISO | N | Fresno | Herndon | Y | Solar_Fixed | PHOTO VOLTAIC | SUN | 19 | 19 |  |  |  |  | 1 | 24 | 24 |  |  |  |  | 0.1 | 0.1 | 0.61 | 0.16 | 5.69 | 6.92 | 11.47 | 9.86 | 1.01 | 0.1 | 0.1 | 0.1 | N | North | ID | 1 | 24TPD - Waiting for Manning and many other projects.
ADOBEE_1_SOLAR |  |  | Adobe Solar | CISO | N | CAISO System |  | Y | Solar_1Axis | PHOTO VOLTAIC | SUN | 20 | 20 |  |  |  |  | 1 | 24 | 24 |  |  |  |  | 0.1 | 0.1 | 0.61 | 0.21 | 8.74 | 10.96 | 14.93 | 12.54 | 1.04 | 0.1 | 0.1 | 0.1 | N | North | FC
AGRICO_6_PL3N5 |  |  | Fresno Peaker | CISO | N | Fresno | Herndon | Y | Peaker | COMBUSTION TURBINE | NATURAL GAS | 22.69 | 22.69 |  |  |  |  | 1 | 24 | 24 |  |  | 22.69 | 1 | 22.69 | 22.69 | 22.69 | 22.69 | 22.69 | 22.69 | 22.69 | 22.69 | 22.69 | 22.69 | 22.69 | 22.69 | Y | North | FC
AGRICO_7_UNIT |  |  | Fresno Cogen | CISO | N | Fresno | Herndon | Y | CHP | OTHER | NATURAL GAS | 50.6 | 50.6 |  |  |  |  | 1 | 24 | 24 |  |  | 50.6 | 1 | 50.6 | 50.6 | 50.6 | 50.6 | 50.6 | 50.6 | 50.6 | 50.6 | 50.6 | 50.6 | 50.6 | 50.6 | Y | North | FC
AGUCAL_5_SOLAR1 |  |  | Agua Caliente Solar | CISO | N | CAISO System |  |  | Solar_Fixed | PHOTO VOLTAIC | SUN | 290 | 290 |  |  |  |  | 1 | 24 | 24 |  |  |  |  | 0 | 0 | 0 | 0 | 0 | 0 | 0 | 0 | 0 | 0 | 0 | 0 | N | South | EO
AKINGS_6_AMESR1 |  |  | American Kings Solar | CISO | N | Fresno | Hanford | Y | Solar_1Axis | PHOTO VOLTAIC | SUN | 123 | 123 |  |  |  |  | 1 | 24 | 24 |  |  |  |  | 0.1 | 0.1 | 3.75 | 1.27 | 53.76 | 67.38 | 91.84 | 77.12 | 6.42 | 0.11 | 0.1 | 0.1 | N | North | FC
ALAMIT_2_PL1X3 |  |  | Alamitos Energy Center Unit 7 | CISO | N | LA Basin | Western | Y | CCGT | COMBINED CYCLE | NATURAL GAS | 674.7 | 674.7 |  |  |  |  | 1 | 24 | 24 |  |  | 541.94 | 1 | 674.7 | 674.7 | 674.7 | 674.7 | 674.7 | 674.7 | 674.7 | 674.7 | 674.7 | 674.7 | 674.7 | 674.7 | Y | South | FC
ALAMIT_7_ES1 |  |  | Alamitos Energy Storage | CISO | N | LA Basin | Western | Y | Battery Storage | OTHER | LESR | 100 | 100 | 0.908 | 400 | 1142.1384 | 2.8553 | 1 | 24 | 11.4214 |  |  | 200.89 | 1 | 100 | 100 | 100 | 100 | 100 | 100 | 100 | 100 | 100 | 100 | 100 | 100 | Y | South | FC
ALAMIT_7_UNIT 3 |  |  | ALAMITOS GEN STA. UNIT 3 | CISO | N | LA Basin | Western | Y | Steam Turbine | STEAM | NATURAL GAS | 326.76 | 322 |  |  |  |  | 1 | 24 | 24 |  |  | 306.76 | 1 | 326.76 | 326.76 | 326.76 | 326.76 | 326.76 | 326.76 | 326.76 | 326.76 | 326.76 | 326.76 | 326.76 | 326.76 | Y | South | FC
ALAMIT_7_UNIT 4 |  |  | ALAMITOS GEN STA. UNIT 4 | CISO | N | LA Basin | Western | Y | Steam Turbine | STEAM | NATURAL GAS | 334.43 | 320 |  |  |  |  | 1 | 24 | 24 |  |  | 314.43 | 1 | 334.43 | 334.43 | 334.43 | 334.43 | 334.43 | 334.43 | 334.43 | 334.43 | 334.43 | 334.43 | 334.43 | 334.43 | Y | South | FC
ALAMIT_7_UNIT 5 |  |  | ALAMITOS GEN STA. UNIT 5 | CISO | N | LA Basin | Western | Y | Steam Turbine | STEAM | NATURAL GAS | 480 | 482 |  |  |  |  | 1 | 24 | 24 |  |  | 410 | 1 | 480 | 480 | 480 | 480 | 480 | 480 | 480 | 480 | 480 | 480 | 480 | 480 | Y | South | FC
ALAMO_6_UNIT |  |  | ALAMO POWER PLANT | CISO | N | Big Creek-Ventura |  |  | Hydro | HYDRO | WATER | 17 | 18 |  |  |  |  | 1 | 24 | 24 |  |  | 9.54 | 2 | 13.22 | 14 | 12.02 | 13.92 | 13.71 | 14 | 14 | 14 | 9.54 | 9.72 | 13.63 | 11.53 | Y | South | FC
ALHMBR_1_ALHSLR |  |  | Alhambra (Solar Gen 2) | IID | Y | #N/A |  |  | Solar_Fixed | PHOTO VOLTAIC | SUN | 50 | 50 |  |  |  |  | 1 | 24 | 24 |  |  | 0 | 1 | 0.1 | 0.1 | 1.35 | 0.1 | 9.47 | 12.94 | 25.23 | 21.69 | 1.15 | 0.1 | 0.1 | 0.1 | 0 | South
ALLGNY_6_HYDRO1 |  |  | Salmon Creek Hydroelectric Project | CISO | N | Sierra |  |  | Hydro | HYDRO | WATER | 0.52 | 0.6 |  |  |  |  | 1 | 24 | 24 |  |  |  |  | 0.14 | 0.25 | 0.32 | 0.48 | 0.48 | 0.14 | 0.03 | 0 | 0 | 0.03 | 0.14 | 0.08 | N | North | FC
ALMASL_2_AL6BT6 |  | ALMASL_2_GS6SR6 | Almasol 6 BES | CISO | N | CAISO System |  |  | Paired_BattStorage | OTHER | LESR | 50 | 50 | .8 | 200 | 200 | 1 | 1 | 24 | 4 | 150 | FALSE | 100 | 1 | 50 | 50 | 50 | 50 | 50 | 50 | 50 | 50 | 50 | 50 | 50 | 50 | Y | South | FC |  | Co-located with ALMASL_2_GS6SR6
ALMASL_2_GS1SR1 |  |  | Almasol Generating Station 1 | CISO | N | CAISO System |  |  | Solar_1Axis | PHOTO VOLTAIC | SUN | 125 | 125 |  |  |  |  | 1 | 24 | 24 |  |  |  |  | 0.1 | 0.1 | 3.51 | 0.37 | 41.04 | 53.05 | 82.25 | 70.99 | 3.81 | 0.1 | 0.1 | 0.1 | N | South | FC
ALMASL_2_GS4SR4 |  |  | Almasol Generating Station 4 | CISO | N | CAISO System |  |  | Solar_1Axis | PHOTO VOLTAIC | SUN | 100 | 100 |  |  |  |  | 1 | 24 | 24 |  |  |  |  | 0.1 | 0.1 | 2.81 | 0.29 | 32.83 | 42.44 | 65.8 | 56.79 | 3.05 | 0.1 | 0.1 | 0.1 | N | South | FC
ALMASL_2_GS6SR6 |  | ALMASL_2_AL6BT6 | Almasol Generating Station 6 | CISO | N | CAISO System |  |  | Paired_Solar_1Axis | PHOTO VOLTAIC | SUN | 100 | 100 |  |  |  |  | 1 | 24 | 24 | 150 |  |  |  | 0.1 | 0.1 | 2.81 | 0.29 | 32.83 | 42.44 | 65.8 | 56.79 | 3.05 | 0.1 | 0.1 | 0.1 | N | South | FC |  | Co-located with ALMASL_2_AL6BT6
ALMASL_2_GS7SR7 |  |  | Almasol Generating Station 7 | CISO | N | CAISO System |  |  | Solar_1Axis | PHOTO VOLTAIC | SUN | 132 | 132 |  |  |  |  | 1 | 24 | 24 |  |  |  |  | 0.1 | 0.1 | 3.7 | 0.39 | 43.34 | 56.02 | 86.85 | 74.97 | 4.02 | 0.1 | 0.1 | 0.1 | N | South | FC
ALMEGT_1_UNIT 1 |  |  | ALAMEDA GT UNIT 1 | CISO | N | Bay Area | Oakland | Y | Peaker | FTUR | NATURAL GAS | 25 | 25.4 |  |  |  |  | 1 | 24 | 24 |  |  | 23.4 | 1 | 23.4 | 23.4 | 23.4 | 23.4 | 23.4 | 23.4 | 23.4 | 23.4 | 23.4 | 23.4 | 23.4 | 23.4 | Y | North | FC
ALMEGT_1_UNIT 2 |  |  | ALAMEDA GT UNIT 2 | CISO | N | Bay Area | Oakland | Y | Peaker | FTUR | NATURAL GAS | 25 | 25.4 |  |  |  |  | 1 | 24 | 24 |  |  | 23.5 | 1 | 23.5 | 23.5 | 23.5 | 23.5 | 23.5 | 23.5 | 23.5 | 23.5 | 23.5 | 23.5 | 23.5 | 23.5 | Y | North | FC
ALPSLR_1_NTHSLR |  |  | Alpaugh North, LLC | CISO | N | CAISO System |  | Y | Solar_Fixed | PHOTO VOLTAIC | SUN | 20 | 20 |  |  |  |  | 1 | 24 | 24 |  |  |  |  | 0.1 | 0.1 | 0.64 | 0.17 | 5.99 | 7.29 | 12.07 | 10.38 | 1.06 | 0.1 | 0.1 | 0.1 | N | North | FC
ALPSLR_1_SPSSLR |  |  | Alpaugh 50 LLC | CISO | N | CAISO System |  | Y | Solar_Fixed | PHOTO VOLTAIC | SUN | 50 | 50 |  |  |  |  | 1 | 24 | 24 |  |  |  |  | 0.1 | 0.1 | 1.61 | 0.42 | 14.98 | 18.22 | 30.18 | 25.96 | 2.66 | 0.1 | 0.1 | 0.1 | N | North | FC
ALT6DN_2_WIND7 |  |  | Pinyon Pines 1 | CISO | N | CAISO System |  | Y | Wind | WIND | WIND | 164.31 | 168 |  |  |  |  | 1 | 24 | 24 |  |  |  |  | 8.96 | 19.33 | 20.88 | 66.3 | 70.66 | 62.3 | 54.75 | 47.95 | 32.87 | 15.38 | 7.11 | 7.54 | N | South | FC
ALT6DS_2_WIND9 |  |  | Pinyon Pines 2 | CISO | N | CAISO System |  | Y | Wind | WIND | WIND | 132 | 132 |  |  |  |  | 1 | 24 | 24 |  |  |  |  | 7.2 | 15.53 | 16.77 | 53.26 | 56.77 | 50.05 | 43.99 | 38.52 | 26.41 | 12.36 | 5.71 | 6.06 | N | South | FC
ALTA3A_2_CPCE4 |  |  | Alta Wind 4 | CISO | N | CAISO System |  | Y | Wind | WIND | WIND | 102 | 102 |  |  |  |  | 1 | 24 | 24 |  |  |  |  | 5.56 | 12 | 12.96 | 41.16 | 43.86 | 38.67 | 33.99 | 29.76 | 20.41 | 9.55 | 4.41 | 4.68 | N | South | FC
ALTA3A_2_CPCE5 |  |  | Alta Wind 5 | CISO | N | CAISO System |  | Y | Wind | WIND | WIND | 168 | 168 |  |  |  |  | 1 | 24 | 24 |  |  |  |  | 9.16 | 19.76 | 21.35 | 67.78 | 72.25 | 63.69 | 55.98 | 49.02 | 33.61 | 15.73 | 7.27 | 7.71 | N | South | FC
ALTA3A_2_CPCE8 |  |  | Alta Wind 8 | CISO | N | CAISO System |  | Y | Wind | WIND | WIND | 150 | 150 |  |  |  |  | 1 | 24 | 24 |  |  |  |  | 8.18 | 17.64 | 19.06 | 60.52 | 64.51 | 56.87 | 49.98 | 43.77 | 30.01 | 14.04 | 6.49 | 6.89 | N | South | FC
ALTA4A_2_CPCW1 |  |  | Alta Wind 1 | CISO | N | CAISO System |  |  | Wind | WIND | WIND | 150 | 150 |  |  |  |  | 1 | 24 | 24 |  |  |  |  | 8.18 | 17.64 | 19.06 | 60.52 | 64.51 | 56.87 | 49.98 | 43.77 | 30.01 | 14.04 | 6.49 | 6.89 | N | South | FC
ALTA4B_2_CPCW2 |  |  | Alta Wind 2 | CISO | N | CAISO System |  |  | Wind | WIND | WIND | 150 | 150 |  |  |  |  | 1 | 24 | 24 |  |  |  |  | 8.18 | 17.64 | 19.06 | 60.52 | 64.51 | 56.87 | 49.98 | 43.77 | 30.01 | 14.04 | 6.49 | 6.89 | N | South | FC
ALTA4B_2_CPCW3 |  |  | Alta Wind 3 | CISO | N | CAISO System |  |  | Wind | WIND | WIND | 150 | 150 |  |  |  |  | 1 | 24 | 24 |  |  |  |  | 8.18 | 17.64 | 19.06 | 60.52 | 64.51 | 56.87 | 49.98 | 43.77 | 30.01 | 14.04 | 6.49 | 6.89 | N | South | FC
ALTA4B_2_CPCW6 |  |  | Mustang Hills | CISO | N | CAISO System |  |  | Wind | WIND | WIND | 150 | 150 |  |  |  |  | 1 | 24 | 24 |  |  |  |  | 8.18 | 17.64 | 19.06 | 60.52 | 64.51 | 56.87 | 49.98 | 43.77 | 30.01 | 14.04 | 6.49 | 6.89 | N | South | FC
ALTA6B_2_WIND11 |  |  | Alta Wind 11 | CISO | N | CAISO System |  |  | Wind | WIND | WIND | 88.15 | 90 |  |  |  |  | 1 | 24 | 24 |  |  |  |  | 4.81 | 10.37 | 11.2 | 35.57 | 37.91 | 33.42 | 29.37 | 25.72 | 17.64 | 8.25 | 3.81 | 4.05 | N | South | FC
ALTA6E_2_WIND10 |  |  | Alta Wind 10 | CISO | N | CAISO System |  | Y | Wind | WIND | WIND | 134.84 | 138 |  |  |  |  | 1 | 24 | 24 |  |  |  |  | 7.35 | 15.86 | 17.14 | 54.41 | 57.99 | 51.12 | 44.93 | 39.35 | 26.98 | 12.62 | 5.83 | 6.19 | N | South | FC
ALTWD_2_AT3WD3 |  |  | Altech 3 | CISO | N | LA Basin | Eastern, Valley-Devers |  | Wind | WIND | WIND | 9.8 | 9.8 |  |  |  |  | 1 | 24 | 24 |  |  |  |  | 0.53 | 1.15 | 1.25 | 3.95 | 4.21 | 3.72 | 3.27 | 2.86 | 1.96 | 0.92 | 0.42 | 0.45 | N | South | FC
ALTWD_2_COAWD1 |  |  | Coachella 1 | CISO | N | LA Basin | Eastern, Valley-Devers |  | Wind | WIND | WIND | 50.4 | 50.4 |  |  |  |  | 1 | 24 | 24 |  |  |  |  | 2.75 | 5.93 | 6.4 | 20.34 | 21.67 | 19.11 | 16.79 | 14.71 | 10.08 | 4.72 | 2.18 | 2.31 | N | South | FC
ANAHM_2_CANYN1 |  |  | CANYON POWER PLANT UNIT 1 | CISO | N | LA Basin | Western | Y | Peaker | COMBUSTION TURBINE | NATURAL GAS | 49.21 | 71.2 |  |  |  |  | 1 | 24 | 24 |  |  | 49.21 | 1 | 49.21 | 49.21 | 49.21 | 49.21 | 49.21 | 49.21 | 49.21 | 49.21 | 49.21 | 49.21 | 49.21 | 49.21 | Y | South | FC
ANAHM_2_CANYN2 |  |  | CANYON POWER PLANT UNIT 2 | CISO | N | LA Basin | Western | Y | Peaker | COMBUSTION TURBINE | NATURAL GAS | 48.04 | 71.2 |  |  |  |  | 1 | 24 | 24 |  |  | 48.04 | 1 | 48.04 | 48.04 | 48.04 | 48.04 | 48.04 | 48.04 | 48.04 | 48.04 | 48.04 | 48.04 | 48.04 | 48.04 | Y | South | FC
ANAHM_2_CANYN3 |  |  | CANYON POWER PLANT UNIT 3 | CISO | N | LA Basin | Western | Y | Peaker | COMBUSTION TURBINE | NATURAL GAS | 46.49 | 71.2 |  |  |  |  | 1 | 24 | 24 |  |  | 46.49 | 1 | 46.49 | 46.49 | 46.49 | 46.49 | 46.49 | 46.49 | 46.49 | 46.49 | 46.49 | 46.49 | 46.49 | 46.49 | Y | South | FC
ANAHM_2_CANYN4 |  |  | CANYON POWER PLANT UNIT 4 | CISO | N | LA Basin | Western | Y | Peaker | COMBUSTION TURBINE | NATURAL GAS | 49.8 | 71.2 |  |  |  |  | 1 | 24 | 24 |  |  | 49.8 | 1 | 49.8 | 49.8 | 49.8 | 49.8 | 49.8 | 49.8 | 49.8 | 49.8 | 49.8 | 49.8 | 49.8 | 49.8 | Y | South | FC
ANZA_6_SOLAR1 |  |  | Seville Solar One | IID | Y | #N/A |  |  | Solar_1Axis | PHOTO VOLTAIC | SUN | 20 | 20 |  |  |  |  | 1 | 24 | 24 |  |  | 0 | 1 | 0.1 | 0.1 | 0.56 | 0.1 | 6.57 | 8.49 | 13.16 | 11.36 | 0.61 | 0.1 | 0.1 | 0.1 | 0 | South
APLHIL_1_SFKHY1 |  |  | South Fork Powerhouse | CISO | N | Sierra | South of Rio Oso, South of Palermo |  | Hydro | HYDRO | WATER | 2.68 | 2.7 |  |  |  |  | 1 | 24 | 24 |  |  | 0 | 1 | 0 | 0 | 0 | 0 | 0 | 0 | 0 | 0 | 0 | 0 | 0 | 0 | Y | North | EO
AQUAWS_2_AQWSR1 |  |  | Aquamarine Westside | CISO | N | CAISO System |  | Y | Solar_1Axis | PHOTO VOLTAIC | SUN | 250 | 250 |  |  |  |  | 1 | 24 | 24 |  |  |  |  | 0.1 | 0.1 | 7.61 | 2.59 | 109.27 | 136.95 | 186.66 | 156.75 | 13.05 | 0.22 | 0.1 | 0.1 | N | North | ID | 100% | C8 - Waiting for QC8RAS-08 RAS and possibly other
ARBWD_6_QF |  |  | Wind Resource II | CISO | N | CAISO System |  |  | Wind | WIND | WIND | 19.95 | 21.8 |  |  |  |  | 1 | 24 | 24 |  |  |  |  | 1.09 | 2.35 | 2.54 | 8.05 | 8.58 | 7.56 | 6.65 | 5.82 | 3.99 | 1.87 | 0.86 | 0.92 | N | South | FC
ARCOGN_2_UNITS |  |  | WATSON COGENERATION | CISO | N | LA Basin | Western | Y | CHP | COMBINED CYCLE | NATURAL GAS | 305 | 416.6 |  |  |  |  | 1 | 24 | 24 |  |  | 0 | 1 | 305 | 305 | 305 | 305 | 305 | 305 | 305 | 305 | 305 | 305 | 305 | 305 | Y | South | FC
ARKANS_1_ARKSLR |  |  | Arkansas (Solar Gen 2) | IID | Y | #N/A |  |  | Solar_Fixed | PHOTO VOLTAIC | SUN | 50 | 50 |  |  |  |  | 1 | 24 | 24 |  |  | 0 | 1 | 0.1 | 0.1 | 1.35 | 0.1 | 9.47 | 12.94 | 25.23 | 21.69 | 1.15 | 0.1 | 0.1 | 0.1 | 0 | South
ARLINT_5_SCEDYN |  |  | Arlington Valley CC | AZPS | Y | #N/A |  |  | CCGT | COMBINED CYCLE | NATURAL GAS | 565 | 565 |  |  |  |  | 1 | 24 | 24 |  |  |  |  | 565 | 565 | 565 | 565 | 565 | 565 | 565 | 565 | 565 | 565 | 565 | 565 | 0 | South
ARLNTN_2_AR1SR1 |  | SUNCAT_2_A2ABT2, SUNCAT_2_A2BSR2 | Arlington | CISO | N | CAISO System |  |  | Paired_Solar_1Axis | PHOTO VOLTAIC | SUN | 100 | 100 |  |  |  |  | 1 | 24 | 24 | 143.96 |  |  |  | 0.1 | 0.1 | 2.81 | 0.29 | 32.83 | 42.44 | 65.8 | 56.79 | 3.05 | 0.1 | 0.1 | 0.1 | N | South | ID | 100% | C8 - Waiting for West of Colorado River cRAS and possibly other-Co-located with SUNCAT_2_A2ABT2, SUNCAT_2_A2BSR2
ARLNTN_2_ASUSR1 |  | SUNCAT_2_A1ABT1, SUNCAT_2_A1BBT1 | Arlington Solar Unit 1 | CISO | N | CAISO System |  |  | Paired_Solar_1Axis | PHOTO VOLTAIC | SUN | 131 | 131 |  |  |  |  | 1 | 24 | 24 | 131 |  |  |  | 0.1 | 0.1 | 3.68 | 0.39 | 43.01 | 55.6 | 86.19 | 74.4 | 3.99 | 0.1 | 0.1 | 0.1 | N | South | ID | 100% | C8 - Waiting for West of Colorado River cRAS.-Co-located with SUNCAT_2_A1BBT1, SUNCAT_2_A1ABT1
ARLVAL_5_SOLAR |  |  | Arlington Valley Solar Energy II | SRP | Y | #N/A |  |  | Solar_Fixed | PHOTO VOLTAIC | SUN | 127 | 127 |  |  |  |  | 1 | 24 | 24 |  |  |  |  | 0.1 | 0.1 | 3.43 | 0.18 | 24.05 | 32.87 | 64.09 | 55.08 | 2.92 | 0.1 | 0.1 | 0.1 | 0 | South
ARVINN_6_ORION1 |  |  | Orion 1 Solar | CISO | N | CAISO System |  | Y | Solar_Fixed | PHOTO VOLTAIC | SUN | 12 | 12 |  |  |  |  | 1 | 24 | 24 |  |  |  |  | 0.1 | 0.1 | 0.39 | 0.1 | 3.6 | 4.37 | 7.24 | 6.23 | 0.64 | 0.1 | 0.1 | 0.1 | N | North | FC
ARVINN_6_ORION2 |  |  | Orion 2 Solar | CISO | N | CAISO System |  | Y | Solar_1Axis | PHOTO VOLTAIC | SUN | 8 | 8 |  |  |  |  | 1 | 24 | 24 |  |  |  |  | 0.1 | 0.1 | 0.24 | 0.1 | 3.5 | 4.38 | 5.97 | 5.02 | 0.42 | 0.1 | 0.1 | 0.1 | N | North | FC
ASTORA_2_SOLAR1 |  |  | Astoria 1 | CISO | N | CAISO System |  |  | Solar_1Axis | PHOTO VOLTAIC | SUN | 100 | 100 |  |  |  |  | 1 | 24 | 24 |  |  |  |  | 0.1 | 0.1 | 2.81 | 0.29 | 32.83 | 42.44 | 65.8 | 56.79 | 3.05 | 0.1 | 0.1 | 0.1 | N | South | FC
ASTORA_2_SOLAR2 |  |  | Astoria 2 | CISO | N | CAISO System |  |  | Solar_1Axis | PHOTO VOLTAIC | SUN | 75 | 75 |  |  |  |  | 1 | 24 | 24 |  |  |  |  | 0.1 | 0.1 | 2.1 | 0.22 | 24.62 | 31.83 | 49.35 | 42.59 | 2.28 | 0.1 | 0.1 | 0.1 | N | South | FC
ATHOS_5_AP1X2 |  |  | Athos Power Plant | CISO | N | CAISO System |  |  | Solar_1Axis | PHOTO VOLTAIC | SUN | 250 | 250 |  |  |  |  | 1 | 24 | 24 |  |  |  |  | 0.1 | 0.1 | 7.01 | 0.74 | 82.08 | 106.11 | 164.49 | 141.98 | 7.61 | 0.1 | 0.1 | 0.1 | N | South | FC
ATHOS_5_AP2X2 |  |  | Athos Power Plant 2 | CISO | N | CAISO System |  |  | Solar_1Axis | PHOTO VOLTAIC | SUN | 200 | 200 |  |  |  |  | 1 | 24 | 24 |  |  |  |  | 0.1 | 0.1 | 5.61 | 0.59 | 65.66 | 84.89 | 131.59 | 113.59 | 6.09 | 0.1 | 0.1 | 0.1 | N | South | FC
ATWEL2_1_SOLAR1 |  |  | Atwell West | CISO | N | CAISO System |  | Y | Solar_1Axis | PHOTO VOLTAIC | SUN | 20 | 20 |  |  |  |  | 1 | 24 | 24 |  |  |  |  | 0.1 | 0.1 | 0.61 | 0.21 | 8.74 | 10.96 | 14.93 | 12.54 | 1.04 | 0.1 | 0.1 | 0.1 | N | North | FC
ATWELL_1_SOLAR |  |  | Atwell Island PV Solar Generating Faci. | CISO | N | CAISO System |  | Y | Solar_Fixed | PHOTO VOLTAIC | SUN | 20 | 20 |  |  |  |  | 1 | 24 | 24 |  |  |  |  | 0.1 | 0.1 | 0.64 | 0.17 | 5.99 | 7.29 | 12.07 | 10.38 | 1.06 | 0.1 | 0.1 | 0.1 | N | North | FC
AVENAL_6_AVPARK |  |  | Avenal Park Solar Project | CISO | N | Fresno | Coalinga | Y | Solar_Fixed | PHOTO VOLTAIC | SUN | 6 | 6 |  |  |  |  | 1 | 24 | 24 |  |  |  |  | 0.1 | 0.1 | 0.19 | 0.1 | 1.8 | 2.19 | 3.62 | 3.11 | 0.32 | 0.1 | 0.1 | 0.1 | N | North | ID | 100% | 18DGD Waiting for Reconductor Los Banos-Padre Flat-Panoche 230 kV, QC8RAS-08 RAS and possibly other
AVENAL_6_AVSLR1 |  |  | Avenal Solar 1 | CISO | N | Fresno | Coalinga | Y | Solar_1Axis | PHOTO VOLTAIC | SUN | 7.9 | 7.9 |  |  |  |  | 1 | 24 | 24 |  |  |  |  | 0 | 0 | 0 | 0 | 0 | 0 | 0 | 0 | 0 | 0 | 0 | 0 | N | North | EO
AVENAL_6_AVSLR2 |  |  | Avenal Solar 2 | CISO | N | Fresno | Coalinga |  | Solar_1Axis | PHOTO VOLTAIC | SUN | 7.9 | 7.9 |  |  |  |  | 1 | 24 | 24 |  |  |  |  | 0 | 0 | 0 | 0 | 0 | 0 | 0 | 0 | 0 | 0 | 0 | 0 | N | North | EO
AVENAL_6_SANDDG |  |  | Sand Drag Solar Project | CISO | N | Fresno | Coalinga | Y | Solar_Fixed | PHOTO VOLTAIC | SUN | 19 | 19 |  |  |  |  | 1 | 24 | 24 |  |  |  |  | 0.1 | 0.1 | 0.51 | 0.13 | 4.76 | 5.79 | 9.58 | 8.24 | 0.85 | 0.1 | 0.1 | 0.1 | N | North | ID | 83.58% | 18DGD (83.58% or 15.88 MW of 19 MW) Waiting for Reconductor Los Banos-Padre Flat-Panoche 230 kV, Gates #13 500/230 kV and possibly other
AVENAL_6_SUNCTY |  |  | Sun City Solar Project | CISO | N | Fresno | Coalinga | Y | Solar_Fixed | PHOTO VOLTAIC | SUN | 20 | 20 |  |  |  |  | 1 | 24 | 24 |  |  |  |  | 0.1 | 0.1 | 0.64 | 0.17 | 5.99 | 7.29 | 12.07 | 10.38 | 1.06 | 0.1 | 0.1 | 0.1 | N | North | ID | 100% | 18DGD Waiting for Reconductor Los Banos-Padre Flat-Panoche 230 kV, QC8RAS-08 RAS and possibly other
AVSOLR_2_SOLAR |  |  | AV SOLAR RANCH 1 | CISO | N | CAISO System |  |  | Solar_Fixed | PHOTO VOLTAIC | SUN | 241.5 | 250 |  |  |  |  | 1 | 24 | 24 |  |  |  |  | 0.1 | 0.1 | 6.53 | 0.34 | 45.73 | 62.5 | 121.87 | 104.75 | 5.55 | 0.1 | 0.1 | 0.1 | N | South | FC
BAHIA_2_LKHSR1 |  |  | Lake Herman Solar | CISO | N | CAISO System |  |  | Solar_1Axis | PHOTO VOLTAIC | SUN | 5 | 5 |  |  |  |  | 1 | 24 | 24 |  |  |  |  | 0 | 0 | 0 | 0 | 0 | 0 | 0 | 0 | 0 | 0 | 0 | 0 | N | North | EO
BALCHS_7_UNIT 1 |  |  | BALCH 1 PH UNIT 1 | CISO | N | Fresno | Herndon |  | Hydro | HYDRO | WATER | 31 | 34 |  |  |  |  | 1 | 24 | 24 |  |  | 31 | 1 | 24.8 | 24.8 | 24.8 | 24.8 | 24.8 | 24.8 | 31 | 31 | 31 | 28.2 | 24.8 | 24.8 | Y | North | FC
BALCHS_7_UNIT 2 |  |  | BALCH 2 PH UNIT 2 | CISO | N | Fresno | Herndon |  | Hydro | HYDRO | WATER | 52.5 | 52.5 |  |  |  |  | 1 | 24 | 24 |  |  | 52.5 | 1 | 42 | 42 | 0 | 42 | 52.5 | 52.5 | 52.5 | 52.5 | 52.5 | 52.5 | 52.5 | 52.5 | Y | North | FC
BALCHS_7_UNIT 3 |  |  | BALCH 2 PH UNIT 3 | CISO | N | Fresno | Herndon |  | Hydro | HYDRO | WATER | 54.6 | 54.6 |  |  |  |  | 1 | 24 | 24 |  |  | 54.6 | 1 | 43.68 | 0 | 24.8 | 43.68 | 54.18 | 54.6 | 54.6 | 54.6 | 54.6 | 54.6 | 54.6 | 43.68 | Y | North | FC
BANKPP_2_NSPIN |  |  | BANKPP_2_NSPIN | CISO | N | Bay Area | Contra Costa |  | Pump | PUMP | WATER | 270 | 270 |  |  |  |  | 1 | 24 | 24 |  |  | 0 | 1 | 127 | 127 | 127 | 127 | 127 | 127 | 127 | 127 | 127 | 127 | 127 | 127 | Y | North | FC
BARRE_2_ALASB1 | BARRE_2_ALASB1_SUN |  | Los Alamitos 1 | CISO | N | LA Basin |  |  | Hybrid_Solar1Axis | OTHER | HYBD | 10 | 10 |  |  |  |  | 1 | 24 | 24 | 10 |  |  |  | 0.1 | 0.1 | 0.28 | 0.03 | 3.28 | 4.24 | 6.58 | 5.68 | 0.3 | 0.1 | 0.1 | 0.1 | Y | South | FC
BARRE_2_ALASB1 | BARRE_2_ALASB1_LESR |  | Los Alamitos 1 | CISO | N | LA Basin |  |  | Hybrid_Storage | OTHER | HYBD | 10 | 10 |  | 20 | 20 | 1 | 1 | 24 | 24 | 10 | FALSE |  |  | 5 | 5 | 5 | 5 | 5 | 5 | 5 | 5 | 5 | 5 | 5 | 5 | N | South | FC
BARRE_2_QF |  |  | BARRE QFS | CISO | N | LA Basin | Western |  | CHP | OTHER | OTHER | 0.2 | 0.2 |  |  |  |  | 1 | 24 | 24 |  |  |  |  | 0 | 0 | 0.01 | 0.01 | 0 | 0 | 0 | 0 | 0 | 0 | 0 | 0 | N | South | FC
BARRE_6_PEAKER |  |  | Barre Peaker | CISO | N | LA Basin | Western | Y | Peaker | COMBUSTION TURBINE | NATURAL GAS | 49 | 49.8 |  |  | 449.18 |  | 1 | 24 | 9.1669 |  |  | 49 | 1 | 49 | 49 | 49 | 49 | 49 | 49 | 49 | 49 | 49 | 49 | 49 | 49 | Y | South | FC
BASICE_2_UNITS |  |  | King City Cogen | CISO | N | CAISO System |  |  | Peaker | COMBINED CYCLE | NATURAL GAS | 120 | 120 |  |  |  |  | 1 | 24 | 24 |  |  | 30 | 1 | 120 | 120 | 120 | 120 | 120 | 120 | 120 | 120 | 120 | 120 | 120 | 120 | Y | North | FC
BCTSYS_5_PWXDYN |  |  | BCTSYS_5_PWXDYN | BPAT | Y | #N/A |  |  | Hydro | HYDRO | WATER | 428 | 428 |  |  |  |  | 1 | 24 | 24 |  |  | 0 | 1 | 428 | 428 | 428 | 428 | 428 | 428 | 428 | 428 | 428 | 428 | 428 | 428 | 0 | North
BDGRCK_1_UNITS |  |  | BADGER CREEK LIMITED | CISO | N | Kern | South Kern PP | Y | Peaker | COMBUSTION TURBINE | NATURAL GAS | 48.08 | 55.3 |  |  |  |  | 1 | 24 | 24 |  |  | 48.08 | 1 | 48.08 | 48.08 | 48.08 | 48.08 | 48.08 | 48.08 | 48.08 | 48.08 | 48.08 | 48.08 | 48.08 | 48.08 | Y | North | FC
BEARDS_7_UNIT 1 |  |  | Beardsley Hydro | CISO | N | Stockton | Tesla-Bellota, Stanislaus |  | Hydro | HYDRO | WATER | 11.5 | 11.5 |  |  |  |  | 1 | 24 | 24 |  |  | 0 | 1 | 4.3 | 2.74 | 2 | 6.54 | 5.96 | 9.1 | 5.54 | 5.94 | 3.8 | 3.2 | 2.72 | 6.18 | Y | North | FC
BEARMT_1_UNIT |  |  | Bear Mountain Limited | CISO | N | Kern | South Kern PP, Westpark |  | Peaker | COMBUSTION TURBINE | NATURAL GAS | 49.21 | 49.21 |  |  |  |  | 1 | 24 | 24 |  |  | 49.21 | 1 | 49.21 | 49.21 | 49.21 | 49.21 | 49.21 | 49.21 | 49.21 | 49.21 | 49.21 | 49.21 | 49.21 | 49.21 | Y | North | FC
BEJNLS_5_BV2SCEDYN |  |  | Broadview 2 | AZPS | Y | #N/A |  |  | Wind | WIND | WIND | 167 | 167 |  |  |  |  | 1 | 24 | 24 |  |  | 0 | 1 | 33.5 | 35.45 | 33.5 | 48.94 | 36.74 | 27.63 | 16.7 | 10.02 | 19.44 | 11.32 | 17.21 | 25.15 | 0 | South
BEKWJS_5_BV1SCEDYN |  |  | Broadview 1 | AZPS | Y | #N/A |  |  | Wind | WIND | WIND | 130 | 130 |  |  |  |  | 1 | 24 | 24 |  |  | 0 | 1 | 26.08 | 27.59 | 26.08 | 38.09 | 28.6 | 21.51 | 13 | 7.8 | 15.14 | 8.81 | 13.39 | 19.58 | 0 | South
BELDEN_7_UNIT 1 |  |  | BELDEN HYDRO | CISO | N | Sierra | South of Palermo |  | Hydro | HYDRO | WATER | 119 | 119 |  |  |  |  | 1 | 24 | 24 |  |  | 0 | 1 | 1.6 | 1.6 | 0 | 0 | 0 | 35.2 | 38.7 | 38.7 | 38.7 | 38.7 | 0 | 1.6 | Y | North | FC | 38.7 | Behind Rio Oso 230-115 kV transformer(s) constraint - Flow impact based reduction applied
BGSKYN_2_AS2SR1 |  | BIGSKY_2_SOLAR1, BIGSKY_2_SOLAR2, BIGSKY_2_SOLAR3, BIGSKY_2_SOLAR4, BIGSKY_2_SOLAR5, BIGSKY_2_SOLAR6, BIGSKY_2_SOLAR7, BGSKYN_2_ASSR1B, BGSKYN_2_ASSR3A, BGSKYN_2_ASSR3B, BGSKYN_2_ASPSR2, BIGSKY_2_BSKSR6, BIGSKY_2_BSKSR7, BIGSKY_2_BSKSR8, BGSKYN_2_BS3SR3, BIGSKY_2_AS2BT1 | Antelope Solar 2 | CISO | N | Big Creek-Ventura |  |  | Paired_Solar_1Axis | PHOTO VOLTAIC | SUN | 105 | 105 |  |  |  |  | 1 | 24 | 24 | 562 |  |  |  | 0.1 | 0.1 | 2.95 | 0.31 | 34.47 | 44.57 | 69.09 | 59.63 | 3.2 | 0.1 | 0.1 | 0.1 | N | South | ID | 100% | Waiting for Tehachapi CRAS. Co-located
BGSKYN_2_ASPSR2 |  | BIGSKY_2_SOLAR1, BIGSKY_2_SOLAR2, BIGSKY_2_SOLAR3, BIGSKY_2_SOLAR4, BIGSKY_2_SOLAR5, BIGSKY_2_SOLAR6, BIGSKY_2_SOLAR7, BGSKYN_2_ASSR1B, BGSKYN_2_AS2SR1, BGSKYN_2_ASSR3A, BGSKYN_2_ASSR3B, BIGSKY_2_BSKSR6, BIGSKY_2_BSKSR7, BIGSKY_2_BSKSR8, BGSKYN_2_BS3SR3, BIGSKY_2_AS2BT1 | Antelope Solar 2 San Pablo | CISO | N | Big Creek-Ventura |  |  | Paired_Solar_1Axis | PHOTO VOLTAIC | SUN | 100 | 100 |  |  |  |  | 1 | 24 | 24 | 562 |  |  |  | 0.1 | 0.1 | 2.81 | 0.29 | 32.83 | 42.44 | 65.8 | 56.79 | 3.05 | 0.1 | 0.1 | 0.1 | N | South | ID | 100% | Waiting for Tehachapi CRAS. Co-located
BGSKYN_2_ASSR1B |  | BIGSKY_2_SOLAR1, BIGSKY_2_SOLAR2, BIGSKY_2_SOLAR3, BIGSKY_2_SOLAR4, BIGSKY_2_SOLAR5, BIGSKY_2_SOLAR6, BIGSKY_2_SOLAR7, BGSKYN_2_AS2SR2, BGSKYN_2_AS2SR1, BGSKYN_2_ASSR3A, BGSKYN_2_ASSR3B, BIGSKY_2_BSKSR6, BIGSKY_2_BSKSR7, BIGSKY_2_BSKSR8, BGSKYN_2_BS3SR3, BIGSKY_2_AS2BT1 | Antelope Solar 1B | CISO | N | Big Creek-Ventura |  |  | Paired_Solar_1Axis | PHOTO VOLTAIC | SUN | 17 | 17 |  |  |  |  | 1 | 24 | 24 | 562 |  |  |  | 0.1 | 0.1 | 0.48 | 0.1 | 5.58 | 7.22 | 11.19 | 9.65 | 0.52 | 0.1 | 0.1 | 0.1 | N | South | ID | 100% | Waiting for Tehachapi CRAS. Co-located
BGSKYN_2_ASSR3A |  | BIGSKY_2_SOLAR1, BIGSKY_2_SOLAR2, BIGSKY_2_SOLAR3, BIGSKY_2_SOLAR4, BIGSKY_2_SOLAR5, BIGSKY_2_SOLAR6, BIGSKY_2_SOLAR7, BGSKYN_2_ASSR1B, BGSKYN_2_AS2SR1, BGSKYN_2_ASSR3B, BGSKYN_2_ASPSR2, BIGSKY_2_BSKSR6, BIGSKY_2_BSKSR7, BIGSKY_2_BSKSR8, BGSKYN_2_BS3SR3, BIGSKY_2_AS2BT1 | Antelope Solar 3A | CISO | N | Big Creek-Ventura |  |  | Paired_Solar_1Axis | PHOTO VOLTAIC | SUN | 15 | 15 |  |  |  |  | 1 | 24 | 24 | 562 |  |  |  | 0.1 | 0.1 | 0.42 | 0.1 | 4.92 | 6.37 | 9.87 | 8.52 | 0.46 | 0.1 | 0.1 | 0.1 | N | South | ID | 100% | Waiting for Tehachapi CRAS. Co-located
BGSKYN_2_ASSR3B |  | BIGSKY_2_SOLAR1, BIGSKY_2_SOLAR2, BIGSKY_2_SOLAR3, BIGSKY_2_SOLAR4, BIGSKY_2_SOLAR5, BIGSKY_2_SOLAR6, BIGSKY_2_SOLAR7, BGSKYN_2_ASSR1B, BGSKYN_2_AS2SR1, BGSKYN_2_ASSR3A, BGSKYN_2_ASPSR2, BIGSKY_2_BSKSR6, BIGSKY_2_BSKSR7, BIGSKY_2_BSKSR8, BGSKYN_2_BS3SR3, BIGSKY_2_AS2BT1 | Antelope Solar 3B | CISO | N | Big Creek-Ventura |  |  | Paired_Solar_1Axis | PHOTO VOLTAIC | SUN | 5 | 5 |  |  |  |  | 1 | 24 | 24 | 562 |  |  |  | 0.1 | 0.1 | 0.14 | 0.1 | 1.64 | 2.12 | 3.29 | 2.84 | 0.15 | 0.1 | 0.1 | 0.1 | N | South | ID | 100% | Waiting for Tehachapi CRAS. Co-located
BGSKYN_2_BS3SR3 |  | BIGSKY_2_SOLAR1, BIGSKY_2_SOLAR2, BIGSKY_2_SOLAR3, BIGSKY_2_SOLAR4, BIGSKY_2_SOLAR5, BIGSKY_2_SOLAR6, BIGSKY_2_SOLAR7, BGSKYN_2_ASSR1B, BGSKYN_2_AS2SR1, BGSKYN_2_ASSR3A, BGSKYN_2_ASSR3B, BGSKYN_2_ASPSR2, BIGSKY_2_BSKSR6, BIGSKY_2_BSKSR7, BIGSKY_2_BSKSR8, BIGSKY_2_AS2BT1 | Big Sky Solar 3 | CISO | N | Big Creek-Ventura |  |  | Paired_Solar_1Axis | PHOTO VOLTAIC | SUN | 20 | 20 |  |  |  |  | 1 | 24 | 24 | 562 |  |  |  | 0.1 | 0.1 | 0.56 | 0.1 | 6.57 | 8.49 | 13.16 | 11.36 | 0.61 | 0.1 | 0.1 | 0.1 | N | South | FC |  | Co-located
BIGCRK_2_EXESWD |  |  | BIG CREEK HYDRO PROJECT PSP | CISO | N | Big Creek-Ventura | Rector, Vestal |  | Hydro | HYDRO | WATER | 820 | 820 |  |  |  |  | 1 | 24 | 24 |  |  | 700 | 1 | 490.44 | 553.8 | 507 | 561.6 | 700 | 728.6 | 706.43 | 700 | 700 | 455.76 | 483 | 498.28 | Y | South | FC
BIGCRK_7_DAM7 |  |  | DAM 7 AT BIG CREEK (FISHWATER GEN) | CISO | N | Big Creek-Ventura | Rector, Vestal |  | Hydro | HYDRO | WATER | 0.3 | 0.3 |  |  |  |  | 1 | 24 | 24 |  |  |  |  | 0 | 0 | 0 | 0 | 0 | 0 | 0 | 0 | 0 | 0 | 0 | 0 | N | South | EO
BIGCRK_7_MAMRES |  |  | MAMMOTH POOL RESERVOIR (FISHWATER | CISO | N | Big Creek-Ventura | Rector, Vestal |  | Hydro | HYDRO | WATER | 1.25 | 1.3 |  |  |  |  | 1 | 24 | 24 |  |  |  |  | 0 | 0 | 0 | 0 | 0 | 0 | 0 | 0 | 0 | 0 | 0 | 0 | N | South | EO
BIGSKY_2_AS2BT1 |  | BIGSKY_2_SOLAR1, BIGSKY_2_SOLAR2, BIGSKY_2_SOLAR3, BIGSKY_2_SOLAR4, BIGSKY_2_SOLAR5, BIGSKY_2_SOLAR6, BIGSKY_2_SOLAR7, BGSKYN_2_ASSR1B, BGSKYN_2_AS2SR1, BGSKYN_2_ASSR3A, BGSKYN_2_ASSR3B, BGSKYN_2_ASPSR2, BIGSKY_2_BSKSR6, BIGSKY_2_BSKSR7, BIGSKY_2_BSKSR8, BGSKYN_2_BS3SR3 | Antelope Solar 2 LAB | CISO | N | Big Creek-Ventura |  |  | Paired_BattStorage | OTHER | LESR | 127 | 127 | .8 | 508 | 508 | 1 | 1 | 24 | 4 | 562 | FALSE | 254 | 2 | 127 | 127 | 127 | 127 | 127 | 127 | 127 | 127 | 127 | 127 | 127 | 127 | Y | South | ID | 100% | Waiting for Tehachapi CRAS. Co-located
BIGSKY_2_ASLBT2 |  |  | Antelope Solar 2 Luna | CISO | N | Big Creek-Ventura |  |  | Battery Storage | OTHER | LESR | 100 | 100 | .8 | 400 | 400 | 1 | 1 | 24 | 4 |  |  | 200 | 2 | 100 | 100 | 100 | 100 | 100 | 100 | 100 | 100 | 100 | 100 | 100 | 100 | Y | South | ID | 100% | Waiting for Tehachapi CRAS
BIGSKY_2_BSKSR6 |  | BIGSKY_2_SOLAR1, BIGSKY_2_SOLAR2, BIGSKY_2_SOLAR3, BIGSKY_2_SOLAR4, BIGSKY_2_SOLAR5, BIGSKY_2_SOLAR6, BIGSKY_2_SOLAR7, BGSKYN_2_ASSR1B, BGSKYN_2_AS2SR1, BGSKYN_2_ASSR3A, BGSKYN_2_ASSR3B, BGSKYN_2_ASPSR2,BIGSKY_2_BSKSR7, BIGSKY_2_BSKSR8, BGSKYN_2_BS3SR3, BIGSKY_2_AS2BT1 | Big Sky Solar 6 | CISO | N | Big Creek-Ventura |  |  | Paired_Solar_1Axis | PHOTO VOLTAIC | SUN | 20 | 20 |  |  |  |  | 1 | 24 | 24 | 562 |  |  |  | 0.1 | 0.1 | 0.56 | 0.1 | 6.57 | 8.49 | 13.16 | 11.36 | 0.61 | 0.1 | 0.1 | 0.1 | N | South | FC |  | Co-located
BIGSKY_2_BSKSR7 |  | BIGSKY_2_SOLAR1, BIGSKY_2_SOLAR2, BIGSKY_2_SOLAR3, BIGSKY_2_SOLAR4, BIGSKY_2_SOLAR5, BIGSKY_2_SOLAR6, BIGSKY_2_SOLAR7, BGSKYN_2_ASSR1B, BGSKYN_2_AS2SR1, BGSKYN_2_ASSR3A, BGSKYN_2_ASSR3B, BGSKYN_2_ASPSR2, BIGSKY_2_BSKSR6, BIGSKY_2_BSKSR8, BGSKYN_2_BS3SR3, BIGSKY_2_AS2BT1 | Big Sky Solar 7 | CISO | N | Big Creek-Ventura |  |  | Paired_Solar_1Axis | PHOTO VOLTAIC | SUN | 20 | 20 |  |  |  |  | 1 | 24 | 24 | 562 |  |  |  | 0.1 | 0.1 | 0.56 | 0.1 | 6.57 | 8.49 | 13.16 | 11.36 | 0.61 | 0.1 | 0.1 | 0.1 | N | South | FC |  | Co-located
BIGSKY_2_BSKSR8 |  | BIGSKY_2_SOLAR1, BIGSKY_2_SOLAR2, BIGSKY_2_SOLAR3, BIGSKY_2_SOLAR4, BIGSKY_2_SOLAR5, BIGSKY_2_SOLAR6, BIGSKY_2_SOLAR7, BGSKYN_2_ASSR1B, BGSKYN_2_AS2SR1, BGSKYN_2_ASSR3A, BGSKYN_2_ASSR3B, BGSKYN_2_ASPSR2, BIGSKY_2_BSKSR6, BIGSKY_2_BSKSR7, BGSKYN_2_BS3SR3, BIGSKY_2_AS2BT1 | Big Sky Solar 8 | CISO | N | Big Creek-Ventura |  |  | Paired_Solar_1Axis | PHOTO VOLTAIC | SUN | 20 | 20 |  |  |  |  | 1 | 24 | 24 | 562 |  |  |  | 0.1 | 0.1 | 0.56 | 0.1 | 6.57 | 8.49 | 13.16 | 11.36 | 0.61 | 0.1 | 0.1 | 0.1 | N | South | FC |  | Co-located
BIGSKY_2_SOLAR1 |  | BIGSKY_2_SOLAR2, BIGSKY_2_SOLAR3, BIGSKY_2_SOLAR4, BIGSKY_2_SOLAR5, BIGSKY_2_SOLAR6, BIGSKY_2_SOLAR7, BGSKYN_2_ASSR1B, BGSKYN_2_AS2SR1, BGSKYN_2_ASSR3A, BGSKYN_2_ASSR3B, BGSKYN_2_ASPSR2, BIGSKY_2_BSKSR6, BIGSKY_2_BSKSR7, BIGSKY_2_BSKSR8, BGSKYN_2_BS3SR3, BIGSKY_2_AS2BT1 | Antelope Big Sky Ranch | CISO | N | Big Creek-Ventura |  |  | Paired_Solar_1Axis | PHOTO VOLTAIC | SUN | 20 | 20 |  |  |  |  | 1 | 24 | 24 | 562 |  |  |  | 0.1 | 0.1 | 0.56 | 0.1 | 6.57 | 8.49 | 13.16 | 11.36 | 0.61 | 0.1 | 0.1 | 0.1 | N | South | FC |  | Co-located
BIGSKY_2_SOLAR2 |  | BIGSKY_2_SOLAR1, BIGSKY_2_SOLAR3, BIGSKY_2_SOLAR4, BIGSKY_2_SOLAR5, BIGSKY_2_SOLAR6, BIGSKY_2_SOLAR7, BGSKYN_2_ASSR1B, BGSKYN_2_AS2SR1, BGSKYN_2_ASSR3A, BGSKYN_2_ASSR3B, BGSKYN_2_ASPSR2, BIGSKY_2_BSKSR6, BIGSKY_2_BSKSR7, BIGSKY_2_BSKSR8, BGSKYN_2_BS3SR3, BIGSKY_2_AS2BT1 | Big Sky Solar 4 | CISO | N | Big Creek-Ventura |  |  | Paired_Solar_1Axis | PHOTO VOLTAIC | SUN | 40 | 40 |  |  |  |  | 1 | 24 | 24 | 562 |  |  |  | 0.1 | 0.1 | 1.12 | 0.12 | 13.13 | 16.98 | 26.32 | 22.72 | 1.22 | 0.1 | 0.1 | 0.1 | N | South | FC |  | Co-located
BIGSKY_2_SOLAR3 |  | BIGSKY_2_SOLAR1, BIGSKY_2_SOLAR2,BIGSKY_2_SOLAR4, BIGSKY_2_SOLAR5, BIGSKY_2_SOLAR6, BIGSKY_2_SOLAR7, BGSKYN_2_ASSR1B, BGSKYN_2_AS2SR1, BGSKYN_2_ASSR3A, BGSKYN_2_ASSR3B, BGSKYN_2_ASPSR2, BIGSKY_2_BSKSR6, BIGSKY_2_BSKSR7, BIGSKY_2_BSKSR8, BGSKYN_2_BS3SR3, BIGSKY_2_AS2BT1 | Big Sky Summer | CISO | N | Big Creek-Ventura |  |  | Paired_Solar_1Axis | PHOTO VOLTAIC | SUN | 20 | 20 |  |  |  |  | 1 | 24 | 24 | 562 |  |  |  | 0.1 | 0.1 | 0.56 | 0.1 | 6.57 | 8.49 | 13.16 | 11.36 | 0.61 | 0.1 | 0.1 | 0.1 | N | South | FC |  | Co-located
BIGSKY_2_SOLAR4 |  | BIGSKY_2_SOLAR1, BIGSKY_2_SOLAR2, BIGSKY_2_SOLAR3, BIGSKY_2_SOLAR5, BIGSKY_2_SOLAR6, BIGSKY_2_SOLAR7, BGSKYN_2_ASSR1B, BGSKYN_2_AS2SR1, BGSKYN_2_ASSR3A, BGSKYN_2_ASSR3B, BGSKYN_2_ASPSR2, BIGSKY_2_BSKSR6, BIGSKY_2_BSKSR7, BIGSKY_2_BSKSR8, BGSKYN_2_BS3SR3, BIGSKY_2_AS2BT1 | Western Antelope Blue Sky Ranch B | CISO | N | Big Creek-Ventura |  |  | Paired_Solar_1Axis | PHOTO VOLTAIC | SUN | 20 | 20 |  |  |  |  | 1 | 24 | 24 | 562 |  |  |  | 0.1 | 0.1 | 0.56 | 0.1 | 6.57 | 8.49 | 13.16 | 11.36 | 0.61 | 0.1 | 0.1 | 0.1 | N | South | FC |  | Co-located
BIGSKY_2_SOLAR5 |  | BIGSKY_2_SOLAR1, BIGSKY_2_SOLAR2, BIGSKY_2_SOLAR3, BIGSKY_2_SOLAR4, BIGSKY_2_SOLAR6, BIGSKY_2_SOLAR7, BGSKYN_2_ASSR1B, BGSKYN_2_AS2SR1, BGSKYN_2_ASSR3A, BGSKYN_2_ASSR3B, BGSKYN_2_ASPSR2, BIGSKY_2_BSKSR6, BIGSKY_2_BSKSR7, BIGSKY_2_BSKSR8, BGSKYN_2_BS3SR3, BIGSKY_2_AS2BT1 | Big Sky Solar 2 | CISO | N | Big Creek-Ventura |  |  | Paired_Solar_1Axis | PHOTO VOLTAIC | SUN | 5 | 5 |  |  |  |  | 1 | 24 | 24 | 562 |  |  |  | 0.1 | 0.1 | 0.14 | 0.1 | 1.64 | 2.12 | 3.29 | 2.84 | 0.15 | 0.1 | 0.1 | 0.1 | N | South | FC |  | Co-located
BIGSKY_2_SOLAR6 |  | BIGSKY_2_SOLAR1, BIGSKY_2_SOLAR2, BIGSKY_2_SOLAR3, BIGSKY_2_SOLAR4, BIGSKY_2_SOLAR5, BIGSKY_2_SOLAR7, BGSKYN_2_ASSR1B, BGSKYN_2_AS2SR1, BGSKYN_2_ASSR3A, BGSKYN_2_ASSR3B, BGSKYN_2_ASPSR2, BIGSKY_2_BSKSR6, BIGSKY_2_BSKSR7, BIGSKY_2_BSKSR8, BGSKYN_2_BS3SR3, BIGSKY_2_AS2BT1 | Solverde 1 | CISO | N | Big Creek-Ventura |  |  | Paired_Solar_1Axis | PHOTO VOLTAIC | SUN | 85 | 85 |  |  |  |  | 1 | 24 | 24 | 562 |  |  |  | 0.1 | 0.1 | 2.38 | 0.25 | 27.91 | 36.08 | 55.93 | 48.27 | 2.59 | 0.1 | 0.1 | 0.1 | N | South | FC |  | Co-located
BIGSKY_2_SOLAR7 |  | BIGSKY_2_SOLAR1, BIGSKY_2_SOLAR2, BIGSKY_2_SOLAR3, BIGSKY_2_SOLAR4, BIGSKY_2_SOLAR5, BIGSKY_2_SOLAR6, BGSKYN_2_ASSR1B, BGSKYN_2_AS2SR1, BGSKYN_2_ASSR3A, BGSKYN_2_ASSR3B, BGSKYN_2_ASPSR2, BIGSKY_2_BSKSR6, BIGSKY_2_BSKSR7, BIGSKY_2_BSKSR8, BGSKYN_2_BS3SR3, BIGSKY_2_AS2BT1 | Big Sky Solar 1 | CISO | N | Big Creek-Ventura |  |  | Paired_Solar_1Axis | PHOTO VOLTAIC | SUN | 50 | 50 |  |  |  |  | 1 | 24 | 24 | 562 |  |  |  | 0.1 | 0.1 | 1.4 | 0.15 | 16.42 | 21.22 | 32.9 | 28.4 | 1.52 | 0.1 | 0.1 | 0.1 | N | South | FC |  | Co-located
BIOMAS_1_UNIT 1 |  |  | WOODLAND BIOMASS | CISO | N | Sierra | Drum-Rio Oso, South of Palermo |  | Biomass | STEAM | BIOMASS | 25.5 | 28.8 |  |  |  |  | 1 | 24 | 24 |  |  |  |  | 15.98 | 15.69 | 7.86 | 8.07 | 8.06 | 7.5 | 7.93 | 8.07 | 15.24 | 8.03 | 12.07 | 16.22 | N | North | FC
BISHOP_1_ALAMO |  |  | BISHOP CREEK PLANT 2 AND 6 | CISO | N | CAISO System |  |  | Hydro | HYDRO | WATER | 13.4 | 13.4 |  |  |  |  | 1 | 24 | 24 |  |  |  |  | 3.13 | 2.38 | 2.6 | 3.84 | 7.55 | 7.84 | 6.7 | 6.15 | 4.45 | 3.01 | 2.57 | 2.08 | N | South | FC
BISHOP_1_UNITS |  |  | BISHOP CREEK PLANT 3 AND 4 | CISO | N | CAISO System |  |  | Hydro | HYDRO | WATER | 15.8 | 15.8 |  |  |  |  | 1 | 24 | 24 |  |  |  |  | 4.91 | 3.68 | 2.96 | 6.32 | 10.33 | 10.75 | 9.38 | 7.28 | 6.91 | 5.04 | 4.13 | 4.3 | N | South | FC
BKRFLD_2_SOLAR1 |  |  | Bakersfield 111 | CISO | N | Kern | South Kern PP |  | Solar_1Axis | PHOTO VOLTAIC | SUN | 1.38 | 1.4 |  |  |  |  | 1 | 24 | 24 |  |  |  |  | 0.1 | 0.1 | 0.1 | 0.1 | 0.6 | 0.76 | 1.03 | 0.87 | 0.1 | 0.1 | 0.1 | 0.1 | N | North | FC
BLACK_7_UNIT 1 |  |  | JAMES B. BLACK 1 | CISO | N | CAISO System |  |  | Hydro | HYDRO | WATER | 85 | 84 |  |  |  |  | 1 | 24 | 24 |  |  | 82 | 1 | 84.2 | 82.4 | 82.4 | 82.4 | 84 | 84.6 | 84.4 | 84.4 | 82 | 68 | 68 | 84 | Y | North | FC
BLACK_7_UNIT 2 |  |  | JAMES B. BLACK 2 | CISO | N | CAISO System |  |  | Hydro | HYDRO | WATER | 84.1 | 84.1 |  |  |  |  | 1 | 24 | 24 |  |  | 84.08 | 1 | 83.48 | 83.28 | 83.28 | 82 | 83.28 | 83.88 | 84.08 | 84.08 | 84.08 | 67.28 | 83.48 | 83.28 | Y | North | FC
BLAST_1_WIND |  |  | Mountain View IV Wind | CISO | N | LA Basin | Eastern, Valley-Devers |  | Wind | WIND | WIND | 49 | 49 |  |  |  |  | 1 | 24 | 24 |  |  |  |  | 2.67 | 5.76 | 6.23 | 19.77 | 21.07 | 18.58 | 16.33 | 14.3 | 9.8 | 4.59 | 2.12 | 2.25 | N | South | FC
BLCKBT_2_STONEY |  |  | BLACK BUTTE HYDRO | CISO | N | CAISO System |  |  | Hydro | HYDRO | WATER | 6.2 | 6.2 |  |  |  |  | 1 | 24 | 24 |  |  | 0 | 1 | 2.04 | 1.6 | 1.3 | 3.5 | 2.7 | 2.57 | 2.02 | 1.83 | 1.5 | 1.5 | 2.1 | 2.51 | Y | North | FC
BLCKWL_6_SOLAR1 |  |  | Blackwell Solar | CISO | N | CAISO System |  | Y | Solar_1Axis | PHOTO VOLTAIC | SUN | 12 | 12 |  |  |  |  | 1 | 24 | 24 |  |  |  |  | 0.1 | 0.1 | 0.37 | 0.12 | 5.24 | 6.57 | 8.96 | 7.52 | 0.63 | 0.1 | 0.1 | 0.1 | N | North | FC
BLKCRK_2_GMCBT1 |  | BLKCRK_2_SOLAR1, GENESI_2_STG | Genesis McCoy Bess | CISO | N | CAISO System |  |  | Paired_BattStorage | OTHER | LESR | 230 | 230 | 0.901 | 920 | 2616.2651 | 2.8438 | 1 | 24 | 11.3751 | 258.21 | FALSE | 460 | 1 | 230 | 230 | 230 | 230 | 230 | 230 | 230 | 230 | 230 | 230 | 230 | 230 | Y | South | FC |  | Co-located with BLKCRK_2_SOLAR1, GENESI_2_STG
BLKCRK_2_SOLAR1 |  | BLKCRK_2_GMCBT1, GENESI_2_STG | McCoy Station | CISO | N | CAISO System |  |  | Paired_Solar_1Axis | PHOTO VOLTAIC | SUN | 250 | 250 |  |  |  |  | 1 | 24 | 24 | 258.21 |  |  |  | 0.1 | 0.1 | 7.01 | 0.74 | 82.08 | 106.11 | 164.49 | 141.98 | 7.61 | 0.02 | 0.1 | 0.1 | N | South | EO |  | Co-located with BLKCRK_2_GMCBT1, GENESI_2_STG
BLKDIA_2_BDEBT1 |  |  | Black Diamond Energy Storage | CISO | N | Bay Area | Pittsburg |  | Battery Storage | OTHER | LESR | 200 | 200 | .8 | 800 | 800 | 1 | 1 | 24 | 4 |  |  | 400 | 1 | 200 | 200 | 200 | 200 | 200 | 200 | 200 | 200 | 200 | 200 | 200 | 200 | Y | North | FC
BLM W_2_COSBT1 |  |  | Coso Battery Storage | CISO | N | CAISO System |  |  | Battery Storage | OTHER | LESR | 60 | 60 | .8 | 240 | 240 | 1 | 1 | 24 | 4 |  |  | 120 | 2 | 60 | 60 | 60 | 60 | 60 | 60 | 60 | 60 | 60 | 60 | 60 | 60 | Y | South | FC
BLM_2_UNITS |  |  | BLM EAST Facility | CISO | N | CAISO System |  |  | Geothermal | STEAM | GEOTHERMAL | 72 | 72 |  |  |  |  | 1 | 24 | 24 |  |  | 47 | 1 | 47 | 47 | 47 | 47 | 47 | 47 | 47 | 47 | 47 | 47 | 47 | 47 | Y | South | PD | 47.00 | NQC reduction required due to transfer of deliverability to a new resource. (Adjustment already applied Jan-Dec.)
BLYTHE_1_SOLAR1 |  |  | Blythe Solar 1 Project | CISO | N | CAISO System |  |  | Solar_Fixed | PHOTO VOLTAIC | SUN | 21 | 21 |  |  |  |  | 1 | 24 | 24 |  |  |  |  | 0 | 0 | 0 | 0 | 0 | 0 | 0 | 0 | 0 | 0 | 0 | 0 | N | South | EO
BLYTHE_1_SOLAR2 |  |  | Blythe Green 1 | CISO | N | CAISO System |  |  | Solar_1Axis | PHOTO VOLTAIC | SUN | 20 | 20 |  |  |  |  | 1 | 24 | 24 |  |  |  |  | 0 | 0 | 0 | 0 | 0 | 0 | 0 | 0 | 0 | 0 | 0 | 0 | N | South | EO
BNNIEN_7_ALTAPH |  |  | ALTA POWER HOUSE | CISO | N | Sierra | Placer, Gold Hill-Drum, Drum-Rio Oso, South of Rio Oso, South of Palermo |  | Hydro | HYDRO | WATER | 1 | 2 |  |  |  |  | 1 | 24 | 24 |  |  |  |  | 0.34 | 0.3 | 0.3 | 0.4 | 0.2 | 0.39 | 0.4 | 0.61 | 0.42 | 0.53 | 0.41 | 0.3 | N | North | FC
BOGUE_1_UNITA1 |  |  | Feather River Energy Center, Unit #1 | CISO | N | Sierra | Bogue, Drum-Rio Oso |  | Peaker | COMBUSTION TURBINE | NATURAL GAS | 48.69 | 49.9 |  |  |  |  | 1 | 24 | 24 |  |  | 47.38 | 1 | 47.38 | 47.38 | 47.38 | 47.38 | 47.38 | 47.38 | 47.38 | 47.38 | 47.38 | 47.38 | 47.38 | 47.38 | Y | North | FC
BORDER_6_UNITA1 |  |  | CalPeak Power Border Unit 1 | CISO | N | San Diego-IV | San Diego, Border |  | Peaker | COMBUSTION TURBINE | NATURAL GAS | 51.25 | 52 |  |  |  |  | 1 | 24 | 24 |  |  | 51.25 | 1 | 51.25 | 51.25 | 51.25 | 51.25 | 51.25 | 51.25 | 51.25 | 51.25 | 51.25 | 51.25 | 51.25 | 51.25 | Y | South | FC
BOWMN_6_HYDRO |  |  | NID Hydro Bowman Powerhouse | CISO | N | Sierra | Drum-Rio Oso, South of Palermo |  | Hydro | HYDRO | WATER | 3.6 | 3.6 |  |  |  |  | 1 | 24 | 24 |  |  |  |  | 0.15 | 0.06 | 0.07 | 0.21 | 1.6 | 1.23 | 2.18 | 2 | 1.5 | 1.03 | 0.24 | 0.18 | N | North | FC
BRDGVL_7_BAKER |  |  | Baker Station Hydro | CISO | N | Humboldt |  |  | Hydro | HYDRO | WATER | 1.49 | 2.5 |  |  |  |  | 1 | 24 | 24 |  |  |  |  | 0.47 | 0.45 | 0.37 | 0.28 | 0.13 | 0.01 | 0 | 0 | 0 | 0.01 | 0.06 | 0.46 | N | North | FC
BRDSLD_2_HIWIND |  |  | High Winds Energy Center | CISO | N | Bay Area | Contra Costa | Y | Wind | WIND | WIND | 162 | 162 |  |  |  |  | 1 | 24 | 24 |  |  |  |  | 6.87 | 11.87 | 15.97 | 49.51 | 77.89 | 49.77 | 63.8 | 34.85 | 12.02 | 2.91 | 4.58 | 6.94 | N | North | FC
BRDSLD_2_MTZUM2 |  |  | NextEra Energy Montezuma Wind II | CISO | N | Bay Area | Contra Costa | Y | Wind | WIND | WIND | 78.2 | 78.2 |  |  |  |  | 1 | 24 | 24 |  |  |  |  | 3.31 | 5.73 | 7.71 | 23.9 | 37.6 | 24.02 | 30.8 | 16.82 | 5.8 | 1.41 | 2.21 | 3.35 | N | North | FC
BRDSLD_2_MTZUMA |  |  | FPL Energy Montezuma Wind | CISO | N | Bay Area | Contra Costa | Y | Wind | WIND | WIND | 36.8 | 38 |  |  |  |  | 1 | 24 | 24 |  |  |  |  | 1.56 | 2.7 | 3.63 | 11.25 | 17.69 | 11.3 | 14.49 | 7.92 | 2.73 | 0.66 | 1.04 | 1.58 | N | North | FC
BRDSLD_2_SHILO1 |  |  | Shiloh I Wind Project | CISO | N | Bay Area | Contra Costa | Y | Wind | WIND | WIND | 150 | 150 |  |  |  |  | 1 | 24 | 24 |  |  |  |  | 6.36 | 10.99 | 14.79 | 45.85 | 72.12 | 46.08 | 59.07 | 32.26 | 11.13 | 2.7 | 4.24 | 6.42 | N | North | FC
BRDSLD_2_SHILO2 |  |  | SHILOH WIND PROJECT 2 | CISO | N | Bay Area | Contra Costa |  | Wind | WIND | WIND | 150 | 150 |  |  |  |  | 1 | 24 | 24 |  |  |  |  | 6.36 | 10.99 | 14.79 | 45.85 | 72.12 | 46.08 | 59.07 | 32.26 | 11.13 | 2.7 | 4.24 | 6.42 | N | North | FC
BRDSLD_2_SHLO3A |  |  | Shiloh III Wind Project, LLC | CISO | N | Bay Area | Contra Costa | Y | Wind | WIND | WIND | 102.5 | 100 |  |  |  |  | 1 | 24 | 24 |  |  |  |  | 4.34 | 7.51 | 10.11 | 31.33 | 49.28 | 31.49 | 40.37 | 22.05 | 7.6 | 1.84 | 2.9 | 4.39 | N | North | FC
BRDSLD_2_SHLO3B |  |  | Shiloh IV Wind Project | CISO | N | Bay Area | Contra Costa | Y | Wind | WIND | WIND | 100 | 100 |  |  |  |  | 1 | 24 | 24 |  |  |  |  | 4.24 | 7.33 | 9.86 | 30.56 | 48.08 | 30.72 | 39.38 | 21.51 | 7.42 | 1.8 | 2.83 | 4.28 | N | North | FC
BREGGO_6_DEGRSL |  |  | Desert Green Solar Farm | CISO | N | San Diego-IV | San Diego |  | Solar_2Axis | PHOTO VOLTAIC | SUN | 6.3 | 6.5 |  |  |  |  | 1 | 24 | 24 |  |  |  |  | 0.1 | 0.1 | 0.18 | 0.1 | 2.07 | 2.67 | 4.15 | 3.58 | 0.19 | 0.1 | 0.1 | 0.1 | N | South | FC
BREGGO_6_SOLAR |  |  | NRG Borrego Solar One | CISO | N | San Diego-IV | San Diego |  | Solar_Fixed | PHOTO VOLTAIC | SUN | 26 | 26 |  |  |  |  | 1 | 24 | 24 |  |  |  |  | 0.1 | 0.1 | 0.7 | 0.1 | 4.92 | 6.73 | 13.12 | 11.28 | 0.6 | 0.1 | 0.1 | 0.1 | N | South | FC
BRODIE_2_WIND |  |  | Coram Brodie Wind Project | CISO | N | CAISO System |  | Y | Wind | WIND | WIND | 102 | 102 |  |  |  |  | 1 | 24 | 24 |  |  |  |  | 5.56 | 12 | 12.96 | 41.16 | 43.86 | 38.67 | 33.99 | 29.76 | 20.41 | 9.55 | 4.41 | 4.68 | N | South | FC
BUCKBL_2_PL1X3 |  |  | Blythe Energy Center | CISO | N | CAISO System |  |  | CCGT | COMBINED CYCLE | NATURAL GAS | 493.63 | 493.63 |  |  |  |  | 1 | 24 | 24 |  |  | 368.63 | 1 | 493.63 | 493.63 | 493.63 | 493.63 | 493.63 | 493.63 | 493.63 | 493.63 | 493.63 | 493.63 | 493.63 | 493.63 | Y | South | FC
BUCKCK_2_HYDRO |  |  | Lassen Station Hydro | CISO | N | Sierra | South of Palermo |  | Hydro | HYDRO | WATER | 0.99 | 1 |  |  |  |  | 1 | 24 | 24 |  |  |  |  | 0.13 | 0.13 | 0.13 | 0.13 | 0.13 | 0.13 | 0.08 | 0.08 | 0 | 0.02 | 0.13 | 0.13 | N | North | FC | 0 | Behind Rio Oso 230-115 kV transformer(s) constraint - Flow impact based reduction applied
BUCKCK_7_OAKFLT |  |  | Oak Flat | CISO | N | Sierra | South of Palermo |  | Hydro | HYDRO | WATER | 1.3 | 1.3 |  |  |  |  | 1 | 24 | 24 |  |  |  |  | 0.34 | 0.34 | 0.34 | 0.34 | 0.34 | 0.34 | 0.34 | 0.34 | 0.2 | 0.21 | 0.2 | 0.22 | N | North | FC | 0 | Behind Rio Oso 230-115 kV transformer(s) constraint - Flow impact based reduction applied
BUCKCK_7_PL1X2 |  |  | BUCKS CREEK AGGREGATE | CISO | N | Sierra | South of Palermo |  | Hydro | HYDRO | WATER | 57.25 | 57.25 |  |  |  |  | 1 | 24 | 24 |  |  | 24.86 | 1 | 24.86 | 24.86 | 24.86 | 24.86 | 24.86 | 24.86 | 24.86 | 24.86 | 24.86 | 24.86 | 24.86 | 24.86 | Y | North | FC | 24.86 | Behind Rio Oso 230-115 kV transformer(s) constraint - Flow impact based reduction applied
BUCKWD_1_NPALM1 |  |  | North Palm Springs 1A | CISO | N | LA Basin | Eastern, Valley-Devers |  | Solar_1Axis | PHOTO VOLTAIC | SUN | 2.4 | 2.4 |  |  |  |  | 1 | 24 | 24 |  |  |  |  | 0.1 | 0.1 | 0.1 | 0.1 | 0.79 | 1.02 | 1.58 | 1.36 | 0.1 | 0.1 | 0.1 | 0.1 | N | South | FC
BUCKWD_1_QF |  |  | Buckwind Re-powering project | CISO | N | LA Basin | Eastern, Valley-Devers |  | Wind | WIND | WIND | 16.5 | 16.5 |  |  |  |  | 1 | 24 | 24 |  |  |  |  | 0.9 | 1.94 | 2.1 | 6.66 | 7.1 | 6.26 | 5.5 | 4.81 | 3.3 | 1.54 | 0.71 | 0.76 | N | South | FC
BUCKWD_7_WINTCV |  |  | Wintec Energy, Ltd. | CISO | N | LA Basin | Eastern, Valley-Devers |  | Wind | WIND | WIND | 1.32 | 1.3 |  |  |  |  | 1 | 24 | 24 |  |  |  |  | 0.07 | 0.16 | 0.17 | 0.53 | 0.57 | 0.5 | 0.44 | 0.39 | 0.26 | 0.12 | 0.06 | 0.06 | N | South | FC
BURNYF_2_UNIT 1 |  |  | Burney Forest Power | CISO | N | CAISO System |  |  | Biomass | STEAM | BIOMASS | 29 | 35.7 |  |  |  |  | 1 | 24 | 24 |  |  |  |  | 28.71 | 29 | 28.68 | 29 | 29 | 28.85 | 29 | 29 | 29 | 28.56 | 28.88 | 29 | N | North | FC
BUTTVL_7_UNIT 1 |  |  | BUTT VALLEY HYDRO | CISO | N | CAISO System |  |  | Hydro | HYDRO | WATER | 39.5 | 41 |  |  |  |  | 1 | 24 | 24 |  |  | 39.5 | 1 | 38.8 | 31.6 | 31.6 | 31.2 | 32.4 | 32.4 | 39.2 | 39.2 | 39.5 | 32.4 | 32.4 | 38.8 | Y | North | FC
CABALO_2_M2BSR1 |  |  | Mustang 2 Barbaro Solar | CISO | N | Fresno |  |  | Solar_1Axis | PHOTO VOLTAIC | SUN | 50 | 50 |  |  |  |  | 1 | 24 | 24 |  |  |  |  | 0.1 | 0.1 | 1.52 | 0.52 | 21.85 | 27.39 | 37.33 | 31.35 | 2.61 | 0.1 | 0.1 | 0.1 | N | North | ID | 100% | C7 - Waiting for Bellota-Warnerville 230 kV reconductoring and possibly other
CABALO_2_M2WSR2 |  |  | Mustang 2 Whirlaway Solar | CISO | N | Fresno |  |  | Solar_1Axis | PHOTO VOLTAIC | SUN | 100 | 100 |  |  |  |  | 1 | 24 | 24 |  |  | 0 | 1 | 0.1 | 0.1 | 3.05 | 1.04 | 43.71 | 54.78 | 74.66 | 62.7 | 5.22 | 0.1 | 0.1 | 0.1 | Y | North | ID | 100% | C7 - Waiting for Bellota-Warnerville 230 kV reconductoring and possibly other
CABZON_1_WINDA1 |  |  | Cabazon Wind Project | CISO | N | LA Basin | Eastern, Valley-Devers |  | Wind | WIND | WIND | 41 | 41 |  |  |  |  | 1 | 24 | 24 |  |  |  |  | 2.24 | 4.82 | 5.21 | 16.54 | 17.63 | 15.54 | 13.66 | 11.96 | 8.2 | 3.84 | 1.77 | 1.88 | N | South | FC
CALFTN_2_CFSBT1 |  | CALFTN_2_SOLAR | California Flats Solar Battery | CISO | N | CAISO System |  |  | Paired_BattStorage | OTHER | LESR | 60 | 60 | .8 | 240 | 240 | 1 | 1 | 24 | 4 | 130 | FALSE | 120 | 3 | 60 | 60 | 60 | 60 | 60 | 60 | 60 | 60 | 60 | 60 | 60 | 60 | Y | North | FC |  | Co-located with CALFTN_2_SOLAR (PD)
CALFTN_2_SOLAR |  | CALFTN_2_CFSBT1 | California Flats North | CISO | N | CAISO System |  |  | Paired_Solar_Fixed | PHOTO VOLTAIC | SUN | 130 | 130 |  |  |  |  | 1 | 24 | 24 | 130 |  |  |  | 0.1 | 0.1 | 4.19 | 1.09 | 38.96 | 47.36 | 78.46 | 67.49 | 6.92 | 0.15 | 0.1 | 0.1 | N | North | ID | 82.00% | Co-located with CALFTN_2_CFSBT1
CALFTS_2_CFSSR1 |  |  | California Flats Solar South | CISO | N | CAISO System |  |  | Solar_1Axis | PHOTO VOLTAIC | SUN | 150 | 150 |  |  |  |  | 1 | 24 | 24 |  |  |  |  | 0.1 | 0.1 | 4.57 | 1.55 | 65.56 | 82.17 | 112 | 94.05 | 7.83 | 0.13 | 0.1 | 0.1 | N | North | FC
CALGEN_1_UNITS |  |  | Coso Navy 1 | CISO | N | CAISO System |  |  | Geothermal | STEAM | GEOTHERMAL | 80 | 80 |  |  |  |  | 1 | 24 | 24 |  |  | 80 | 1 | 80 | 80 | 80 | 80 | 80 | 80 | 80 | 80 | 80 | 80 | 80 | 80 | Y | South | FC
CALPIN_1_AGNEW |  |  | Agnews Power Plant | CISO | N | Bay Area | San Jose, South Bay-Moss Landing |  | CCGT | COMBUSTION TURBINE | NATURAL GAS | 28.56 | 41.5 |  |  |  |  | 1 | 24 | 24 |  |  | 8.56 | 1 | 28.56 | 28.56 | 28.56 | 28.56 | 28.56 | 28.56 | 28.56 | 28.56 | 28.56 | 28.56 | 28.56 | 28.56 | Y | North | FC
CALPSS_6_SOLAR1 |  |  | Calipatria Solar | IID | Y | #N/A |  |  | Solar_Fixed | PHOTO VOLTAIC | SUN | 19.9 | 20 |  |  |  |  | 1 | 24 | 24 |  |  | 0 | 1 | 0.1 | 0.1 | 0.54 | 0.1 | 3.77 | 5.15 | 10.04 | 8.63 | 0.46 | 0.1 | 0.1 | 0.1 | 0 | South
CAMCHE_1_PL1X3 |  |  | CAMANCHE UNITS 1, 2 & 3 AGGREGATE | CISO | N | Stockton | Tesla-Bellota |  | Hydro | HYDRO | WATER | 9.99 | 9.99 |  |  |  |  | 1 | 24 | 24 |  |  |  |  | 1.62 | 1.67 | 1.74 | 1.99 | 2.31 | 0.99 | 0.83 | 0.88 | 0.48 | 0.52 | 0.95 | 1.4 | N | North | FC
CAMLOT_2_SOLAR1 |  |  | Camelot | CISO | N | CAISO System |  | Y | Solar_Fixed | PHOTO VOLTAIC | SUN | 45 | 45 |  |  |  |  | 1 | 24 | 24 |  |  |  |  | 0.1 | 0.1 | 1.22 | 0.1 | 8.52 | 11.65 | 22.71 | 19.52 | 1.03 | 0.1 | 0.1 | 0.1 | N | South | FC
CAMLOT_2_SOLAR2 |  |  | Columbia Two | CISO | N | CAISO System |  | Y | Solar_Fixed | PHOTO VOLTAIC | SUN | 15 | 15 |  |  |  |  | 1 | 24 | 24 |  |  |  |  | 0.1 | 0.1 | 0.41 | 0.1 | 2.84 | 3.88 | 7.57 | 6.51 | 0.34 | 0.1 | 0.1 | 0.1 | N | South | FC
CAMPFW_7_FARWST |  |  | CAMP FAR WEST HYDRO | CISO | N | Sierra |  |  | Hydro | HYDRO | WATER | 6.8 | 7.9 |  |  |  |  | 1 | 24 | 24 |  |  | 0 | 1 | 0 | 2.08 | 5.6 | 5.44 | 2.64 | 2.48 | 3.36 | 2.94 | 0 | 0 | 0 | 0 | Y | North | FC
CANTUA_1_SOLAR |  |  | Cantua Solar Station | CISO | N | Fresno | Panoche 115 kV | Y | Solar_Fixed | PHOTO VOLTAIC | SUN | 20 | 20 |  |  |  |  | 1 | 24 | 24 |  |  |  |  | 0.1 | 0.1 | 0.64 | 0.17 | 5.99 | 7.29 | 12.07 | 10.38 | 1.06 | 0.1 | 0.1 | 0.1 | N | North | FC
CAPWD_1_QF |  |  | Edom Hills Wind Farm | CISO | N | LA Basin | Eastern, Valley-Devers |  | Wind | WIND | WIND | 19.55 | 20 |  |  |  |  | 1 | 24 | 24 |  |  |  |  | 1.07 | 2.3 | 2.48 | 7.89 | 8.41 | 7.41 | 6.51 | 5.7 | 3.91 | 1.83 | 0.85 | 0.9 | N | South | FC
CARBOU_7_PL2X3 |  |  | CARIBOU PH 1 UNIT 2 & 3 AGGREGATE | CISO | N | CAISO System |  |  | Hydro | HYDRO | WATER | 49 | 49 |  |  |  |  | 1 | 24 | 24 |  |  | 0 | 1 | 19.2 | 1.6 | 0 | 0 | 0 | 0 | 28.8 | 35.36 | 20.8 | 12 | 0 | 7.2 | Y | North | FC
CARBOU_7_PL4X5 |  |  | CARIBOU PH 2 UNIT 4 & 5 AGGREGATE | CISO | N | CAISO System |  |  | Hydro | HYDRO | WATER | 120 | 120 |  |  |  |  | 1 | 24 | 24 |  |  | 0 | 1 | 42.34 | 36.4 | 32 | 16.8 | 18.98 | 67.6 | 101.18 | 103.18 | 103.2 | 72 | 25.22 | 24.84 | Y | North | FC
CARBOU_7_UNIT 1 |  |  | CARIBOU PH 1 UNIT 1 | CISO | N | CAISO System |  |  | Hydro | HYDRO | WATER | 24 | 24 |  |  |  |  | 1 | 24 | 24 |  |  | 0 | 1 | 4 | 1.6 | 0 | 0 | 0 | 0 | 9.12 | 19.2 | 18.4 | 0 | 0 | 0 | Y | North | FC
CARLS1_2_CARCT1 |  |  | Carlsbad 1 | CISO | N | San Diego-IV | San Diego |  | Peaker | COMBUSTION TURBINE | NATURAL GAS | 422 | 422 |  |  |  |  | 7 | 24 | 18 |  |  | 422 | 2 | 422 | 422 | 422 | 422 | 422 | 422 | 422 | 422 | 422 | 422 | 422 | 422 | Y | South | FC
CARLS2_1_CARCT1 |  |  | Carlsbad 2 | CISO | N | San Diego-IV | San Diego |  | Peaker | COMBUSTION TURBINE | NATURAL GAS | 105.5 | 105.5 |  |  |  |  | 7 | 24 | 18 |  |  | 105.5 | 2 | 105.5 | 105.5 | 105.5 | 105.5 | 105.5 | 105.5 | 105.5 | 105.5 | 105.5 | 105.5 | 105.5 | 105.5 | Y | South | FC
CASADB_1_CD4GT1 |  |  | Casa Diablo 4 | CISO | N | CAISO System |  |  | Geothermal | STEAM | GEOTHERMAL | 40.7 | 40.7 |  |  |  |  | 1 | 24 | 24 |  |  | 31 | 1 | 31 | 31 | 31 | 31 | 31 | 31 | 31 | 31 | 31 | 31 | 31 | 31 | Y | South | FC
CATLNA_2_SOLAR |  |  | Catalina Solar - Phases 1 and 2 | CISO | N | CAISO System |  |  | Solar_Fixed | PHOTO VOLTAIC | SUN | 110 | 110 |  |  |  |  | 1 | 24 | 24 |  |  |  |  | 0.1 | 0.1 | 2.97 | 0.16 | 20.83 | 28.47 | 55.51 | 47.71 | 2.53 | 0.1 | 0.1 | 0.1 | N | South | FC
CATLNA_2_SOLAR2 |  |  | Catalina Solar 2 | CISO | N | CAISO System |  |  | Solar_1Axis | PHOTO VOLTAIC | SUN | 18 | 18 |  |  |  |  | 1 | 24 | 24 |  |  |  |  | 0.1 | 0.1 | 0.5 | 0.1 | 5.91 | 7.64 | 11.84 | 10.22 | 0.55 | 0.1 | 0.1 | 0.1 | N | South | FC
CAVLSR_2_BSOLAR |  |  | California Valley Solar Ranch-Phase B | CISO | N | CAISO System |  |  | Solar_Fixed | PHOTO VOLTAIC | SUN | 40 | 40 |  |  |  |  | 1 | 24 | 24 |  |  |  |  | 0.1 | 0.1 | 1.29 | 0.34 | 11.99 | 14.57 | 24.14 | 20.77 | 2.13 | 0.1 | 0.1 | 0.1 | N | North | FC
CAVLSR_2_RSOLAR |  |  | California Valley Solar Ranch-Phase A | CISO | N | CAISO System |  |  | Solar_Fixed | PHOTO VOLTAIC | SUN | 210 | 210 |  |  |  |  | 1 | 24 | 24 |  |  |  |  | 0.1 | 0.1 | 6.77 | 1.76 | 62.93 | 76.51 | 126.75 | 109.02 | 11.17 | 0.25 | 0.1 | 0.1 | N | North | FC
CAYTNO_2_VASCO |  |  | Vasco Road | CISO | N | Bay Area | Contra Costa |  | Biogas | RECIPROCATING ENGINE | BIOGAS | 4.3 | 4.3 |  |  |  |  | 1 | 24 | 24 |  |  |  |  | 3.9 | 4.01 | 4.09 | 4.07 | 4.05 | 4.05 | 4.03 | 4 | 4.03 | 3.65 | 3.98 | 4.1 | N | North | FC
CDWR07_2_GEN |  |  | CDWR07_2_GEN | CISO | N | CAISO System |  |  | Pumped Hydro | PUMP | WATER | 415.3 | 415.3 |  |  |  |  | 1 | 24 | 24 |  |  | 115.6 | 1 | 115.6 | 115.6 | 115.6 | 115.6 | 115.6 | 115.6 | 115.6 | 115.6 | 115.6 | 115.6 | 115.6 | 115.6 | Y | North | FC
CEDRCK_6_UNIT |  |  | Water Wheel Ranch | CISO | N | CAISO System |  |  | Hydro | HYDRO | WATER | 0.98 | 1 |  |  |  |  | 1 | 24 | 24 |  |  |  |  | 0.29 | 0.33 | 0.32 | 0.52 | 0.45 | 0.19 | 0.07 | 0.06 | 0.05 | 0.08 | 0.12 | 0.17 | N | North | FC
CEDUCR_2_SOLAR1 |  |  | Ducor Solar 1 | CISO | N | Big Creek-Ventura | Vestal | Y | Solar_1Axis | PHOTO VOLTAIC | SUN | 20 | 20 |  |  |  |  | 1 | 24 | 24 |  |  |  |  | 0 | 0 | 0 | 0 | 0 | 0 | 0 | 0 | 0 | 0 | 0 | 0 | N | South | EO
CEDUCR_2_SOLAR2 |  |  | Ducor Solar 2 | CISO | N | Big Creek-Ventura | Vestal | Y | Solar_1Axis | PHOTO VOLTAIC | SUN | 20 | 20 |  |  |  |  | 1 | 24 | 24 |  |  |  |  | 0 | 0 | 0 | 0 | 0 | 0 | 0 | 0 | 0 | 0 | 0 | 0 | N | South | EO
CEDUCR_2_SOLAR3 |  |  | Ducor Solar 3 | CISO | N | Big Creek-Ventura | Vestal | Y | Solar_1Axis | PHOTO VOLTAIC | SUN | 15 | 15 |  |  |  |  | 1 | 24 | 24 |  |  |  |  | 0 | 0 | 0 | 0 | 0 | 0 | 0 | 0 | 0 | 0 | 0 | 0 | N | South | EO
CEDUCR_2_SOLAR4 |  |  | Ducor Solar 4 | CISO | N | Big Creek-Ventura | Vestal | Y | Solar_1Axis | PHOTO VOLTAIC | SUN | 20 | 20 |  |  |  |  | 1 | 24 | 24 |  |  |  |  | 0 | 0 | 0 | 0 | 0 | 0 | 0 | 0 | 0 | 0 | 0 | 0 | N | South | EO
CENT40_1_C40SR1 |  |  | CENTRAL 40 | CISO | N | Stockton | Tesla-Bellota |  | Solar_1Axis | PHOTO VOLTAIC | SUN | 40 | 40 |  |  |  |  | 1 | 24 | 24 |  |  |  |  | 0.1 | 0.1 | 1.22 | 0.41 | 17.48 | 21.91 | 29.87 | 25.08 | 2.09 | 0.1 | 0.1 | 0.1 | N | North | FC
CENTER_2_RHONDO |  |  | MWD Rio Hondo Hydroelectric Recovery Pla | CISO | N | LA Basin | Western | Y | Hydro | HYDRO | WATER | 1.91 | 1.9 |  |  |  |  | 1 | 24 | 24 |  |  | 0 | 1 | 0 | 0 | 0 | 0 | 0 | 0 | 0 | 0 | 0 | 0 | 0 | 0 | Y | South | FC
CENTER_2_SOLAR1 |  |  | Pico Rivera | CISO | N | LA Basin | Western | Y | Solar_1Axis | PHOTO VOLTAIC | SUN | 0.9 | 1 |  |  |  |  | 1 | 24 | 24 |  |  |  |  | 0 | 0 | 0 | 0 | 0 | 0 | 0 | 0 | 0 | 0 | 0 | 0 | N | South | EO
CENTER_2_TECNG1 |  |  | TECHNICAST | CISO | N | LA Basin | Western | Y | CHP | RECIPROCATING ENGINE | NATURAL GAS | 0.99 | 1.5 |  |  |  |  | 1 | 24 | 24 |  |  |  |  | 0 | 0 | 0 | 0 | 0 | 0 | 0 | 0 | 0 | 0 | 0 | 0 | N | South | EO
CENTER_6_PEAKER |  |  | Center Peaker | CISO | N | LA Basin | Western | Y | Peaker | COMBUSTION TURBINE | NATURAL GAS | 47.3 | 59.8 |  |  | 402.05 |  | 1 | 24 | 8.5 |  |  | 47.3 | 1 | 47.3 | 47.3 | 47.3 | 47.3 | 47.3 | 47.3 | 47.3 | 47.3 | 47.3 | 47.3 | 47.3 | 47.3 | Y | South | FC
CENTPD_2_BMSSX2 |  | CENTPD_2_BMSX2 | Blythe Mesa Solar | CISO | N | CAISO System |  |  | Paired_Solar_1Axis | PHOTO VOLTAIC | SUN | 223.6 | 223.6 |  |  |  |  | 1 | 24 | 24 | 223.6 |  |  |  | 0.1 | 0.1 | 6.27 | 0.66 | 73.41 | 94.9 | 147.12 | 126.99 | 6.81 | 0.1 | 0.1 | 0.1 | N | South | FC |  | Co-located with CENTPD_2_BMSX2
CENTPD_2_BMSX2 |  | CENTPD_2_BMSSX2 | Blythe Mesa Solar 2 BESS | CISO | N | CAISO System |  |  | Paired_BattStorage | OTHER | LESR | 112 | 112 | .8 | 448 | 448 | 1 | 1 | 24 | 4 | 223.6 | FALSE | 224 | 2 | 112 | 112 | 112 | 112 | 112 | 112 | 112 | 112 | 112 | 112 | 112 | 112 | Y | South | FC |  | Co-located with CENTPD_2_BMSSX2
CENTRY_6_PL1X4 |  |  | CENTURY GENERATING PLANT (AGGREGATE) | CISO | N | LA Basin | Eastern | Y | Peaker | FTUR | NATURAL GAS | 41.4 | 41.4 |  |  |  |  | 1 | 24 | 24 |  |  | 40 | 1 | 40 | 40 | 40 | 40 | 40 | 40 | 40 | 40 | 40 | 40 | 40 | 40 | Y | South | FC
CHALK_1_UNIT |  |  | CHALK CLIFF LIMITED | CISO | N | CAISO System |  | Y | Peaker | COMBUSTION TURBINE | NATURAL GAS | 48.67 | 55.1 |  |  |  |  | 1 | 24 | 24 |  |  | 48.67 | 1 | 48.67 | 48.67 | 48.67 | 48.67 | 48.67 | 48.67 | 48.67 | 48.67 | 48.67 | 48.67 | 48.67 | 48.67 | Y | North | FC
CHARMN_2_PGONG1 |  |  | PROCTER AND GAMBLE OXNARD I | CISO | N | Big Creek-Ventura | S.Clara, Moorpark |  | CHP | FTUR | NATURAL GAS | 19.87 | 19.9 |  |  |  |  | 1 | 24 | 24 |  |  |  |  | 19.17 | 18.8 | 17.87 | 18.55 | 18.27 | 18.02 | 18.39 | 19.61 | 18.64 | 18.9 | 15.88 | 18.73 | N | South | FC
CHESTN_2_CHWBX2 |  |  | Chestnut Westside BESS | CISO | N | CAISO System |  |  | Paired_BattStorage | OTHER | LESR | 135 | 135 | .8 |  |  |  | 1 | 24 | 24 |  |  |  |  | 135 | 135 | 135 | 135 | 135 | 135 | 135 | 135 | 135 | 135 | 135 | 135 | N | North | ID
CHESTN_2_CHWSX2 |  |  | Chestnut Westside PV | CISO | N | CAISO System |  |  | Paired_Solar_1Axis | PHOTO VOLTAIC | SUN | 150 | 150 |  |  |  |  | 1 | 24 | 24 |  |  |  |  | 0.1 | 0.1 | 4.57 | 1.55 | 65.56 | 82.17 | 112 | 94.05 | 7.83 | 0.13 | 0.1 | 0.1 | N | North | ID
CHEVCD_6_UNIT |  |  | CHEVRON USA (TAFT/CADET) | CISO | N | CAISO System |  | Y | CHP | COMBUSTION TURBINE | NATURAL GAS | 11.5 | 11.5 |  |  |  |  | 1 | 24 | 24 |  |  |  |  | 1.05 | 1.72 | 1.6 | 1.42 | 1.32 | 1.73 | 1.51 | 1.59 | 1.63 | 1.53 | 1.77 | 1.46 | N | North | FC
CHEVCO_6_UNIT 1 |  |  | CHEVRON USA (COALINGA) | CISO | N | Fresno | Coalinga, Panoche 115 kV | Y | CHP | COMBUSTION TURBINE | NATURAL GAS | 16.5 | 19 |  |  |  |  | 1 | 24 | 24 |  |  |  |  | 1.11 | 0.99 | 1.31 | 1.13 | 1.63 | 1.87 | 1.73 | 2.24 | 2.54 | 1.9 | 1.25 | 1.08 | N | North | FC
CHEVCO_6_UNIT 2 |  |  | AERA ENERGY LLC. (COALINGA) | CISO | N | Fresno | Coalinga, Panoche 115 kV | Y | CHP | FTUR | NATURAL GAS | 8.5 | 12.5 |  |  |  |  | 1 | 24 | 24 |  |  |  |  | 0.92 | 0.92 | 1.03 | 0.96 | 0.93 | 0.84 | 0.76 | 0.73 | 0.79 | 0.95 | 1.01 | 1.05 | N | North | FC
CHEVCY_1_UNIT |  |  | CHEVRON USA (CYMRIC) | CISO | N | CAISO System |  | Y | CHP | COMBUSTION TURBINE | NATURAL GAS | 24.3 | 24.3 |  |  |  |  | 1 | 24 | 24 |  |  |  |  | 3.74 | 3.14 | 2.49 | 2.77 | 2.69 | 2.92 | 2.78 | 1.98 | 1.79 | 2 | 1.75 | 2.15 | N | North | FC
CHEVMN_2_UNITS |  |  | CHEVRON U.S.A. UNITS 1 & 2 AGGREGATE | CISO | N | LA Basin | Western, El Nido | Y | CHP | OTHER | OTHER | 124.87 | 170.7 |  |  |  |  | 1 | 24 | 24 |  |  |  |  | 3.84 | 4.11 | 8.28 | 26.35 | 6.88 | 5.52 | 13.32 | 7.93 | 13.95 | 7.64 | 6.21 | 1.26 | N | South | FC
CHICPK_7_UNIT 1 |  |  | Chicago Park Powerhouse | CISO | N | Sierra | Placer, Gold Hill-Drum, Drum-Rio Oso, South of Rio Oso, South of Palermo |  | Hydro | HYDRO | WATER | 42 | 42 |  |  |  |  | 1 | 24 | 24 |  |  | 0 | 1 | 25.04 | 24.54 | 20.24 | 20 | 20.8 | 24 | 28.06 | 28.04 | 8.8 | 8 | 19.2 | 26.03 | Y | North | FC
CHILLS_1_SYCENG |  |  | Sycamore Energy 1 | CISO | N | San Diego-IV | San Diego |  | Biogas | COMBUSTION TURBINE | BIOGAS | 1.5 | 1.9 |  |  |  |  | 1 | 24 | 24 |  |  |  |  | 0.78 | 0.77 | 0.87 | 0.92 | 0.88 | 0.83 | 0.98 | 1 | 0.99 | 0.95 | 0.93 | 0.95 | N | South | FC
CHILLS_7_UNITA1 |  |  | Sycamore Energy 2 | CISO | N | San Diego-IV | San Diego |  | Biogas |  | BIOGAS | 2.25 | 2.5 |  |  |  |  | 1 | 24 | 24 |  |  | 1.74 | 1 | 1.82 | 2 | 2 | 2 | 1.4 | 1.68 | 1.56 | 1.52 | 1.74 | 1.75 | 1.8 | 1.61 | Y | South | FC
CHINO_2_APEBT1 |  |  | Pomona Energy Storage | CISO | N | LA Basin | Eastern |  | Battery Storage | OTHER | LESR | 20 | 20 | .8 | 80 | 80 | 1 | 1 | 24 | 4 |  |  | 40 | 3 | 20 | 20 | 20 | 20 | 20 | 20 | 20 | 20 | 20 | 20 | 20 | 20 | Y | South | FC
CHINO_2_JURUPA |  |  | Jurupa | CISO | N | LA Basin | Eastern | Y | Solar_Fixed | PHOTO VOLTAIC | SUN | 1.5 | 1.5 |  |  |  |  | 1 | 24 | 24 |  |  |  |  | 0 | 0 | 0 | 0 | 0 | 0 | 0 | 0 | 0 | 0 | 0 | 0 | N | South | EO
CHINO_2_PESBT1 |  |  | Pomona Energy Storage 2 | CISO | N | LA Basin |  |  | Battery Storage | OTHER | LESR | 20 | 20 | .8 | 80 | 80 | 1 | 1 | 24 | 4 |  |  | 30 | 2 | 10 | 10 | 10 | 10 | 10 | 10 | 10 | 10 | 10 | 10 | 10 | 10 | Y | South | FC | 0 | 0
CHINO_2_QF |  |  | CHINO QFS | CISO | N | LA Basin | Eastern |  | CHP | OTHER | OTHER | 0.19 | 21.8 |  |  |  |  | 1 | 24 | 24 |  |  |  |  | 0 | 0.02 | 0 | 0 | 0 | 0 | 0 | 0 | 0 | 0 | 0 | 0 | N | South | FC
CHINO_2_SASOLR |  |  | SS San Antonio West LLC | CISO | N | LA Basin | Eastern |  | Solar_Fixed | PHOTO VOLTAIC | SUN | 1.5 | 1.5 |  |  |  |  | 1 | 24 | 24 |  |  |  |  | 0 | 0 | 0 | 0 | 0 | 0 | 0 | 0 | 0 | 0 | 0 | 0 | N | South | EO
CHINO_2_SOLAR2 |  |  | Kona Solar - Terra Francesca | CISO | N | LA Basin | Eastern | Y | Solar_1Axis | PHOTO VOLTAIC | SUN | 1.49 | 1.5 |  |  |  |  | 1 | 24 | 24 |  |  |  |  | 0 | 0 | 0 | 0 | 0 | 0 | 0 | 0 | 0 | 0 | 0 | 0 | N | South | EO
CHINO_6_CIMGEN |  |  | Chino Co-Generation | CISO | N | LA Basin | Eastern |  | CHP | COMBINED CYCLE | NATURAL GAS | 26 | 31.6 |  |  |  |  | 1 | 24 | 24 |  |  | 0.01 | 1 | 26 | 26 | 26 | 26 | 26 | 26 | 26 | 26 | 26 | 26 | 26 | 26 | Y | South | FC
CHWCHL_1_UNIT |  |  | CHOW 2 PEAKER PLANT | CISO | N | Fresno | Herndon, Panoche 115 kV, Wilson 115 kV |  | Reciprocating Engine | RECIPROCATING ENGINE | NATURAL GAS | 48.6 | 48.6 |  |  |  |  | 1 | 24 | 24 |  |  | 48 | 1 | 48 | 48 | 48 | 48 | 48 | 48 | 48 | 48 | 48 | 48 | 48 | 48 | Y | North | FC
CLINESCO_3_PVDYN |  |  | CLINES CORNERS | PNM | Y | #N/A |  |  | Wind | WIND | WIND | 129.94 | 129.94 |  |  |  |  | 1 | 24 | 24 |  |  | 0 | 1 | 62.54 | 53.95 | 44.14 | 52.73 | 49.05 | 39.24 | 26.93 | 25.75 | 29.43 | 30.66 | 49.05 | 68.67 | 0 | South
CLINESCO_3_WBDYN |  |  | CLINES CORNERS B | PNM | Y | #N/A |  |  | Wind | WIND | WIND | 194.28 | 194.28 |  |  |  |  | 1 | 24 | 24 |  |  | 0 | 1 | 93.5 | 80.67 | 66 | 78.84 | 73.34 | 58.67 | 40.27 | 38.5 | 44 | 45.84 | 73.34 | 102.67 | 0 | South
CLOVDL_1_SOLAR |  |  | Cloverdale Solar I | CISO | N | NCNB | Eagle Rock, Fulton |  | Solar_Fixed | PHOTO VOLTAIC | SUN | 1.5 | 1.5 |  |  |  |  | 1 | 24 | 24 |  |  |  |  | 0.1 | 0.1 | 0.1 | 0.1 | 0.45 | 0.55 | 0.91 | 0.78 | 0.1 | 0.1 | 0.1 | 0.1 | N | North | FC
CLOVER_2_UNIT |  |  | Clover Creek | CISO | N | CAISO System |  |  | Hydro | HYDRO | WATER | 0.99 | 1 |  |  |  |  | 1 | 24 | 24 |  |  |  |  | 0.47 | 0.47 | 0.38 | 0.55 | 0.45 | 0.26 | 0.1 | 0.04 | 0.01 | 0 | 0.14 | 0.33 | N | North | FC
CLRMTK_1_QF |  |  | SMALL QF AGGREGATION - OAKLAND | CISO | N | Bay Area | Oakland |  | CHP | FTUR | NATURAL GAS | 1.25 | 1.3 |  |  |  |  | 1 | 24 | 24 |  |  |  |  | 0 | 0 | 0 | 0 | 0 | 0 | 0 | 0 | 0 | 0 | 0 | 0 | N | North | FC
CMBLND_2_DS2BT1 |  | CMBLND_2_DS2SR1 | Daggett 2 a BESS | CISO | N | CAISO System |  |  | Paired_BattStorage | OTHER | LESR | 52 | 52 | .8 |  |  |  | 1 | 24 | 24 |  |  |  |  | 52 | 52 | 52 | 52 | 52 | 52 | 52 | 52 | 52 | 52 | 52 | 52 | N | South | ID
CMBLND_2_DS2BT2 |  | CMBLND_2_DS2SR2 | Daggett 2 b BESS | CISO | N | CAISO System |  |  | Paired_BattStorage | OTHER | LESR | 33 | 33 | .8 |  |  |  | 1 | 24 | 24 |  |  | 66 | 1 | 33 | 33 | 33 | 33 | 33 | 33 | 33 | 33 | 33 | 33 | 33 | 33 | N | South | ID
CMBLND_2_DS2BT3 |  | CMBLND_2_DS2SR3 | Daggett 2 c BESS | CISO | N | CAISO System |  |  | Paired_BattStorage | OTHER | LESR | 46 | 46 | .8 |  |  |  | 1 | 24 | 24 |  |  | 92 | 1 | 46 | 46 | 46 | 46 | 46 | 46 | 46 | 46 | 46 | 46 | 46 | 46 | Y | South | ID
CMBLND_2_DS2SR1 |  | CMBLND_2_DS2BT1 | Daggett 2 a PV | CISO | N | CAISO System |  |  | Paired_Solar_1Axis | PHOTO VOLTAIC | SUN | 65 | 65 |  |  |  |  | 1 | 24 | 24 |  |  |  |  | 0.1 | 0.1 | 1.82 | 0.19 | 21.34 | 27.59 | 42.77 | 36.92 | 1.98 | 0.1 | 0.1 | 0.1 | N | South | ID
CMBLND_2_DS2SR2 |  | CMBLND_2_DS2SR2 | Daggett 2 b PV | CISO | N | CAISO System |  |  | Paired_Solar_1Axis | PHOTO VOLTAIC | SUN | 65 | 65 |  |  |  |  | 1 | 24 | 24 |  |  |  |  | 0.1 | 0.1 | 1.82 | 0.19 | 21.34 | 27.59 | 42.77 | 36.92 | 1.98 | 0.1 | 0.1 | 0.1 | N | South | ID
CMBLND_2_DS2SR3 |  | CMBLND_2_DS2BT3 | Daggett 2 c PV | CISO | N | CAISO System |  |  | Solar_1Axis | PHOTO VOLTAIC | SUN | 52 | 52 |  |  |  |  | 1 | 24 | 24 |  |  |  |  | 0.1 | 0.1 | 1.46 | 0.15 | 17.07 | 22.07 | 34.21 | 29.53 | 1.58 | 0.1 | 0.1 | 0.1 | N | South | ID | 100% | Waiting for Mojave RAS. Co-located with CMBLND_2_DS2BT3
CNTNLA_2_SOLAR1 |  |  | Centinela Solar Energy I | CISO | N | San Diego-IV |  | Y | Solar_Fixed | PHOTO VOLTAIC | SUN | 125 | 127 |  |  |  |  | 1 | 24 | 24 |  |  |  |  | 0.1 | 0.1 | 3.38 | 0.18 | 23.67 | 32.35 | 63.08 | 54.22 | 2.87 | 0.1 | 0.1 | 0.1 | N | South | FC
CNTNLA_2_SOLAR2 |  |  | Centinels Solar Energy 2 | CISO | N | San Diego-IV |  |  | Solar_Fixed | PHOTO VOLTAIC | SUN | 45.6 | 47 |  |  |  |  | 1 | 24 | 24 |  |  |  |  | 0.1 | 0.1 | 1.23 | 0.1 | 8.64 | 11.8 | 23.01 | 19.78 | 1.05 | 0.1 | 0.1 | 0.1 | N | South | FC
COCOPP_2_CTG1 |  |  | Marsh Landing 1 | CISO | N | Bay Area | Contra Costa |  | Peaker | FTUR | NATURAL GAS | 204.2 | 222 |  |  |  |  | 1 | 24 | 24 |  |  | 194.72 | 1 | 203.08 | 202.82 | 202.21 | 199.04 | 197.87 | 194.63 | 193.62 | 193.09 | 194.72 | 198.97 | 200.43 | 203.72 | Y | North | FC
COCOPP_2_CTG2 |  |  | Marsh Landing 2 | CISO | N | Bay Area | Contra Costa |  | Peaker | FTUR | NATURAL GAS | 202.7 | 222 |  |  |  |  | 1 | 24 | 24 |  |  | 193.95 | 1 | 202.25 | 201.68 | 201.36 | 198.21 | 197.04 | 193.81 | 192.86 | 192.32 | 193.95 | 198.13 | 199.65 | 202.7 | Y | North | FC
COCOPP_2_CTG3 |  |  | Marsh Landing 3 | CISO | N | Bay Area | Contra Costa |  | Peaker | FTUR | NATURAL GAS | 208.96 | 222 |  |  |  |  | 1 | 24 | 24 |  |  | 193.18 | 1 | 201.79 | 201.31 | 200.92 | 197.81 | 196.72 | 193.1 | 192.03 | 191.57 | 193.18 | 197.81 | 199.11 | 202.45 | Y | North | FC
COCOPP_2_CTG4 |  |  | Marsh Landing 4 | CISO | N | Bay Area | Contra Costa |  | Peaker | FTUR | NATURAL GAS | 204.29 | 222 |  |  |  |  | 1 | 24 | 24 |  |  | 194.53 | 1 | 203.72 | 203.2 | 202.81 | 199.67 | 198.47 | 194.44 | 193.36 | 192.89 | 194.53 | 199.67 | 200.98 | 204.2 | Y | North | FC
COCOSB_6_SOLAR |  |  | Oakley Solar Project | CISO | N | Bay Area | Contra Costa | Y | Solar_Fixed | PHOTO VOLTAIC | SUN | 1.5 | 1.5 |  |  |  |  | 1 | 24 | 24 |  |  |  |  | 0 | 0 | 0 | 0 | 0 | 0 | 0 | 0 | 0 | 0 | 0 | 0 | N | North | EO
COGNAT_1_UNIT |  |  | Stockton Biomas | CISO | N | CAISO System |  | Y | CHP | STEAM | BIOMASS | 45 | 45 |  |  |  |  | 1 | 24 | 24 |  |  |  |  | 44.87 | 45 | 44.81 | 45 | 44.73 | 45 | 45 | 45 | 45 | 44.87 | 45 | 44.94 | N | North | FC
COLEMN_2_UNIT |  |  | Coleman | CISO | N | CAISO System |  |  | Hydro | HYDRO | WATER | 13 | 13 |  |  |  |  | 1 | 24 | 24 |  |  |  |  | 4.18 | 5.05 | 5.07 | 4.79 | 4.92 | 2.89 | 2.14 | 0.28 | 1.11 | 1.3 | 1.7 | 3.27 | N | North | FC
COLGAT_7_UNIT 1 |  |  | Colgate Powerhouse Unit 1 | CISO | N | Sierra |  |  | Hydro | HYDRO | WATER | 176.72 | 176.7 |  |  |  |  | 1 | 24 | 24 |  |  | 141.6 | 1 | 141.6 | 141.6 | 141.6 | 141.6 | 141.6 | 141.6 | 141.6 | 141.6 | 141.6 | 141.6 | 141.6 | 141.6 | Y | North | FC | 141.6 | Behind Rio Oso 230-115 kV transformer(s) constraint - Flow impact based reduction applied
COLGAT_7_UNIT 2 |  |  | Colgate Powerhouse Unit 2 | CISO | N | Sierra |  |  | Hydro | HYDRO | WATER | 175.67 | 175.7 |  |  |  |  | 1 | 24 | 24 |  |  | 139.74 | 1 | 139.74 | 139.74 | 139.74 | 139.74 | 139.74 | 139.74 | 139.74 | 139.74 | 139.74 | 139.74 | 139.74 | 139.74 | Y | North | FC | 139.74 | Behind Rio Oso 230-115 kV transformer(s) constraint - Flow impact based reduction applied
COLGNS_2_CNSSR1 |  |  | ColGreen North Shore | IID | Y | #N/A |  |  | Solar_Fixed | PHOTO VOLTAIC | SUN | 74.8 | 74.8 |  |  |  |  | 1 | 24 | 24 |  |  | 0 | 1 | 0.1 | 0.1 | 2.1 | 0.22 | 24.56 | 31.75 | 49.22 | 42.48 | 2.28 | 0.1 | 0.1 | 0.1 | 0 | South
COLPIN_6_COLLNS |  |  | Collins Pine | CISO | N | CAISO System |  |  | Biomass | STEAM | BIOMASS | 3.3 | 3.3 |  |  |  |  | 1 | 24 | 24 |  |  |  |  | 0 | 0 | 0 | 0 | 0 | 0 | 0 | 0 | 0 | 0 | 0 | 0 | N | North | EO
COLTON_6_AGUAM1 |  |  | AGUA MANSA UNIT 1 (CITY OF COLTON) | CISO | N | LA Basin | Eastern | Y | Peaker | COMBUSTION TURBINE | NATURAL GAS | 43 | 45.5 |  |  |  |  | 1 | 24 | 24 |  |  | 43 | 1 | 43 | 43 | 43 | 43 | 43 | 43 | 43 | 43 | 43 | 43 | 43 | 43 | Y | South | FC
COLUSA_2_PL1X3 |  |  | Colusa Generating Station | CISO | N | CAISO System |  |  | CCGT | COMBINED CYCLE | NATURAL GAS | 641 | 641 |  |  |  |  | 1 | 24 | 24 |  |  | 496.69 | 1 | 630 | 630 | 630 | 630 | 618 | 612 | 606 | 604 | 607 | 614 | 623 | 628 | Y | North | FC
COLVIL_7_PL1X2 |  |  | COLLIERVILLE HYDRO UNIT 1 & 2 AGGREGATE | CISO | N | CAISO System |  |  | Hydro | HYDRO | WATER | 246.86 | 246.86 |  |  |  |  | 1 | 24 | 24 |  |  | 246.86 | 1 | 118.42 | 131.08 | 167.91 | 175.32 | 162.59 | 130 | 124.42 | 129.06 | 102.46 | 79.68 | 95.28 | 130.08 | Y | North | FC
CONTRL_1_CASAD1 |  |  | Mammoth G1 | CISO | N | CAISO System |  |  | Geothermal | OTHER | GEOTHERMAL | 7.2 | 10 |  |  |  |  | 1 | 24 | 24 |  |  |  |  | 6.97 | 7.2 | 6.97 | 6.85 | 6.73 | 5.74 | 5.1 | 5.35 | 5.53 | 5.64 | 6.99 | 6.64 | N | South | FC
CONTRL_1_CASAD2 |  |  | Mammoth G2 | CISO | N | CAISO System |  |  | Geothermal | OTHER | GEOTHERMAL | 10.5 | 12 |  |  |  |  | 1 | 24 | 24 |  |  | 0 | 1 | 10.11 | 9.97 | 9.45 | 8.35 | 8.63 | 8.23 | 9.41 | 9.28 | 9.17 | 9.16 | 9.99 | 10.2 | Y | South | FC
CONTRL_1_CASAD3 |  |  | Mammoth G3 | CISO | N | CAISO System |  |  | Geothermal | OTHER | GEOTHERMAL | 14 | 14 |  |  |  |  | 1 | 24 | 24 |  |  |  |  | 12.35 | 12.89 | 13.08 | 12.43 | 11.48 | 9.69 | 8.75 | 9.02 | 9.88 | 10.72 | 12.99 | 13.07 | N | South | FC
CONTRL_1_LUNDY |  |  | LUNDY | CISO | N | CAISO System |  |  | Hydro | HYDRO | WATER | 3 | 3 |  |  |  |  | 1 | 24 | 24 |  |  |  |  | 0.33 | 0.32 | 0.35 | 0.37 | 1.06 | 1.54 | 1.1 | 0.39 | 0.28 | 0.16 | 0.41 | 0.32 | N | South | FC
CONTRL_1_OXBOW |  |  | Dixie Valley Geo | CISO | N | CAISO System |  |  | Geothermal | STEAM | GEOTHERMAL | 60 | 64.7 |  |  |  |  | 1 | 24 | 24 |  |  |  |  | 59.46 | 57.37 | 57.75 | 43.02 | 46.29 | 55.03 | 54.04 | 53.91 | 54.61 | 46.22 | 59.38 | 58.79 | N | South | FC
CONTRL_1_POOLE |  |  | POOLE HYDRO PLANT 1 | CISO | N | CAISO System |  |  | Hydro | HYDRO | WATER | 10.9 | 11.3 |  |  |  |  | 1 | 24 | 24 |  |  | 10.9 | 1 | 0.96 | 0.8 | 0.48 | 0.76 | 1.6 | 8.27 | 5.42 | 1.46 | 10.9 | 0.31 | 0.48 | 0.8 | Y | South | FC
CONTRL_1_QF |  |  | CONTROL QFS | CISO | N | CAISO System |  |  | CHP | OTHER | OTHER | 2.55 | 41.9 |  |  |  |  | 1 | 24 | 24 |  |  |  |  | 0.56 | 0.6 | 0.59 | 0.84 | 0.57 | 0.67 | 0.64 | 0.59 | 0.66 | 0.53 | 0.56 | 0.53 | N | South | FC
CONTRL_1_RUSHCK |  |  | RUSH CREEK | CISO | N | CAISO System |  |  | Hydro | HYDRO | WATER | 11.94 | 13 |  |  |  |  | 1 | 24 | 24 |  |  | 11.94 | 1 | 0.8 | 0.82 | 4.82 | 0.82 | 0.8 | 9.45 | 9.46 | 1.82 | 11.94 | 1.01 | 0.97 | 0.8 | Y | South | FC
COPMT2_2_SOLAR2 |  |  | CMS2 | CISO | N | CAISO System |  |  | Solar_Fixed | PHOTO VOLTAIC | SUN | 155 | 155 |  |  |  |  | 1 | 24 | 24 |  |  |  |  | 0.1 | 0.1 | 4.19 | 0.22 | 29.35 | 40.11 | 78.22 | 67.23 | 3.56 | 0.1 | 0.1 | 0.1 | N | South | FC
COPMT4_2_SOLAR4 |  |  | Copper Mountain Solar 4 | CISO | N | CAISO System |  |  | Solar_Fixed | PHOTO VOLTAIC | SUN | 92 | 92 |  |  |  |  | 1 | 24 | 24 |  |  |  |  | 0.1 | 0.1 | 2.49 | 0.13 | 17.42 | 23.81 | 46.43 | 39.9 | 2.11 | 0.1 | 0.1 | 0.1 | N | South | FC
COPMTN_2_CM10 |  |  | Copper Mountain 10 | CISO | N | CAISO System |  |  | Solar_Fixed | PHOTO VOLTAIC | SUN | 10 | 10 |  |  |  |  | 1 | 24 | 24 |  |  |  |  | 0.1 | 0.1 | 0.27 | 0.1 | 1.89 | 2.59 | 5.05 | 4.34 | 0.23 | 0.1 | 0.1 | 0.1 | N | South | PD | 7.25
COPMTN_2_SOLAR1 |  |  | Copper Mountain 48 | CISO | N | CAISO System |  |  | Solar_Fixed | PHOTO VOLTAIC | SUN | 48 | 48 |  |  |  |  | 1 | 24 | 24 |  |  |  |  | 0.1 | 0.1 | 1.3 | 0.1 | 9.09 | 12.42 | 16.5 | 16.5 | 1.1 | 0.1 | 0.1 | 0.1 | N | South | PD | 16.50
CORCAN_1_SOLAR1 |  |  | CID Solar | CISO | N | Fresno | Herndon, Hanford | Y | Solar_Fixed | PHOTO VOLTAIC | SUN | 20 | 20 |  |  |  |  | 1 | 24 | 24 |  |  |  |  | 0.1 | 0.1 | 0.64 | 0.17 | 5.99 | 7.29 | 12.07 | 10.38 | 1.06 | 0.1 | 0.1 | 0.1 | N | North | FC
CORCAN_1_SOLAR2 |  |  | Corcoran City | CISO | N | Fresno | Herndon, Hanford | Y | Solar_1Axis | PHOTO VOLTAIC | SUN | 11 | 12 |  |  |  |  | 1 | 24 | 24 |  |  |  |  | 0.1 | 0.1 | 0.33 | 0.11 | 4.81 | 6.03 | 8.21 | 6.9 | 0.57 | 0.1 | 0.1 | 0.1 | N | North | FC
CORONS_2_SOLAR |  |  | Master Development Corona | CISO | N | LA Basin | Eastern |  | Solar_Fixed | PHOTO VOLTAIC | SUN | 0.99 | 1 |  |  |  |  | 1 | 24 | 24 |  |  |  |  | 0 | 0 | 0 | 0 | 0 | 0 | 0 | 0 | 0 | 0 | 0 | 0 | N | South | EO
CORONS_6_CLRWTR |  |  | Clearwater Power Plant | CISO | N | LA Basin | Eastern | Y | CCGT | COMBINED CYCLE | NATURAL GAS | 28 | 28 |  |  |  |  | 1 | 24 | 24 |  |  | 8 | 1 | 28 | 28 | 28 | 28 | 28 | 28 | 28 | 28 | 28 | 28 | 28 | 28 | Y | South | FC
CORRAL_6_SJOAQN |  |  | Ameresco San Joaquin | CISO | N | CAISO System |  |  | Biogas | RECIPROCATING ENGINE | BIOGAS | 4.3 | 4.3 |  |  |  |  | 1 | 24 | 24 |  |  |  |  | 4.26 | 4.1 | 4.3 | 4.2 | 4.27 | 4.26 | 4.21 | 3.91 | 3.97 | 4.17 | 4.24 | 4.3 | N | North | FC
COTTLE_2_FRNKNH |  |  | Frankenheimer Power Plant | CISO | N | CAISO System |  |  | Hydro | HYDRO | WATER | 5.3 | 5 |  |  |  |  | 1 | 24 | 24 |  |  |  |  | 0 | 0 | 0 | 0 | 0 | 0 | 0 | 0.72 | 0.61 | 0 | 0 | 0 | N | North | FC
COVERD_2_HCKHY1 |  |  | HATCHET CREEK | CISO | N | CAISO System |  |  | Hydro | HYDRO | WATER | 6.89 | 7 |  |  |  |  | 1 | 24 | 24 |  |  |  |  | 1.77 | 1.66 | 1.39 | 2.53 | 1.57 | 0.24 | 0 | 0 | 0 | 0.14 | 0.09 | 0.41 | N | North | FC
COVERD_2_MCKHY1 |  |  | Montgomery Creek Hydro | CISO | N | CAISO System |  |  | Hydro | HYDRO | WATER | 2.8 | 2.8 |  |  |  |  | 1 | 24 | 24 |  |  |  |  | 1.15 | 0.81 | 0.85 | 0.98 | 0.54 | 0.09 | 0 | 0 | 0 | 0.08 | 0 | 0.62 | N | North | FC
COVERD_2_QFUNTS |  |  | Cove Hydroelectric Project | CISO | N | CAISO System |  |  | Hydro | HYDRO | WATER | 5.5 | 5.5 |  |  |  |  | 1 | 24 | 24 |  |  | 0 | 1 | 0.78 | 1.58 | 1.66 | 3.3 | 3.3 | 0.8 | 0.22 | 0 | 0 | 0 | 0 | 0.24 | Y | North | FC
COVERD_2_RCKHY1 |  |  | ROARING CREEK | CISO | N | CAISO System |  |  | Hydro | HYDRO | WATER | 2 | 2 |  |  |  |  | 1 | 24 | 24 |  |  |  |  | 1.01 | 1.07 | 0.22 | 0.49 | 0.18 | 0.15 | 0.01 | 0 | 0 | 0.04 | 0.09 | 0.27 | N | North | FC
COWCRK_2_UNIT |  |  | Cow Creek Hydro | CISO | N | CAISO System |  |  | Hydro | HYDRO | WATER | 2 | 2 |  |  |  |  | 1 | 24 | 24 |  |  |  |  | 0.69 | 0.93 | 0.75 | 0.87 | 0.58 | 0.41 | 0.19 | 0.1 | 0.09 | 0.17 | 0.55 | 0.82 | N | North | FC
CPVERD_2_SOLAR |  |  | Campo Verde Solar | CISO | N | San Diego-IV |  | Y | Solar_Fixed | PHOTO VOLTAIC | SUN | 139 | 147 |  |  |  |  | 1 | 24 | 24 |  |  |  |  | 0.1 | 0.1 | 3.76 | 0.2 | 26.32 | 35.97 | 70.14 | 60.29 | 3.2 | 0.1 | 0.1 | 0.1 | N | South | FC
CRELMN_6_RAMON1 |  |  | Ramona 1 | CISO | N | San Diego-IV | San Diego |  | Solar_Fixed | PHOTO VOLTAIC | SUN | 2 | 2 |  |  |  |  | 1 | 24 | 24 |  |  |  |  | 0.1 | 0.1 | 0.1 | 0.1 | 0.38 | 0.52 | 1.01 | 0.87 | 0.1 | 0.1 | 0.1 | 0.1 | N | South | FC
CRELMN_6_RAMON2 |  |  | Ramona 2 | CISO | N | San Diego-IV | San Diego |  | Solar_Fixed | PHOTO VOLTAIC | SUN | 5 | 5 |  |  |  |  | 1 | 24 | 24 |  |  |  |  | 0.1 | 0.1 | 0.14 | 0.1 | 0.95 | 1.29 | 2.52 | 2.17 | 0.11 | 0.1 | 0.1 | 0.1 | N | South | FC
CRELMN_6_RAMSR3 |  |  | Ramona Solar Energy | CISO | N | San Diego-IV | San Diego |  | Solar_1Axis | PHOTO VOLTAIC | SUN | 4.32 | 4.4 |  |  |  |  | 1 | 24 | 24 |  |  |  |  | 0.1 | 0.1 | 0.1 | 0.1 | 1.13 | 1.47 | 2.27 | 1.96 | 0.11 | 0.1 | 0.1 | 0.1 | N | South | PD | 80.00%
CRESSY_1_PARKER |  |  | PARKER POWERHOUSE | CISO | N | Fresno |  | Y | Hydro | HYDRO | WATER | 2.83 | 3.8 |  |  |  |  | 1 | 24 | 24 |  |  |  |  | 0 | 0 | 0.01 | 0.33 | 0.8 | 0.9 | 0.92 | 1.03 | 0.51 | 0.28 | 0 | 0 | N | North | FC
CRESTA_7_PL1X2 |  |  | CRESTA PH UNIT 1 & 2 AGGREGATE | CISO | N | Sierra | South of Palermo |  | Hydro | HYDRO | WATER | 70.4 | 70.4 |  |  |  |  | 1 | 24 | 24 |  |  | 0 | 1 | 22.06 | 22.06 | 22.06 | 22.06 | 22.06 | 22.06 | 22.06 | 22.06 | 22.06 | 22.06 | 15.7 | 22.06 | Y | North | FC | 22.06 | Behind Rio Oso 230-115 kV transformer(s) constraint - Flow impact based reduction applied
CRIMSN_2_CRMBT1 |  |  | Crimson | CISO | N | CAISO System |  |  | Battery Storage | OTHER | LESR | 200 | 200 | .8 | 800 | 800 | 1 | 1 | 24 | 4 |  |  | 400 | 1 | 200 | 200 | 200 | 200 | 200 | 200 | 200 | 200 | 200 | 200 | 200 | 200 | Y | South | ID | 100% | Waiting for West of Colorado River cRAS.
CRIMSN_2_CRMBT2 |  |  | Crimson 2 | CISO | N | CAISO System |  |  | Battery Storage | OTHER | LESR | 150 | 150 | .8 | 600 | 600 | 1 | 1 | 24 | 4 |  |  | 300 | 1 | 150 | 150 | 150 | 150 | 150 | 150 | 150 | 150 | 150 | 150 | 150 | 150 | Y | South | ID | 100% | Waiting for West of Colorado River cRAS.
CRNEVL_6_CRNVA |  |  | Crane Valley | CISO | N | Fresno | Borden |  | Hydro | HYDRO | WATER | 0.9 | 0.9 |  |  |  |  | 1 | 24 | 24 |  |  |  |  | 0 | 0 | 0 | 0 | 0 | 0 | 0 | 0 | 0.11 | 0.37 | 0.16 | 0.12 | N | North | FC
CRNEVL_6_SJQN 2 |  |  | SAN JOAQUIN 2 | CISO | N | Fresno | Borden |  | Hydro | HYDRO | WATER | 3.2 | 3.2 |  |  |  |  | 1 | 24 | 24 |  |  |  |  | 0 | 0 | 0 | 0 | 0 | 0 | 0 | 0 | 0.01 | 0 | 0.28 | 0.35 | N | North | FC
CROKET_7_UNIT |  |  | CROCKETT COGEN | CISO | N | Bay Area | Pittsburg |  | CHP | COMBINED CYCLE | NATURAL GAS | 240 | 240 |  |  |  |  | 1 | 24 | 24 |  |  |  |  | 217.11 | 217.33 | 145.95 | 226.42 | 223.9 | 225.62 | 221.95 | 223 | 215.29 | 218.19 | 211.4 | 206.77 | N | North | FC
CRSTWD_6_KUMYAY |  |  | Kumeyaay Wind Farm | CISO | N | San Diego-IV | San Diego |  | Wind | WIND | WIND | 50 | 50 |  |  |  |  | 1 | 24 | 24 |  |  |  |  | 2.73 | 5.88 | 6.35 | 20.17 | 21.5 | 18.96 | 16.66 | 14.59 | 10 | 4.68 | 2.16 | 2.3 | N | South | FC
CRWCKS_1_SOLAR1 |  |  | Crow Creek Solar 1 | CISO | N | Stockton | Tesla-Bellota | Y | Solar_1Axis | PHOTO VOLTAIC | SUN | 20 | 20 |  |  |  |  | 1 | 24 | 24 |  |  |  |  | 0 | 0 | 0 | 0 | 0 | 0 | 0 | 0 | 0 | 0 | 0 | 0 | N | North | EO
CSCCOG_1_UNIT 1 |  |  | SANTA CLARA CO-GEN | CISO | N | Bay Area | San Jose, South Bay-Moss Landing | Y | CHP | FTUR | NATURAL GAS | 7 | 7 |  |  |  |  | 1 | 24 | 24 |  |  | 0 | 1 | 6 | 6 | 6 | 6 | 6 | 6 | 6 | 6 | 6 | 6 | 6 | 6 | Y | North | FC
CSCGNR_1_UNIT 1 |  |  | GIANERA PEAKER UNIT 1 | CISO | N | Bay Area | San Jose, South Bay-Moss Landing |  | Peaker | FTUR | NATURAL GAS | 24.75 | 24.8 |  |  |  |  | 1 | 24 | 24 |  |  | 24 | 1 | 24 | 24 | 24 | 24 | 24 | 24 | 24 | 24 | 24 | 24 | 24 | 24 | Y | North | FC
CSCGNR_1_UNIT 2 |  |  | GIANERA PEAKER UNIT 2 | CISO | N | Bay Area | San Jose, South Bay-Moss Landing |  | Peaker | FTUR | NATURAL GAS | 24.75 | 24.8 |  |  |  |  | 1 | 24 | 24 |  |  | 24 | 1 | 24 | 24 | 24 | 24 | 24 | 24 | 24 | 24 | 24 | 24 | 24 | 24 | Y | North | FC
CSLR4S_2_SOLAR |  |  | Csolar IV South | CISO | N | San Diego-IV |  | Y | Solar_Fixed | PHOTO VOLTAIC | SUN | 130 | 130 |  |  |  |  | 1 | 24 | 24 |  |  |  |  | 0.1 | 0.1 | 3.52 | 0.19 | 24.62 | 33.64 | 65.6 | 56.39 | 2.99 | 0.1 | 0.1 | 0.1 | N | South | FC
CSTOGA_6_LNDFIL |  |  | Clover Flat Land Fill Gas | CISO | N | NCNB | Fulton |  | Biogas | RECIPROCATING ENGINE | BIOGAS | 0.85 | 0.9 |  |  |  |  | 1 | 24 | 24 |  |  |  |  | 0 | 0 | 0 | 0 | 0 | 0 | 0 | 0 | 0 | 0 | 0 | 0 | N | North | EO
CSTRVL_7_PL1X2 |  |  | Marina Land Fill Gas | CISO | N | CAISO System |  |  | Biogas | RECIPROCATING ENGINE | OTHER | 4.53 | 5 |  |  |  |  | 1 | 24 | 24 |  |  | 4.17 | 1 | 4.13 | 3.51 | 3.69 | 4.01 | 3.63 | 3.95 | 4.16 | 4.14 | 4.17 | 3.86 | 3.98 | 3.73 | Y | North | FC
CSTRVL_7_QFUNTS |  |  | Castroville QF Aggregate | CISO | N | CAISO System |  |  | CHP | OTHER | OTHER | 2 | 11 |  |  |  |  | 1 | 24 | 24 |  |  |  |  | 0.04 | 0.06 | 0.15 | 0.07 | 0.04 | 0.08 | 0.07 | 0.09 | 0.09 | 0.07 | 0.05 | 0.03 | N | North | FC
CTNWDP_1_QF |  |  | SMALL QF AGGREGATION - BURNEY | CISO | N | CAISO System |  |  | Hydro | HYDRO | WATER | 0.5 | 1 |  |  |  |  | 1 | 24 | 24 |  |  |  |  | 0.04 | 0.04 | 0.04 | 0.04 | 0.03 | 0.03 | 0.02 | 0.02 | 0.01 | 0.02 | 0.03 | 0.04 | N | North | FC
CUMBIA_1_SOLAR |  |  | Columbia Solar Energy II | CISO | N | Bay Area | Pittsburg | Y | Solar_1Axis | PHOTO VOLTAIC | SUN | 19 | 19 |  |  |  |  | 1 | 24 | 24 |  |  |  |  | 0.1 | 0.1 | 0.58 | 0.2 | 8.3 | 10.41 | 14.19 | 11.91 | 0.99 | 0.1 | 0.1 | 0.1 | N | North | FC
CUMMNG_6_SUNCT1 |  |  | SunSelect 1 | CISO | N | CAISO System |  |  | CHP | RECIPROCATING ENGINE | NATURAL GAS | 4 | 4 |  |  |  |  | 1 | 24 | 24 |  |  | 0 | 1 | 3.33 | 3.39 | 3.04 | 3.01 | 3.34 | 3.54 | 3.53 | 3.56 | 3.4 | 3.16 | 3.38 | 3.45 | Y | South | FC
CURTIS_1_CANLCK |  |  | Canal Creek Powerhouse | CISO | N | Fresno |  |  | Hydro | HYDRO | WATER | 0.9 | 0.9 |  |  |  |  | 1 | 24 | 24 |  |  |  |  | 0 | 0 | 0 | 0 | 0 | 0 | 0 | 0 | 0 | 0 | 0 | 0 | N | North | FC
CURTIS_1_FARFLD |  |  | Fairfield Powerhouse | CISO | N | Fresno |  |  | Hydro | HYDRO | WATER | 0.9 | 0.9 |  |  |  |  | 1 | 24 | 24 |  |  |  |  | 0 | 0 | 0 | 0.01 | 0.24 | 0.31 | 0.26 | 0.28 | 0.08 | 0 | 0 | 0 | N | North | FC
CUYAMA_6_SB3SB1 | CUYAMA_6_SB3SB1_SUN |  | SEPV Barbara 3 | CISO | N | CAISO System |  |  | Hybrid_Solar1Axis | OTHER | HYBD | 3 | 3 |  |  |  |  | 1 | 24 | 24 | 3 |  |  |  |  | 0.1 | 0.1 | 0.09 | 0.03 | 1.31 | 2.24 | 1.88 | 0.16 | 0.16 | 0.1 | 0.1 | N | South | ID
CUYAMA_6_SB3SB1 | CUYAMA_6_SB3SB1_LESR |  | SEPV Barbara 3 | CISO | N | CAISO System |  |  | Hybrid_Storage | OTHER | HYBD | 3 | 3 | .8 |  |  |  | 1 | 24 | 24 | 3 | FALSE |  |  |  | 3 | 3 | 3 | 3 | 3 | 3 | 3 | 3 | 3 | 3 | 3 | Y | South | ID
CUYAMS_6_CUYSR1 |  |  | Cuyama Solar | CISO | N | CAISO System |  |  | Solar_1Axis | PHOTO VOLTAIC | SUN | 40 | 40 |  |  |  |  | 1 | 24 | 24 |  |  |  |  | 0.1 | 0.1 | 1.22 | 0.41 | 17.48 | 21.91 | 29.87 | 25.08 | 2.09 | 0.1 | 0.1 | 0.1 | N | North | FC
DAIRLD_1_MD1SL1 |  |  | Madera 1 | CISO | N | Fresno |  |  | Solar_1Axis | PHOTO VOLTAIC | SUN | 1.5 | 1.5 |  |  |  |  | 1 | 24 | 24 |  |  |  |  | 0 | 0 | 0 | 0 | 0 | 0 | 0 | 0 | 0 | 0 | 0 | 0 | N | North | EO
DAIRLD_1_MD2BM1 |  |  | Madera Digester Genset 2 | CISO | N | Fresno |  |  | Biogas | RECIPROCATING ENGINE | BIOGAS | 0.8 | 0.8 |  |  |  |  | 1 | 24 | 24 |  |  |  |  | 0 | 0 | 0 | 0 | 0 | 0 | 0 | 0 | 0 | 0 | 0 | 0 | N | North | EO
DAVIS_1_SOLAR1 |  |  | Grasslands 3 | CISO | N | Sierra | Drum-Rio Oso, South of Palermo |  | Solar_2Axis | PHOTO VOLTAIC | SUN | 1 | 1 |  |  |  |  | 1 | 24 | 24 |  |  |  |  | 0 | 0 | 0 | 0 | 0 | 0 | 0 | 0 | 0 | 0 | 0 | 0 | N | North | EO
DAVIS_1_SOLAR2 |  |  | Grasslands 4 | CISO | N | Sierra | Drum-Rio Oso, South of Palermo |  | Solar_2Axis | PHOTO VOLTAIC | SUN | 1 | 1 |  |  |  |  | 1 | 24 | 24 |  |  |  |  | 0 | 0 | 0 | 0 | 0 | 0 | 0 | 0 | 0 | 0 | 0 | 0 | N | North | EO
DAVIS_7_MNMETH |  |  | MM Yolo Power LLC | CISO | N | Sierra | Drum-Rio Oso, South of Palermo |  | Biogas | RECIPROCATING ENGINE | BIOGAS | 4 | 2.7 |  |  |  |  | 1 | 24 | 24 |  |  |  |  | 2.14 | 2.4 | 2.42 | 2.4 | 1.94 | 2.01 | 2 | 2.26 | 2.32 | 2.39 | 2.37 | 2.24 | N | North | FC
DEADCK_1_UNIT |  |  | DEADCK_1_UNIT | CISO | N | Sierra | Drum-Rio Oso |  | Hydro | HYDRO | WATER | 1.96 | 2 |  |  |  |  | 1 | 24 | 24 |  |  |  |  | 0.07 | 0.05 | 0.08 | 0.15 | 0 | 0.06 | 0 | 0 | 0 | 0 | 0 | 0 | N | North | FC
DEERCR_6_UNIT 1 |  |  | DEER CREEK | CISO | N | Sierra | Drum-Rio Oso, South of Palermo |  | Hydro | HYDRO | WATER | 7 | 7 |  |  |  |  | 1 | 24 | 24 |  |  |  |  | 1.2 | 1.26 | 0.73 | 0.76 | 2.63 | 3.17 | 3.25 | 3.41 | 3.3 | 2.66 | 1.5 | 1.29 | N | North | FC
DELAMO_2_ALASB2 | DELAMO_2_ALASB2_SUN |  | Los Alamitos 2 | CISO | N | LA Basin |  |  | Hybrid_Solar1Axis | OTHER | HYBD | 10 | 10 |  |  |  |  | 1 | 24 | 24 | 10 |  |  |  | 0.1 | 0.1 | 0.28 | 0.03 | 3.28 | 4.24 | 6.58 | 5.68 | 0.3 | 0.1 | 0.1 | 0.1 | N | South | FC
DELAMO_2_ALASB2 | DELAMO_2_ALASB2_LESR |  | Los Alamitos 2 | CISO | N | LA Basin |  |  | Hybrid_Storage | OTHER | HYBD | 10 | 10 |  | 20 | 20 | 1 | 1 | 24 | 24 | 10 | FALSE |  |  | 5 | 5 | 5 | 5 | 5 | 5 | 5 | 5 | 5 | 5 | 5 | 5 | N | South | FC
DELAMO_2_SOLAR1 |  |  | Golden Springs Building H | CISO | N | LA Basin | Western | Y | Solar_1Axis | PHOTO VOLTAIC | SUN | 1.5 | 1.5 |  |  |  |  | 1 | 24 | 24 |  |  |  |  | 0.1 | 0.1 | 0.1 | 0.1 | 0.49 | 0.64 | 0.99 | 0.85 | 0.1 | 0.1 | 0.1 | 0.1 | N | South | FC
DELAMO_2_SOLAR2 |  |  | Golden Springs Building M | CISO | N | LA Basin | Western | Y | Solar_1Axis | PHOTO VOLTAIC | SUN | 1.75 | 1.8 |  |  |  |  | 1 | 24 | 24 |  |  |  |  | 0.1 | 0.1 | 0.1 | 0.1 | 0.57 | 0.74 | 1.15 | 0.99 | 0.1 | 0.1 | 0.1 | 0.1 | N | South | FC
DELAMO_2_SOLAR3 |  |  | Golden Springs Building G | CISO | N | LA Basin | Western | Y | Solar_1Axis | PHOTO VOLTAIC | SUN | 1.25 | 1.3 |  |  |  |  | 1 | 24 | 24 |  |  |  |  | 0.1 | 0.1 | 0.1 | 0.1 | 0.41 | 0.53 | 0.82 | 0.71 | 0.1 | 0.1 | 0.1 | 0.1 | N | South | FC
DELAMO_2_SOLAR4 |  |  | Golden Springs Building F | CISO | N | LA Basin | Western | Y | Solar_1Axis | PHOTO VOLTAIC | SUN | 1.3 | 1.4 |  |  |  |  | 1 | 24 | 24 |  |  |  |  | 0.1 | 0.1 | 0.1 | 0.1 | 0.43 | 0.55 | 0.86 | 0.74 | 0.1 | 0.1 | 0.1 | 0.1 | N | South | FC
DELAMO_2_SOLAR5 |  |  | Golden Springs Building L | CISO | N | LA Basin | Western | Y | Solar_1Axis | PHOTO VOLTAIC | SUN | 1 | 1 |  |  |  |  | 1 | 24 | 24 |  |  |  |  | 0.1 | 0.1 | 0.1 | 0.1 | 0.33 | 0.42 | 0.66 | 0.57 | 0.1 | 0.1 | 0.1 | 0.1 | N | South | FC
DELAMO_2_SOLAR6 |  |  | Freeway Springs | CISO | N | LA Basin | Western | Y | Solar_1Axis | PHOTO VOLTAIC | SUN | 2 | 2 |  |  |  |  | 1 | 24 | 24 |  |  |  |  | 0.1 | 0.1 | 0.1 | 0.1 | 0.66 | 0.85 | 1.32 | 1.14 | 0.1 | 0.1 | 0.1 | 0.1 | N | South | FC
DELAMO_2_SOLRC1 |  |  | Golden Springs Building C1 | CISO | N | LA Basin | Western | Y | Solar_Fixed | PHOTO VOLTAIC | SUN | 1.16 | 1.3 |  |  |  |  | 1 | 24 | 24 |  |  |  |  | 0 | 0 | 0 | 0 | 0 | 0 | 0 | 0 | 0 | 0 | 0 | 0 | N | South | EO
DELAMO_2_SOLRD |  |  | Golden Solar Building D | CISO | N | LA Basin | Western | Y | Solar_Fixed | PHOTO VOLTAIC | SUN | 1.25 | 1.4 |  |  |  |  | 1 | 24 | 24 |  |  |  |  | 0 | 0 | 0 | 0 | 0 | 0 | 0 | 0 | 0 | 0 | 0 | 0 | N | South | EO
DELSUR_6_BSOLAR |  |  | Central Antelope Dry Ranch B | CISO | N | Big Creek-Ventura |  | Y | Solar_1Axis | PHOTO VOLTAIC | SUN | 3 | 3 |  |  |  |  | 1 | 24 | 24 |  |  |  |  | 0.1 | 0.1 | 0.1 | 0.1 | 0.98 | 1.27 | 1.97 | 1.7 | 0.1 | 0.1 | 0.1 | 0.1 | N | South | FC
DELSUR_6_CREST |  |  | Delsur Aggregate Solar Resources | CISO | N | Big Creek-Ventura |  |  | Solar_Fixed | PHOTO VOLTAIC | SUN | 12 | 12 |  |  |  |  | 1 | 24 | 24 |  |  |  |  | 0 | 0 | 0 | 0 | 0 | 0 | 0 | 0 | 0 | 0 | 0 | 0 | N | South | EO
DELSUR_6_DRYFRB |  |  | Dry Farm Ranch B | CISO | N | Big Creek-Ventura |  |  | Solar_1Axis | PHOTO VOLTAIC | SUN | 5 | 5 |  |  |  |  | 1 | 24 | 24 |  |  |  |  | 0.1 | 0.1 | 0.14 | 0.1 | 1.64 | 2.12 | 3.29 | 2.84 | 0.15 | 0.1 | 0.1 | 0.1 | N | South | FC
DELSUR_6_SOLAR1 |  |  | Summer Solar North | CISO | N | Big Creek-Ventura |  |  | Solar_1Axis | PHOTO VOLTAIC | SUN | 6.5 | 6.5 |  |  |  |  | 1 | 24 | 24 |  |  |  |  | 0.1 | 0.1 | 0.18 | 0.1 | 2.13 | 2.76 | 4.28 | 3.69 | 0.2 | 0.1 | 0.1 | 0.1 | N | South | FC
DELSUR_6_SOLAR4 |  |  | Radiance Solar 4 | CISO | N | Big Creek-Ventura |  |  | Solar_1Axis | PHOTO VOLTAIC | SUN | 1.5 | 1.9 |  |  |  |  | 1 | 24 | 24 |  |  |  |  | 0 | 0 | 0 | 0 | 0 | 0 | 0 | 0 | 0 | 0 | 0 | 0 | N | South | EO
DELSUR_6_SOLAR5 |  |  | Radiance Solar 5 | CISO | N | Big Creek-Ventura |  |  | Solar_1Axis | PHOTO VOLTAIC | SUN | 1.5 | 1.9 |  |  |  |  | 1 | 24 | 24 |  |  |  |  | 0 | 0 | 0 | 0 | 0 | 0 | 0 | 0 | 0 | 0 | 0 | 0 | N | South | EO
DELTA_2_PL1X4 |  |  | DELTA ENERGY CENTER AGGREGATE | CISO | N | Bay Area | Pittsburg | Y | CCGT | COMBINED CYCLE | NATURAL GAS | 880 | 880 |  |  |  |  | 1 | 24 | 24 |  |  | 617 | 1 | 880 | 880 | 880 | 875 | 880 | 880 | 873 | 873 | 873 | 880 | 880 | 880 | Y | North | FC
DEVERS_1_SEPV05 |  |  | SEPV 5 | CISO | N | LA Basin | Eastern, Valley-Devers |  | Solar_Fixed | PHOTO VOLTAIC | SUN | 2 | 2 |  |  |  |  | 1 | 24 | 24 |  |  |  |  | 0 | 0 | 0 | 0 | 0 | 0 | 0 | 0 | 0 | 0 | 0 | 0 | N | South | EO
DEVERS_1_SOLAR |  |  | Cascade Solar | CISO | N | LA Basin | Eastern, Valley-Devers |  | Solar_Fixed | PHOTO VOLTAIC | SUN | 18.5 | 18.5 |  |  |  |  | 1 | 24 | 24 |  |  |  |  | 0 | 0 | 0 | 0 | 0 | 0 | 0 | 0 | 0 | 0 | 0 | 0 | N | South | EO
DEVERS_1_SOLAR1 |  |  | SEPV8 | CISO | N | LA Basin | Eastern, Valley-Devers |  | Solar_1Axis | PHOTO VOLTAIC | SUN | 12 | 12 |  |  |  |  | 1 | 24 | 24 |  |  |  |  | 0 | 0 | 0 | 0 | 0 | 0 | 0 | 0 | 0 | 0 | 0 | 0 | N | South | EO
DEVERS_1_SOLAR2 |  |  | SEPV9 | CISO | N | LA Basin | Eastern, Valley-Devers |  | Solar_1Axis | PHOTO VOLTAIC | SUN | 9 | 9 |  |  |  |  | 1 | 24 | 24 |  |  |  |  | 0 | 0 | 0 | 0 | 0 | 0 | 0 | 0 | 0 | 0 | 0 | 0 | N | South | EO
DEVERS_2_CS2SR4 |  |  | Caliente Solar 2 | CISO | N | LA Basin | Eastern, Valley-Devers |  | Solar_1Axis | PHOTO VOLTAIC | SUN | 0.91 | 1 |  |  |  |  | 1 | 24 | 24 |  |  |  |  | 0 | 0 | 0 | 0 | 0 | 0 | 0 | 0 | 0 | 0 | 0 | 0 | N | South | EO
DEVERS_2_DHSPG2 |  |  | Desert Hot Springs 2 | CISO | N | LA Basin | Eastern, Valley-Devers |  | Solar_1Axis | PHOTO VOLTAIC | SUN | 1.4 | 1.5 |  |  |  |  | 1 | 24 | 24 |  |  |  |  | 0 | 0 | 0 | 0 | 0 | 0 | 0 | 0 | 0 | 0 | 0 | 0 | N | South | EO
DEXZEL_1_UNIT |  |  | Western Power and Steam Cogeneration | CISO | N | Kern | South Kern PP, Kern Oil | Y | CHP | COMBUSTION TURBINE | NATURAL GAS | 20 | 36.8 |  |  |  |  | 1 | 24 | 24 |  |  | 8 | 1 | 20 | 20 | 20 | 20 | 20 | 20 | 20 | 20 | 20 | 20 | 20 | 20 | Y | North | FC
DIABLO_7_UNIT 1 |  |  | Diablo Canyon Unit 1 | CISO | N | CAISO System |  |  | Nuclear | STEAM | URANIUM | 1150 | 1176 |  |  |  |  | 1 | 24 | 24 |  |  |  |  | 1140 | 1140 | 1140 | 1140 | 1140 | 1140 | 1140 | 1140 | 1140 | 1140 | 1140 | 1140 | N | North | FC
DIABLO_7_UNIT 2 |  |  | Diablo Canyon Unit 2 | CISO | N | CAISO System |  |  | Nuclear | STEAM | URANIUM | 1150 | 1176 |  |  |  |  | 1 | 24 | 24 |  |  |  |  | 1140 | 1140 | 1140 | 1140 | 1140 | 1140 | 1140 | 1140 | 1140 | 1140 | 1140 | 1140 | N | North | FC
DISCOV_1_CHEVRN |  |  | CHEVRON USA (EASTRIDGE) | CISO | N | Kern | South Kern PP, Kern Oil | Y | CHP | FTUR | NATURAL GAS | 48.8 | 56.2 |  |  |  |  | 1 | 24 | 24 |  |  |  |  | 4.7 | 7.04 | 5.36 | 4.58 | 4.9 | 5.21 | 5.07 | 6.33 | 6.34 | 3.62 | 4.2 | 4.22 | N | North | FC
DIXNLD_1_LNDFL |  |  | Zero Waste Energy | CISO | N | Bay Area |  | Y | Biomass | RECIPROCATING ENGINE | BIOMASS | 1.6 | 1.6 |  |  |  |  | 1 | 24 | 24 |  |  |  |  | 0.72 | 0.67 | 0.75 | 0.84 | 0.81 | 0.84 | 0.87 | 0.87 | 0.88 | 0.89 | 0.87 | 0.86 | N | North | FC
DMDVLY_1_UNITS |  |  | Diamond Valley Lake Pump Gen | CISO | N | LA Basin | Eastern |  | Hydro | HYDRO | WATER | 21 | 21 |  |  |  |  | 1 | 24 | 24 |  |  |  |  | 1.6 | 5.28 | 0.84 | 0.88 | 2.5 | 0.95 | 0.24 | 0.6 | 0 | 0 | 0 | 0 | N | South | FC
DONNLS_7_UNIT |  |  | Donnells Hydro | CISO | N | Stockton | Tesla-Bellota, Stanislaus |  | Hydro | HYDRO | WATER | 72 | 72 |  |  |  |  | 1 | 24 | 24 |  |  | 72 | 1 | 72 | 72 | 72 | 72 | 72 | 72 | 72 | 72 | 72 | 72 | 72 | 72 | Y | North | FC
DOSMGO_2_NSPIN |  |  | DOSMGO_2_NSPIN | CISO | N | CAISO System |  |  | Pump | PUMP | WATER | 159 | 159 |  |  |  |  | 1 | 24 | 24 |  |  | 0 | 1 | 16.26 | 16.26 | 16.26 | 16.26 | 15.21 | 16.26 | 16.26 | 16.26 | 16.26 | 13.64 | 16.26 | 16.26 | Y | North | FC
DOUBLC_1_UNITS |  |  | DOUBLE "C" LIMITED | CISO | N | Kern | South Kern PP | Y | Peaker | COMBUSTION TURBINE | NATURAL GAS | 52.23 | 55.3 |  |  |  |  | 1 | 24 | 24 |  |  | 32.23 | 1 | 52.23 | 52.23 | 52.23 | 52.23 | 52.23 | 52.23 | 52.23 | 52.23 | 52.23 | 52.23 | 52.23 | 52.23 | Y | North | FC
DRACKR_2_D4SR4B |  |  | Dracker Solar Unit 4B | CISO | N | CAISO System |  |  | Solar_1Axis | PHOTO VOLTAIC | SUN | 62.5 | 62.5 |  |  |  |  | 1 | 24 | 24 |  |  |  |  | 0.1 | 0.1 | 1.75 | 0.18 | 20.52 | 26.53 | 41.12 | 35.5 | 1.9 | 0.1 | 0.1 | 0.1 | N | South | FC
DRACKR_2_DS3SR3 |  | DRACKR_2_DSUBT3 | Dracker Solar Unit 3 | CISO | N | CAISO System |  |  | Paired_Solar_Fixed | PHOTO VOLTAIC | SUN | 125 | 125 |  |  |  |  | 1 | 24 | 24 | 125 |  |  |  | 0.1 | 0.1 | 3.38 | 0.18 | 23.67 | 32.35 | 63.08 | 54.22 | 2.87 | 0.05 | 0.1 | 0.1 | N | South | EO |  | Co-located with DRACKR_2_DSUBT3
DRACKR_2_DS4SR4 |  | DRACKR_2_DSUBT4 | Dracker Solar Unit 4A | CISO | N | CAISO System |  |  | Paired_Solar_1Axis | PHOTO VOLTAIC | SUN | 62.5 | 62.5 |  |  |  |  | 1 | 24 | 24 | 62.5 |  |  |  | 0.1 | 0.1 | 1.75 | 0.18 | 20.52 | 26.53 | 41.12 | 35.5 | 1.9 | 0.1 | 0.1 | 0.1 | N | South | FC |  | Co-located with DRACKR_2_DSUBT4
DRACKR_2_DSUBT1 |  | DRACKR_2_SOLAR1 | Dracker Solar Unit 1 BESS | CISO | N | CAISO System |  |  | Paired_BattStorage | OTHER | LESR | 63 | 63 | .8 | 252 | 252 | 1 | 1 | 24 | 4 | 110 | FALSE | 126 | 3 | 63 | 63 | 63 | 63 | 63 | 63 | 63 | 63 | 63 | 63 | 63 | 63 | Y | South | FC |  | Co-located with DRACKR_2_SOLAR1
DRACKR_2_DSUBT2 |  | DRACKR_2_SOLAR2 | Dracker Solar Unit 2 BESS | CISO | N | CAISO System |  |  | Paired_BattStorage | OTHER | LESR | 115 | 115 | 0.901 | 460 | 1308.1326 | 2.8438 | 1 | 24 | 11.3751 | 125 | FALSE | 230 | 1 | 115 | 115 | 115 | 115 | 115 | 115 | 115 | 115 | 115 | 115 | 115 | 115 | Y | South | FC |  | Co-located with DRACKR_2_SOLAR2
DRACKR_2_DSUBT3 |  | DRACKR_2_DS3SR3 | Dracker Solar Unit 3 BESS | CISO | N | CAISO System |  |  | Paired_BattStorage | OTHER | LESR | 115 | 115 | 0.904 | 460 | 1310.4202 | 2.8487 | 1 | 24 | 11.395 | 125 | FALSE | 230 | 1 | 115 | 115 | 115 | 115 | 115 | 115 | 115 | 115 | 115 | 115 | 115 | 101.05 | Y | South | FC |  | Co-located with DRACKR_2_DS3SR3 EO
DRACKR_2_DSUBT4 |  | DRACKR_2_DS4SR4 | Dracker Solar Unit 4 BESS | CISO | N | CAISO System |  |  | Paired_BattStorage | OTHER | LESR | 47 | 47 | 0.86 | 188 | 188 | 1 | 1 | 24 | 4 | 62.5 | FALSE | 94 | 2 | 47 | 47 | 47 | 47 | 47 | 47 | 47 | 47 | 47 | 47 | 47 | 47 | Y | South | FC |  | Co-located with DRACKR_2_DS4SR4
DRACKR_2_SOLAR1 |  | DRACKR_2_DSUBT1 | Dracker Solar Unit 1 | CISO | N | CAISO System |  |  | Paired_Solar_Fixed | PHOTO VOLTAIC | SUN | 110 | 110 |  |  |  |  | 1 | 24 | 24 | 110 |  |  |  | 0.1 | 0.1 | 2.97 | 0.16 | 20.83 | 28.47 | 55.51 | 47.71 | 2.53 | 0.1 | 0.1 | 0.1 | N | South | FC |  | Co-located with DRACKR_2_DSUBT1
DRACKR_2_SOLAR2 |  | DRACKR_2_DSUBT2 | Dracker Solar Unit 2 | CISO | N | CAISO System |  |  | Paired_Solar_Fixed | PHOTO VOLTAIC | SUN | 125 | 125 |  |  |  |  | 1 | 24 | 24 | 125 |  |  |  | 0.1 | 0.1 | 3.38 | 0.18 | 23.67 | 32.35 | 63.08 | 54.22 | 2.87 | 0.05 | 0.1 | 0.1 | N | South | EO |  | Co-located with DRACKR_2_DSUBT2
DREWS_6_PL1X4 |  |  | Drews Generating Plant | CISO | N | LA Basin | Eastern | Y | Peaker | FTUR | NATURAL GAS | 41.4 | 41.4 |  |  |  |  | 1 | 24 | 24 |  |  | 40 | 1 | 40 | 40 | 40 | 40 | 40 | 40 | 40 | 40 | 40 | 40 | 40 | 40 | Y | South | FC
DRUM_7_PL1X2 |  |  | Drum PH 1 Units 1 & 2 Aggregate | CISO | N | Sierra | Drum-Rio Oso, South of Palermo |  | Hydro | HYDRO | WATER | 26 | 26 |  |  |  |  | 1 | 24 | 24 |  |  | 0 | 1 | 9.6 | 0 | 0 | 0 | 0 | 0 | 10.4 | 10.4 | 0 | 0 | 9.6 | 10.4 | Y | North | FC
DRUM_7_PL3X4 |  |  | Drum PH 1 Units 3 & 4 Aggregate | CISO | N | Sierra | Drum-Rio Oso, South of Palermo |  | Hydro | HYDRO | WATER | 28.9 | 28.9 |  |  |  |  | 1 | 24 | 24 |  |  | 0 | 1 | 12.8 | 0 | 0 | 0 | 12.8 | 12.8 | 12.8 | 12.8 | 0 | 0 | 12.8 | 12.8 | Y | North | FC
DRUM_7_UNIT 5 |  |  | DRUM PH 2 UNIT 5 | CISO | N | Sierra | Drum-Rio Oso, South of Palermo |  | Hydro | HYDRO | WATER | 50 | 50 |  |  |  |  | 1 | 24 | 24 |  |  | 0 | 1 | 39.2 | 44.24 | 43.6 | 38.8 | 41.74 | 39.2 | 48.1 | 47.74 | 27.28 | 0 | 36 | 44.06 | Y | North | FC
DSABLA_7_UNIT |  |  | De Sabla Hydro | CISO | N | CAISO System |  |  | Hydro | HYDRO | WATER | 18.5 | 18.5 |  |  |  |  | 1 | 24 | 24 |  |  |  |  | 5.85 | 6.81 | 6.42 | 4.13 | 5.7 | 6.4 | 7.32 | 5.87 | 3.26 | 2.05 | 3.09 | 3.85 | N | North | FC
DSFLWR_2_W9CSB1 |  |  | Willy 9 Chap 1 | CISO | N | CAISO System |  |  | Solar_1Axis | PHOTO VOLTAIC | SUN | 102 | 102 |  |  |  |  | 1 | 24 | 24 |  |  |  |  | 0.1 | 0.1 | 2.86 | 0.3 | 33.49 | 43.29 | 67.11 | 57.93 | 3.11 | 0.1 | 0.1 | 0.1 | N | South | ID | 100% | Waiting for Whirlwind CRAS - Solar only for now - future hybrid
DSFLWR_2_W9CSB2 |  |  | Willy 9 Chap 2 | CISO | N | CAISO System |  |  | Solar_1Axis | PHOTO VOLTAIC | SUN | 72 | 72 |  |  |  |  | 1 | 24 | 24 |  |  |  |  | 0.1 | 0.1 | 2.02 | 0.21 | 23.64 | 30.56 | 47.37 | 40.89 | 2.19 | 0.1 | 0.1 | 0.1 | N | South | ID | 100% | Waiting for Whirlwind CRAS - Solar only for now - future hybrid
DSFLWR_2_WS2SR1 |  |  | Willow Springs 2 | CISO | N | CAISO System |  |  | Solar_1Axis | PHOTO VOLTAIC | SUN | 100 | 100 |  |  |  |  | 1 | 24 | 24 |  |  |  |  | 0.1 | 0.1 | 2.81 | 0.29 | 32.83 | 42.44 | 65.8 | 56.79 | 3.05 | 0.1 | 0.1 | 0.1 | N | South | FC
DSRTHV_2_DH1SR1 |  |  | Desert Harvest | CISO | N | CAISO System |  |  | Solar_1Axis | PHOTO VOLTAIC | SUN | 80 | 80 |  |  |  |  | 1 | 24 | 24 |  |  |  |  | 0.1 | 0.1 | 2.24 | 0.24 | 26.26 | 33.95 | 52.64 | 45.43 | 2.44 | 0.1 | 0.1 | 0.1 | N | South | FC
DSRTHV_2_DH2BT1 |  | DSRTHV_2_DH2SR2 | Desert Harvest BESS | CISO | N | CAISO System |  |  | Paired_BattStorage | OTHER | LESR | 35 | 35 | .8 | 140 | 140 | 1 | 1 | 24 | 4 | 70 | FALSE | 70 | 1 | 35 | 35 | 35 | 35 | 35 | 35 | 35 | 35 | 35 | 35 | 35 | 35 | Y | South | PD | 35.00 | Co-located with DSRTHV_2_DH2SR2
DSRTHV_2_DH2SR2 |  | DSRTHV_2_DH2BT1 | Desert Harvest 2 | CISO | N | CAISO System |  |  | Paired_Solar_1Axis | PHOTO VOLTAIC | SUN | 70 | 70 |  |  |  |  | 1 | 24 | 24 | 70 |  |  |  | 0.1 | 0.1 | 1.96 | 0.21 | 22.98 | 29.71 | 46.06 | 39.75 | 2.13 | 0.1 | 0.1 | 0.1 | N | South | FC |  | Co-located with DSRTHV_2_DH2BT1 (PD)
DSRTSL_2_SOLAR1 |  |  | Desert Stateline | CISO | N | CAISO System |  | Y | Solar_1Axis | PHOTO VOLTAIC | SUN | 296.19 | 296.19 |  |  |  |  | 1 | 24 | 24 |  |  |  |  | 0.1 | 0.1 | 8.31 | 0.87 | 97.24 | 125.71 | 194.89 | 168.21 | 9.02 | 0.1 | 0.1 | 0.1 | N | South | FC
DSRTSN_2_DS2X2 |  | DSRTSN_2_SOLAR2 | Desert Sunlight PV II Storage | CISO | N | CAISO System |  |  | Paired_BattStorage | OTHER | LESR | 230 | 230 | 0.865 | 920 | 2560.2145 | 2.7828 | 1 | 24 | 11.1314 | 250 | FALSE | 460 | 1 | 230 | 230 | 230 | 230 | 230 | 230 | 230 | 230 | 230 | 230 | 230 | 230 | Y | South | FC |  | Co-located with DSRTSN_2_SOLAR2
DSRTSN_2_SOLAR1 |  |  | Desert Sunlight 300 | CISO | N | CAISO System |  |  | Solar_Fixed | PHOTO VOLTAIC | SUN | 300 | 300 |  |  |  |  | 1 | 24 | 24 |  |  |  |  | 0.1 | 0.1 | 8.11 | 0.43 | 56.81 | 77.64 | 151.39 | 130.12 | 6.9 | 0.12 | 0.1 | 0.1 | N | South | FC
DSRTSN_2_SOLAR2 |  | DSRTSN_2_DS2X2 | Desert Sunlight 250 | CISO | N | CAISO System |  |  | Paired_Solar_Fixed | PHOTO VOLTAIC | SUN | 250 | 250 |  |  |  |  | 1 | 24 | 24 | 250 |  |  |  | 0.1 | 0.1 | 6.76 | 0.36 | 47.34 | 64.7 | 126.16 | 108.43 | 5.75 | 0.1 | 0.1 | 0.1 | N | South | FC |  | Co-located with DSRTSN_2_DS2X2
DTCHWD_2_BT3WND |  |  | Brookfield Tehachapi 3 | CISO | N | CAISO System |  |  | Wind | WIND | WIND | 4.5 | 4.5 |  |  |  |  | 1 | 24 | 24 |  |  |  |  | 0.25 | 0.53 | 0.57 | 1.82 | 1.94 | 1.71 | 1.5 | 1.31 | 0.9 | 0.42 | 0.19 | 0.21 | N | South | FC
DTCHWD_2_BT4WND |  |  | Brookfield Tehachapi 4 | CISO | N | CAISO System |  |  | Wind | WIND | WIND | 6.52 | 7.1 |  |  |  |  | 1 | 24 | 24 |  |  |  |  | 0.36 | 0.77 | 0.83 | 2.63 | 2.8 | 2.47 | 2.17 | 1.9 | 1.3 | 0.61 | 0.28 | 0.3 | N | South | FC
DUANE_1_PL1X3 |  |  | DONALD VON RAESFELD POWER PROJECT | CISO | N | Bay Area | San Jose, South Bay-Moss Landing | Y | CCGT | COMBINED CYCLE | NATURAL GAS | 147.8 | 147.8 |  |  |  |  | 1 | 24 | 24 |  |  | 85.6503 | 1 | 147.8 | 147.8 | 147.8 | 147.8 | 143.5 | 143.5 | 143.5 | 143.5 | 143.5 | 147.8 | 147.8 | 147.8 | Y | North | FC
DURNMESA_3_WBDYN |  |  | DURAN MESA | PNM | Y | #N/A |  |  | Wind | WIND | WIND | 105.08 | 105.08 |  |  |  |  | 1 | 24 | 24 |  |  | 0 | 1 | 50.57 | 43.63 | 35.7 | 42.64 | 39.67 | 31.73 | 21.78 | 20.82 | 23.8 | 24.79 | 39.67 | 55.53 | 0 | South
DUTCH1_7_UNIT 1 |  |  | DUTCH FLAT 1 PH | CISO | N | Sierra | Placer, Gold Hill-Drum, Drum-Rio Oso, South of Rio Oso, South of Palermo |  | Hydro | HYDRO | WATER | 22 | 22 |  |  |  |  | 1 | 24 | 24 |  |  | 0 | 1 | 17.6 | 17.6 | 6.8 | 16.8 | 15.2 | 17.2 | 19.28 | 20.78 | 12.8 | 9.6 | 17.6 | 20.2 | Y | North | FC
DUTCH2_7_UNIT 1 |  |  | DUTCH FLAT 2 PH | CISO | N | Sierra | Drum-Rio Oso, South of Palermo |  | Hydro | HYDRO | WATER | 26 | 26 |  |  |  |  | 1 | 24 | 24 |  |  | 0 | 1 | 5.2 | 16 | 17.2 | 5.6 | 5.6 | 5.6 | 16 | 16.76 | 0 | 0 | 2.8 | 5.6 | Y | North | FC
DVLCYN_1_UNITS |  |  | DEVIL CANYON HYDRO UNITS 1-4 AGGREGATE | CISO | N | LA Basin | Eastern |  | Hydro | HYDRO | WATER | 235 | 235 |  |  |  |  | 1 | 24 | 24 |  |  | 132.28 | 1 | 146.91 | 82.76 | 106.43 | 145.35 | 134.52 | 146.86 | 134.22 | 140.09 | 138.61 | 137.34 | 146.49 | 132.7 | Y | South | FC
DYERSM_6_DSWWD1 |  |  | Dyer Summit Wind Repower | CISO | N | CAISO System |  |  | Wind | WIND | WIND | 44.8 | 44.8 |  |  |  |  | 1 | 24 | 24 |  |  |  |  | 1.9 | 3.28 | 4.42 | 13.69 | 21.54 | 13.76 | 17.64 | 9.64 | 3.32 | 0.81 | 1.27 | 1.92 | N | North | FC
EASTWD_7_UNIT |  |  | EASTWOOD PUMP-GEN | CISO | N | Big Creek-Ventura | Rector, Vestal |  | Pumped Hydro | PUMPED STORAGE | WATER | 200 | 207 |  |  |  |  | 1 | 24 | 24 |  |  | 184 | 1 | 199 | 199 | 199 | 199 | 199 | 199 | 199 | 199 | 199 | 199 | 199 | 199 | Y | South | FC
EDMONS_2_NSPIN |  |  | EDMONS_2_NSPIN | CISO | N | Big Creek-Ventura |  |  | Pump | PUMP | WATER | 775.8 | 840 |  |  |  |  | 1 | 24 | 24 |  |  | 0 | 1 | 236 | 236 | 236 | 236 | 236 | 236 | 236 | 236 | 236 | 236 | 236 | 236 | Y | South | FC
EDWARD_2_E21SB1 | EDWARD_2_E21SB1_SUN |  | EdSan 2 Edwards 1A | CISO | N | CAISO System |  |  | Hybrid_Solar1Axis | OTHER | HYBD | 130 | 130 |  |  |  |  | 1 | 24 | 24 | 166 |  | 71 | 2 | 0.1 | 0.1 | 3.65 | 0.38 | 42.68 | 55.18 | 85.54 | 73.83 | 3.96 | 0.1 | 0.1 | 0.1 | Y | South | ID | 100% | Hybrid - C10 - Waiting for Tehachapi cRAS and possibly other - PV 130.0 MW and ESS 71.0 MW
EDWARD_2_E21SB1 | EDWARD_2_E21SB1_LESR |  | EdSan 2 Edwards 1A | CISO | N | CAISO System |  |  | Hybrid_Storage | OTHER | HYBD | 71 | 71 | .8 | 284 | 284 | 1 | 1 | 24 | 4 | 166 | FALSE | 71 | 2 | 71 | 71 | 71 | 71 | 71 | 71 | 71 | 71 | 71 | 71 | 71 | 71 | Y | South | ID | 100% | Hybrid - C10 - Waiting for Tehachapi cRAS and possibly other - PV 130.0 MW and ESS 71.0 MW
EDWARD_2_E23SB1 | EDWARD_2_E23SB1_SUN |  | EdSan 2 Edwards 3 | CISO | N | CAISO System |  |  | Hybrid_Solar1Axis | OTHER | HYBD | 24 | 24 |  |  |  |  | 1 | 24 | 24 | 24 |  | 6 | 2 | 0.1 | 0.1 | 0.67 | 0.1 | 7.88 | 10.19 | 15.79 | 13.63 | 0.73 | 0.1 | 0.1 | 0.1 | Y | South | ID | 100% | C10 - Waiting for Tehachapi cRAS
EDWARD_2_E23SB1 | EDWARD_2_E23SB1_LESR |  | EdSan 2 Edwards 3 | CISO | N | CAISO System |  |  | Hybrid_Storage | OTHER | HYBD | 6 | 6 | .8 | 24 | 24 | 1 | 1 | 24 | 4 | 24 | FALSE | 6 | 2 | 6 | 6 | 6 | 6 | 6 | 6 | 6 | 6 | 6 | 6 | 6 | 6 | Y | South | ID | 100% | C10 - Waiting for Tehachapi cRAS
EDWARD_2_ES2BT3 | EDWARD_2_ES2BT3_SUN |  | EdSan 2 | CISO | N | CAISO System |  |  | Hybrid_Solar1Axis | OTHER | HYBD | 118 | 118 |  |  |  |  | 1 | 24 | 24 | 151 |  | 66 | 2 | 0.1 | 0.1 | 3.31 | 0.35 | 38.74 | 50.08 | 77.64 | 67.02 | 3.59 | 0.1 | 0.1 | 0.1 | Y | South | ID | 100% | Hybrid - C10 - Waiting for Tehachapi cRAS and possibly other - PV 118.0 MW and ESS 66.0 MW
EDWARD_2_ES2BT3 | EDWARD_2_ES2BT3_LESR |  | EdSan 2 | CISO | N | CAISO System |  |  | Hybrid_Storage | OTHER | HYBD | 66 | 66 | .8 | 264 | 264 | 1 | 1 | 24 | 4 | 151 | FALSE | 66 | 2 | 66 | 66 | 66 | 66 | 66 | 66 | 66 | 66 | 66 | 66 | 66 | 66 | Y | South | ID | 100% | Hybrid - C10 - Waiting for Tehachapi cRAS and possibly other - PV 118.0 MW and ESS 66.0 MW
EDWARD_2_ESSSB1 |  |  | Sanborn Solar 2 Edwards 5 | CISO | N | CAISO System |  |  | Solar_1Axis | PHOTO VOLTAIC | SUN | 116 | 116 |  |  |  |  | 1 | 24 | 24 |  |  |  |  | 0.1 | 0.1 | 3.25 | 0.34 | 38.08 | 49.23 | 76.33 | 65.88 | 3.53 | 0.1 | 0.1 | 0.1 | N | South | ID | 100% | Waiting for Tehachapi CRAS.
EDWARD_2_ESSSB2 |  |  | Sanborn Solar 2 | CISO | N | CAISO System |  |  | Solar_1Axis | PHOTO VOLTAIC | SUN | 132 | 132 |  |  |  |  | 1 | 24 | 24 |  |  | 0 | 1 | 0.1 | 0.1 | 3.7 | 0.39 | 43.34 | 56.02 | 86.85 | 74.97 | 4.02 | 0.1 | 0.1 | 0.1 | Y | South | ID | 100% | Waiting for Tehachapi CRAS.
EEKTMN_6_SOLAR1 |  |  | EE K Solar 1 | CISO | N | Fresno |  | Y | Solar_1Axis | PHOTO VOLTAIC | SUN | 20 | 20 |  |  |  |  | 1 | 24 | 24 |  |  |  |  | 0 | 0 | 0 | 0 | 0 | 0 | 0 | 0 | 0 | 0 | 0 | 0 | N | North | EO
ELCABO_5_ECWSCEDYN |  |  | El Cabo Wind | AZPS | Y | #N/A |  |  | Wind | WIND | WIND | 298 | 298 |  |  |  |  | 1 | 24 | 24 |  |  | 0 | 1 | 59.78 | 63.25 | 59.78 | 87.32 | 65.56 | 49.31 | 29.8 | 17.88 | 34.7 | 20.19 | 30.7 | 44.88 | 0 | South
ELCAJN_6_EB1BT1 |  |  | Eastern BESS 1 | CISO | N | San Diego-IV | San Diego, El Cajon |  | Battery Storage | OTHER | LESR | 7.5 | 7.5 | .8 | 30 | 30 | 1 | 1 | 24 | 4 |  |  | 12 | 1 | 7.5 | 7.5 | 7.5 | 7.5 | 7.5 | 7.5 | 7.5 | 7.5 | 7.5 | 7.5 | 7.5 | 7.5 | Y | South | FC
ELCAJN_6_LM6K |  |  | El Cajon Energy Center | CISO | N | San Diego-IV | San Diego, El Cajon | Y | Peaker | COMBUSTION TURBINE | NATURAL GAS | 48.1 | 49.7 |  |  |  |  | 1 | 24 | 24 |  |  | 48.1 | 1 | 48.1 | 48.1 | 48.1 | 48.1 | 48.1 | 48.1 | 48.1 | 48.1 | 48.1 | 48.1 | 48.1 | 48.1 | Y | South | FC
ELCAJN_6_UNITA1 |  |  | Cuyamaca Peak Energy Plant | CISO | N | San Diego-IV | San Diego, El Cajon |  | Peaker | COMBUSTION TURBINE | NATURAL GAS | 45.42 | 48 |  |  |  |  | 1 | 24 | 24 |  |  | 45.42 | 1 | 45.42 | 45.42 | 45.42 | 45.42 | 45.42 | 45.42 | 45.42 | 45.42 | 45.42 | 45.42 | 45.42 | 45.42 | Y | South | FC
ELCAP_1_SOLAR |  |  | 2097 Helton | CISO | N | Fresno |  | Y | Solar_1Axis | PHOTO VOLTAIC | SUN | 1.5 | 1.5 |  |  |  |  | 1 | 24 | 24 |  |  |  |  | 0 | 0 | 0 | 0 | 0 | 0 | 0 | 0 | 0 | 0 | 0 | 0 | N | North | EO
ELDORO_7_UNIT 1 |  |  | El Dorado Unit 1 | CISO | N | Sierra | Gold Hill-Drum, South of Rio Oso, South of Palermo |  | Hydro | HYDRO | WATER | 11 | 10.5 |  |  |  |  | 1 | 24 | 24 |  |  |  |  | 2.28 | 3.32 | 2.76 | 5.08 | 7.4 | 4.29 | 4.39 | 4.1 | 5.44 | 0.14 | 0 | 0 | N | North | FC
ELDORO_7_UNIT 2 |  |  | El Dorado Unit 2 | CISO | N | Sierra | Gold Hill-Drum, South of Rio Oso, South of Palermo |  | Hydro | HYDRO | WATER | 11 | 10.5 |  |  |  |  | 1 | 24 | 24 |  |  |  |  | 4.82 | 3.61 | 1.16 | 4.93 | 7.78 | 4.33 | 2.04 | 5.19 | 3.49 | 0.14 | 0 | 0 | N | North | FC
ELECTR_7_PL1X3 |  |  | ELECTRA PH UNIT 1 & 2 AGGREGATE | CISO | N | CAISO System |  |  | Hydro | HYDRO | WATER | 93 | 93 |  |  |  |  | 1 | 24 | 24 |  |  | 0 | 1 | 49.6 | 48 | 50.76 | 25.4 | 48.6 | 55.9 | 50.88 | 61.83 | 63.68 | 50.9 | 52.8 | 55.6 | Y | North | FC
ELKCRK_6_STONYG |  |  | STONEY GORGE HYDRO AGGREGATE | CISO | N | CAISO System |  |  | Hydro | HYDRO | WATER | 4.9 | 4.9 |  |  |  |  | 1 | 24 | 24 |  |  | 0 | 1 | 0 | 0 | 1.2 | 1.6 | 1.28 | 1.12 | 0 | 0 | 0 | 0 | 0 | 0 | Y | North | FC
ELKHIL_2_PL1X3 |  |  | ELK HILLS COMBINED CYCLE (AGGREGATE) | CISO | N | CAISO System |  | Y | CCGT | COMBINED CYCLE | NATURAL GAS | 551.7 | 551.7 |  |  |  |  | 1 | 24 | 24 |  |  | 171.7 | 1 | 400 | 400 | 400 | 400 | 400 | 400 | 400 | 400 | 400 | 400 | 400 | 400 | Y | North | FC
ELKHRN_1_EESX3 |  |  | Elkhorn Energy Storage | CISO | N | Bay Area | South Bay-Moss Landing |  | Battery Storage | OTHER | LESR | 182.5 | 182.5 | .8 | 730 | 730 | 1 | 1 | 24 | 4 |  |  | 365 | 1 | 182.5 | 182.5 | 182.5 | 182.5 | 182.5 | 182.5 | 182.5 | 182.5 | 182.5 | 182.5 | 182.5 | 182.5 | Y | North | FC
ELLIS_2_QF |  |  | ELLIS QFS | CISO | N | LA Basin | Western |  | CHP | OTHER | OTHER | 12 | 28.2 |  |  |  |  | 1 | 24 | 24 |  |  |  |  | 2.08 | 2.23 | 1.7 | 1.97 | 1.92 | 2.2 | 1.6 | 0.76 | 1 | 1 | 1.01 | 0.98 | N | South | FC
ELSEGN_2_UN1011 |  |  | El Segundo Energy Center 5/6 | CISO | N | LA Basin | Western, El Nido |  | CCGT | COMBINED CYCLE | NATURAL GAS | 274.31 | 274.31 |  |  |  |  | 1 | 24 | 24 |  |  | 274.31 | 1 | 274.31 | 274.31 | 274.31 | 274.31 | 274.31 | 274.31 | 274.31 | 274.31 | 274.31 | 274.31 | 274.31 | 274.31 | Y | South | FC
ELSEGN_2_UN2021 |  |  | El Segundo Energy Center 7/8 | CISO | N | LA Basin | Western, El Nido |  | CCGT | COMBINED CYCLE | NATURAL GAS | 271.74 | 271.74 |  |  |  |  | 1 | 24 | 24 |  |  | 271.74 | 1 | 271.74 | 271.74 | 271.74 | 271.74 | 271.74 | 271.74 | 271.74 | 271.74 | 271.74 | 271.74 | 271.74 | 271.74 | Y | South | FC
ENERSJ_2_WIND |  |  | ESJ Wind Energy | CISO | N | San Diego-IV |  |  | Wind | WIND | WIND | 151 | 151 |  |  |  |  | 1 | 24 | 24 |  |  |  |  | 8.23 | 17.76 | 19.19 | 60.93 | 64.94 | 57.25 | 50.32 | 44.06 | 30.21 | 14.13 | 6.53 | 6.93 | N | South | FC
ENERSJ_5_ESJWD2 |  |  | Energia Sierra Juarez Wind 2 | CISO | N | San Diego-IV |  |  | Wind | WIND | WIND | 105 | 105 |  |  |  |  | 1 | 24 | 24 |  |  |  |  | 5.72 | 12.35 | 13.34 | 42.37 | 45.15 | 39.81 | 34.99 | 30.64 | 21.01 | 9.83 | 4.54 | 4.82 | N | South | FC
ENWIND_2_WIND1 |  |  | Cameron Ridge | CISO | N | CAISO System |  |  | Wind | WIND | WIND | 47.1 | 47.1 |  |  |  |  | 1 | 24 | 24 |  |  |  |  | 2.57 | 5.54 | 5.99 | 19 | 20.26 | 17.86 | 15.69 | 13.74 | 9.42 | 4.41 | 2.04 | 2.16 | N | South | FC
ENWIND_2_WIND2 |  |  | Ridgetop I | CISO | N | CAISO System |  |  | Wind | WIND | WIND | 38.24 | 65 |  |  |  |  | 1 | 24 | 24 |  |  |  |  | 2.08 | 4.5 | 4.86 | 15.43 | 16.44 | 14.5 | 12.74 | 11.16 | 7.65 | 3.58 | 1.65 | 1.76 | N | South | FC
ESCNDO_6_EB1BT1 |  |  | Escondido BESS 1 | CISO | N | San Diego-IV | San Diego |  | Battery Storage | OTHER | LESR | 10 | 10 | .8 | 40 | 40 | 1 | 1 | 24 | 4 |  |  | 20 | 1 | 10 | 10 | 10 | 10 | 10 | 10 | 10 | 10 | 10 | 10 | 10 | 10 | Y | South | FC
ESCNDO_6_EB2BT2 |  |  | Escondido BESS 2 | CISO | N | San Diego-IV | San Diego |  | Battery Storage | OTHER | LESR | 10 | 10 | .8 | 40 | 40 | 1 | 1 | 24 | 4 |  |  | 20 | 1 | 10 | 10 | 10 | 10 | 10 | 10 | 10 | 10 | 10 | 10 | 10 | 10 | Y | South | FC
ESCNDO_6_EB3BT3 |  |  | Escondido BESS 3 | CISO | N | San Diego-IV | San Diego |  | Battery Storage | OTHER | LESR | 10 | 10 | .8 | 40 | 40 | 1 | 1 | 24 | 4 |  |  | 20 | 1 | 10 | 10 | 10 | 10 | 10 | 10 | 10 | 10 | 10 | 10 | 10 | 10 | Y | South | FC
ESCNDO_6_PL1X2 |  |  | MMC Escondido Aggregate | CISO | N | San Diego-IV | San Diego |  | Peaker | COMBUSTION TURBINE | NATURAL GAS | 48.71 | 49.5 |  |  |  |  | 1 | 24 | 24 |  |  | 48.71 | 1 | 48.71 | 48.71 | 48.71 | 48.71 | 48.71 | 48.71 | 48.71 | 48.71 | 48.71 | 48.71 | 48.71 | 48.71 | Y | South | FC
ESCNDO_6_UNITB1 |  |  | CalPeak Power Enterprise Unit 1 | CISO | N | San Diego-IV | San Diego |  | Peaker | COMBUSTION TURBINE | NATURAL GAS | 48.04 | 52 |  |  |  |  | 1 | 24 | 24 |  |  | 48.04 | 1 | 48.04 | 48.04 | 48.04 | 48.04 | 48.04 | 48.04 | 48.04 | 48.04 | 48.04 | 48.04 | 48.04 | 48.04 | Y | South | FC
ESCO_6_GLMQF |  |  | Goal Line Cogen | CISO | N | San Diego-IV | San Diego |  | Peaker | COMBUSTION TURBINE | NATURAL GAS | 49.9 | 49.9 |  |  |  |  | 1 | 24 | 24 |  |  | 0 | 1 | 49.9 | 49.9 | 49.9 | 49.9 | 49.9 | 49.9 | 49.9 | 49.9 | 49.9 | 49.9 | 49.9 | 49.9 | Y | South | FC
ESNHWR_2_WC1BT1 |  |  | Wildcat I BESS | CISO | N | LA Basin | Eastern, Valley-Devers |  | Battery Storage | OTHER | LESR | 3 | 3 | .8 | 6 | 6 | 1 | 1 | 24 | 2 |  |  | 4.5 | 3 | 1.5 | 1.5 | 1.5 | 1.5 | 1.5 | 1.5 | 1.5 | 1.5 | 1.5 | 1.5 | 1.5 | 1.5 | Y | South | ID | 100% | Waiting for confirmation of Queue/WDAT number.
ESQUON_6_LNDFIL |  |  | Neal Road Landfill Generating Facility | CISO | N | CAISO System |  |  | Biogas | RECIPROCATING ENGINE | BIOGAS | 2.1 | 2.1 |  |  |  |  | 1 | 24 | 24 |  |  |  |  | 0 | 0 | 0 | 0 | 0 | 0 | 0 | 0 | 0 | 0 | 0 | 0 | N | North | EO
ESTWND_2_OPPWD1 |  |  | Oasis Power Plant Eastwind | CISO | N | CAISO System |  |  | Wind | WIND | WIND | 57.14 | 57.2 |  |  |  |  | 1 | 24 | 24 |  |  |  |  | 3.11 | 6.72 | 7.26 | 23.05 | 24.57 | 21.66 | 19.04 | 16.67 | 11.43 | 5.35 | 2.47 | 2.62 | N | South | FC
ETIWND_2_CHMPNE |  |  | Champagne | CISO | N | LA Basin | Eastern | Y | Solar_Fixed | PHOTO VOLTAIC | SUN | 1 | 1.5 |  |  |  |  | 1 | 24 | 24 |  |  |  |  | 0 | 0 | 0 | 0 | 0 | 0 | 0 | 0 | 0 | 0 | 0 | 0 | N | South | EO
ETIWND_2_FONTNA |  |  | FONTANALYTLE CREEK POWERHOUSE P | CISO | N | LA Basin | Eastern |  | Hydro | HYDRO | WATER | 2.56 | 2.6 |  |  |  |  | 1 | 24 | 24 |  |  |  |  | 0.94 | 1.02 | 0.53 | 0.78 | 0.78 | 0.57 | 0.5 | 0.38 | 0.42 | 0.46 | 0.59 | 0.57 | N | South | FC
ETIWND_2_SOLAR1 |  |  | Dedeaux Ontario | CISO | N | LA Basin | Eastern | Y | Solar_1Axis | PHOTO VOLTAIC | SUN | 1 | 1 |  |  |  |  | 1 | 24 | 24 |  |  |  |  | 0.1 | 0.1 | 0.1 | 0.1 | 0.33 | 0.42 | 0.66 | 0.57 | 0.1 | 0.1 | 0.1 | 0.1 | N | South | FC
ETIWND_2_SOLAR2 |  |  | Rochester | CISO | N | LA Basin | Eastern | Y | Solar_1Axis | PHOTO VOLTAIC | SUN | 1 | 1 |  |  |  |  | 1 | 24 | 24 |  |  |  |  | 0 | 0 | 0 | 0 | 0 | 0 | 0 | 0 | 0 | 0 | 0 | 0 | N | South | EO
ETIWND_2_SOLAR5 |  |  | Dulles | CISO | N | LA Basin | Eastern | Y | Solar_1Axis | PHOTO VOLTAIC | SUN | 2 | 2 |  |  |  |  | 1 | 24 | 24 |  |  |  |  | 0 | 0 | 0 | 0 | 0 | 0 | 0 | 0 | 0 | 0 | 0 | 0 | N | South | EO
ETIWND_2_UNIT1 |  |  | ETIWND_2_UNIT1 | CISO | N | LA Basin | Eastern | Y | CHP | FTUR | NATURAL GAS | 33.6 | 33.6 |  |  |  |  | 1 | 24 | 24 |  |  | 8.6 | 1 | 33.6 | 33.6 | 33.6 | 33.6 | 33.6 | 33.6 | 33.6 | 33.6 | 33.6 | 33.6 | 33.6 | 33.6 | Y | South | FC |  | NQC should be 33.6 for all months in 2023. Based on RDT Pmax and dispatchable status.
ETIWND_6_GRPLND |  |  | Grapeland Peaker | CISO | N | LA Basin | Eastern | Y | Peaker | COMBUSTION TURBINE | NATURAL GAS | 45.64 | 59.8 |  |  | 407.7 |  | 1 | 24 | 8.933 |  |  | 45.64 | 1 | 45.64 | 45.64 | 45.64 | 45.64 | 45.64 | 45.64 | 45.64 | 45.64 | 45.64 | 45.64 | 45.64 | 45.64 | Y | South | FC
ETIWND_6_MWDETI |  |  | ETIWANDA RECOVERY HYDRO | CISO | N | LA Basin | Eastern | Y | Hydro | HYDRO | WATER | 24 | 23.9 |  |  |  |  | 1 | 24 | 24 |  |  |  |  | 1.21 | 2.98 | 0 | 0 | 0 | 0 | 0 | 0 | 0 | 0 | 0 | 0 | N | South | FC
EXCHEC_7_UNIT 1 |  |  | EXCHEQUER HYDRO | CISO | N | Fresno | Panoche 115 kV, Wilson 115 kV |  | Hydro | HYDRO | WATER | 94.5 | 94.5 |  |  |  |  | 1 | 24 | 24 |  |  | 94.5 | 1 | 94.5 | 94.5 | 94.5 | 94.5 | 94.5 | 94.5 | 94.5 | 94.5 | 94.5 | 94.5 | 94.5 | 94.5 | Y | North | FC | 0 | 0
EXCLSG_1_SOLAR |  |  | Excelsior Solar | CISO | N | Fresno | Panoche 115 kV | Y | Solar_1Axis | PHOTO VOLTAIC | SUN | 60 | 60 |  |  |  |  | 1 | 24 | 24 |  |  |  |  | 0.1 | 0.1 | 1.83 | 0.62 | 26.22 | 32.87 | 44.8 | 37.62 | 3.13 | 0.1 | 0.1 | 0.1 | N | North | FC
FALBRK_6_FESBT1 |  |  | Fallbrook Energy Storage | CISO | N | San Diego-IV |  |  | Battery Storage | OTHER | LESR | 40 | 40 | .8 | 160 | 160 | 1 | 1 | 24 | 4 |  |  | 79.97 | 1 | 40 | 40 | 40 | 40 | 40 | 40 | 40 | 40 | 40 | 40 | 40 | 40 | Y | South | FC
FELLOW_7_QFUNTS |  |  | Fellow QF Aggregate | CISO | N | CAISO System |  |  | CHP | FTUR | NATURAL GAS | 6.2 | 17.5 |  |  |  |  | 1 | 24 | 24 |  |  |  |  | 2.44 | 2.39 | 2.43 | 2.42 | 2.73 | 2.7 | 2.58 | 2.6 | 2.76 | 2.82 | 2.78 | 2.82 | N | North | FC
FIFTHS_2_FSSBT |  |  | Fifth Standard Battery | CISO | N | CAISO System |  |  | Battery Storage | OTHER | LESR | 137 | 137 | .8 | 548 | 548 | 1 | 1 | 24 | 4 |  |  | 274 | 2 | 137 | 137 | 137 | 137 | 137 | 137 | 137 | 137 | 137 | 137 | 137 | 137 | Y | North | FC |  | co-located with FIFTHS_2_FSSR1
FLOWD_2_RT2WD2 |  |  | Ridgetop 2 | CISO | N | CAISO System |  |  | Wind | WIND | WIND | 27.39 | 27.4 |  |  |  |  | 1 | 24 | 24 |  |  |  |  | 1.49 | 3.22 | 3.48 | 11.05 | 11.78 | 10.38 | 9.13 | 7.99 | 5.48 | 2.56 | 1.19 | 1.26 | N | South | FC
FLOWD_2_WIND1 |  |  | Cameron Ridge 2 | CISO | N | CAISO System |  |  | Wind | WIND | WIND | 11.9 | 11.9 |  |  |  |  | 1 | 24 | 24 |  |  |  |  | 0.65 | 1.4 | 1.51 | 4.8 | 5.12 | 4.51 | 3.97 | 3.47 | 2.38 | 1.11 | 0.51 | 0.55 | N | South | FC
FLOWD2_2_FPLWND |  |  | DIABLO WINDS | CISO | N | CAISO System |  |  | Wind | WIND | WIND | 18 | 18 |  |  |  |  | 1 | 24 | 24 |  |  |  |  | 0.76 | 1.32 | 1.77 | 5.5 | 8.65 | 5.53 | 7.09 | 3.87 | 1.34 | 0.32 | 0.51 | 0.77 | N | North | FC
FMEADO_6_HELLHL |  |  | FMEADO_6_HELLHL | CISO | N | Sierra | South of Rio Oso, South of Palermo |  | Hydro | HYDRO | WATER | 0.6 | 0.5 |  |  |  |  | 1 | 24 | 24 |  |  |  |  | 0.21 | 0.21 | 0.28 | 0.39 | 0.12 | 0.47 | 0.44 | 0.4 | 0.24 | 0.23 | 0.21 | 0.19 | N | North | FC
FMEADO_7_UNIT |  |  | FRENCH MEADOWS HYDRO | CISO | N | Sierra | South of Rio Oso, South of Palermo |  | Hydro | HYDRO | WATER | 16 | 18 |  |  |  |  | 1 | 24 | 24 |  |  | 16 | 1 | 16 | 16 | 16 | 16 | 16 | 16 | 16 | 16 | 16 | 16 | 16 | 16 | Y | North | FC
FORBST_7_UNIT 1 |  |  | FORBESTOWN HYDRO | CISO | N | Sierra | Drum-Rio Oso |  | Hydro | HYDRO | WATER | 37.5 | 39 |  |  |  |  | 1 | 24 | 24 |  |  | 37.5 | 1 | 35 | 30 | 30 | 30.25 | 30 | 30 | 30 | 36 | 30 | 30 | 30 | 30 | Y | North | FC
FORKBU_6_UNIT |  |  | Forks of Butte Hydro | CISO | N | CAISO System |  |  | Hydro | HYDRO | WATER | 14.3 | 14.4 |  |  |  |  | 1 | 24 | 24 |  |  |  |  | 6.93 | 7.31 | 7.08 | 9.2 | 7.35 | 9.85 | 9.84 | 9.07 | 8.26 | 6.19 | 6.63 | 6.37 | N | North | FC | 0 | 0
FRESHW_1_SOLAR1 |  |  | Corcoran 3 | CISO | N | Fresno | Herndon | Y | Solar_1Axis | PHOTO VOLTAIC | SUN | 20 | 20 |  |  |  |  | 1 | 24 | 24 |  |  |  |  | 0 | 0 | 0 | 0 | 0 | 0 | 0 | 0 | 0 | 0 | 0 | 0 | N | North | EO
FRIANT_6_UNITS |  |  | FRIANT DAM | CISO | N | Fresno | Borden |  | Hydro | HYDRO | WATER | 25 | 34.7 |  |  |  |  | 1 | 24 | 24 |  |  |  |  | 3.74 | 2.68 | 1.36 | 1.72 | 3.8 | 7.65 | 7.09 | 4.13 | 2.57 | 2.31 | 0.59 | 1.67 | N | North | FC
FRNTBW_6_SOLAR1 |  |  | Frontier Solar | CISO | N | CAISO System |  | Y | Solar_1Axis | PHOTO VOLTAIC | SUN | 20 | 20 |  |  |  |  | 1 | 24 | 24 |  |  |  |  | 0.1 | 0.1 | 0.61 | 0.21 | 8.74 | 10.96 | 14.93 | 12.54 | 1.04 | 0.1 | 0.1 | 0.1 | N | North | FC
FROGTN_1_UTICAA |  |  | Angels Powerhouse | CISO | N | Stockton | Tesla-Bellota, Stanislaus |  | Hydro | HYDRO | WATER | 1.4 | 1.4 |  |  |  |  | 1 | 24 | 24 |  |  |  |  | 0.8 | 0.72 | 0.72 | 0.64 | 0.46 | 0.31 | 0.3 | 0.23 | 0.34 | 0.43 | 0 | 0.72 | N | North | FC
FROGTN_1_UTICAM |  |  | Murphys Powerhouse | CISO | N | Stockton | Tesla-Bellota, Stanislaus |  | Hydro | HYDRO | WATER | 3.6 | 3.6 |  |  |  |  | 1 | 24 | 24 |  |  |  |  | 1.66 | 1.56 | 1.58 | 1.45 | 1.36 | 1.27 | 1.24 | 1.26 | 1.25 | 1.26 | 0 | 1.45 | N | North | FC
FTSWRD_6_TRFORK |  |  | Three Forks Water Power Project | CISO | N | Humboldt |  |  | Hydro | HYDRO | WATER | 1.63 | 1.5 |  |  |  |  | 1 | 24 | 24 |  |  |  |  | 0.71 | 0.62 | 0.36 | 0.66 | 0.68 | 0.38 | 0.28 | 0.14 | 0.2 | 0.11 | 0.18 | 0.21 | N | North | PD | 80.00%
FTSWRD_7_QFUNTS |  |  | FTSWRD_7_QFUNTS | CISO | N | Humboldt |  |  | Hydro | HYDRO | WATER | 1.6 | 1.3 |  |  |  |  | 1 | 24 | 24 |  |  |  |  | 0 | 0 | 0 | 0 | 0 | 0 | 0 | 0 | 0 | 0 | 0 | 0 | N | North | FC
FULTON_1_QF |  |  | SMALL QF AGGREGATION - ZENIA | CISO | N | NCNB | Fulton |  | Hydro | HYDRO | WATER | 1 | 1 |  |  |  |  | 1 | 24 | 24 |  |  |  |  | 0.12 | 0.11 | 0.1 | 0.11 | 0.1 | 0.07 | 0.04 | 0.02 | 0.03 | 0.04 | 0.06 | 0.07 | N | North | FC
GALE_1_SR3SR3 |  |  | Sunray 3 | CISO | N | CAISO System |  | Y | Solar_1Axis | PHOTO VOLTAIC | SUN | 13.8 | 13.8 |  |  |  |  | 1 | 24 | 24 |  |  |  |  | 0.1 | 0.1 | 0.39 | 0.1 | 4.53 | 5.86 | 9.08 | 7.84 | 0.42 | 0.1 | 0.1 | 0.1 | N | South | FC
GANSO_1_WSTBM1 |  |  | Weststar Dairy Biogas | CISO | N | CAISO System |  | Y | Biogas | RECIPROCATING ENGINE | BIOGAS | 1 | 1 |  |  |  |  | 1 | 24 | 24 |  |  |  |  | 0 | 0 | 0 | 0 | 0 | 0 | 0 | 0 | 0 | 0 | 0 | 0 | N | North | EO
GARLND_2_GARBT1 |  | GARLND_2_GASLR, GARLND_2_GASLRA | Garland B BESS | CISO | N | CAISO System |  |  | Paired_BattStorage | OTHER | LESR | 88 | 88 | 0.8513 | 352 | 971.18 | 2.759 | 1 | 24 | 11.0361 | 200 | FALSE | 176 | 1 | 88 | 88 | 88 | 88 | 88 | 88 | 88 | 88 | 88 | 88 | 88 | 88 | Y | South | FC |  | Co-located with GARLND_2_GASLR, GARLND_2_GASLRA
GARLND_2_GASLR |  | GARLND_2_GARBT1, GARLND_2_GASLRA | Garland B | CISO | N | CAISO System |  |  | Paired_Solar_Fixed | PHOTO VOLTAIC | SUN | 180 | 180 |  |  |  |  | 1 | 24 | 24 | 200 |  |  |  | 0.1 | 0.1 | 4.87 | 0.26 | 34.09 | 46.58 | 90.84 | 78.07 | 4.14 | 0.1 | 0.1 | 0.1 | N | South | FC |  | Co-located with GARLND_2_GARBT1, GARLND_2_GASLRA
GARLND_2_GASLRA |  | GARLND_2_GARBT1, GARLND_2_GASLR | Garland A | CISO | N | CAISO System |  |  | Paired_Solar_1Axis | PHOTO VOLTAIC | SUN | 20 | 20 |  |  |  |  | 1 | 24 | 24 | 200 |  |  |  | 0.1 | 0.1 | 0.56 | 0.1 | 6.57 | 8.49 | 13.16 | 11.36 | 0.61 | 0.1 | 0.1 | 0.1 | N | South | FC |  | Co-located with GARLND_2_GARBT1, GARLND_2_GASLR
GARNET_1_SOLAR |  |  | North Palm Springs 4A | CISO | N | LA Basin | Eastern, Valley-Devers |  | Solar_1Axis | PHOTO VOLTAIC | SUN | 4 | 4.1 |  |  |  |  | 1 | 24 | 24 |  |  |  |  | 0 | 0 | 0 | 0 | 0 | 0 | 0 | 0 | 0 | 0 | 0 | 0 | N | South | EO
GARNET_1_SOLAR2 |  |  | Garnet Solar Power Generation Station 1 | CISO | N | LA Basin | Eastern, Valley-Devers |  | Solar_1Axis | PHOTO VOLTAIC | SUN | 4 | 4 |  |  |  |  | 1 | 24 | 24 |  |  |  |  | 0.1 | 0.1 | 0.11 | 0.1 | 1.31 | 1.7 | 2.63 | 2.27 | 0.12 | 0.1 | 0.1 | 0.1 | N | South | FC
GARNET_1_WIND |  |  | GARNET WIND ENERGY CENTER | CISO | N | LA Basin | Eastern, Valley-Devers |  | Wind | WIND | WIND | 6.5 | 6.5 |  |  |  |  | 1 | 24 | 24 |  |  |  |  | 0.35 | 0.76 | 0.83 | 2.62 | 2.8 | 2.46 | 2.17 | 1.9 | 1.3 | 0.61 | 0.28 | 0.3 | N | South | FC
GARNET_1_WINDS |  |  | Garnet Winds Aggregation | CISO | N | LA Basin | Eastern, Valley-Devers |  | Wind | WIND | WIND | 22.5 | 23.3 |  |  |  |  | 1 | 24 | 24 |  |  |  |  | 1.23 | 2.65 | 2.86 | 9.08 | 9.68 | 8.53 | 7.5 | 6.57 | 4.5 | 2.11 | 0.97 | 1.03 | N | South | FC
GARNET_1_WT3WND |  |  | Wagner Wind | CISO | N | LA Basin | Eastern, Valley-Devers |  | Wind | WIND | WIND | 6 | 6 |  |  |  |  | 1 | 24 | 24 |  |  |  |  | 0 | 0 | 0 | 0 | 0 | 0 | 0 | 0 | 0 | 0 | 0 | 0 | N | South | EO
GARNET_2_COAWD2 |  |  | Coachella 2 | CISO | N | LA Basin | Eastern, Valley-Devers |  | Wind | WIND | WIND | 10.8 | 10.8 |  |  |  |  | 1 | 24 | 24 |  |  |  |  | 0.59 | 1.27 | 1.37 | 4.36 | 4.64 | 4.09 | 3.6 | 3.15 | 2.16 | 1.01 | 0.47 | 0.5 | N | South | FC
GARNET_2_HYDRO |  |  | Whitewater Hydro | CISO | N | LA Basin | Eastern, Valley-Devers |  | Hydro | HYDRO | WATER | 1 | 1 |  |  |  |  | 1 | 24 | 24 |  |  |  |  | 0.07 | 0 | 0 | 0 | 0 | 0 | 0 | 0 | 0.08 | 0.27 | 0.24 | 0.54 | N | South | FC
GARNET_2_WIND1 |  |  | Phoenix | CISO | N | LA Basin | Eastern, Valley-Devers |  | Wind | WIND | WIND | 11.2 | 11.2 |  |  |  |  | 1 | 24 | 24 |  |  |  |  | 0.61 | 1.32 | 1.42 | 4.52 | 4.82 | 4.25 | 3.73 | 3.27 | 2.24 | 1.05 | 0.48 | 0.51 | N | South | FC
GARNET_2_WIND2 |  |  | Karen Avenue Wind Farm | CISO | N | LA Basin | Eastern, Valley-Devers |  | Wind | WIND | WIND | 11.7 | 12 |  |  |  |  | 1 | 24 | 24 |  |  |  |  | 0.64 | 1.38 | 1.49 | 4.72 | 5.03 | 4.44 | 3.9 | 3.41 | 2.34 | 1.1 | 0.51 | 0.54 | N | South | FC
GARNET_2_WIND3 |  |  | San Gorgonio East | CISO | N | LA Basin | Eastern, Valley-Devers |  | Wind | WIND | WIND | 12.6 | 12.6 |  |  |  |  | 1 | 24 | 24 |  |  |  |  | 0.69 | 1.48 | 1.6 | 5.08 | 5.42 | 4.78 | 4.2 | 3.68 | 2.52 | 1.18 | 0.55 | 0.58 | N | South | FC
GARNET_2_WIND4 |  |  | Windustries | CISO | N | LA Basin | Eastern, Valley-Devers |  | Wind | WIND | WIND | 9.8 | 9.8 |  |  |  |  | 1 | 24 | 24 |  |  |  |  | 0.53 | 1.15 | 1.25 | 3.95 | 4.21 | 3.72 | 3.27 | 2.86 | 1.96 | 0.92 | 0.42 | 0.45 | N | South | FC
GARNET_2_WIND5 |  |  | Eastwind | CISO | N | LA Basin | Eastern, Valley-Devers |  | Wind | WIND | WIND | 3 | 3 |  |  |  |  | 1 | 24 | 24 |  |  |  |  | 0.16 | 0.35 | 0.38 | 1.21 | 1.29 | 1.14 | 1 | 0.88 | 0.6 | 0.28 | 0.13 | 0.14 | N | South | FC
GASKW1_2_GW1SR1 |  |  | Gaskell West 1 | CISO | N | CAISO System |  |  | Solar_1Axis | PHOTO VOLTAIC | SUN | 20 | 20 |  |  |  |  | 1 | 24 | 24 |  |  |  |  | 0.1 | 0.1 | 0.56 | 0.1 | 6.57 | 8.49 | 13.16 | 11.36 | 0.61 | 0.1 | 0.1 | 0.1 | N | South | FC
GASKW1_2_GW2BT1 |  | GASKW1_2_GW2SR1, GASKW1_2_GW2SR2 | Gaskell West 2 BESS | CISO | N | CAISO System |  |  | Paired_BattStorage | OTHER | LESR | 20 | 20 | .8 | 80 | 80 | 1 | 1 | 24 | 4 | 45 | FALSE | 40 | 1 | 20 | 20 | 20 | 20 | 20 | 20 | 20 | 20 | 20 | 20 | 20 | 20 | Y | South | ID | 1 | Waiting for the Whirlwind and Tehachapi CRAS. Co-located with GASKW1_2_GW2SR1, GASKW1_2_GW2SR2
GASKW1_2_GW2SR1 |  | GASKW1_2_GW2BT1, GASKW1_2_GW2SR2 | Gaskell West 2a | CISO | N | CAISO System |  |  | Solar_1Axis | PHOTO VOLTAIC | SUN | 16 | 16 |  |  |  |  | 1 | 24 | 24 | 45 |  |  |  | 0.1 | 0.1 | 0.45 | 0.1 | 5.25 | 6.79 | 10.53 | 9.09 | 0.49 | 0.1 | 0.1 | 0.1 | N | South | ID | 100% | Waiting for the Whirlwind and Tehachapi CRAS. Co-located with GASKW1_2_GW2SR2, GASKW1_2_GW2BT1
GASKW1_2_GW2SR2 |  | GASKW1_2_GW2BT1, GASKW1_2_GW2SR1 | Gaskell West 2b | CISO | N | CAISO System |  |  | Solar_1Axis | PHOTO VOLTAIC | SUN | 29 | 29 |  |  |  |  | 1 | 24 | 24 | 45 |  |  |  | 0.1 | 0.1 | 0.81 | 0.1 | 9.52 | 12.31 | 19.08 | 16.47 | 0.88 | 0.1 | 0.1 | 0.1 | N | South | ID | 100% | Waiting for the Whirlwind and Tehachapi CRAS. Co-located with GASKW1_2_GW2SR1, GASKW1_2_GW2BT1
GASKW1_2_GW3SR1 |  |  | Gaskell West 3 | CISO | N | CAISO System |  |  | Solar_1Axis | PHOTO VOLTAIC | SUN | 20 | 20 |  |  |  |  | 1 | 24 | 24 |  |  |  |  | 0.1 | 0.1 | 0.56 | 0.1 | 6.57 | 8.49 | 13.16 | 11.36 | 0.61 | 0.1 | 0.1 | 0.1 | N | South | ID | 100% | Waiting for the Whirlwind and Tehachapi CRAS
GASKW1_2_GW4SR1 |  |  | Gaskell West 4 | CISO | N | CAISO System |  |  | Solar_1Axis | PHOTO VOLTAIC | SUN | 20 | 20 |  |  |  |  | 1 | 24 | 24 |  |  |  |  | 0.1 | 0.1 | 0.56 | 0.1 | 6.57 | 8.49 | 13.16 | 11.36 | 0.61 | 0.1 | 0.1 | 0.1 | N | South | ID | 100% | Waiting for the Whirlwind and Tehachapi CRAS
GASKW1_2_GW5SR1 |  |  | Gaskell West 5 | CISO | N | CAISO System |  |  | Solar_1Axis | PHOTO VOLTAIC | SUN | 20 | 20 |  |  |  |  | 1 | 24 | 24 |  |  |  |  | 0.1 | 0.1 | 0.56 | 0.1 | 6.57 | 8.49 | 13.16 | 11.36 | 0.61 | 0.1 | 0.1 | 0.1 | N | South | ID | 100% | Waiting for the Whirlwind and Tehachapi CRAS
GATES_2_SOLAR |  |  | Gates Solar Station | CISO | N | CAISO System |  | Y | Solar_Fixed | PHOTO VOLTAIC | SUN | 20 | 20 |  |  |  |  | 1 | 24 | 24 |  |  |  |  | 0.1 | 0.1 | 0.64 | 0.17 | 5.99 | 7.29 | 12.07 | 10.38 | 1.06 | 0.1 | 0.1 | 0.1 | N | North | FC
GATES_2_WSOLAR |  |  | West Gates Solar Station | CISO | N | CAISO System |  | Y | Solar_Fixed | PHOTO VOLTAIC | SUN | 10 | 10 |  |  |  |  | 1 | 24 | 24 |  |  |  |  | 0.1 | 0.1 | 0.32 | 0.1 | 3 | 3.64 | 6.04 | 5.19 | 0.53 | 0.1 | 0.1 | 0.1 | N | North | FC
GATEWY_2_GESBT1 |  |  | Gateway Energy Storage | CISO | N | San Diego-IV | San Diego |  | Battery Storage | OTHER | LESR | 250 | 250 | .8 | 700 | 700 | 1 | 1 | 24 | 4 |  |  | 425 | 1 | 175 | 175 | 175 | 175 | 175 | 175 | 175 | 175 | 175 | 175 | 175 | 175 | Y | South | FC
GATWAY_2_PL1X3 |  |  | GATEWAY GENERATING STATION | CISO | N | Bay Area | Contra Costa |  | CCGT | COMBINED CYCLE | NATURAL GAS | 585 | 585 |  |  |  |  | 1 | 24 | 24 |  |  | 371 | 1 | 546 | 548 | 545 | 531 | 519 | 504 | 494 | 500 | 504 | 519 | 538 | 546 | Y | North | FC
GENESI_2_STG |  | BLKCRK_2_GMCBT1, BLKCRK_2_SOLAR1 | Genesis Station | CISO | N | CAISO System |  |  | Paired_Solar_Thermal | STEAM | SUN | 250 | 250 |  |  |  |  | 1 | 24 | 24 | 258.21 |  |  |  | 0.1 | 0.1 | 1.84 | 5.65 | 90.68 | 103.09 | 102.62 | 108.5 | 24.44 | 3.88 | 0.1 | 0.1 | N | South | FC |  | Co-located with BLKCRK_2_SOLAR1, BLKCRK_2_GMCBT1
GEYS11_7_UNIT11 |  |  | GEYSERS UNIT 11 (HEALDSBURG) | CISO | N | NCNB | Eagle Rock, Fulton |  | Geothermal | STEAM | GEOTHERMAL | 86.8 | 85 |  |  |  |  | 1 | 24 | 24 |  |  | 46 | 1 | 68 | 68 | 68 | 68 | 68 | 68 | 68 | 68 | 68 | 68 | 68 | 68 | Y | North | FC
GEYS12_7_UNIT12 |  |  | GEYSERS UNIT 12 (HEALDSBURG) | CISO | N | NCNB | Fulton |  | Geothermal | STEAM | GEOTHERMAL | 57 | 77 |  |  |  |  | 1 | 24 | 24 |  |  | 28 | 1 | 50 | 50 | 50 | 50 | 50 | 50 | 50 | 50 | 50 | 50 | 50 | 50 | Y | North | FC
GEYS13_7_UNIT13 |  |  | GEYSERS UNIT 13 (HEALDSBURG) | CISO | N | NCNB |  |  | Geothermal | STEAM | GEOTHERMAL | 73 | 102 |  |  |  |  | 1 | 24 | 24 |  |  | 34 | 1 | 56 | 56 | 56 | 56 | 56 | 56 | 56 | 56 | 56 | 56 | 56 | 56 | Y | North | FC
GEYS14_7_UNIT14 |  |  | GEYSERS UNIT 14 (HEALDSBURG) | CISO | N | NCNB | Fulton |  | Geothermal | STEAM | GEOTHERMAL | 70 | 74.4 |  |  |  |  | 1 | 24 | 24 |  |  | 48 | 1 | 70 | 70 | 70 | 70 | 70 | 70 | 70 | 70 | 70 | 70 | 70 | 70 | Y | North | FC
GEYS16_7_UNIT16 |  |  | GEYSERS UNIT 16 (HEALDSBURG) | CISO | N | NCNB | Fulton |  | Geothermal | STEAM | GEOTHERMAL | 63 | 119.9 |  |  |  |  | 1 | 24 | 24 |  |  | 38 | 1 | 63 | 63 | 63 | 63 | 63 | 63 | 63 | 63 | 63 | 63 | 63 | 63 | Y | North | FC
GEYS17_7_UNIT17 |  |  | GEYSERS UNIT 17 (HEALDSBURG) | CISO | N | NCNB | Fulton |  | Geothermal | STEAM | GEOTHERMAL | 75.5 | 84 |  |  |  |  | 1 | 24 | 24 |  |  | 53.5 | 1 | 75.5 | 75.5 | 75.5 | 75.5 | 75.5 | 75.5 | 75.5 | 75.5 | 75.5 | 75.5 | 75.5 | 75.5 | Y | North | FC
GEYS18_7_UNIT18 |  |  | GEYSERS UNIT 18 (HEALDSBURG) | CISO | N | NCNB |  |  | Geothermal | STEAM | GEOTHERMAL | 72 | 119.9 |  |  |  |  | 1 | 24 | 24 |  |  | 50 | 1 | 72 | 72 | 72 | 72 | 72 | 72 | 72 | 72 | 72 | 72 | 72 | 72 | Y | North | FC
GEYS20_7_UNIT20 |  |  | GEYSERS UNIT 20 (HEALDSBURG) | CISO | N | NCNB |  |  | Geothermal | STEAM | GEOTHERMAL | 50 | 84 |  |  |  |  | 1 | 24 | 24 |  |  | 28 | 1 | 50 | 50 | 50 | 50 | 50 | 50 | 50 | 50 | 50 | 50 | 50 | 50 | Y | North | FC
GIFENS_6_BUGSL1 |  |  | Burford Giffen | CISO | N | Fresno |  | Y | Solar_1Axis | PHOTO VOLTAIC | SUN | 20 | 20 |  |  |  |  | 1 | 24 | 24 |  |  |  |  | 0.1 | 0.1 | 0.61 | 0.21 | 8.74 | 10.96 | 14.93 | 12.54 | 1.04 | 0.1 | 0.1 | 0.1 | N | North | FC
GIFFEN_6_SOLAR |  |  | Giffen Solar Station | CISO | N | Fresno | Herndon | Y | Solar_Fixed | PHOTO VOLTAIC | SUN | 10 | 20 |  |  |  |  | 1 | 24 | 24 |  |  |  |  | 0.1 | 0.1 | 0.32 | 0.1 | 3 | 3.64 | 6.04 | 5.19 | 0.53 | 0.1 | 0.1 | 0.1 | N | North | FC
GIFFEN_6_SOLAR1 |  |  | Aspiration Solar G | CISO | N | Fresno | Herndon | Y | Solar_1Axis | PHOTO VOLTAIC | SUN | 9 | 9 |  |  |  |  | 1 | 24 | 24 |  |  |  |  | 0 | 0 | 0 | 0 | 0 | 0 | 0 | 0 | 0 | 0 | 0 | 0 | N | North | EO
GILROY_1_UNIT |  |  | GILROY COGEN AGGREGATE | CISO | N | Bay Area | Llagas, San Jose, South Bay-Moss Landing | Y | Peaker | COMBINED CYCLE | NATURAL GAS | 120 | 120 |  |  |  |  | 1 | 24 | 24 |  |  | 20 | 1 | 120 | 120 | 120 | 120 | 115 | 115 | 115 | 115 | 115 | 120 | 120 | 120 | Y | North | FC
GILRPP_1_PL1X2 |  |  | GILROY ENERGY CENTER UNITS 1&2 AGGREGATE | CISO | N | Bay Area | Llagas, San Jose, South Bay-Moss Landing | Y | Peaker | COMBUSTION TURBINE | NATURAL GAS | 95.2 | 95.2 |  |  |  |  | 1 | 24 | 24 |  |  | 95.2 | 1 | 95.2 | 95.2 | 95.2 | 95.2 | 95.2 | 95.2 | 95.2 | 95.2 | 95.2 | 95.2 | 95.2 | 95.2 | Y | North | FC
GILRPP_1_PL3X4 |  |  | GILROY ENERGY CENTER, UNIT #3 | CISO | N | Bay Area | Llagas, San Jose, South Bay-Moss Landing | Y | Peaker | COMBUSTION TURBINE | NATURAL GAS | 46.2 | 49.9 |  |  |  |  | 1 | 24 | 24 |  |  | 46.2 | 1 | 46.2 | 46.2 | 46.2 | 46.2 | 46.2 | 46.2 | 46.2 | 46.2 | 46.2 | 46.2 | 46.2 | 46.2 | Y | North | FC
GLDFGR_6_SOLAR1 |  |  | Portal Ridge B | CISO | N | Big Creek-Ventura |  |  | Solar_1Axis | PHOTO VOLTAIC | SUN | 20 | 20 |  |  |  |  | 1 | 24 | 24 |  |  |  |  | 0.1 | 0.1 | 0.56 | 0.1 | 6.57 | 8.49 | 13.16 | 11.36 | 0.61 | 0.1 | 0.1 | 0.1 | N | South | FC
GLDFGR_6_SOLAR2 |  |  | Portal Ridge C | CISO | N | Big Creek-Ventura |  |  | Solar_1Axis | PHOTO VOLTAIC | SUN | 11.4 | 11.4 |  |  |  |  | 1 | 24 | 24 |  |  |  |  | 0.1 | 0.1 | 0.32 | 0.1 | 3.74 | 4.84 | 7.5 | 6.47 | 0.35 | 0.1 | 0.1 | 0.1 | N | South | FC
GLDTWN_6_COLUM3 |  |  | Columbia 3 | CISO | N | CAISO System |  | Y | Solar_1Axis | PHOTO VOLTAIC | SUN | 10 | 10 |  |  |  |  | 1 | 24 | 24 |  |  |  |  | 0.1 | 0.1 | 0.28 | 0.1 | 3.28 | 4.24 | 6.58 | 5.68 | 0.3 | 0.1 | 0.1 | 0.1 | N | South | FC
GLDTWN_6_SOLAR |  |  | Rio Grande | CISO | N | CAISO System |  | Y | Solar_1Axis | PHOTO VOLTAIC | SUN | 5 | 5 |  |  |  |  | 1 | 24 | 24 |  |  |  |  | 0.1 | 0.1 | 0.14 | 0.1 | 1.64 | 2.12 | 3.29 | 2.84 | 0.15 | 0.1 | 0.1 | 0.1 | N | South | FC
GLNARM_2_UNIT 5 |  |  | Glenarm Turbine 5 | CISO | N | LA Basin | Western |  | CCGT | COMBINED CYCLE | NATURAL GAS | 65.81 | 71 |  |  |  |  | 1 | 24 | 24 |  |  | 65 | 1 | 65 | 65 | 65 | 65 | 65 | 65 | 65 | 65 | 65 | 65 | 65 | 65 | Y | South | PD | 65.00
GLNARM_7_UNIT 1 |  |  | GLEN ARM UNIT 1 | CISO | N | LA Basin | Western |  | Peaker | COMBUSTION TURBINE | NATURAL GAS | 22.13 | 30.6 |  |  |  |  | 1 | 24 | 24 |  |  | 22.13 | 1 | 22.13 | 22.13 | 22.13 | 22.13 | 22.13 | 22.13 | 22.13 | 22.13 | 22.13 | 22.13 | 22.13 | 22.13 | Y | South | FC
GLNARM_7_UNIT 2 |  |  | GLEN ARM UNIT 2 | CISO | N | LA Basin | Western |  | Peaker | COMBUSTION TURBINE | NATURAL GAS | 22.38 | 30.6 |  |  |  |  | 1 | 24 | 24 |  |  | 22.38 | 1 | 22.38 | 22.38 | 22.38 | 22.38 | 22.38 | 22.38 | 22.38 | 22.38 | 22.38 | 22.38 | 22.38 | 22.38 | Y | South | FC
GLNARM_7_UNIT 3 |  |  | GLEN ARM UNIT 3 | CISO | N | LA Basin | Western |  | Peaker | COMBUSTION TURBINE | NATURAL GAS | 44.83 | 47.3 |  |  |  |  | 1 | 24 | 24 |  |  | 44.83 | 1 | 44.83 | 44.83 | 44.83 | 44.83 | 44.83 | 44.83 | 44.83 | 44.83 | 44.83 | 44.83 | 44.83 | 44.83 | Y | South | FC
GLNARM_7_UNIT 4 |  |  | GLEN ARM UNIT 4 | CISO | N | LA Basin | Western |  | Peaker | COMBUSTION TURBINE | NATURAL GAS | 42.42 | 47.3 |  |  |  |  | 1 | 24 | 24 |  |  | 42.42 | 1 | 42.42 | 42.42 | 42.42 | 42.42 | 42.42 | 42.42 | 42.42 | 42.42 | 42.42 | 42.42 | 42.42 | 42.42 | Y | South | FC
GLOW_6_SOLAR |  |  | Antelope Power Plant | CISO | N | Big Creek-Ventura |  |  | Solar_1Axis | PHOTO VOLTAIC | SUN | 20 | 20 |  |  |  |  | 1 | 24 | 24 |  |  |  |  | 0 | 0 | 0 | 0 | 0 | 0 | 0 | 0 | 0 | 0 | 0 | 0 | N | South | EO
GOLETA_2_GE2BT3 |  |  | Goleta Energy Storage | CISO | N | Big Creek-Ventura |  |  | Battery Storage | OTHER | LESR | 60 | 60 | .8 |  |  |  | 1 | 24 | 24 | [5 empty] | 40 | 40 | 40 | 40 | 40 | 40 | 40 | 40 | 40 | 40 | 40 | Y | South | FC
GOLETA_2_QF |  |  | GOLETA QFS | CISO | N | Big Creek-Ventura | S.Clara, Moorpark, Goleta |  | CHP | OTHER | OTHER | 0.25 | 0.5 |  |  |  |  | 1 | 24 | 24 |  |  |  |  | 0.02 | 0.05 | 0.05 | 0.08 | 0.11 | 0.11 | 0.12 | 0.11 | 0.11 | 0.09 | 0.05 | 0.03 | N | South | FC
GOLETA_2_VALBT1 |  |  | Vallecito Energy Storage | CISO | N | Big Creek-Ventura | S.Clara, Moorpark, Goleta |  | Battery Storage | OTHER | LESR | 10 | 10 | .8 | 40 | 40 | 1 | 1 | 24 | 4 |  |  | 20 | 3 | 10 | 10 | 10 | 10 | 10 | 10 | 10 | 10 | 10 | 10 | 10 | 10 | Y | South | FC
GOLETA_6_ELLWOD |  |  | ELLWOOD ENERGY SUPPORT FACILITY | CISO | N | Big Creek-Ventura | S.Clara, Moorpark, Goleta |  | Peaker | COMBUSTION TURBINE | NATURAL GAS | 54 | 56 |  |  |  |  | 1 | 24 | 24 |  |  | 54 | 1 | 54 | 54 | 54 | 54 | 54 | 54 | 54 | 54 | 54 | 54 | 54 | 54 | Y | South | FC
GOLETA_6_EXGEN |  |  | EXXON COMPANY USA | CISO | N | Big Creek-Ventura | S.Clara, Moorpark, Goleta |  | CHP | OTHER | OTHER | 48.2 | 48.2 |  |  |  |  | 1 | 24 | 24 |  |  |  |  | 0 | 0 | 0 | 0 | 0 | 0 | 0 | 0 | 0 | 0 | 0 | 0 | N | South | FC
GONZLS_6_UNIT |  |  | Johnson Canyon Landfill | CISO | N | CAISO System |  |  | Biogas | RECIPROCATING ENGINE | BIOGAS | 1.42 | 1.4 |  |  |  |  | 1 | 24 | 24 |  |  |  |  | 1.42 | 1.42 | 1.42 | 1.42 | 1.42 | 1.42 | 1.42 | 1.42 | 1.42 | 1.42 | 1.42 | 1.42 | N | North | FC
GOOSLK_1_SOLAR1 |  |  | Goose Lake | CISO | N | CAISO System |  | Y | Solar_1Axis | PHOTO VOLTAIC | SUN | 12 | 12 |  |  |  |  | 1 | 24 | 24 |  |  |  |  | 0.1 | 0.1 | 0.37 | 0.12 | 5.24 | 6.57 | 8.96 | 7.52 | 0.63 | 0.1 | 0.1 | 0.1 | N | North | FC
GRADYW_5_GDYWD1 |  |  | Grady Wind | AZPS | Y | #N/A |  |  | Wind | WIND | WIND | 200 | 220.5 |  |  |  |  | 1 | 24 | 24 |  |  | 0 | 1 | 40.12 | 42.45 | 40.12 | 58.61 | 44 | 33.1 | 20 | 12 | 23.29 | 13.55 | 20.61 | 30.12 | 0 | South
GRIDLY_6_SOLAR |  |  | GRIDLEY MAIN TWO | CISO | N | Sierra | Pease |  | Solar_Fixed | PHOTO VOLTAIC | SUN | 2.5 | 2.5 |  |  |  |  | 1 | 24 | 24 |  |  |  |  | 0 | 0 | 0 | 0 | 0 | 0 | 0 | 0 | 0 | 0 | 0 | 0 | N | North | EO
GRIFFI_2_LSPDYN |  |  | Griffith Energy | WALC | Y | #N/A |  |  | CCGT | COMBINED CYCLE | NATURAL GAS | 570 | 570 |  |  |  |  | 1 | 24 | 24 |  |  |  |  | 570 | 570 | 570 | 570 | 570 | 570 | 570 | 570 | 570 | 570 | 570 | 570 | 0 | South
GRIZLY_1_UNIT 1 |  |  | GRIZZLY HYDRO | CISO | N | Sierra | South of Palermo |  | Hydro | HYDRO | WATER | 20 | 20 |  |  |  |  | 1 | 24 | 24 |  |  | 0 | 1 | 5.82 | 5.82 | 5.82 | 5.82 | 5.82 | 5.82 | 5.82 | 5.82 | 5.82 | 5.82 | 5.82 | 5.82 | Y | North | FC | 8.69 | Behind Rio Oso 230-115 kV transformer(s) constraint - Flow impact based reduction applied
GRNLF2_1_UNIT |  |  | GREENLEAF II COGEN | CISO | N | Sierra | Pease, Drum-Rio Oso |  | CHP | COMBUSTION TURBINE | NATURAL GAS | 49.2 | 63.8 |  |  |  |  | 1 | 24 | 24 |  |  | 9.2 | 1 | 49.2 | 49.2 | 49.2 | 49.2 | 49.2 | 49.2 | 49.2 | 49.2 | 49.2 | 49.2 | 49.2 | 49.2 | Y | North | FC
GRNVLY_7_SCLAND |  |  | SANTA CRUZ LANDFILL GENERATING PLANT | CISO | N | CAISO System |  |  | Biogas | RECIPROCATING ENGINE | BIOGAS | 3.04 | 3.6 |  |  |  |  | 1 | 24 | 24 |  |  |  |  | 2.98 | 2.69 | 2.87 | 2.95 | 2.91 | 3.01 | 2.82 | 3.01 | 2.93 | 2.6 | 2.95 | 2.99 | N | North | FC
GRSCRK_6_BGCKWW |  |  | BIG CREEK WATER WORKS - CEDAR FLAT | CISO | N | CAISO System |  |  | Hydro | HYDRO | WATER | 5 | 5 |  |  |  |  | 1 | 24 | 24 |  |  |  |  | 0.45 | 1.19 | 0.97 | 1.42 | 1.1 | 0.23 | 0 | 0 | 0 | 0 | 0 | 0.02 | N | North | FC
GRZZLY_1_BERKLY |  |  | Berkeley Cogeneration | CISO | N | Bay Area |  |  | Peaker | COMBINED CYCLE | NATURAL GAS | 26.35 | 32.5 |  |  |  |  | 1 | 24 | 24 |  |  |  |  | 0.43 | 7.57 | 0.22 | 2.81 | 0.67 | 0.4 | 0.33 | 0.31 | 0 | 0 | 0 | 0 | N | North | FC
GUERNS_6_HD3BM3 |  |  | Hanford Digester Genset 3 | CISO | N | Fresno |  |  | Biogas | RECIPROCATING ENGINE | BIOGAS | 1 | 1.1 |  |  |  |  | 1 | 24 | 24 |  |  | 0 | 1 | 0 | 0 | 0 | 0 | 0 | 0 | 0 | 0 | 0 | 0 | 0 | 0 | Y | North | EO
GUERNS_6_SOLAR |  |  | Guernsey Solar Station | CISO | N | Fresno |  | Y | Solar_1Axis | PHOTO VOLTAIC | SUN | 20 | 20 |  |  |  |  | 1 | 24 | 24 |  |  |  |  | 0.1 | 0.1 | 0.61 | 0.21 | 8.74 | 10.96 | 14.93 | 12.54 | 1.04 | 0.1 | 0.1 | 0.1 | N | North | FC
GUERNS_6_VH2BM1 |  |  | Hanford Digester Genset 2 | CISO | N | Fresno |  |  | Biogas | RECIPROCATING ENGINE | BIOGAS | 1 | 1.02 |  |  |  |  | 1 | 24 | 24 |  |  | 0 | 1 | 0 | 0 | 0 | 0 | 0 | 0 | 0 | 0 | 0 | 0 | 0 | 0 | Y | North | EO
GWFPWR_1_UNITS |  |  | Hanford Peaker Plant | CISO | N | Fresno | Herndon, Hanford | Y | Peaker | COMBUSTION TURBINE | NATURAL GAS | 98.46 | 98.46 |  |  |  |  | 1 | 24 | 24 |  |  | 98.46 | 1 | 98.46 | 98.46 | 98.46 | 98.46 | 98.46 | 98.46 | 98.46 | 98.46 | 98.46 | 98.46 | 98.46 | 98.46 | Y | North | FC
GYS5X6_7_UNITS |  |  | GEYSERS UNITS 5 & 6 AGGREGATE | CISO | N | NCNB | Eagle Rock, Fulton |  | Geothermal | STEAM | GEOTHERMAL | 98.43 | 98.43 |  |  |  |  | 1 | 24 | 24 |  |  | 61 | 1 | 85 | 85 | 85 | 85 | 85 | 85 | 85 | 85 | 85 | 85 | 85 | 85 | Y | North | FC
GYS7X8_7_UNITS |  |  | GEYSERS UNITS 7 & 8 AGGREGATE | CISO | N | NCNB | Eagle Rock, Fulton |  | Geothermal | STEAM | GEOTHERMAL | 95.8 | 95.8 |  |  |  |  | 1 | 24 | 24 |  |  | 71.8 | 1 | 95.8 | 95.8 | 95.8 | 95.8 | 95.8 | 95.8 | 95.8 | 95.8 | 95.8 | 95.8 | 95.8 | 95.8 | Y | North | FC
GYSRVL_7_WSPRNG |  |  | Warm Springs Hydro | CISO | N | NCNB | Fulton |  | Hydro | HYDRO | WATER | 3.75 | 3.8 |  |  |  |  | 1 | 24 | 24 |  |  |  |  | 0 | 0 | 0 | 0 | 0 | 0 | 0 | 0 | 0 | 0 | 0 | 0 | N | North | FC
HAASPH_7_PL1X2 |  |  | HAAS PH UNIT 1 & 2 AGGREGATE | CISO | N | Fresno | Herndon |  | Hydro | HYDRO | WATER | 144 | 144 |  |  |  |  | 1 | 24 | 24 |  |  | 129.6 | 1 | 115.2 | 115.2 | 115.2 | 115.2 | 118.2 | 139.2 | 144 | 144 | 129.6 | 129.6 | 57.6 | 115.2 | Y | North | FC
HALSEY_6_UNIT |  |  | HALSEY HYDRO | CISO | N | Sierra | Placer, Gold Hill-Drum, Drum-Rio Oso, South of Rio Oso, South of Palermo |  | Hydro | HYDRO | WATER | 13.5 | 13.5 |  |  |  |  | 1 | 24 | 24 |  |  | 0 | 1 | 1.96 | 2.8 | 3.28 | 4.2 | 4.8 | 4.33 | 5.92 | 5.52 | 4.16 | 0 | 0 | 1.78 | Y | North | FC
HARBGN_7_UNITS |  |  | HARBOR COGEN COMBINED CYCLE | CISO | N | LA Basin | Western | Y | CCGT | COMBINED CYCLE | NATURAL GAS | 109.01 | 109.01 |  |  |  |  | 1 | 24 | 24 |  |  | 35 | 1 | 100 | 100 | 100 | 100 | 100 | 100 | 100 | 100 | 100 | 100 | 100 | 100 | Y | South | FC
HARDWK_6_STWBM1 |  |  | Still Water Ranch Dairy | CISO | N | Fresno |  |  | Biogas | RECIPROCATING ENGINE | BIOGAS | 1 | 1 |  |  |  |  | 1 | 24 | 24 |  |  | 0 | 1 | 0 | 0 | 0 | 0 | 0 | 0 | 0 | 0 | 0 | 0 | 0 | 0 | Y | North | EO
HATCR1_7_UNIT |  |  | Hat Creek #1 | CISO | N | CAISO System |  |  | Hydro | HYDRO | WATER | 8.5 | 8.5 |  |  |  |  | 1 | 24 | 24 |  |  |  |  | 4.13 | 3.65 | 3.51 | 2.72 | 2.47 | 2.63 | 2.58 | 2.42 | 2.31 | 2.75 | 2.84 | 3.33 | N | North | FC
HATCR2_7_UNIT |  |  | Hat Creek #2 | CISO | N | CAISO System |  |  | Hydro | HYDRO | WATER | 8.5 | 8.5 |  |  |  |  | 1 | 24 | 24 |  |  |  |  | 3.98 | 4.81 | 4.19 | 2.97 | 2.87 | 3.04 | 2.81 | 2.61 | 2.26 | 2.76 | 1.49 | 1.07 | N | North | FC
HATLOS_6_BWDHY1 |  |  | Bidwell Ditch | CISO | N | CAISO System |  |  | Hydro | HYDRO | WATER | 2 | 2 |  |  |  |  | 1 | 24 | 24 |  |  |  |  | 1.38 | 1.38 | 1.38 | 1.37 | 1.35 | 1.23 | 1.31 | 1.28 | 1.28 | 1.31 | 1.32 | 1.28 | N | North | FC
HATLOS_6_LSCRK |  |  | Lost Creek 1 & 2 Hydro Conversion | CISO | N | CAISO System |  |  | Hydro | HYDRO | WATER | 1.7 | 1.7 |  |  |  |  | 1 | 24 | 24 |  |  |  |  | 0.98 | 0.97 | 0.97 | 0.96 | 0.94 | 0.85 | 0.9 | 0.87 | 0.87 | 0.88 | 0.9 | 0.87 | N | North | FC
HATRDG_2_WIND |  |  | Hatchet Ridge Wind Farm | CISO | N | CAISO System |  |  | Wind | WIND | WIND | 102 | 102 |  |  |  |  | 1 | 24 | 24 |  |  |  |  | 4.32 | 7.48 | 10.06 | 31.18 | 49.04 | 31.33 | 40.17 | 21.94 | 7.57 | 1.83 | 2.89 | 4.37 | N | North | FC
HAYPRS_6_HAYHD1 |  |  | Haypress Lower | CISO | N | Sierra | Drum-Rio Oso, South of Palermo |  | Hydro | HYDRO | WATER | 5.8 | 6.1 |  |  |  |  | 1 | 24 | 24 |  |  |  |  | 1.85 | 1.97 | 1.39 | 2.33 | 2.4 | 1.6 | 1.31 | 1.21 | 1.1 | 0.83 | 0.89 | 0.85 | N | North | FC
HAYPRS_6_HAYHD2 |  |  | Haypress Middle | CISO | N | Sierra | Drum-Rio Oso, South of Palermo |  | Hydro | HYDRO | WATER | 6.7 | 8.7 |  |  |  |  | 1 | 24 | 24 |  |  |  |  | 2.13 | 2.25 | 2.43 | 2.86 | 2.93 | 1.88 | 1.52 | 1.4 | 1.27 | 0.95 | 1.02 | 0.98 | N | North | FC
HELMPG_7_UNIT 1 |  |  | HELMS PUMP-GEN UNIT 1 | CISO | N | Fresno |  |  | Pumped Hydro | PUMPED STORAGE | WATER | 407 | 407 |  |  |  |  | 1 | 24 | 24 |  |  | 407 | 1 | 407 | 407 | 407 | 407 | 407 | 407 | 407 | 407 | 407 | 407 | 407 | 407 | Y | North | FC
HELMPG_7_UNIT 2 |  |  | HELMS PUMP-GEN UNIT 2 | CISO | N | Fresno |  |  | Pumped Hydro | PUMPED STORAGE | WATER | 407 | 407 |  |  |  |  | 1 | 24 | 24 |  |  | 407 | 1 | 407 | 407 | 407 | 407 | 407 | 407 | 407 | 407 | 407 | 407 | 407 | 407 | Y | North | FC
HELMPG_7_UNIT 3 |  |  | HELMS PUMP-GEN UNIT 3 | CISO | N | Fresno |  |  | Pumped Hydro | PUMPED STORAGE | WATER | 404 | 404 |  |  |  |  | 1 | 24 | 24 |  |  | 404 | 1 | 404 | 404 | 404 | 404 | 404 | 404 | 404 | 404 | 404 | 404 | 404 | 404 | Y | North | FC
HENRTA_6_HDEBT1 |  |  | Henrietta D Energy Storage | CISO | N | Fresno |  |  | Battery Storage | OTHER | LESR | 10 | 10 | .8 | 40 | 40 | 1 | 1 | 24 | 4 |  |  | 20 | 2 | 10 | 10 | 10 | 10 | 10 | 10 | 10 | 10 | 10 | 10 | 10 | 10 | Y | North | ID | 100% | 17DGD Waiting for Bellota-Warnerville 230 kV reconductoring, QC8RAS-08 RAS, Reconductor Los Banos-Padre Flat-Panoche 230 kV and many other
HENRTA_6_SOLAR1 |  |  | Lemoore 1 | CISO | N | Fresno |  |  | Solar_1Axis | PHOTO VOLTAIC | SUN | 1.5 | 1.5 |  |  |  |  | 1 | 24 | 24 |  |  |  |  | 0.1 | 0.1 | 0.1 | 0.1 | 0.66 | 0.82 | 1.12 | 0.94 | 0.1 | 0.1 | 0.1 | 0.1 | N | North | ID | 100% | 18DGD Waiting for Bellota-Warnerville 230 kV reconductoring, QC8RAS-08 RAS, Reconductor Los Banos-Padre Flat-Panoche 230 kV and many other
HENRTA_6_SOLAR2 |  |  | Westside Solar Power PV1 | CISO | N | Fresno |  | Y | Solar_1Axis | PHOTO VOLTAIC | SUN | 2 | 2 |  |  |  |  | 1 | 24 | 24 |  |  |  |  | 0 | 0 | 0 | 0 | 0 | 0 | 0 | 0 | 0 | 0 | 0 | 0 | N | North | EO
HENRTA_6_UNITA1 |  |  | GWF HENRIETTA PEAKER PLANT UNIT 1 | CISO | N | Fresno |  | Y | Peaker | COMBUSTION TURBINE | NATURAL GAS | 49.98 | 50 |  |  |  |  | 1 | 24 | 24 |  |  | 49.98 | 1 | 49.98 | 49.98 | 49.98 | 49.98 | 49.98 | 49.98 | 49.98 | 49.98 | 49.98 | 49.98 | 49.98 | 49.98 | Y | North | FC
HENRTA_6_UNITA2 |  |  | GWF HENRIETTA PEAKER PLANT UNIT 2 | CISO | N | Fresno |  | Y | Peaker | COMBUSTION TURBINE | NATURAL GAS | 49.42 | 50 |  |  |  |  | 1 | 24 | 24 |  |  | 49.42 | 1 | 49.42 | 49.42 | 49.42 | 49.42 | 49.42 | 49.42 | 49.42 | 49.42 | 49.42 | 49.42 | 49.42 | 49.42 | Y | North | FC
HENRTS_1_SOLAR |  |  | Henrietta Solar Project | CISO | N | Fresno | Herndon | Y | Solar_1Axis | PHOTO VOLTAIC | SUN | 100 | 102 |  |  |  |  | 1 | 24 | 24 |  |  |  |  | 0.1 | 0.1 | 3.05 | 1.04 | 43.71 | 54.78 | 74.66 | 62.7 | 5.22 | 0.1 | 0.1 | 0.1 | N | North | FC
HERDLN_6_BYHSR1 |  |  | Byron Highway Solar | CISO | N | CAISO System |  |  | Solar_Fixed | PHOTO VOLTAIC | SUN | 5 | 5 |  |  |  |  | 1 | 24 | 24 |  |  |  |  | 0 | 0 | 0 | 0 | 0 | 0 | 0 | 0 | 0 | 0 | 0 | 0 | N | North | EO
HIDSRT_2_UNITS |  |  | HIGH DESERT POWER PROJECT AGGREGATE | CISO | N | CAISO System |  |  | CCGT | COMBINED CYCLE | NATURAL GAS | 850 | 850 |  |  |  |  | 1 | 24 | 24 |  |  | 650 | 1 | 850 | 850 | 850 | 850 | 850 | 850 | 850 | 850 | 850 | 850 | 850 | 850 | Y | South | FC
HIGGNS_1_COMBIE |  |  | Combie South | CISO | N | Sierra | Drum-Rio Oso, South of Rio Oso, South of Palermo |  | Hydro | HYDRO | WATER | 1.5 | 1.5 |  |  |  |  | 1 | 24 | 24 |  |  |  |  | 0.88 | 0.68 | 0.53 | 0.76 | 0.65 | 0.24 | 0.12 | 0.01 | 0.04 | 0.04 | 0.67 | 0.78 | N | North | FC
HIGGNS_7_QFUNTS |  |  | HIGGNS_7_QFUNTS | CISO | N | Sierra | Drum-Rio Oso, South of Rio Oso, South of Palermo |  | Hydro | HYDRO | WATER | 0.5 | 0.3 |  |  |  |  | 1 | 24 | 24 |  |  |  |  | 0.11 | 0.03 | 0.02 | 0.11 | 0.21 | 0.24 | 0.24 | 0.24 | 0.23 | 0.1 | 0.05 | 0.08 | N | North | FC
HIGHDS_2_H5SBT1 |  | HIGHDS_2_H5SSR1 | High 5 Solar BESS | CISO | N | CAISO System |  |  | Paired_BattStorage | OTHER | LESR | 50 | 50 | .8 | 200 | 200 | 1 | 1 | 24 | 4 | 100 | FALSE | 100 | 2 | 50 | 50 | 50 | 50 | 50 | 50 | 50 | 50 | 50 | 50 | 50 | 50 | Y | South | FC |  | Co-located with HIGHDS_2_H5SSR1
HIGHDS_2_H5SSR1 |  | HIGHDS_2_H5SBT1 | High 5 Solar | CISO | N | CAISO System |  |  | Paired_Solar_1Axis | PHOTO VOLTAIC | SUN | 100 | 100 |  |  |  |  | 1 | 24 | 24 | 100 |  |  |  | 0.1 | 0.1 | 2.81 | 0.29 | 32.83 | 42.44 | 65.8 | 56.79 | 3.05 | 0.1 | 0.1 | 0.1 | N | South | FC |  | Co-located with HIGHDS_2_H5SBT1
HILAND_7_YOLOWD |  |  | CLEAR LAKE UNIT 1 | CISO | N | NCNB | Eagle Rock, Fulton |  | Hydro | HYDRO | WATER | 3.75 | 3.8 |  |  |  |  | 1 | 24 | 24 |  |  |  |  | 0 | 0 | 0 | 0 | 0 | 0 | 0 | 0 | 0 | 0 | 0 | 0 | N | North | EO
HINSON_6_LBECH1 |  |  | Long Beach Unit 1 | CISO | N | LA Basin | Western |  | Peaker | FTUR | NATURAL GAS | 63 | 70 |  |  |  |  | 1 | 24 | 24 |  |  | 63 | 1 | 63 | 63 | 63 | 63 | 63 | 63 | 63 | 63 | 63 | 63 | 63 | 63 | Y | South | FC
HINSON_6_LBECH2 |  |  | Long Beach Unit 2 | CISO | N | LA Basin | Western |  | Peaker | FTUR | NATURAL GAS | 63 | 70 |  |  |  |  | 1 | 24 | 24 |  |  | 63 | 1 | 63 | 63 | 63 | 63 | 63 | 63 | 63 | 63 | 63 | 63 | 63 | 63 | Y | South | FC
HINSON_6_LBECH3 |  |  | Long Beach Unit 3 | CISO | N | LA Basin | Western |  | Peaker | FTUR | NATURAL GAS | 63 | 70 |  |  |  |  | 1 | 24 | 24 |  |  | 63 | 1 | 63 | 63 | 63 | 63 | 63 | 63 | 63 | 63 | 63 | 63 | 63 | 63 | Y | South | FC
HINSON_6_LBECH4 |  |  | Long Beach Unit 4 | CISO | N | LA Basin | Western |  | Peaker | FTUR | NATURAL GAS | 63 | 70 |  |  |  |  | 1 | 24 | 24 |  |  | 63 | 1 | 63 | 63 | 63 | 63 | 63 | 63 | 63 | 63 | 63 | 63 | 63 | 63 | Y | South | FC
HINSON_6_SERRGN |  |  | Southeast Resource Recovery | CISO | N | LA Basin | Western | Y | CHP | STEAM | WASTE TO POWER | 34 | 41.3 |  |  |  |  | 1 | 24 | 24 |  |  | 33 | 1 | 34 | 34 | 34 | 34 | 34 | 34 | 34 | 34 | 34 | 34 | 34 | 34 | Y | South | FC
HNTGBH_2_PL1X3 |  |  | Huntington Beach Energy | CISO | N | LA Basin | Western |  | CCGT | COMBINED CYCLE | NATURAL GAS | 673.8 | 673.8 |  |  |  |  | 1 | 24 | 24 |  |  | 534.64 | 1 | 673.8 | 673.8 | 673.8 | 673.8 | 673.8 | 673.8 | 673.8 | 673.8 | 673.8 | 673.8 | 673.8 | 673.8 | Y | South | FC
HNTGBH_7_UNIT 2 |  |  | HUNTINGTON BEACH GEN STA. UNIT 2 | CISO | N | LA Basin | Western |  | Steam Turbine | STEAM | NATURAL GAS | 226.84 | 226 |  |  |  |  | 1 | 24 | 24 |  |  | 206.84 | 1 | 226.84 | 226.84 | 226.84 | 226.84 | 226.84 | 226.84 | 226.84 | 226.84 | 226.84 | 226.84 | 226.84 | 226.84 | Y | South | FC
HOLGAT_1_BORAX |  |  | U.S. Borax, Unit 1 | CISO | N | CAISO System |  |  | CHP | OTHER | OTHER | 48.2 | 48.2 |  |  |  |  | 1 | 24 | 24 |  |  |  |  | 17.17 | 15.12 | 13.09 | 4.87 | 7.33 | 13.88 | 12.08 | 11.68 | 13.9 | 14.74 | 15.84 | 14.94 | N | South | FC
HOLSTR_1_SOLAR |  |  | San Benito Smart Park | CISO | N | CAISO System |  |  | Solar_Fixed | PHOTO VOLTAIC | SUN | 1.5 | 1.5 |  |  |  |  | 1 | 24 | 24 |  |  |  |  | 0 | 0 | 0 | 0 | 0 | 0 | 0 | 0 | 0 | 0 | 0 | 0 | N | North | EO
HOLSTR_1_SOLAR2 |  |  | Hollister Solar | CISO | N | CAISO System |  |  | Solar_1Axis | PHOTO VOLTAIC | SUN | 1.5 | 1.5 |  |  |  |  | 1 | 24 | 24 |  |  |  |  | 0.1 | 0.1 | 0.1 | 0.1 | 0.66 | 0.82 | 1.12 | 0.94 | 0.1 | 0.1 | 0.1 | 0.1 | N | North | FC
HOOV_2_ANAPT |  |  | Hoover Power Plant | WALC | Y | #N/A |  |  | Hydro | HYDRO | WATER | 40.39 | 41 |  |  |  |  | 1 | 24 | 24 |  |  | 40.39 | 1 | 40.39 | 40.39 | 40.39 | 40.39 | 40.39 | 40.39 | 40.39 | 40.39 | 40.39 | 40.39 | 40.39 | 40.39 | 0 | South
HOOVER_2_MWDPT |  |  | HOOVER MWD | WALC | Y | #N/A |  |  | Hydro | HYDRO | WATER | 249 | 250 |  |  |  |  | 1 | 24 | 24 |  |  | 249 | 1 | 249 | 249 | 249 | 249 | 249 | 249 | 249 | 249 | 249 | 249 | 249 | 249 | 0 | South
HOOVER_2_SCEPT |  |  | Hoover DAM - SCE Share | WALC | Y | #N/A |  |  | Hydro | HYDRO | WATER | 287 | 288 |  |  |  |  | 1 | 24 | 24 |  |  | 285 | 1 | 287 | 287 | 287 | 287 | 287 | 287 | 287 | 287 | 287 | 287 | 287 | 287 | 0 | South
HOOVER_2_VEAPT |  |  | HOOVER VEA | WALC | Y | #N/A |  |  | Hydro | HYDRO | WATER | 16 | 18 |  |  |  |  | 1 | 24 | 24 |  |  | 16 | 1 | 16 | 16 | 16 | 16 | 16 | 16 | 16 | 16 | 16 | 16 | 16 | 16 | 0 | South
HUMBPP_1_UNITS3 |  |  | Humboldt Bay Generating Station 3 | CISO | N | Humboldt |  |  | Reciprocating Engine | RECIPROCATING ENGINE | NATURAL GAS | 65.08 | 83.2 |  |  |  |  | 1 | 24 | 24 |  |  | 65.08 | 1 | 65.08 | 65.08 | 65.08 | 65.08 | 65.08 | 65.08 | 65.08 | 65.08 | 65.08 | 65.08 | 65.08 | 65.08 | Y | North | FC
HUMBPP_6_UNITS |  |  | Humboldt Bay Generating Station 1 | CISO | N | Humboldt |  |  | Reciprocating Engine | RECIPROCATING ENGINE | NATURAL GAS | 97.62 | 97.62 |  |  |  |  | 1 | 24 | 24 |  |  | 97.62 | 1 | 97.62 | 97.62 | 97.62 | 97.62 | 97.62 | 97.62 | 97.62 | 97.62 | 97.62 | 97.62 | 97.62 | 97.62 | Y | North | FC
HURON_6_SOLAR |  |  | Huron Solar Station | CISO | N | Fresno | Coalinga, Panoche 115 kV | Y | Solar_Fixed | PHOTO VOLTAIC | SUN | 20 | 20 |  |  |  |  | 1 | 24 | 24 |  |  |  |  | 0.1 | 0.1 | 0.64 | 0.17 | 5.99 | 7.29 | 12.07 | 10.38 | 1.06 | 0.1 | 0.1 | 0.1 | N | North | FC
HYTTHM_2_UNITS |  |  | HYATT-THERMALITO PUMP-GEN (AGGREGATE) | CISO | N | CAISO System |  |  | Hydro | HYDRO | WATER | 933.1 | 933.1 |  |  |  |  | 1 | 24 | 24 |  |  | 501.49 | 1 | 56.34 | 149.29 | 371.98 | 238.3 | 220.41 | 291.85 | 632.49 | 567.92 | 501.49 | 283.45 | 199.11 | 303.1 | Y | North | FC
IGNACO_1_QF |  |  | SMALL QF AGGREGATION - VALLEJO/DINSMORE | CISO | N | NCNB |  |  | CHP | OTHER | OTHER | 0.5 | 1 |  |  |  |  | 1 | 24 | 24 |  |  |  |  | 0.01 | 0.02 | 0.02 | 0.01 | 0.01 | 0.01 | 0.02 | 0.01 | 0.01 | 0.01 | 0.01 | 0.01 | N | North | FC
INDIGO_1_UNIT 1 |  |  | INDIGO PEAKER UNIT 1 | CISO | N | LA Basin | Eastern, Valley-Devers |  | Peaker | COMBUSTION TURBINE | NATURAL GAS | 45.3 | 45.3 |  |  |  |  | 1 | 24 | 24 |  |  | 45.3 | 1 | 45.3 | 45.3 | 45.3 | 45.3 | 45.3 | 45.3 | 45.3 | 45.3 | 45.3 | 45.3 | 45.3 | 45.3 | Y | South | FC
INDIGO_1_UNIT 2 |  |  | INDIGO PEAKER UNIT 2 | CISO | N | LA Basin | Eastern, Valley-Devers |  | Peaker | COMBUSTION TURBINE | NATURAL GAS | 45.3 | 45.3 |  |  |  |  | 1 | 24 | 24 |  |  | 45.3 | 1 | 45.3 | 45.3 | 45.3 | 45.3 | 45.3 | 45.3 | 45.3 | 45.3 | 45.3 | 45.3 | 45.3 | 45.3 | Y | South | FC
INDIGO_1_UNIT 3 |  |  | INDIGO PEAKER UNIT 3 | CISO | N | LA Basin | Eastern, Valley-Devers |  | Peaker | COMBUSTION TURBINE | NATURAL GAS | 45.3 | 45.3 |  |  |  |  | 1 | 24 | 24 |  |  | 45.3 | 1 | 45.3 | 45.3 | 45.3 | 45.3 | 45.3 | 45.3 | 45.3 | 45.3 | 45.3 | 45.3 | 45.3 | 45.3 | Y | South | FC
INDVLY_1_UNITS |  |  | Indian Valley Hydro | CISO | N | NCNB | Eagle Rock, Fulton |  | Hydro | HYDRO | WATER | 2.9 | 2.9 |  |  |  |  | 1 | 24 | 24 |  |  |  |  | 0 | 0 | 0.53 | 1.03 | 1.01 | 0.71 | 0.62 | 0.61 | 0.56 | 0.02 | 0 | 0 | N | North | FC
INTKEP_2_UNITS |  |  | CCSF Hetch_Hetchy Hydro Aggregate | CISO | N | CAISO System |  |  | Hydro | HYDRO | WATER | 405 | 405 |  |  |  |  | 1 | 24 | 24 |  |  | 239 | 1 | 307 | 307 | 307 | 307 | 307 | 307 | 307 | 307 | 239 | 300 | 307 | 307 | Y | North | FC
INTMNT_3_ANAHEIM |  |  | Intermountain Power Project | LADWP | Y | #N/A |  |  | Coal | STEAM | COAL | 234 | 234 |  |  |  |  | 1 | 24 | 24 |  |  | 236 | 1 | 234 | 234 | 234 | 234 | 234 | 234 | 234 | 234 | 234 | 234 | 234 | 234 | 0 | South
INTMNT_3_PASADENA |  |  | Intermountain Power Project | LADWP | Y | #N/A |  |  | Coal | STEAM | COAL | 107 | 107 |  |  |  |  | 1 | 24 | 24 |  |  |  |  | 107 | 107 | 107 | 107 | 107 | 107 | 107 | 107 | 107 | 107 | 107 | 107 | 0 | South
INTMNT_3_RIVERSIDE |  |  | IPPDYN | LADWP | Y | #N/A |  |  | Coal | STEAM | COAL | 136 | 136 |  |  |  |  | 1 | 24 | 24 |  |  | 136 | 1 | 136 | 136 | 136 | 136 | 136 | 136 | 136 | 136 | 136 | 136 | 136 | 136 | 0 | South
INTTRB_6_UNIT |  |  | International Turbine Research | CISO | N | Fresno |  | Y | Wind | WIND | WIND | 18.4 | 21.3 |  |  |  |  | 1 | 24 | 24 |  |  |  |  | 0.78 | 1.35 | 1.81 | 5.62 | 8.85 | 5.65 | 7.25 | 3.96 | 1.36 | 0.33 | 0.52 | 0.79 | N | North | FC
IVANPA_1_UNIT1 |  |  | Ivanpah 1 | CISO | N | CAISO System |  | Y | Solar_Thermal | STEAM | SUN | 126 | 126 |  |  |  |  | 1 | 24 | 24 |  |  |  |  | 0.1 | 0.1 | 0.93 | 2.85 | 45.7 | 51.96 | 51.72 | 54.68 | 12.32 | 1.96 | 0.1 | 0.1 | N | South | FC
IVANPA_1_UNIT2 |  |  | Ivanpah 2 | CISO | N | CAISO System |  | Y | Solar_Thermal | STEAM | SUN | 133 | 133.4 |  |  |  |  | 1 | 24 | 24 |  |  |  |  | 0.1 | 0.1 | 0.98 | 3 | 48.24 | 54.84 | 54.59 | 57.72 | 13 | 2.07 | 0.1 | 0.1 | N | South | FC
IVANPA_1_UNIT3 |  |  | Ivanpah 3 | CISO | N | CAISO System |  | Y | Solar_Thermal | STEAM | SUN | 133 | 133.4 |  |  |  |  | 1 | 24 | 24 |  |  |  |  | 0.1 | 0.1 | 0.98 | 3 | 48.24 | 54.84 | 54.59 | 57.72 | 13 | 2.07 | 0.1 | 0.1 | N | South | FC
IVSLR2_2_SM2SR1 |  |  | Silver Ridge Mount Signal 2 | CISO | N | San Diego-IV |  |  | Solar_1Axis | PHOTO VOLTAIC | SUN | 150 | 150 |  |  |  |  | 1 | 24 | 24 |  |  |  |  | 0.1 | 0.1 | 4.21 | 0.44 | 49.25 | 63.66 | 98.7 | 85.19 | 4.57 | 0.1 | 0.1 | 0.1 | N | South | FC
IVSLRP_2_SOLAR1 |  |  | Silver Ridge Mount Signal | CISO | N | San Diego-IV |  | Y | Solar_Fixed | PHOTO VOLTAIC | SUN | 200 | 200 |  |  |  |  | 1 | 24 | 24 |  |  |  |  | 0.1 | 0.1 | 5.41 | 0.29 | 37.87 | 51.76 | 100.93 | 86.75 | 4.6 | 0.1 | 0.1 | 0.1 | N | South | FC
IVWEST_2_SOLAR1 |  |  | Imperial Valley West ( Q # 608) | CISO | N | San Diego-IV |  | Y | Solar_1Axis | PHOTO VOLTAIC | SUN | 150 | 150 |  |  |  |  | 1 | 24 | 24 |  |  |  |  | 0.1 | 0.1 | 4.21 | 0.44 | 49.25 | 63.66 | 98.7 | 85.19 | 4.57 | 0.1 | 0.1 | 0.1 | N | South | FC
JACMSR_1_JACSR1 |  |  | Jacumba Solar Farm | CISO | N | San Diego-IV |  |  | Solar_1Axis | PHOTO VOLTAIC | SUN | 20 | 19.7 |  |  |  |  | 1 | 24 | 24 |  |  |  |  | 0.1 | 0.1 | 0.56 | 0.1 | 6.57 | 8.49 | 13.16 | 11.36 | 0.61 | 0.1 | 0.1 | 0.1 | N | South | FC
JAVASR_1_JAVSR1 |  |  | Java Solar | CISO | N | Fresno |  |  | Solar_1Axis | PHOTO VOLTAIC | SUN | 13.5 | 14 |  |  |  |  | 1 | 24 | 24 |  |  |  |  | 0.1 | 0.1 | 0.41 | 0.14 | 5.9 | 7.4 | 10.08 | 8.46 | 0.7 | 0.1 | 0.1 | 0.1 | N | North | ID | 100% | C6 - Waiting for Bellota-Warnerville 230 kV reconductoring and possibly other.
JAWBNE_2_NSRWND |  |  | North Sky River Wind Project | CISO | N | CAISO System |  |  | Wind | WIND | WIND | 160 | 162 |  |  |  |  | 1 | 24 | 24 |  |  |  |  | 8.72 | 18.82 | 20.33 | 64.56 | 68.81 | 60.66 | 53.32 | 46.69 | 32.01 | 14.98 | 6.92 | 7.35 | N | South | FC
JAWBNE_2_SRWND |  |  | Sky River Wind Repower A | CISO | N | CAISO System |  |  | Wind | WIND | WIND | 30 | 30 |  |  |  |  | 1 | 24 | 24 |  |  |  |  | 1.64 | 3.53 | 3.81 | 12.1 | 12.9 | 11.37 | 10 | 8.75 | 6 | 2.81 | 1.3 | 1.38 | N | South | FC
JAWBNE_2_SRWWD2 |  |  | Sky River Wind Repower B | CISO | N | CAISO System |  |  | Wind | WIND | WIND | 30.2 | 30.2 |  |  |  |  | 1 | 24 | 24 |  |  |  |  | 1.65 | 3.55 | 3.84 | 12.19 | 12.99 | 11.45 | 10.06 | 8.81 | 6.04 | 2.83 | 1.31 | 1.39 | N | South | FC
JAYNE_6_WLSLR |  |  | Westlands Solar Farm PV 1 | CISO | N | Fresno | Coalinga | Y | Solar_Fixed | PHOTO VOLTAIC | SUN | 18 | 18 |  |  |  |  | 1 | 24 | 24 |  |  |  |  | 0.1 | 0.1 | 0.58 | 0.15 | 5.39 | 6.56 | 10.86 | 9.34 | 0.96 | 0.1 | 0.1 | 0.1 | N | North | ID | 1 | 24TPD - Waiting for Manning and many other projects.
JOANEC_2_ST3BT3 |  |  | Santa Ana Storage 3 | CISO | N | LA Basin |  |  | Battery Storage | OTHER | LESR | 40 | 40 | .8 | 160 | 160 | 1 | 1 | 24 | 4 |  |  | 80 | 1 | 40 | 40 | 40 | 40 | 40 | 40 | 40 | 40 | 40 | 40 | 40 | 40 | Y | South | FC
JOANEC_2_STABT1 |  |  | Santa Ana Storage 1 | CISO | N | LA Basin | Western |  | Battery Storage | OTHER | LESR | 20 | 20 | .8 | 80 | 80 | 1 | 1 | 24 | 4 |  |  | 40 | 2 | 20 | 20 | 20 | 20 | 20 | 20 | 20 | 20 | 20 | 20 | 20 | 20 | Y | South | FC
JOANEC_2_STABT2 |  |  | Santa Ana Storage 2 | CISO | N | LA Basin | Western |  | Battery Storage | OTHER | LESR | 20 | 20 | .8 | 80 | 80 | 1 | 1 | 24 | 4 |  |  | 40 | 1 | 20 | 20 | 20 | 20 | 20 | 20 | 20 | 20 | 20 | 20 | 20 | 20 | Y | South | FC
JOHANN_2_JOSBT1 |  |  | Johanna Storage 1 | CISO | N | LA Basin | Western |  | Battery Storage | OTHER | LESR | 10 | 10 | .8 | 40 | 40 | 1 | 1 | 24 | 4 |  |  | 20 | 3 | 10 | 10 | 10 | 10 | 10 | 10 | 10 | 10 | 10 | 10 | 10 | 10 | Y | South | FC
JOHANN_2_JOSBT2 |  |  | Johanna Storage 2 | CISO | N | LA Basin | Western |  | Battery Storage | OTHER | LESR | 10 | 10 | .8 | 40 | 40 | 1 | 1 | 24 | 4 |  |  | 20 | 2 | 10 | 10 | 10 | 10 | 10 | 10 | 10 | 10 | 10 | 10 | 10 | 10 | Y | South | FC
JOHANN_2_OCEBT2 |  |  | Orange County Energy Storage 2 | CISO | N | LA Basin | Western |  | Battery Storage | OTHER | LESR | 9 | 9 | .8 | 36 | 36 | 1 | 1 | 24 | 4 |  |  | 18 | 3 | 9 | 9 | 9 | 9 | 9 | 9 | 9 | 9 | 9 | 9 | 9 | 9 | Y | South | FC
JOHANN_2_OCEBT3 |  |  | Orange County Energy Storage 3 | CISO | N | LA Basin | Western |  | Battery Storage | OTHER | LESR | 6 | 6 | .8 | 24 | 24 | 1 | 1 | 24 | 4 |  |  | 12 | 3 | 6 | 6 | 6 | 6 | 6 | 6 | 6 | 6 | 6 | 6 | 6 | 6 | Y | South | FC
KANSAS_6_SOLAR |  |  | RE Kansas South | CISO | N | Fresno |  | Y | Solar_Fixed | PHOTO VOLTAIC | SUN | 20 | 20 |  |  |  |  | 1 | 24 | 24 |  |  |  |  | 0.1 | 0.1 | 0.64 | 0.17 | 5.99 | 7.29 | 12.07 | 10.38 | 1.06 | 0.1 | 0.1 | 0.1 | N | North | ID | 1 | 24TPD - Waiting for Manning and many other projects.
KEARNY_6_NESBT1 |  |  | Kearny North Energy Storage | CISO | N | San Diego-IV | San Diego |  | Battery Storage | OTHER | LESR | 10 | 10 | .8 | 40 | 40 | 1 | 1 | 24 | 4 |  |  | 19.99 | 1 | 10 | 10 | 10 | 10 | 10 | 10 | 10 | 10 | 10 | 10 | 10 | 10 | Y | South | FC
KEARNY_6_SESBT2 |  |  | Kearny South Energy Storage | CISO | N | San Diego-IV | San Diego |  | Battery Storage | OTHER | LESR | 10 | 10 | .8 | 40 | 40 | 1 | 1 | 24 | 4 |  |  | 20 | 1 | 10 | 10 | 10 | 10 | 10 | 10 | 10 | 10 | 10 | 10 | 10 | 10 | Y | South | FC
KEKAWK_6_UNIT |  |  | STS HYDROPOWER LTD. (KEKAWAKA) | CISO | N | Humboldt |  |  | Hydro | HYDRO | WATER | 5.5 | 6 |  |  |  |  | 1 | 24 | 24 |  |  |  |  | 0 | 0 | 0 | 0 | 0 | 0 | 0 | 0 | 0 | 0 | 0 | 0 | N | North | FC
KELSO_2_UNITS |  |  | Mariposa Energy | CISO | N | Bay Area | Contra Costa |  | Peaker | COMBUSTION TURBINE | NATURAL GAS | 198.03 | 200 |  |  |  |  | 1 | 24 | 24 |  |  | 198.03 | 1 | 198.03 | 198.03 | 198.03 | 198.03 | 198.03 | 198.03 | 198.03 | 198.03 | 198.03 | 198.03 | 198.03 | 198.03 | Y | North | FC
KELYRG_6_UNIT |  |  | KELLY RIDGE HYDRO | CISO | N | Sierra | Drum-Rio Oso |  | Hydro | HYDRO | WATER | 11 | 11 |  |  |  |  | 1 | 24 | 24 |  |  | 0 | 1 | 8.16 | 8 | 7.36 | 6.72 | 8.16 | 7.04 | 8.16 | 10.2 | 8.16 | 4 | 0 | 8.16 | Y | North | FC
KERKH2_7_UNIT 1 |  |  | KERKHOFF PH 2 UNIT #1 | CISO | N | Fresno | Herndon, Wilson 115 kV |  | Hydro | HYDRO | WATER | 153.9 | 153.9 |  |  |  |  | 1 | 24 | 24 |  |  | 0 | 1 | 7.79 | 22.24 | 36 | 36 | 96.67 | 74.8 | 75.8 | 75 | 75 | 0 | 0 | 4 | Y | North | FC
KERMAN_6_SOLAR1 |  |  | Fresno Solar South | CISO | N | Fresno |  | Y | Solar_1Axis | PHOTO VOLTAIC | SUN | 1.5 | 1.5 |  |  |  |  | 1 | 24 | 24 |  |  |  |  | 0 | 0 | 0 | 0 | 0 | 0 | 0 | 0 | 0 | 0 | 0 | 0 | N | North | EO
KERMAN_6_SOLAR2 |  |  | Fresno Solar West | CISO | N | Fresno |  | Y | Solar_1Axis | PHOTO VOLTAIC | SUN | 1.5 | 1.5 |  |  |  |  | 1 | 24 | 24 |  |  |  |  | 0 | 0 | 0 | 0 | 0 | 0 | 0 | 0 | 0 | 0 | 0 | 0 | N | North | EO
KERNFT_1_UNITS |  |  | KERN FRONT LIMITED | CISO | N | Kern | South Kern PP | Y | Peaker | COMBUSTION TURBINE | NATURAL GAS | 52.4 | 60 |  |  |  |  | 1 | 24 | 24 |  |  | 32.4 | 1 | 52.4 | 52.4 | 52.4 | 52.4 | 52.4 | 52.4 | 52.4 | 52.4 | 52.4 | 52.4 | 52.4 | 52.4 | Y | North | FC
KERNRG_1_UNITS |  |  | South Belridge Cogen Facility | CISO | N | CAISO System |  | Y | Peaker | COMBUSTION TURBINE | NATURAL GAS | 55.2 | 69.6 |  |  |  |  | 1 | 24 | 24 |  |  |  |  | 0.87 | 0.44 | 0.21 | 0.87 | 0.79 | 0.79 | 0.68 | 0.62 | 0.46 | 0.46 | 0.84 | 0.98 | N | North | FC
KERRGN_1_UNIT 1 |  |  | KERN RIVER HYDRO UNITS 1-4 AGGREGATE | CISO | N | CAISO System |  | Y | Hydro | HYDRO | WATER | 25.6 | 26.3 |  |  |  |  | 1 | 24 | 24 |  |  |  |  | 10 | 11.97 | 16.94 | 24.01 | 24 | 23.81 | 21.4 | 15.54 | 8.03 | 8.06 | 8.72 | 9.66 | N | South | FC
KINGCO_1_KINGBR |  |  | Kingsburg Cogen | CISO | N | Fresno | Herndon, Hanford | Y | Peaker | COMBUSTION TURBINE | NATURAL GAS | 34.5 | 34.5 |  |  |  |  | 1 | 24 | 24 |  |  | 12.5 | 1 | 34.5 | 34.5 | 34.5 | 34.5 | 34.5 | 34.5 | 34.5 | 34.5 | 34.5 | 34.5 | 34.5 | 34.5 | Y | North | FC
KINGRV_7_UNIT 1 |  |  | KINGS RIVER HYDRO UNIT 1 | CISO | N | Fresno | Herndon, Reedley |  | Hydro | HYDRO | WATER | 51.2 | 51.2 |  |  |  |  | 1 | 24 | 24 |  |  | 42.96 | 1 | 38.98 | 32 | 11.2 | 32 | 11.2 | 40.96 | 39.03 | 40.8 | 42.96 | 40.96 | 40.96 | 40.96 | Y | North | FC
KIRKER_7_KELCYN |  |  | KELLER CANYON LANDFILL GEN FACILICITY | CISO | N | Bay Area | Pittsburg |  | Biogas | RECIPROCATING ENGINE | BIOGAS | 3.56 | 3.8 |  |  |  |  | 1 | 24 | 24 |  |  |  |  | 3.48 | 3.51 | 3.56 | 3.42 | 3.56 | 3.56 | 3.55 | 3.41 | 3.55 | 3.56 | 3.56 | 3.56 | N | North | FC
KNGBRD_2_SOLAR1 |  |  | Kingbird Solar A | CISO | N | CAISO System |  |  | Solar_1Axis | PHOTO VOLTAIC | SUN | 20 | 20 |  |  |  |  | 1 | 24 | 24 |  |  |  |  | 0.1 | 0.1 | 0.56 | 0.1 | 6.57 | 8.49 | 13.16 | 11.36 | 0.61 | 0.1 | 0.1 | 0.1 | N | South | FC
KNGBRD_2_SOLAR2 |  |  | Kingbird Solar B | CISO | N | CAISO System |  |  | Solar_1Axis | PHOTO VOLTAIC | SUN | 20 | 20 |  |  |  |  | 1 | 24 | 24 |  |  |  |  | 0.1 | 0.1 | 0.56 | 0.1 | 6.57 | 8.49 | 13.16 | 11.36 | 0.61 | 0.1 | 0.1 | 0.1 | N | South | FC
KNGBRG_1_KBSLR1 |  |  | Kingsburg1 | CISO | N | Fresno |  |  | Solar_Fixed | PHOTO VOLTAIC | SUN | 1.5 | 1.5 |  |  |  |  | 1 | 24 | 24 |  |  |  |  | 0 | 0 | 0 | 0 | 0 | 0 | 0 | 0 | 0 | 0 | 0 | 0 | N | North | EO
KNGBRG_1_KBSLR2 |  |  | Kingsburg2 | CISO | N | Fresno |  |  | Solar_Fixed | PHOTO VOLTAIC | SUN | 1.5 | 1.5 |  |  |  |  | 1 | 24 | 24 |  |  |  |  | 0 | 0 | 0 | 0 | 0 | 0 | 0 | 0 | 0 | 0 | 0 | 0 | N | North | EO
KNGCTY_6_UNITA1 |  |  | King City Energy Center, Unit 1 | CISO | N | CAISO System |  |  | Peaker | COMBUSTION TURBINE | NATURAL GAS | 44.6 | 49.9 |  |  |  |  | 1 | 24 | 24 |  |  | 44.6 | 1 | 44.6 | 44.6 | 44.6 | 44.6 | 44.6 | 44.6 | 44.6 | 44.6 | 44.6 | 44.6 | 44.6 | 44.6 | Y | North | FC
KNTSTH_6_SOLAR |  |  | Kent South | CISO | N | Fresno |  | Y | Solar_Fixed | PHOTO VOLTAIC | SUN | 20 | 20 |  |  |  |  | 1 | 24 | 24 |  |  |  |  | 0.1 | 0.1 | 0.64 | 0.17 | 5.99 | 7.29 | 12.07 | 10.38 | 1.06 | 0.1 | 0.1 | 0.1 | N | North | ID | 1 | 24TPD - Waiting for Manning and many other projects.
KRAMER_1_R1BX3 |  | KRAMER_1_R1PX3 | Resurgence 1 BESS | CISO | N | CAISO System |  |  | Paired_BattStorage | OTHER | LESR | 75 | 75 | .8 | 300 | 300 | 1 | 1 | 24 | 4 | 90 | FALSE | 150 | 1 | 75 | 75 | 75 | 75 | 75 | 75 | 75 | 75 | 75 | 75 | 75 | 75 | Y | South | FC |  | co-located with KRAMER_1_R1PX3
KRAMER_1_R1PX3 |  | KRAMER_1_R1BX3 | Resurgence 1 PV | CISO | N | CAISO System |  |  | Paired_Solar_1Axis | PHOTO VOLTAIC | SUN | 90 | 90 |  |  |  |  | 1 | 24 | 24 | 90 |  |  |  | 0.1 | 0.1 | 2.52 | 0.27 | 29.55 | 38.2 | 59.22 | 51.11 | 2.74 | 0.1 | 0.1 | 0.1 | N | South | FC |  | co-located with KRAMER_1_R1BX3
KRAMER_1_R2BX2 |  | KRAMER_1_R2PX2 | Resurgence 2 BESS | CISO | N | CAISO System |  |  | Paired_BattStorage | OTHER | LESR | 40 | 40 | 0.8 | 160 | 160 | 1 | 1 | 24 | 4 | 48 |  |  |  | 40 | 40 | 40 | 40 | 40 | 40 | 40 | 40 | 40 | 40 | 40 | 40 | Y | South | FC |  | Co-located with KRAMER_1_R1PX3.
KRAMER_1_R2PX2 |  | KRAMER_1_R2BX2 | Resurgence 2 PV | CISO | N | CAISO System |  |  | Paired_Solar_1Axis | PHOTO VOLTAIC | SUN | 48 | 48 |  |  |  |  | 1 | 24 | 4 | 48 |  |  |  | 0.1 | 0.1 | 1.35 | 0.14 | 15.76 | 20.37 | 31.58 | 27.26 | 1.46 | 0.1 | 0.1 | 0.1 | N | South | FC |  | Co-located with KRAMER_1_R1BX3.
KRAMER_2_SEGS 9 |  |  | Kramer Junction 9 | CISO | N | CAISO System |  |  | Solar_Thermal | STEAM | SUN | 80 | 92 |  |  |  |  | 1 | 24 | 24 |  |  |  |  | 0.1 | 0.1 | 0.59 | 1.81 | 29.02 | 32.99 | 32.84 | 34.72 | 7.82 | 1.24 | 0.1 | 0.1 | N | South | FC
KRNCNY_6_UNIT |  |  | KERN CANYON POWERHOUSE | CISO | N | CAISO System |  |  | Hydro | HYDRO | WATER | 10.6 | 11.5 |  |  |  |  | 1 | 24 | 24 |  |  |  |  | 3.38 | 3.56 | 4.14 | 7.52 | 6.88 | 6.16 | 5.47 | 3.36 | 2.21 | 1.51 | 1.61 | 1.55 | N | North | FC
KYCORA_6_KMSBT1 |  |  | Kearny Mesa Storage | CISO | N | San Diego-IV | San Diego |  | Battery Storage | OTHER | LESR | 1 | 1 | .8 | 4 | 4 | 1 | 1 | 24 | 4 |  |  | 0 | 1 | 0 | 0 | 0 | 0 | 0 | 0 | 0 | 0 | 0 | 0 | 0 | 0 | Y | South | EO
LACIEN_2_VENICE |  |  | MWD Venice Hydroelectric Recovery Plant | CISO | N | LA Basin | Western, El Nido |  | Hydro | HYDRO | WATER | 9.95 | 10.1 |  |  |  |  | 1 | 24 | 24 |  |  |  |  | 0 | 0 | 0 | 0 | 0 | 0 | 0 | 0 | 0 | 0 | 0 | 0 | N | South | FC
LAKHDG_6_UNIT 1 |  |  | Lake Hodges Pumped Storage-Unit1 | CISO | N | San Diego-IV | San Diego |  | Pumped Hydro | PUMPED STORAGE | WATER | 20 | 20.4 |  |  |  |  | 1 | 24 | 24 |  |  | 20 | 1 | 20 | 20 | 20 | 20 | 20 | 20 | 20 | 20 | 20 | 20 | 20 | 20 | Y | South | FC
LAKHDG_6_UNIT 2 |  |  | Lake Hodges Pumped Storage-Unit2 | CISO | N | San Diego-IV | San Diego |  | Pumped Hydro | PUMPED STORAGE | WATER | 20 | 20.4 |  |  |  |  | 1 | 24 | 24 |  |  | 20 | 1 | 20 | 20 | 20 | 20 | 20 | 20 | 20 | 20 | 20 | 20 | 20 | 20 | Y | South | FC
LAMONT_1_SOLAR1 |  |  | Regulus Solar | CISO | N | Kern | South Kern PP, Kern PWR-Tevis | Y | Solar_1Axis | PHOTO VOLTAIC | SUN | 60 | 60 |  |  |  |  | 1 | 24 | 24 |  |  |  |  | 0.1 | 0.1 | 1.83 | 0.62 | 26.22 | 32.87 | 44.8 | 37.62 | 3.13 | 0.1 | 0.1 | 0.1 | N | North | FC
LAMONT_1_SOLAR2 |  |  | Redwood Solar Farm 4 | CISO | N | Kern | South Kern PP, Kern PWR-Tevis | Y | Solar_1Axis | PHOTO VOLTAIC | SUN | 20 | 20 |  |  |  |  | 1 | 24 | 24 |  |  |  |  | 0.1 | 0.1 | 0.61 | 0.21 | 8.74 | 10.96 | 14.93 | 12.54 | 1.04 | 0.1 | 0.1 | 0.1 | N | North | FC
LAMONT_1_SOLAR3 |  |  | Woodmere Solar Farm | CISO | N | Kern | South Kern PP, Kern PWR-Tevis | Y | Solar_1Axis | PHOTO VOLTAIC | SUN | 14.99 | 15 |  |  |  |  | 1 | 24 | 24 |  |  |  |  | 0.1 | 0.1 | 0.46 | 0.16 | 6.55 | 8.21 | 11.19 | 9.4 | 0.78 | 0.1 | 0.1 | 0.1 | N | North | FC
LAMONT_1_SOLAR4 |  |  | Hayworth Solar Farm | CISO | N | Kern | South Kern PP, Kern PWR-Tevis | Y | Solar_1Axis | PHOTO VOLTAIC | SUN | 26.66 | 27 |  |  |  |  | 1 | 24 | 24 |  |  |  |  | 0.1 | 0.1 | 0.81 | 0.28 | 11.65 | 14.6 | 19.91 | 16.72 | 1.39 | 0.1 | 0.1 | 0.1 | N | North | FC
LAMONT_1_SOLAR5 |  |  | Redcrest Solar Farm | CISO | N | Kern | South Kern PP, Kern PWR-Tevis | Y | Solar_1Axis | PHOTO VOLTAIC | SUN | 16.66 | 20 |  |  |  |  | 1 | 24 | 24 |  |  |  |  | 0.1 | 0.1 | 0.51 | 0.17 | 7.28 | 9.13 | 12.44 | 10.45 | 0.87 | 0.1 | 0.1 | 0.1 | N | North | FC
LAPLMA_2_UNIT 1 |  |  | La Paloma Generating Plant Unit #1 | CISO | N | CAISO System |  |  | CCGT | COMBINED CYCLE | NATURAL GAS | 267 | 295 |  |  |  |  | 1 | 24 | 24 |  |  | 202 | 1 | 267 | 267 | 267 | 267 | 267 | 267 | 267 | 267 | 267 | 267 | 267 | 267 | Y | North | FC
LAPLMA_2_UNIT 2 |  |  | La Paloma Generating Plant Unit #2 | CISO | N | CAISO System |  |  | CCGT | COMBINED CYCLE | NATURAL GAS | 266 | 295 |  |  |  |  | 1 | 24 | 24 |  |  | 201 | 1 | 266 | 266 | 266 | 266 | 266 | 266 | 266 | 266 | 266 | 266 | 266 | 266 | Y | North | FC
LAPLMA_2_UNIT 3 |  |  | La Paloma Generating Plant Unit #3 | CISO | N | CAISO System |  |  | CCGT | COMBINED CYCLE | NATURAL GAS | 266 | 295 |  |  |  |  | 1 | 24 | 24 |  |  | 204 | 1 | 266 | 266 | 266 | 266 | 266 | 266 | 266 | 266 | 266 | 266 | 266 | 266 | Y | North | FC
LAPLMA_2_UNIT 4 |  |  | LA PALOMA GENERATING PLANT, UNIT #4 | CISO | N | CAISO System |  |  | CCGT | COMBINED CYCLE | NATURAL GAS | 267 | 295 |  |  |  |  | 1 | 24 | 24 |  |  | 205 | 1 | 267 | 267 | 267 | 267 | 267 | 267 | 267 | 267 | 267 | 267 | 267 | 267 | Y | North | FC
LARKSP_6_UNIT 1 |  |  | LARKSPUR PEAKER UNIT 1 | CISO | N | San Diego-IV | San Diego, Border |  | Peaker | COMBUSTION TURBINE | NATURAL GAS | 49 | 49 |  |  |  |  | 1 | 24 | 24 |  |  | 49 | 1 | 49 | 49 | 49 | 49 | 49 | 49 | 49 | 49 | 49 | 49 | 49 | 49 | Y | South | FC
LARKSP_6_UNIT 2 |  |  | LARKSPUR PEAKER UNIT 2 | CISO | N | San Diego-IV | San Diego, Border |  | Peaker | COMBUSTION TURBINE | NATURAL GAS | 49 | 49 |  |  |  |  | 1 | 24 | 24 |  |  | 49 | 1 | 49 | 49 | 49 | 49 | 49 | 49 | 49 | 49 | 49 | 49 | 49 | 49 | Y | South | FC
LAROA2_2_UNITA1 |  |  | LR2 | CISO | N | San Diego-IV |  |  | CCGT | COMBINED CYCLE | NATURAL GAS | 322 | 322 |  |  |  |  | 1 | 24 | 24 |  |  | 161 | 1 | 322 | 322 | 322 | 322 | 322 | 322 | 322 | 322 | 322 | 322 | 322 | 322 | Y | South | FC
LASSEN_6_UNITS |  |  | Honey Lake Power | CISO | N | CAISO System |  |  | Biomass | STEAM | BIOMASS | 30 | 50.4 |  |  |  |  | 1 | 24 | 24 |  |  | 18 | 1 | 30 | 30 | 30 | 30 | 30 | 30 | 30 | 30 | 30 | 30 | 30 | 30 | Y | North | FC
LAWRNC_7_SUNYVL |  |  | City of Sunnyvale Unit 1 and 2 | CISO | N | Bay Area |  | Y | Biogas | RECIPROCATING ENGINE | BIOGAS | 0.3 | 1.6 |  |  |  |  | 1 | 24 | 24 |  |  |  |  | 0.11 | 0.04 | 0.07 | 0.14 | 0.16 | 0.13 | 0.12 | 0.15 | 0.13 | 0.07 | 0.09 | 0.18 | N | North | FC
LCKHT1_2_LH1SR1 |  |  | Lockhart Solar 1 PV | CISO | N | CAISO System |  |  | Paired_Solar_1Axis | PHOTO VOLTAIC | SUN | 85 | 85 |  |  |  |  | 1 | 24 | 24 |  |  |  |  | 0.1 | 0.1 | 2.38 | 0.25 | 27.91 | 36.08 | 55.93 | 48.27 | 2.59 | 0.1 | 0.1 | 0.1 | N | South | ID | 100% | First 80 MW have FCDS priority. Waiting for the Mohave RAS.
LCKHT1_2_LH1SR2 |  |  | Lockhart Solar 2 | CISO | N | CAISO System |  |  | Solar_1Axis | PHOTO VOLTAIC | SUN | 75 | 75 |  |  |  |  | 1 | 24 | 24 |  |  |  |  | 0.1 | 0.1 | 2.1 | 0.22 | 24.62 | 31.83 | 49.35 | 42.59 | 2.28 | 0.1 | 0.1 | 0.1 | N | South | ID | 100% | Waiting for the Mohave RAS.
LEBECS_2_UNITS |  |  | Pastoria Energy Facility | CISO | N | Big Creek-Ventura |  |  | CCGT | COMBINED CYCLE | NATURAL GAS | 799.47 | 799.47 |  |  |  |  | 1 | 24 | 24 |  |  | 635 | 1 | 799.47 | 799.47 | 795 | 785 | 775 | 775 | 775 | 775 | 775 | 785 | 799.47 | 799.47 | Y | South | FC
LECEF_1_UNITS |  |  | LOS ESTEROS ENERGY FACILITY AGGREGATE | CISO | N | Bay Area | San Jose, South Bay-Moss Landing | Y | CCGT | COMBINED CYCLE | NATURAL GAS | 309.84 | 309.84 |  |  |  |  | 1 | 24 | 24 |  |  | 248 | 1 | 304 | 304 | 304 | 303 | 303 | 302 | 302 | 299 | 302 | 303 | 303 | 303 | Y | North | FC
LECONT_2_LESBT1 |  |  | LeConte Energy Storage | CISO | N | San Diego-IV |  |  | Battery Storage | OTHER | LESR | 125 | 125 | .8 | 250 | 250 | 1 | 1 | 24 | 4 |  |  | 165 | 1 | 40 | 40 | 40 | 40 | 40 | 40 | 40 | 40 | 40 | 40 | 40 | 40 | Y | South | PD | 40.4 | 0
LEPRFD_1_KANSAS |  |  | Kansas | CISO | N | Fresno | Herndon, Hanford | Y | Solar_Fixed | PHOTO VOLTAIC | SUN | 20 | 20 |  |  |  |  | 1 | 24 | 24 |  |  |  |  | 0.1 | 0.1 | 0.64 | 0.17 | 5.99 | 7.29 | 12.07 | 10.38 | 1.06 | 0.1 | 0.1 | 0.1 | N | North | FC
LGHTHP_6_ICEGEN |  |  | CARSON COGENERATION | CISO | N | LA Basin | Western | Y | Peaker | COMBINED CYCLE | NATURAL GAS | 48 | 54.7 |  |  |  |  | 1 | 24 | 24 |  |  | 20 | 1 | 48 | 48 | 48 | 48 | 48 | 48 | 48 | 48 | 48 | 48 | 48 | 48 | Y | South | FC
LHILLS_6_SOLAR1 |  |  | Lost Hills Solar | CISO | N | CAISO System |  | Y | Solar_1Axis | PHOTO VOLTAIC | SUN | 20 | 20 |  |  |  |  | 1 | 24 | 24 |  |  |  |  | 0.1 | 0.1 | 0.61 | 0.21 | 8.74 | 10.96 | 14.93 | 12.54 | 1.04 | 0.1 | 0.1 | 0.1 | N | North | FC
LILIAC_6_SOLAR |  |  | Mesa Crest | CISO | N | San Diego-IV | San Diego |  | Solar_1Axis | PHOTO VOLTAIC | SUN | 3 | 3 |  |  |  |  | 1 | 24 | 24 |  |  |  |  | 0.1 | 0.1 | 0.1 | 0.1 | 0.98 | 1.27 | 1.97 | 1.7 | 0.1 | 0.1 | 0.1 | 0.1 | N | South | FC
LITLRK_6_GBCSR1 |  |  | Green Beanworks C | CISO | N | Big Creek-Ventura |  |  | Solar_1Axis | PHOTO VOLTAIC | SUN | 3 | 3 |  |  |  |  | 1 | 24 | 24 |  |  |  |  | 0.1 | 0.1 | 0.1 | 0.1 | 0.98 | 1.27 | 1.97 | 1.7 | 0.1 | 0.1 | 0.1 | 0.1 | N | South | FC
LITLRK_6_SEPV01 |  |  | Gestamp Solar 1 | CISO | N | Big Creek-Ventura |  |  | Solar_1Axis | PHOTO VOLTAIC | SUN | 2 | 2 |  |  |  |  | 1 | 24 | 24 |  |  |  |  | 0 | 0 | 0 | 0 | 0 | 0 | 0 | 0 | 0 | 0 | 0 | 0 | N | South | EO
LITLRK_6_SOLAR1 |  |  | Lancaster Little Rock C | CISO | N | Big Creek-Ventura |  |  | Solar_1Axis | PHOTO VOLTAIC | SUN | 5 | 5 |  |  |  |  | 1 | 24 | 24 |  |  |  |  | 0.1 | 0.1 | 0.14 | 0.1 | 1.64 | 2.12 | 3.29 | 2.84 | 0.15 | 0.1 | 0.1 | 0.1 | N | South | FC
LITLRK_6_SOLAR2 |  |  | Palmdale 18 | CISO | N | Big Creek-Ventura |  |  | Solar_1Axis | PHOTO VOLTAIC | SUN | 2 | 2 |  |  |  |  | 1 | 24 | 24 |  |  |  |  | 0.1 | 0.1 | 0.1 | 0.1 | 0.66 | 0.85 | 1.32 | 1.14 | 0.1 | 0.1 | 0.1 | 0.1 | N | South | FC
LITLRK_6_SOLAR3 |  |  | One Ten Partners | CISO | N | Big Creek-Ventura |  |  | Solar_1Axis | PHOTO VOLTAIC | SUN | 2 | 2 |  |  |  |  | 1 | 24 | 24 |  |  |  |  | 0.1 | 0.1 | 0.1 | 0.1 | 0.66 | 0.85 | 1.32 | 1.14 | 0.1 | 0.1 | 0.1 | 0.1 | N | South | FC
LITLRK_6_SOLAR4 |  |  | Little Rock Pham Solar | CISO | N | Big Creek-Ventura |  |  | Solar_1Axis | PHOTO VOLTAIC | SUN | 3 | 3 |  |  |  |  | 1 | 24 | 24 |  |  |  |  | 0.1 | 0.1 | 0.1 | 0.1 | 0.98 | 1.27 | 1.97 | 1.7 | 0.1 | 0.1 | 0.1 | 0.1 | N | South | FC
LIVEOK_6_SOLAR |  |  | Harris | CISO | N | Sierra | Pease |  | Solar_Fixed | PHOTO VOLTAIC | SUN | 1.25 | 1.3 |  |  |  |  | 1 | 24 | 24 |  |  |  |  | 0.1 | 0.1 | 0.1 | 0.1 | 0.15 | 0.18 | 0.3 | 0.26 | 0.1 | 0.1 | 0.1 | 0.1 | N | North | PD | 40.00%
LIVOAK_1_UNIT 1 |  |  | LIVE OAK LIMITED | CISO | N | Kern | South Kern PP, Kern Oil | Y | Peaker | COMBUSTION TURBINE | NATURAL GAS | 49.7 | 55.3 |  |  |  |  | 1 | 24 | 24 |  |  | 49.7 | 1 | 49.7 | 49.7 | 49.7 | 49.7 | 49.7 | 49.7 | 49.7 | 49.7 | 49.7 | 49.7 | 49.7 | 49.7 | Y | North | FC
LMBEPK_2_UNITA1 |  |  | Lambie Energy Center, Unit #1 | CISO | N | Bay Area | Contra Costa | Y | Peaker | COMBUSTION TURBINE | NATURAL GAS | 47.5 | 49.9 |  |  |  |  | 1 | 24 | 24 |  |  | 47.5 | 1 | 47.5 | 47.5 | 47.5 | 47.5 | 47.5 | 47.5 | 47.5 | 47.5 | 47.5 | 47.5 | 47.5 | 47.5 | Y | North | FC
LMBEPK_2_UNITA2 |  |  | Creed Energy Center, Unit #1 | CISO | N | Bay Area | Contra Costa | Y | Peaker | COMBUSTION TURBINE | NATURAL GAS | 47.6 | 49.9 |  |  |  |  | 1 | 24 | 24 |  |  | 47.6 | 1 | 47.6 | 47.6 | 47.6 | 47.6 | 47.6 | 47.6 | 47.6 | 47.6 | 47.6 | 47.6 | 47.6 | 47.6 | Y | North | FC
LMBEPK_2_UNITA3 |  |  | Goose Haven Energy Center, Unit #1 | CISO | N | Bay Area | Contra Costa | Y | Peaker | COMBUSTION TURBINE | NATURAL GAS | 47.75 | 49.9 |  |  |  |  | 1 | 24 | 24 |  |  | 47.75 | 1 | 47.75 | 47.75 | 47.75 | 47.75 | 47.75 | 47.75 | 47.75 | 47.75 | 47.75 | 47.75 | 47.75 | 47.75 | Y | North | FC
LMEC_1_PL1X3 |  |  | Los Medanos Energy Center AGGREGATE | CISO | N | Bay Area | Pittsburg | Y | CCGT | COMBINED CYCLE | NATURAL GAS | 580 | 580 |  |  |  |  | 1 | 24 | 24 |  |  | 390 | 1 | 580 | 580 | 580 | 580 | 580 | 580 | 580 | 580 | 580 | 580 | 580 | 580 | Y | North | FC
LNCSTR_6_CREST |  |  | Lanacaster Aggregate Solar Resources | CISO | N | Big Creek-Ventura |  |  | Solar_1Axis | PHOTO VOLTAIC | SUN | 5.5 | 5.5 |  |  |  |  | 1 | 24 | 24 |  |  |  |  | 0 | 0 | 0 | 0 | 0 | 0 | 0 | 0 | 0 | 0 | 0 | 0 | N | South | EO
LNCSTR_6_SOLAR2 | LNCSTR_6_SOLAR2_SUN |  | SEPV Sierra NGR | CISO | N | Big Creek-Ventura |  |  | Hybrid_SolarFixed | OTHER | HYBD | 3 | 3 |  |  |  |  | 1 | 24 | 24 | 8.25 |  | 10.25 | 2 | 0 | 0 | 0 | 0 | 0 | 0 | 0 | 0 | 0 | 0 | 0 | 0 | N | South | PD | 6.90 | Hybrid - Solar PV 3.00 MW and BESS 6.13 MW
LNCSTR_6_SOLAR2 | LNCSTR_6_SOLAR2_LESR |  | SEPV Sierra NGR | CISO | N | Big Creek-Ventura |  |  | Hybrid_Storage | OTHER | HYBD | 7 | 7 | .8 | 28 | 28 | 1 | 1 | 24 | 4 | 8.25 | TRUE | 10.25 | 2 | 6.9 | 6.9 | 6.9 | 6.9 | 6.9 | 6.9 | 6.9 | 6.9 | 6.9 | 6.9 | 6.9 | 6.9 | Y | South | PD | 6.90 | Hybrid - Solar PV 3.00 MW and BESS 6.13 MW
LOCKFD_1_BEARCK |  |  | Bear Creek Solar | CISO | N | Stockton | Tesla-Bellota |  | Solar_Fixed | PHOTO VOLTAIC | SUN | 1.5 | 2.5 |  |  |  |  | 1 | 24 | 24 |  |  |  |  | 0.1 | 0.1 | 0.1 | 0.1 | 0.45 | 0.55 | 0.91 | 0.78 | 0.1 | 0.1 | 0.1 | 0.1 | N | North | FC
LOCKFD_1_KSOLAR |  |  | Kettleman Solar | CISO | N | Stockton | Tesla-Bellota | Y | Solar_Fixed | PHOTO VOLTAIC | SUN | 1 | 1 |  |  |  |  | 1 | 24 | 24 |  |  |  |  | 0.1 | 0.1 | 0.1 | 0.1 | 0.3 | 0.36 | 0.6 | 0.52 | 0.1 | 0.1 | 0.1 | 0.1 | N | North | FC
LODI25_2_UNIT 1 |  |  | LODI GAS TURBINE | CISO | N | Stockton | Lockeford |  | Peaker | FTUR | NATURAL GAS | 25 | 25.4 |  |  |  |  | 1 | 24 | 24 |  |  | 23.8 | 1 | 23.8 | 23.8 | 23.8 | 23.8 | 23.8 | 23.8 | 23.8 | 23.8 | 23.8 | 23.8 | 23.8 | 23.8 | Y | North | FC
LODIEC_2_PL1X2 |  |  | Lodi Energy Center | CISO | N | Sierra | South of Rio Oso, South of Palermo | Y | CCGT | COMBINED CYCLE | NATURAL GAS | 302.58 | 302.58 |  |  |  |  | 1 | 24 | 24 |  |  | 202.58 | 1 | 302.58 | 302.58 | 302.58 | 302.58 | 302.58 | 302.58 | 302.58 | 302.58 | 302.58 | 302.58 | 302.58 | 302.58 | Y | North | FC
LOTUS_6_LSFSR1 |  |  | Lotus Solar Farm | CISO | N | Fresno | Borden |  | Solar_1Axis | PHOTO VOLTAIC | SUN | 50 | 50 |  |  |  |  | 1 | 24 | 24 |  |  |  |  | 0.1 | 0.1 | 1.52 | 0.52 | 21.85 | 27.39 | 37.33 | 31.35 | 2.61 | 0.1 | 0.1 | 0.1 | N | North | FC
LOWGAP_1_SUPHR |  |  | Mill & Sulphur Creek Hydro | CISO | N | CAISO System |  |  | Hydro | HYDRO | WATER | 0.99 | 1 |  |  |  |  | 1 | 24 | 24 |  |  |  |  | 0.4 | 0.33 | 0.13 | 0.24 | 0.19 | 0 | 0 | 0 | 0 | 0.05 | 0.04 | 0.1 | N | North | FC
LOWGAP_7_QFUNTS |  |  | Matthews Dam Hydro | CISO | N | CAISO System |  |  | Hydro | HYDRO | WATER | 1.35 | 3.5 |  |  |  |  | 1 | 24 | 24 |  |  |  |  | 0.66 | 0.77 | 0.59 | 0.67 | 0.67 | 0.33 | 0.19 | 0.14 | 0.3 | 0.27 | 0.71 | 0.49 | N | North | FC
LTBEAR_1_LB3SR3 |  |  | Little Bear 3 Solar | CISO | N | Fresno | Panoche 115 kV, Wilson 115 kV | Y | Solar_1Axis | PHOTO VOLTAIC | SUN | 20 | 20 |  |  |  |  | 1 | 24 | 24 |  |  |  |  | 0.1 | 0.1 | 0.61 | 0.21 | 8.74 | 10.96 | 14.93 | 12.54 | 1.04 | 0.1 | 0.1 | 0.1 | N | North | ID | 100% | C7 - Waiting for Bellota-Warnerville 230 kV reconductoring, Wilson - Le Grand 115 kV line reconductoring and possibly other
LTBEAR_1_LB4SR4 |  |  | Little Bear 4 | CISO | N | Fresno | Panoche 115 kV, Wilson 115 kV | Y | Solar_1Axis | PHOTO VOLTAIC | SUN | 50 | 50 |  |  |  |  | 1 | 24 | 24 |  |  |  |  | 0.1 | 0.1 | 1.52 | 0.52 | 21.85 | 27.39 | 37.33 | 31.35 | 2.61 | 0.1 | 0.1 | 0.1 | N | North | ID | 100% | C8 - Waiting for Bellota-Warnerville 230 kV reconductoring, Wilson - Le Grand 115 kV line reconductoring and possibly other
LTBEAR_1_LB4SR5 |  |  | Little Bear 4 Solar 5 | CISO | N | Fresno | Panoche 115 kV, Wilson 115 kV | Y | Solar_1Axis | PHOTO VOLTAIC | SUN | 50 | 50 |  |  |  |  | 1 | 24 | 24 |  |  |  |  | 0.1 | 0.1 | 1.52 | 0.52 | 21.85 | 27.39 | 37.33 | 31.35 | 2.61 | 0.1 | 0.1 | 0.1 | N | North | ID | 100% | C8 - Waiting for Bellota-Warnerville 230 kV reconductoring, Wilson - Le Grand 115 kV line reconductoring and possibly other
LTBERA_1_LB1SR1 |  |  | Little Bear Solar 1 | CISO | N | Fresno | Panoche 115 kV, Wilson 115 kV | Y | Solar_1Axis | PHOTO VOLTAIC | SUN | 40 | 40 |  |  |  |  | 1 | 24 | 24 |  |  |  |  | 0.1 | 0.1 | 1.22 | 0.41 | 17.48 | 21.91 | 29.87 | 25.08 | 2.09 | 0.1 | 0.1 | 0.1 | N | North | ID | 100% | C7 - Waiting for Bellota-Warnerville 230 kV reconductoring, Wilson - Le Grand 115 kV line reconductoring and possibly other
MAGNLA_6_ANAHEIM |  |  | Magnolia Power Plant Anaheim | LADWP | Y | #N/A |  |  | CCGT | COMBINED CYCLE | NATURAL GAS | 109 | 109 |  |  |  |  | 1 | 24 | 24 |  |  | 109 | 1 | 109 | 109 | 109 | 109 | 109 | 109 | 109 | 109 | 109 | 109 | 109 | 109 | 0 | South
MAGNLA_6_CERRITOS |  |  | Magnolia Power Plant Cerritos | LADWP | Y | #N/A |  |  | CCGT | COMBINED CYCLE | NATURAL GAS | 12 | 12 |  |  |  |  | 1 | 24 | 24 |  |  |  |  | 12 | 12 | 12 | 12 | 12 | 12 | 12 | 12 | 12 | 12 | 12 | 12 | 0 | South
MAGNLA_6_COLTON |  |  | Magnolia Power Project | LADWP | Y | #N/A |  |  | CCGT | COMBINED CYCLE | NATURAL GAS | 12 | 12 |  |  |  |  | 1 | 24 | 24 |  |  |  |  | 12 | 12 | 12 | 12 | 12 | 12 | 12 | 12 | 12 | 12 | 12 | 12 | 0 | South
MAGNLA_6_PASADENA |  |  | Magnolia Power Plant - PASADENA | LADWP | Y | #N/A |  |  | CCGT | COMBINED CYCLE | NATURAL GAS | 18 | 18 |  |  |  |  | 1 | 24 | 24 |  |  |  |  | 18 | 18 | 18 | 18 | 18 | 18 | 18 | 18 | 18 | 18 | 18 | 18 | 0 | South
MAGUND_1_BKISR1 |  |  | Bakersfield Industrial 1 | CISO | N | Kern | South Kern PP, Kern Oil | Y | Solar_1Axis | PHOTO VOLTAIC | SUN | 1 | 1 |  |  |  |  | 1 | 24 | 24 |  |  |  |  | 0.1 | 0.1 | 0.1 | 0.1 | 0.44 | 0.55 | 0.75 | 0.63 | 0.1 | 0.1 | 0.1 | 0.1 | N | North | FC
MAGUND_1_BKSSR2 |  |  | Bakersfield Solar 1 | CISO | N | Kern | South Kern PP, Kern Oil | Y | Solar_1Axis | PHOTO VOLTAIC | SUN | 5.25 | 5.3 |  |  |  |  | 1 | 24 | 24 |  |  |  |  | 0.1 | 0.1 | 0.16 | 0.1 | 2.29 | 2.88 | 3.92 | 3.29 | 0.27 | 0.1 | 0.1 | 0.1 | N | North | FC
MALAGA_1_PL1X2 |  |  | Malaga Power Aggregate | CISO | N | Fresno | Herndon | Y | Peaker | COMBUSTION TURBINE | NATURAL GAS | 96.61 | 96.61 |  |  |  |  | 1 | 24 | 24 |  |  | 96.61 | 1 | 96.61 | 96.61 | 96.61 | 96.61 | 96.61 | 96.61 | 96.61 | 96.61 | 96.61 | 96.61 | 96.61 | 96.61 | Y | North | FC
MALCHQ_7_UNIT 1 |  |  | MALACHA HYDRO L.P. | CISO | N | CAISO System |  |  | Hydro | HYDRO | WATER | 32.5 | 32.5 |  |  |  |  | 1 | 24 | 24 |  |  |  |  | 10 | 10.57 | 3.98 | 4.18 | 0.62 | 0.09 | 0.17 | 0 | 0 | 0.26 | 0.67 | 2.19 | N | North | FC
MALIN_5_BPADYN |  |  | MALIN_5_BPADYN | BPAT | Y | #N/A |  |  | Hydro | HYDRO | WATER | 700 | 700 |  |  |  |  | 1 | 24 | 24 |  |  |  |  | 700 | 700 | 700 | 700 | 700 | 700 | 700 | 700 | 700 | 700 | 700 | 700 | 0 | North
MALIN_5_GCPDDYN |  |  | Grant County Hydro Facilities | BPAT | Y | #N/A |  |  | Hydro | HYDRO | WATER | 125 | 125 |  |  |  |  | 1 | 24 | 24 |  |  |  |  | 125 | 125 | 125 | 125 | 125 | 125 | 125 | 125 | 125 | 125 | 125 | 125 | 0 | North
MALIN_5_HERMDYN |  |  | MALIN_5_HERMDYN | BPAT | Y | #N/A |  |  | CCGT | COMBINED CYCLE | NATURAL GAS | 308 | 308 |  |  |  |  | 1 | 24 | 24 |  |  |  |  | 308 | 308 | 308 | 308 | 308 | 308 | 308 | 308 | 308 | 308 | 308 | 308 | 0 | North
MALIN_5_IBERDR |  |  | Iberdrola Centroid Sytem Resource | BPAT | Y | #N/A |  |  | Wind | WIND | WIND | 100 | 100 |  |  |  |  | 1 | 24 | 24 |  |  | 0 | 1 | 20.06 | 21.23 | 20.06 | 29.3 | 22 | 16.55 | 10 | 6 | 11.64 | 6.78 | 10.3 | 15.06 | 0 | North
MALIN_5_INHRED |  |  | CSF Columbia Gorge | BPAT | Y | #N/A |  |  | Wind | WIND | WIND | 50 | 50 |  |  |  |  | 1 | 24 | 24 |  |  | 0 | 1 | 10.03 | 10.61 | 10.03 | 14.65 | 11 | 8.27 | 5 | 3 | 5.82 | 3.39 | 5.15 | 7.53 | 0 | North
MALIN_5_INHRPG |  |  | BIGLOW CANYON | BPAT | Y | #N/A |  |  | Wind | WIND | WIND | 50 | 50 |  |  |  |  | 1 | 24 | 24 |  |  | 0 | 1 | 10.03 | 10.61 | 10.03 | 14.65 | 11 | 8.27 | 5 | 3 | 5.82 | 3.39 | 5.15 | 7.53 | 0 | North
MANTEC_1_ML1SR1 |  |  | Manteca Land 1 | CISO | N | Stockton | Tesla-Bellota | Y | Solar_1Axis | PHOTO VOLTAIC | SUN | 1 | 1 |  |  |  |  | 1 | 24 | 24 |  |  |  |  | 0 | 0 | 0 | 0 | 0 | 0 | 0 | 0 | 0 | 0 | 0 | 0 | N | North | EO
MANZNA_2_WIND |  |  | Manzana Wind | CISO | N | CAISO System |  |  | Wind | WIND | WIND | 189 | 300 |  |  |  |  | 1 | 24 | 24 |  |  |  |  | 10.3 | 22.23 | 24.02 | 76.26 | 81.28 | 71.66 | 62.98 | 55.15 | 37.81 | 17.69 | 8.18 | 8.68 | N | South | FC
MARCPW_6_SOLAR1 |  |  | Maricopa West Solar PV | CISO | N | CAISO System |  | Y | Solar_1Axis | PHOTO VOLTAIC | SUN | 20 | 20 |  |  |  |  | 1 | 24 | 24 |  |  |  |  | 0.1 | 0.1 | 0.61 | 0.21 | 8.74 | 10.96 | 14.93 | 12.54 | 1.04 | 0.1 | 0.1 | 0.1 | N | North | FC
MARTIN_1_SUNSET |  |  | Sunset Reservoir - North Basin | CISO | N | Bay Area |  |  | Solar_Fixed | PHOTO VOLTAIC | SUN | 4.5 | 4.5 |  |  |  |  | 1 | 24 | 24 |  |  |  |  | 0.1 | 0.1 | 0.15 | 0.1 | 1.35 | 1.64 | 2.72 | 2.34 | 0.24 | 0.1 | 0.1 | 0.1 | N | North | FC
MARVEL_2_MARBT3 |  |  | Marvel 2 | CISO | N | LA Basin |  |  | Battery Storage | OTHER | LESR | 74.94 | 75 | 0.8 | 300 | 300 | 1 | 1 | 24 | 4 |  |  | 149.94 | 1 | 74.93 | 74.93 | 74.93 | 74.93 | 74.93 | 74.93 | 74.93 | 74.93 | 74.93 | 74.93 | 74.93 | 74.93 | Y | South | ID | 100% | Waiting for West of Colorado River cRAS.
MARVEL_2_MARBX2 |  |  | Marvel | CISO | N | LA Basin |  |  | Battery Storage | OTHER | LESR | 325 | 325 | 0.8 | 1300 | 1300 | 1 | 1 | 24 | 4 |  |  | 650 | 1 | 324.99 | 324.99 | 324.99 | 324.99 | 324.99 | 324.99 | 324.99 | 324.99 | 324.99 | 324.99 | 324.99 | 324.99 | Y | South | ID | 100% | Waiting for West of Colorado River cRAS.
MCARTH_6_FRIVRB |  |  | Fall River Mills Project B | CISO | N | CAISO System |  |  | Solar_Fixed | PHOTO VOLTAIC | SUN | 1.5 | 1.5 |  |  |  |  | 1 | 24 | 24 |  |  |  |  | 0.1 | 0.1 | 0.1 | 0.1 | 0.45 | 0.55 | 0.91 | 0.78 | 0.1 | 0.1 | 0.1 | 0.1 | N | North | ID | 100% | 18DGD Waiting for Modify QC8SPS-02 and many other
MCCALL_1_QF |  |  | Fish Water | CISO | N | Fresno | Herndon |  | Hydro | HYDRO | WATER | 0.52 | 2.5 |  |  |  |  | 1 | 24 | 24 |  |  |  |  | 0.3 | 0.39 | 0.27 | 0.29 | 0.33 | 0.32 | 0.3 | 0.2 | 0.24 | 0.35 | 0.32 | 0.23 | N | North | FC
MCFLND_5_MFSBT1 |  |  | McFarland Solar A BESS | CISO | N | CAISO System |  |  | Paired_BattStorage | OTHER | LESR | 100 | 100 | .8 |  |  |  | 1 | 24 | 24 | [5 empty] | 100 | 100 | 100 | 100 | 100 | 100 | 100 | 100 | 100 | 100 | 100 | N | South | FC
MCSWAN_6_UNITS |  |  | MC SWAIN HYDRO | CISO | N | Fresno | Panoche 115 kV, Wilson 115 kV |  | Hydro | HYDRO | WATER | 9 | 10 |  |  |  |  | 1 | 24 | 24 |  |  | 9 | 1 | 9 | 9 | 9 | 9 | 9 | 9 | 9 | 9 | 9 | 9 | 9 | 9 | Y | North | FC | 0 | 0
MDFKRL_2_PROJCT |  |  | MIDDLE FORK AND RALSTON PSP | CISO | N | Sierra | South of Rio Oso, South of Palermo |  | Hydro | HYDRO | WATER | 210 | 210 |  |  |  |  | 1 | 24 | 24 |  |  | 210 | 1 | 210 | 210 | 210 | 210 | 210 | 210 | 210 | 210 | 210 | 210 | 210 | 210 | Y | North | FC
MENBIO_6_RENEW1 |  |  | CalRENEW - 1(A) | CISO | N | Fresno | Herndon, Panoche 115 kV, Wilson 115 kV | Y | Solar_Fixed | PHOTO VOLTAIC | SUN | 5 | 5 |  |  |  |  | 1 | 24 | 24 |  |  |  |  | 0.1 | 0.1 | 0.16 | 0.1 | 1.5 | 1.82 | 3.02 | 2.6 | 0.27 | 0.1 | 0.1 | 0.1 | N | North | FC
MERCED_1_SOLAR1 |  |  | Mission Solar | CISO | N | Fresno |  | Y | Solar_1Axis | PHOTO VOLTAIC | SUN | 1.5 | 1.5 |  |  |  |  | 1 | 24 | 24 |  |  |  |  | 0 | 0 | 0 | 0 | 0 | 0 | 0 | 0 | 0 | 0 | 0 | 0 | N | North | EO
MERCED_1_SOLAR2 |  |  | Merced Solar | CISO | N | Fresno |  | Y | Solar_1Axis | PHOTO VOLTAIC | SUN | 1.5 | 1.5 |  |  |  |  | 1 | 24 | 24 |  |  |  |  | 0 | 0 | 0 | 0 | 0 | 0 | 0 | 0 | 0 | 0 | 0 | 0 | N | North | EO
MERCFL_6_UNIT |  |  | Merced Falls Powerhouse | CISO | N | Fresno | Panoche 115 kV, Wilson 115 kV | Y | Hydro | HYDRO | WATER | 3.5 | 3.5 |  |  |  |  | 1 | 24 | 24 |  |  | 3.5 | 1 | 3.5 | 3.5 | 3.5 | 3.5 | 3.5 | 3.5 | 3.5 | 3.5 | 3.5 | 3.5 | 3.5 | 3.5 | Y | North | FC | 0 | 0
MESAP_1_QF |  |  | SMALL QF AGGREGATION - SAN LUIS OBISPO | CISO | N | CAISO System |  |  | CHP | OTHER | OTHER | 1 | 1 |  |  |  |  | 1 | 24 | 24 |  |  |  |  | 0 | 0 | 0 | 0 | 0 | 0 | 0 | 0 | 0 | 0 | 0 | 0 | N | North | FC
METEC_2_PL1X3 |  |  | Metcalf Energy Center | CISO | N | Bay Area | South Bay-Moss Landing |  | CCGT | COMBINED CYCLE | NATURAL GAS | 597.05 | 597.05 |  |  |  |  | 1 | 24 | 24 |  |  | 417.05 | 1 | 597.05 | 597.05 | 597.05 | 597.05 | 597.05 | 597.05 | 597.05 | 597.05 | 597.05 | 597.05 | 597.05 | 597.05 | Y | North | FC
MIDWD_2_WIND2 |  |  | Coram Energy | CISO | N | CAISO System |  |  | Wind | WIND | WIND | 3 | 3 |  |  |  |  | 1 | 24 | 24 |  |  |  |  | 0.16 | 0.35 | 0.38 | 1.21 | 1.29 | 1.14 | 1 | 0.88 | 0.6 | 0.28 | 0.13 | 0.14 | N | South | FC
MIDWD_7_CORAMB |  |  | CELLC 7.5 MW Tehachapi Project | CISO | N | CAISO System |  |  | Wind | WIND | WIND | 7.5 | 7.5 |  |  |  |  | 1 | 24 | 24 |  |  |  |  | 0.41 | 0.88 | 0.95 | 3.03 | 3.23 | 2.84 | 2.5 | 2.19 | 1.5 | 0.7 | 0.32 | 0.34 | N | South | FC
MIDWY3_2_MDSSR1 |  |  | Midway South Solar Farm | IID | Y | #N/A |  |  | Solar_Fixed | PHOTO VOLTAIC | SUN | 20 | 20 |  |  |  |  | 1 | 24 | 24 |  |  | 0 | 1 | 0.1 | 0.1 | 0.54 | 0.1 | 3.79 | 5.18 | 10.09 | 8.67 | 0.46 | 0.1 | 0.1 | 0.1 | 0 | South
MIDWYS_2_MIDSL1 |  |  | Midway Solar Farm | IID | Y | #N/A |  |  | Solar_Fixed | PHOTO VOLTAIC | SUN | 49.9 | 50 |  |  |  |  | 1 | 24 | 24 |  |  | 0 | 1 | 0.1 | 0.1 | 1.35 | 0.1 | 9.45 | 12.91 | 25.18 | 21.64 | 1.15 | 0.1 | 0.1 | 0.1 | 0 | South
MILFRD_7_PASADENA |  |  | Milford I | LADWP | Y | #N/A |  |  | Wind | WIND | WIND | 5 | 5 |  |  |  |  | 1 | 24 | 24 |  |  |  |  | 0.27 | 0.59 | 0.64 | 2.02 | 2.15 | 1.9 | 1.67 | 1.46 | 1 | 0.47 | 0.22 | 0.23 | 0 | South
MIRLOM_2_CORONA |  |  | MWD Corona Hydroelectric Recovery Plant | CISO | N | LA Basin | Eastern |  | Hydro | HYDRO | WATER | 2.85 | 2.8 |  |  |  |  | 1 | 24 | 24 |  |  |  |  | 1.5 | 0.98 | 0.86 | 0.93 | 1.85 | 1.51 | 0.33 | 0.64 | 0.53 | 0.78 | 0.82 | 1.24 | N | South | FC
MIRLOM_2_CREST |  |  | Temescal Canyon RV | CISO | N | LA Basin | Eastern |  | Solar_Fixed | PHOTO VOLTAIC | SUN | 1.5 | 1.5 |  |  |  |  | 1 | 24 | 24 |  |  |  |  | 0 | 0 | 0 | 0 | 0 | 0 | 0 | 0 | 0 | 0 | 0 | 0 | N | South | EO
MIRLOM_2_LNDFL |  |  | Milliken Landfill Solar | CISO | N | LA Basin | Eastern | Y | Solar_1Axis | PHOTO VOLTAIC | SUN | 3 | 3 |  |  |  |  | 1 | 24 | 24 |  |  |  |  | 0.1 | 0.1 | 0.1 | 0.1 | 0.98 | 1.27 | 1.97 | 1.7 | 0.1 | 0.1 | 0.1 | 0.1 | N | South | FC
MIRLOM_2_MLBBTA |  |  | Mira Loma BESS A | CISO | N | LA Basin | Eastern |  | Battery Storage | OTHER | LESR | 10 | 10 | 0.87 | 40 | 111.6578 | 2.7914 | 1 | 24 | 11.1658 |  |  | 20 | 1 | 10 | 10 | 10 | 10 | 10 | 10 | 10 | 10 | 10 | 10 | 10 | 10 | Y | South | FC
MIRLOM_2_MLBBTB |  |  | Mira Loma BESS B | CISO | N | LA Basin | Eastern |  | Battery Storage | OTHER | LESR | 10 | 10 | 0.87 | 40 | 111.6578 | 2.7914 | 1 | 24 | 11.1658 |  |  | 20 | 1 | 10 | 10 | 10 | 10 | 10 | 10 | 10 | 10 | 10 | 10 | 10 | 10 | Y | South | FC
MIRLOM_2_TEMESC |  |  | MWD Temescal Hydroelectric Recovery Plan | CISO | N | LA Basin | Eastern | Y | Hydro | HYDRO | WATER | 2.85 | 2.8 |  |  |  |  | 1 | 24 | 24 |  |  |  |  | 1.33 | 0.58 | 1.07 | 1.65 | 1.71 | 1.01 | 0.06 | 0.77 | 0.92 | 0.73 | 0.85 | 1.43 | N | South | FC
MIRLOM_6_PEAKER |  |  | Mira Loma Peaker | CISO | N | LA Basin | Eastern | Y | Peaker | COMBUSTION TURBINE | NATURAL GAS | 47.18 | 49.8 |  |  | 423.06 |  | 1 | 24 | 8.9669 |  |  | 47.18 | 1 | 47.18 | 47.18 | 47.18 | 47.18 | 47.18 | 47.18 | 47.18 | 47.18 | 47.18 | 47.18 | 47.18 | 47.18 | Y | South | FC
MIRLOM_7_MWDLKM |  |  | Lake Mathews Hydroelectric Recovery Plan | CISO | N | LA Basin | Eastern |  | Hydro | HYDRO | WATER | 5 | 5 |  |  |  |  | 1 | 24 | 24 |  |  | 0 | 1 | 2.4 | 2.4 | 1.6 | 2.4 | 2.4 | 3.2 | 3.2 | 3.6 | 2.8 | 2.4 | 2.4 | 1.6 | Y | South | FC
MISSIX_1_QF |  |  | SMALL QF AGGREGATION - SAB FRABCUSCI | CISO | N | Bay Area | Ames |  | CHP | FTUR | NATURAL GAS | 1 | 15 |  |  |  |  | 1 | 24 | 24 |  |  |  |  | 0.01 | 0.01 | 0.01 | 0.01 | 0.01 | 0.01 | 0.01 | 0.01 | 0.01 | 0.01 | 0.01 | 0.01 | N | North | FC
MKTRCK_1_UNIT 1 |  |  | MCKITTRICK LIMITED | CISO | N | CAISO System |  | Y | Peaker | COMBUSTION TURBINE | NATURAL GAS | 47.72 | 57.9 |  |  |  |  | 1 | 24 | 24 |  |  | 47.72 | 1 | 47.72 | 47.72 | 47.72 | 47.72 | 47.72 | 47.72 | 47.72 | 47.72 | 47.72 | 47.72 | 47.72 | 47.72 | Y | North | FC
MLPTAS_7_QFUNTS |  |  | MLPTAS_7_QFUNTS | CISO | N | Bay Area | San Jose, South Bay-Moss Landing |  | CHP | OTHER | OTHER | 1 | 2 |  |  |  |  | 1 | 24 | 24 |  |  |  |  | 0 | 0 | 0 | 0 | 0 | 0 | 0 | 0 | 0 | 0 | 0 | 0 | N | North | FC
MNDALY_6_MCGRTH |  |  | McGrath Beach Peaker | CISO | N | Big Creek-Ventura | S.Clara, Moorpark | Y | Peaker | COMBUSTION TURBINE | NATURAL GAS | 48.56 | 49.8 |  |  | 1165.44 |  | 1 | 24 | 24 |  |  | 48.56 | 1 | 48.56 | 48.56 | 48.56 | 48.56 | 48.56 | 48.56 | 48.56 | 48.56 | 48.56 | 48.56 | 48.56 | 48.56 | Y | South | FC
MNDOTA_1_SOLAR1 |  |  | North Star Solar 1 | CISO | N | Fresno | Panoche 115 kV, Wilson 115 kV | Y | Solar_1Axis | PHOTO VOLTAIC | SUN | 60 | 60 |  |  |  |  | 1 | 24 | 24 |  |  |  |  | 0.1 | 0.1 | 1.83 | 0.62 | 26.22 | 32.87 | 44.8 | 37.62 | 3.13 | 0.1 | 0.1 | 0.1 | N | North | FC
MNDOTA_1_SOLAR2 |  |  | Citizen Solar B | CISO | N | Fresno |  | Y | Solar_1Axis | PHOTO VOLTAIC | SUN | 5 | 5 |  |  |  |  | 1 | 24 | 24 |  |  |  |  | 0 | 0 | 0 | 0 | 0 | 0 | 0 | 0 | 0 | 0 | 0 | 0 | N | North | EO
MOJAVE_1_SIPHON |  |  | MOJAVE SIPHON POWER PLANT | CISO | N | LA Basin | Eastern | Y | Hydro | HYDRO | WATER | 14.36 | 34.5 |  |  |  |  | 1 | 24 | 24 |  |  | 10.11 | 2 | 10.52 | 5.92 | 7.78 | 10.32 | 10.12 | 10.96 | 10.38 | 9.85 | 10.98 | 9.68 | 11.13 | 10.06 | Y | South | FC
MOJAVW_2_SOLAR |  |  | Mojave West | CISO | N | CAISO System |  |  | Solar_1Axis | PHOTO VOLTAIC | SUN | 20 | 20 |  |  |  |  | 1 | 24 | 24 |  |  |  |  | 0.1 | 0.1 | 0.56 | 0.1 | 6.57 | 8.49 | 13.16 | 11.36 | 0.61 | 0.1 | 0.1 | 0.1 | N | South | FC
MONTPH_7_UNITS |  |  | MONTICELLO HYDRO AGGREGATE | CISO | N | NCNB | Fulton |  | Hydro | HYDRO | WATER | 12.5 | 12.5 |  |  |  |  | 1 | 24 | 24 |  |  |  |  | 0.28 | 0.47 | 2.27 | 4.03 | 5.12 | 7.93 | 8.52 | 6.81 | 5.5 | 2.5 | 0.73 | 0.48 | N | North | FC
MOORPK_2_ACOBT1 |  |  | Acorn I BESS | CISO | N | Big Creek-Ventura | Moorpark |  | Battery Storage | OTHER | LESR | 1.95 | 2 | .8 | 4 | 4 | 1 | 1 | 24 | 2 |  |  | 3 | 3 | [12 empty] | Y | South | FC | bar: JAN to DEC
MOORPK_2_CALABS |  |  | Calabasas Gas-to-Energy Facility | CISO | N | Big Creek-Ventura | Moorpark |  | Biogas | COMBUSTION TURBINE | BIOGAS | 6.96 | 13.8 |  |  |  |  | 1 | 24 | 24 |  |  |  |  | 4.4 | 4.26 | 3.84 | 3.98 | 4.21 | 4.16 | 4.04 | 3.44 | 3.76 | 4.21 | 4.1 | 4.11 | N | South | FC
MOORPK_6_QF |  |  | MOORPARK QFS | CISO | N | Big Creek-Ventura | Moorpark |  | CHP | OTHER | OTHER | 0.8 | 35.8 |  |  |  |  | 1 | 24 | 24 |  |  |  |  | 0.01 | 0.06 | 0.02 | 0 | 0 | 0.04 | 0.04 | 0.28 | 0.4 | 0.4 | 0.4 | 0.39 | N | South | FC
MORWD_6_QF |  |  | Morwind | CISO | N | CAISO System |  | Y | Wind | WIND | WIND | 38.16 | 56 |  |  |  |  | 1 | 24 | 24 |  |  |  |  | 2.08 | 4.49 | 4.85 | 15.4 | 16.41 | 14.47 | 12.72 | 11.14 | 7.63 | 3.57 | 1.65 | 1.75 | N | South | FC
MOSSLD_2_PSP1 |  |  | MOSS LANDING POWER BLOCK 1 | CISO | N | Bay Area | South Bay-Moss Landing |  | CCGT | COMBINED CYCLE | NATURAL GAS | 510 | 510 |  |  |  |  | 1 | 24 | 24 |  |  | 368.98 | 1 | 510 | 510 | 510 | 510 | 510 | 510 | 510 | 510 | 510 | 510 | 510 | 510 | Y | North | FC
MOSSLD_2_PSP2 |  |  | MOSS LANDING POWER BLOCK 2 | CISO | N | Bay Area | South Bay-Moss Landing |  | CCGT | COMBINED CYCLE | NATURAL GAS | 510 | 510 |  |  |  |  | 1 | 24 | 24 |  |  | 370 | 1 | 510 | 510 | 510 | 510 | 510 | 510 | 510 | 510 | 510 | 510 | 510 | 510 | Y | North | FC
MRCHNT_2_PL1X3 |  |  | Desert Star Energy Center | CISO | N | CAISO System |  |  | CCGT | COMBINED CYCLE | NATURAL GAS | 494.58 | 494.58 |  |  |  |  | 1 | 24 | 24 |  |  | 239.25 | 1 | 419.25 | 419.25 | 419.25 | 419.25 | 419.25 | 419.25 | 419.25 | 419.25 | 419.25 | 419.25 | 419.25 | 419.25 | Y | South | PD | 419.25
MRGT_6_MEF2 |  |  | Miramar Energy Facility II | CISO | N | San Diego-IV | San Diego |  | Peaker | COMBUSTION TURBINE | NATURAL GAS | 44 | 67.5 |  |  |  |  | 1 | 24 | 24 |  |  | 44 | 1 | 44 | 44 | 44 | 44 | 44 | 44 | 44 | 44 | 44 | 44 | 44 | 44 | Y | South | FC
MRGT_6_MMAREF |  |  | Miramar Energy Facility | CISO | N | San Diego-IV | San Diego |  | Peaker | COMBUSTION TURBINE | NATURAL GAS | 45 | 68 |  |  |  |  | 1 | 24 | 24 |  |  | 45 | 1 | 45 | 45 | 45 | 45 | 45 | 45 | 45 | 45 | 45 | 45 | 45 | 45 | Y | South | FC
MRGT_6_TGEBT1 |  |  | Top Gun Energy Storage | CISO | N | San Diego-IV | San Diego |  | Battery Storage | OTHER | LESR | 30 | 30 | .8 | 120 | 120 | 1 | 1 | 24 | 4 |  |  | 60 | 1 | 30 | 30 | 30 | 30 | 30 | 30 | 30 | 30 | 30 | 30 | 30 | 30 | Y | South | FC
MRLSDS_6_SOLAR1 |  |  | Morelos Solar | CISO | N | CAISO System |  | Y | Solar_1Axis | PHOTO VOLTAIC | SUN | 15 | 15 |  |  |  |  | 1 | 24 | 24 |  |  |  |  | 0.1 | 0.1 | 0.46 | 0.16 | 6.56 | 8.22 | 11.2 | 9.4 | 0.78 | 0.1 | 0.1 | 0.1 | N | North | FC
MSHGTS_6_MMARLF |  |  | MIRAMAR LANDFILL | CISO | N | San Diego-IV | San Diego |  | Biogas | RECIPROCATING ENGINE | BIOGAS | 5 | 3 |  |  |  |  | 1 | 24 | 24 |  |  |  |  | 3.63 | 3.82 | 3.75 | 4.1 | 4.19 | 4.15 | 4.16 | 4.08 | 4.31 | 4.01 | 3.9 | 3.6 | N | South | FC
MSOLAR_2_SOLAR1 |  |  | Mesquite Solar 1 | CISO | N | CAISO System |  |  | Solar_Fixed | PHOTO VOLTAIC | SUN | 165 | 170 |  |  |  |  | 1 | 24 | 24 |  |  |  |  | 0.1 | 0.1 | 4.46 | 0.24 | 31.25 | 42.7 | 83.27 | 71.57 | 3.79 | 0.1 | 0.1 | 0.1 | N | South | FC
MSOLAR_2_SOLAR2 |  |  | Mesquite Solar 2 | CISO | N | CAISO System |  |  | Solar_Fixed | PHOTO VOLTAIC | SUN | 100.81 | 165 |  |  |  |  | 1 | 24 | 24 |  |  |  |  | 0.1 | 0.1 | 2.73 | 0.14 | 19.09 | 26.09 | 50.87 | 43.72 | 2.32 | 0.1 | 0.1 | 0.1 | N | South | FC |  | Hybrid - However Solar is FCDS and BESS is EO
MSOLAR_2_SOLAR3 |  |  | Mesquite Solar 3, LLC | CISO | N | CAISO System |  |  | Solar_Fixed | PHOTO VOLTAIC | SUN | 152 | 152 |  |  |  |  | 1 | 24 | 24 |  |  |  |  | 0.1 | 0.1 | 4.11 | 0.22 | 28.78 | 39.34 | 76.71 | 65.93 | 3.49 | 0.1 | 0.1 | 0.1 | N | South | FC
MSQUIT_5_SERDYN |  |  | MSQUIT_5_SERDYN | SRP | Y | #N/A |  |  | CCGT | COMBINED CYCLE | NATURAL GAS | 625 | 625 |  |  |  |  | 1 | 24 | 24 |  |  |  |  | 625 | 625 | 625 | 625 | 625 | 625 | 625 | 625 | 625 | 625 | 625 | 625 | 0 | South
MSSION_2_QF |  |  | SMALL QF AGGREGATION - SAN DIEGO | CISO | N | San Diego-IV | San Diego |  | CHP | OTHER | OTHER | 2 | 50 |  |  |  |  | 1 | 24 | 24 |  |  |  |  | 0.15 | 0.15 | 0.15 | 0.19 | 0.29 | 0.33 | 0.3 | 0.32 | 0.32 | 0.28 | 0.26 | 0.16 | N | South | FC
MSTANG_2_MTGBT1 |  | MSTANG_2_SOLAR, MSTANG_2_SOLAR3, MSTANG_2_SOLAR4 | Mustang 1 BESS | CISO | N | Fresno |  |  | Paired_BattStorage | OTHER | LESR | 75 | 75 | .8 | 300 | 300 | 1 | 1 | 24 | 4 | 100 | TRUE | 150 | 1 | 75 | 75 | 75 | 75 | 75 | 75 | 75 | 75 | 75 | 75 | 75 | 75 | Y | North | FC
MSTANG_2_SOLAR |  | MSTANG_2_MTGBT1, MSTANG_2_SOLAR3, MSTANG_2_SOLAR4 | Mustang | CISO | N | Fresno |  | Y | Paired_Solar_1Axis | PHOTO VOLTAIC | SUN | 30 | 30 |  |  |  |  | 1 | 24 | 24 | 100 |  |  |  | 0.1 | 0.1 | 0.91 | 0.31 | 13.11 | 16.43 | 22.4 | 18.81 | 1.57 | 0.03 | 0.1 | 0.1 | N | North | EO
MSTANG_2_SOLAR3 |  | MSTANG_2_SOLAR, MSTANG_2_MTGBT1, MSTANG_2_SOLAR4 | Mustang 3 | CISO | N | Fresno |  | Y | Paired_Solar_1Axis | PHOTO VOLTAIC | SUN | 40 | 40 |  |  |  |  | 1 | 24 | 24 | 100 |  |  |  | 0.1 | 0.1 | 1.22 | 0.41 | 17.48 | 21.91 | 29.87 | 25.08 | 2.09 | 0.1 | 0.1 | 0.1 | N | North | PD | 37.37%
MSTANG_2_SOLAR4 |  | MSTANG_2_SOLAR, MSTANG_2_MTGBT1, MSTANG_2_SOLAR3 | Mustang 4 | CISO | N | Fresno |  | Y | Paired_Solar_1Axis | PHOTO VOLTAIC | SUN | 30 | 30 |  |  |  |  | 1 | 24 | 24 | 100 |  |  |  | 0.1 | 0.1 | 0.91 | 0.31 | 13.11 | 16.43 | 22.4 | 18.81 | 1.57 | 0.1 | 0.1 | 0.1 | N | North | FC
MTNPOS_1_UNIT |  |  | MT.POSO COGENERATION CO. | CISO | N | Kern | South Kern PP, Kern Oil |  | CHP | STEAM | BIOMASS | 46.64 | 57 |  |  |  |  | 1 | 24 | 24 |  |  |  |  | 29.05 | 28.4 | 17.44 | 28.88 | 31.82 | 39.72 | 41.67 | 40.55 | 39.56 | 39.3 | 38.79 | 27.09 | N | North | FC
MTWIND_1_MVPWD1 |  |  | Mountain View Power Project I Repower | CISO | N | LA Basin | Eastern, Valley-Devers |  | Wind | WIND | WIND | 66.6 | 66.6 |  |  |  |  | 1 | 24 | 24 |  |  |  |  | 3.63 | 7.83 | 8.46 | 26.87 | 28.64 | 25.25 | 22.19 | 19.43 | 13.32 | 6.23 | 2.88 | 3.06 | N | South | FC
MTWIND_1_UNIT 3 |  |  | Mountain View Power Project III | CISO | N | LA Basin | Eastern, Valley-Devers |  | Wind | WIND | WIND | 22.44 | 22.4 |  |  |  |  | 1 | 24 | 24 |  |  |  |  | 1.22 | 2.64 | 2.85 | 9.05 | 9.65 | 8.51 | 7.48 | 6.55 | 4.49 | 2.1 | 0.97 | 1.03 | N | South | FC
MURRAY_6_UNIT |  |  | Grossmont Hospital | CISO | N | San Diego-IV | San Diego |  | CHP | FTUR | NATURAL GAS | 4.12 | 4.6 |  |  |  |  | 1 | 24 | 24 |  |  |  |  | 0 | 0 | 0 | 0 | 0 | 0 | 0 | 0 | 0 | 0 | 0 | 0 | N | South | EO
NAROW1_2_UNIT |  |  | NARROWS PH 1 UNIT | CISO | N | Sierra |  |  | Hydro | HYDRO | WATER | 12 | 12 |  |  |  |  | 1 | 24 | 24 |  |  | 0 | 1 | 12 | 12 | 12 | 12 | 12 | 12 | 12 | 12 | 12 | 12 | 12 | 12 | Y | North | FC
NAROW2_2_UNIT |  |  | Narrows Powerhouse Unit 2 | CISO | N | Sierra |  |  | Hydro | HYDRO | WATER | 55 | 55 |  |  |  |  | 1 | 24 | 24 |  |  | 55 | 2 | 55 | 55 | 55 | 55 | 55 | 55 | 55 | 55 | 55 | 55 | 55 | 55 | Y | North | FC
NAVYII_2_UNITS |  |  | COSO POWER DEVELOPER (NAVY II) AGGREGATE | CISO | N | CAISO System |  |  | Geothermal | STEAM | GEOTHERMAL | 90 | 90 |  |  |  |  | 1 | 24 | 24 |  |  | 55 | 1 | 55 | 55 | 55 | 55 | 55 | 55 | 55 | 55 | 55 | 55 | 55 | 55 | Y | South | PD | 55.00 | NQC reduction required due to transfer of deliverability to a new resource. (Adjustment already applied Jan-Dec.)
NCPA_7_GP1UN1 |  |  | NCPA GEO PLANT 1 UNIT 1 | CISO | N | NCNB |  |  | Geothermal | STEAM | GEOTHERMAL | 38.85 | 55 |  |  |  |  | 1 | 24 | 24 |  |  | 18.85 | 1 | 38.85 | 38.85 | 38.85 | 38.85 | 38.85 | 38.85 | 38.85 | 38.85 | 38.85 | 38.85 | 38.85 | 38.85 | Y | North | FC
NCPA_7_GP1UN2 |  |  | NCPA GEO PLANT 1 UNIT 2 | CISO | N | NCNB |  |  | Geothermal | STEAM | GEOTHERMAL | 39.94 | 55 |  |  |  |  | 1 | 24 | 24 |  |  | 19.94 | 1 | 39.94 | 39.94 | 39.94 | 39.94 | 39.94 | 39.94 | 39.94 | 39.94 | 39.94 | 39.94 | 39.94 | 39.94 | Y | North | FC
NCPA_7_GP2UN3 |  |  | NCPA GEO PLANT 2 UNIT 3 | CISO | N | NCNB | Fulton |  | Geothermal | STEAM | GEOTHERMAL | 42.42 | 55 |  |  |  |  | 1 | 24 | 24 |  |  | 0 | 1 | 0 | 0 | 0 | 0 | 0 | 0 | 0 | 0 | 0 | 0 | 0 | 0 | Y | North | FC
NCPA_7_GP2UN4 |  |  | NCPA GEO PLANT 2 UNIT 4 | CISO | N | NCNB | Fulton |  | Geothermal | STEAM | GEOTHERMAL | 52.73 | 55 |  |  |  |  | 1 | 24 | 24 |  |  | 37.73 | 1 | 52.73 | 52.73 | 52.73 | 52.73 | 52.73 | 52.73 | 52.73 | 52.73 | 52.73 | 52.73 | 52.73 | 52.73 | Y | North | FC
NEENCH_6_SOLAR |  |  | Alpine Solar | CISO | N | Big Creek-Ventura |  |  | Solar_Fixed | PHOTO VOLTAIC | SUN | 66 | 66 |  |  |  |  | 1 | 24 | 24 |  |  |  |  | 0.1 | 0.1 | 1.78 | 0.1 | 12.5 | 17.08 | 33.31 | 28.63 | 1.52 | 0.1 | 0.1 | 0.1 | N | South | FC
NEWARK_1_QF |  |  | NEWARK 1 QF | CISO | N | Bay Area |  |  | CHP | OTHER | OTHER | 0.1 | 1.1 |  |  |  |  | 1 | 24 | 24 |  |  |  |  | 0.03 | 0.03 | 0.03 | 0.03 | 0.03 | 0.03 | 0.03 | 0.03 | 0.03 | 0.03 | 0.03 | 0.03 | N | North | FC
NGILAA_5_SDGDYN |  |  | NGILAA_5_SDGDYN | AZPS | Y | #N/A |  |  | CCGT | COMBINED CYCLE | NATURAL GAS | 55 | 55 |  |  |  |  | 1 | 24 | 24 |  |  |  |  | 55 | 55 | 55 | 55 | 55 | 55 | 55 | 55 | 55 | 55 | 55 | 55 | 0 | South
NHOGAN_6_UNITS |  |  | NEW HOGAN PH AGGREGATE | CISO | N | CAISO System |  |  | Hydro | HYDRO | WATER | 4 | 4 |  |  |  |  | 1 | 24 | 24 |  |  |  |  | 0.13 | 0.02 | 0.09 | 0.52 | 1.15 | 0.96 | 1.53 | 1.17 | 0.98 | 0.02 | 0 | 0 | N | North | FC
NORCNV_1_NCVBT1 |  |  | North Central Valley | CISO | N | Stockton |  |  | Battery Storage | OTHER | LESR | 132 | 132 | 0.8 | 528 | 528 | 1 | 1 | 24 | 4 |  |  | 264 | 1 | 132 | 132 | 132 | 132 | 132 | 132 | 132 | 132 | 132 | 132 | 132 | 132 | Y | North | ID | 100% | Waiting for Vierra Loop-in and possibly other
NOVATO_6_LNDFL |  |  | Redwood Renewable Energy | CISO | N | NCNB |  |  | Biogas | RECIPROCATING ENGINE | BIOGAS | 3.9 | 3.9 |  |  |  |  | 1 | 24 | 24 |  |  |  |  | 3.64 | 3.67 | 3.64 | 3.62 | 3.58 | 3.26 | 2.83 | 2.87 | 3.03 | 2.78 | 3.24 | 3.29 | N | North | FC
NWCSTL_7_UNIT 1 |  |  | NEWCASTLE HYDRO | CISO | N | Sierra | Placer, Gold Hill-Drum, Drum-Rio Oso, South of Rio Oso, South of Palermo |  | Hydro | HYDRO | WATER | 12 | 12 |  |  |  |  | 1 | 24 | 24 |  |  |  |  | 0.95 | 2.47 | 3.29 | 1.43 | 0.3 | 0 | 0.33 | 0 | 0 | 0.52 | 0 | 1.19 | N | North | FC
NZWIND_2_WDSTR5 |  |  | Windstream 6111 | CISO | N | CAISO System |  |  | Wind | WIND | WIND | 6.31 | 6.5 |  |  |  |  | 1 | 24 | 24 |  |  |  |  | 0.34 | 0.74 | 0.8 | 2.55 | 2.71 | 2.39 | 2.1 | 1.84 | 1.26 | 0.59 | 0.27 | 0.29 | N | South | FC
NZWIND_6_CALWND |  |  | Wind Resource I | CISO | N | CAISO System |  |  | Wind | WIND | WIND | 9 | 8.7 |  |  |  |  | 1 | 24 | 24 |  |  |  |  | 0.49 | 1.06 | 1.14 | 3.63 | 3.87 | 3.41 | 3 | 2.63 | 1.8 | 0.84 | 0.39 | 0.41 | N | South | FC
NZWIND_6_WDSTR |  |  | Windstream 39 | CISO | N | CAISO System |  |  | Wind | WIND | WIND | 3.35 | 6.2 |  |  |  |  | 1 | 24 | 24 |  |  |  |  | 0.18 | 0.39 | 0.43 | 1.35 | 1.44 | 1.27 | 1.12 | 0.98 | 0.67 | 0.31 | 0.14 | 0.15 | N | South | FC
NZWIND_6_WDSTR2 |  |  | Windstream 6040 | CISO | N | CAISO System |  |  | Wind | WIND | WIND | 4.07 | 6.9 |  |  |  |  | 1 | 24 | 24 |  |  |  |  | 0.22 | 0.48 | 0.52 | 1.64 | 1.75 | 1.54 | 1.36 | 1.19 | 0.81 | 0.38 | 0.18 | 0.19 | N | South | FC
NZWIND_6_WDSTR3 |  |  | Windstream 6041 | CISO | N | CAISO System |  |  | Wind | WIND | WIND | 3.86 | 6 |  |  |  |  | 1 | 24 | 24 |  |  |  |  | 0.21 | 0.45 | 0.49 | 1.56 | 1.66 | 1.46 | 1.29 | 1.13 | 0.77 | 0.36 | 0.17 | 0.18 | N | South | FC
NZWIND_6_WDSTR4 |  |  | Windstream 6042 | CISO | N | CAISO System |  |  | Wind | WIND | WIND | 6.77 | 6.8 |  |  |  |  | 1 | 24 | 24 |  |  |  |  | 0.37 | 0.8 | 0.86 | 2.73 | 2.91 | 2.57 | 2.26 | 1.98 | 1.35 | 0.63 | 0.29 | 0.31 | N | South | FC
OAK C_1_EBMUD |  |  | MWWTP PGS 1 - ENGINES | CISO | N | Bay Area | Oakland | Y | Biogas | RECIPROCATING ENGINE | BIOGAS | 6.9 | 6.9 |  |  |  |  | 1 | 24 | 24 |  |  |  |  | 1.67 | 1.56 | 1.51 | 1.68 | 1.23 | 1.46 | 1.39 | 1.7 | 1.89 | 1.67 | 1.6 | 1.96 | N | North | FC
OAK C_7_UNIT 1 |  |  | OAKLAND STATION C GT UNIT 1 | CISO | N | Bay Area | Oakland |  | Peaker | COMBUSTION TURBINE | DISTILLATE | 55 | 55 |  |  |  |  | 1 | 24 | 24 |  |  | 55 | 1 | 55 | 55 | 55 | 55 | 55 | 55 | 55 | 55 | 55 | 55 | 55 | 55 | Y | North | FC
OAK C_7_UNIT 3 |  |  | OAKLAND STATION C GT UNIT 3 | CISO | N | Bay Area | Oakland |  | Peaker | COMBUSTION TURBINE | DISTILLATE | 55 | 55 |  |  |  |  | 1 | 24 | 24 |  |  | 55 | 1 | 55 | 55 | 55 | 55 | 55 | 55 | 55 | 55 | 55 | 55 | 55 | 55 | Y | North | FC
OAK L_1_GTG1 |  |  | MWWTP PGS 2 - Turbine | CISO | N | Bay Area | Oakland | Y | Biogas | COMBUSTION TURBINE | BIOGAS | 4.6 | 5.8 |  |  |  |  | 1 | 24 | 24 |  |  |  |  | 0 | 0 | 0 | 0 | 0 | 0 | 0 | 0 | 0 | 0 | 0 | 0 | N | North | EO
OAKWD_6_QF |  |  | Oak Creek | CISO | N | CAISO System |  |  | Wind | WIND | WIND | 27.87 | 30.3 |  |  |  |  | 1 | 24 | 24 |  |  |  |  | 1.52 | 3.28 | 3.54 | 11.25 | 11.99 | 10.57 | 9.29 | 8.13 | 5.58 | 2.61 | 1.21 | 1.28 | N | South | FC
OAKWD_6_ZEPHWD |  |  | Zephyr Park | CISO | N | CAISO System |  |  | Wind | WIND | WIND | 3.5 | 4.2 |  |  |  |  | 1 | 24 | 24 |  |  |  |  | 0.19 | 0.41 | 0.44 | 1.41 | 1.51 | 1.33 | 1.17 | 1.02 | 0.7 | 0.33 | 0.15 | 0.16 | N | South | FC
OASIS_6_CREST |  |  | CREST Contracts | CISO | N | Big Creek-Ventura |  |  | Solar_1Axis | PHOTO VOLTAIC | SUN | 10.5 | 10.5 |  |  |  |  | 1 | 24 | 24 |  |  |  |  | 0 | 0 | 0 | 0 | 0 | 0 | 0 | 0 | 0 | 0 | 0 | 0 | N | South | EO
OASIS_6_GBDSR4 |  |  | Green Beanworks D | CISO | N | Big Creek-Ventura |  |  | Solar_1Axis | PHOTO VOLTAIC | SUN | 3 | 3 |  |  |  |  | 1 | 24 | 24 |  |  |  |  | 0.1 | 0.1 | 0.1 | 0.1 | 0.98 | 1.27 | 1.97 | 1.7 | 0.1 | 0.1 | 0.1 | 0.1 | N | South | FC
OASIS_6_SOLAR1 |  |  | Morgan Lancaster I | CISO | N | Big Creek-Ventura |  |  | Solar_2Axis | PHOTO VOLTAIC | SUN | 1.5 | 1.5 |  |  |  |  | 1 | 24 | 24 |  |  |  |  | 0 | 0 | 0 | 0 | 0 | 0 | 0 | 0 | 0 | 0 | 0 | 0 | N | South | EO
OASIS_6_SOLAR2 |  |  | Oasis Solar | CISO | N | Big Creek-Ventura |  |  | Solar_1Axis | PHOTO VOLTAIC | SUN | 20 | 20 |  |  |  |  | 1 | 24 | 24 |  |  |  |  | 0.1 | 0.1 | 0.56 | 0.1 | 6.57 | 8.49 | 13.16 | 11.36 | 0.61 | 0.1 | 0.1 | 0.1 | N | South | FC
OASIS_6_SOLAR3 |  |  | Soccer Center | CISO | N | Big Creek-Ventura |  |  | Solar_1Axis | PHOTO VOLTAIC | SUN | 3 | 3.8 |  |  |  |  | 1 | 24 | 24 |  |  |  |  | 0 | 0 | 0 | 0 | 0 | 0 | 0 | 0 | 0 | 0 | 0 | 0 | N | South | EO
OBERON_5_O1BBX2 |  | OBERON_5_O1SSR3, OBERON_5_O1SSX2 | Oberon 1 BESS | CISO | N | CAISO System |  |  | Paired_BattStorage | OTHER | LESR | 125 | 125 | .8 | 500 | 500 | 1 | 1 | 24 | 4 | 250 | FALSE | 250 | 2 | 125 | 125 | 125 | 125 | 125 | 125 | 125 | 125 | 125 | 125 | 125 | 125 | Y | South | ID | 100% | Waiting for ELM, West of Colorado River cRAS. Co-located with OBERON_5_O1SSX2, OBERON_5_O1SSR3
OBERON_5_O1SSR3 |  | OBERON_5_O1BBX2, OBERON_5_O1SSX2 | Oberon 1B Solar | CISO | N | CAISO System |  |  | Paired_Solar_1Axis | PHOTO VOLTAIC | SUN | 100 | 100 |  |  |  |  | 1 | 24 | 24 | 250 |  |  |  | 0.1 | 0.1 | 2.81 | 0.29 | 32.83 | 42.44 | 65.8 | 56.79 | 3.05 | 0.1 | 0.1 | 0.1 | N | South | ID | 100% | Waiting for ELM, West of Colorado River cRAS. Co-located with OBERON_5_O1BBX2 and OBERON_5_O1SSX2
OBERON_5_O1SSX2 |  | OBERON_5_O1SSR3, OBERON_5_O1BBX2 | Oberon 1A Solar | CISO | N | CAISO System |  |  | Paired_Solar_1Axis | PHOTO VOLTAIC | SUN | 150 | 150 |  |  |  |  | 1 | 24 | 24 | 250 |  |  |  | 0.1 | 0.1 | 4.21 | 0.44 | 49.25 | 63.66 | 98.7 | 85.19 | 4.57 | 0.1 | 0.1 | 0.1 | N | South | ID | 100% | Waiting for ELM, West of Colorado River cRAS. Co-located with OBERON_5_O1BBX2, OBERON_5_O1SSR3
OBERON_5_O2BBX2 |  | OBERON_5_O2SSR4, OBERON_5_O2SSR5 | Oberon 2 BESS | CISO | N | CAISO System |  |  | Paired_BattStorage | OTHER | LESR | 125 | 125 | .8 | 500 | 500 | 1 | 1 | 24 | 4 | 250 |  | 250 | 2 | 125 | 125 | 125 | 125 | 125 | 125 | 125 | 125 | 125 | 125 | 125 | 125 | Y | South | ID | 100% | Waiting for West of Colorado River cRAS. Co-located with OBERON_5_O2SSR4, OBERON_5_O2SSR5
OBERON_5_O2SSR4 |  | OBERON_5_O2BBX2, OBERON_5_O2SSR5 | Oberon 2A Solar | CISO | N | CAISO System |  |  | Paired_Solar_1Axis | PHOTO VOLTAIC | SUN | 125 | 125 |  |  |  |  | 1 | 24 | 24 | 250 |  |  |  | 0.1 | 0.1 | 3.51 | 0.37 | 41.04 | 53.05 | 82.25 | 70.99 | 3.81 | 0.1 | 0.1 | 0.1 | N | South | ID | 100% | Waiting for West of Colorado River cRAS. Co-located with OBERON_5_O2BBX2 and OBERON_5_O2SSR5
OBERON_5_O2SSR5 |  | OBERON_5_O2BBX2, OBERON_5_O2SSR4 | Oberon 2B Solar | CISO | N | CAISO System |  |  | Paired_Solar_1Axis | PHOTO VOLTAIC | SUN | 125 | 125 |  |  |  |  | 1 | 24 | 24 | 250 |  |  |  | 0.1 | 0.1 | 3.51 | 0.37 | 41.04 | 53.05 | 82.25 | 70.99 | 3.81 | 0.1 | 0.1 | 0.1 | N | South | ID | 100% | Waiting for West of Colorado River cRAS. Co-located with OBERON_5_O2SSR4 and OBERON_5_O2BBX2
OCOTLO_6_OCWSB1 | OCOTLO_6_OCWSB1_SUN |  | Ocotillo Wells Solar and BESS | IID | Y | #N/A |  |  | Hybrid_Solar1Axis | OTHER | HYBD | 50 | 50 |  |  |  |  | 1 | 24 | 24 | 50 |  | 100 | 2 | 0.1 | 0.1 | 1.4 | 0.15 | 16.42 | 21.22 | 32.9 | 28.4 | 1.52 | 0.1 | 0.1 | 0.1 | 0 | South
OCOTLO_6_OCWSB1 | OCOTLO_6_OCWSB1_LESR |  | Ocotillo Wells Solar and BESS | IID | Y | #N/A |  |  | Hybrid_Storage | OTHER | HYBD | 50 | 50 | 0.8 | 200 | 200 | 1 | 1 | 24 | 4 | 50 |  | 100 | 2 | 50 | 50 | 50 | 50 | 50 | 50 | 50 | 50 | 50 | 50 | 50 | 50 | 0 | South
OCTILO_5_WIND |  |  | Ocotillo Wind Energy Facility | CISO | N | San Diego-IV |  |  | Wind | WIND | WIND | 265 | 265 |  |  |  |  | 1 | 24 | 24 |  |  |  |  | 14.45 | 31.17 | 33.68 | 106.92 | 113.96 | 100.47 | 88.3 | 77.33 | 53.02 | 24.81 | 11.47 | 12.17 | N | South | FC
OGROVE_6_PL1X2 |  |  | Orange Grove Energy Center | CISO | N | San Diego-IV | San Diego |  | Peaker | COMBUSTION TURBINE | NATURAL GAS | 96 | 96 |  |  |  |  | 1 | 24 | 24 |  |  | 96 | 1 | 96 | 96 | 96 | 96 | 96 | 96 | 96 | 96 | 96 | 96 | 96 | 96 | Y | South | FC
OILFLD_7_QFUNTS |  |  | Nacimiento Hydroelectric Plant | CISO | N | CAISO System |  |  | Hydro | HYDRO | WATER | 3.8 | 4.4 |  |  |  |  | 1 | 24 | 24 |  |  |  |  | 0.1 | 0.11 | 0.69 | 1.88 | 1.41 | 0.99 | 0.95 | 0.81 | 0.37 | 0.05 | 0.04 | 0 | N | North | FC
OLDRIV_6_BIOGAS |  |  | Bidart Old River 1 | CISO | N | Kern | South Kern PP, Kern 70 kV |  | Biogas | RECIPROCATING ENGINE | BIOGAS | 2 | 2 |  |  |  |  | 1 | 24 | 24 |  |  |  |  | 1.76 | 1.83 | 1.84 | 1.68 | 1.79 | 1.74 | 1.71 | 1.75 | 1.76 | 1.77 | 1.77 | 1.66 | N | North | FC
OLDRIV_6_CESDBM |  |  | Ces Dairy Biogas | CISO | N | Kern | South Kern PP, Kern 70 kV | Y | Biogas | RECIPROCATING ENGINE | BIOGAS | 1 | 1 |  |  |  |  | 1 | 24 | 24 |  |  |  |  | 0.95 | 0.97 | 0.94 | 0.93 | 0.95 | 0.91 | 0.92 | 0.93 | 0.94 | 0.96 | 0.96 | 0.97 | N | North | FC
OLDRIV_6_LKVBM1 |  |  | Lakeview Dairy Biogas | CISO | N | Kern | South Kern PP, Kern 70 kV |  | Biogas | RECIPROCATING ENGINE | BIOGAS | 1 | 1 |  |  |  |  | 1 | 24 | 24 |  |  |  |  | 0.97 | 0.96 | 0.94 | 0.95 | 0.94 | 0.94 | 0.93 | 0.93 | 0.94 | 0.95 | 0.97 | 0.97 | N | North | FC
OLDRV1_6_SOLAR |  |  | Old River One | CISO | N | Kern | South Kern PP, Kern 70 kV |  | Solar_Fixed | PHOTO VOLTAIC | SUN | 20 | 20 |  |  |  |  | 1 | 24 | 24 |  |  |  |  | 0.1 | 0.1 | 0.64 | 0.17 | 5.99 | 7.29 | 12.07 | 10.38 | 1.06 | 0.1 | 0.1 | 0.1 | N | North | FC
OLINDA_2_COYCRK |  |  | MWD Coyote Creek Hydroelectric Recovery | CISO | N | LA Basin | Western | Y | Hydro | HYDRO | WATER | 3.13 | 3.1 |  |  |  |  | 1 | 24 | 24 |  |  | 0.8 | 1 | 0 | 0 | 0 | 0 | 0 | 0 | 0 | 0 | 0.8 | 0 | 0 | 0 | Y | South | FC
OLINDA_2_LNDFL2 |  |  | Brea Power II | CISO | N | LA Basin | Western |  | Biogas | COMBINED CYCLE | BIOGAS | 28.1 | 35.7 |  |  |  |  | 1 | 24 | 24 |  |  |  |  | 25.9 | 26.23 | 26.22 | 24.03 | 26.31 | 25.12 | 25.3 | 24.99 | 25.06 | 25.49 | 25.94 | 25.99 | N | South | FC
OLINDA_7_BLKSND |  |  | BlackSand Generating Facility | CISO | N | LA Basin | Western |  | Biomass | COMBUSTION TURBINE | WASTE TO POWER | 8 | 8 |  |  |  |  | 1 | 24 | 24 |  |  |  |  | 0.11 | 0.1 | 0.15 | 0.22 | 0.29 | 0.38 | 0.36 | 0.25 | 0.98 | 1.28 | 1.04 | 1.48 | N | South | FC
OLIVEP_1_SOLAR |  |  | White River Solar | CISO | N | CAISO System |  | Y | Solar_Fixed | PHOTO VOLTAIC | SUN | 20 | 20 |  |  |  |  | 1 | 24 | 24 |  |  |  |  | 0.1 | 0.1 | 0.64 | 0.17 | 5.99 | 7.29 | 12.07 | 10.38 | 1.06 | 0.1 | 0.1 | 0.1 | N | North | FC
OLIVEP_1_SOLAR2 |  |  | White River West | CISO | N | CAISO System |  | Y | Solar_Fixed | PHOTO VOLTAIC | SUN | 19.75 | 19.8 |  |  |  |  | 1 | 24 | 24 |  |  |  |  | 0.1 | 0.1 | 0.64 | 0.17 | 5.92 | 7.2 | 11.92 | 10.25 | 1.05 | 0.1 | 0.1 | 0.1 | N | North | FC
OLSEN_2_UNIT |  |  | OLSEN POWER PARTNERS | CISO | N | CAISO System |  |  | Hydro | HYDRO | WATER | 5.5 | 5.8 |  |  |  |  | 1 | 24 | 24 |  |  |  |  | 1.16 | 0.88 | 0.97 | 2.3 | 2.06 | 0.57 | 0.02 | 0 | 0 | 0.11 | 0.09 | 0.35 | N | North | FC
OMAR_2_UNIT 1 |  |  | KERN RIVER COGENERATION CO. UNIT 1 | CISO | N | Big Creek-Ventura |  |  | Peaker | FTUR | NATURAL GAS | 75 | 85 |  |  |  |  | 1 | 24 | 24 |  |  | 73.67 | 1 | 75 | 75 | 75 | 75 | 74.67 | 73.67 | 73 | 72.67 | 73.67 | 74.33 | 75 | 75 | Y | South | FC
OMAR_2_UNIT 2 |  |  | KERN RIVER COGENERATION CO. UNIT 2 | CISO | N | Big Creek-Ventura |  |  | Peaker | FTUR | NATURAL GAS | 75 | 85 |  |  |  |  | 1 | 24 | 24 |  |  | 73.67 | 1 | 75 | 75 | 75 | 75 | 74.67 | 73.67 | 73.33 | 73 | 73.67 | 74.67 | 75 | 75 | Y | South | FC
OMAR_2_UNIT 3 |  |  | KERN RIVER COGENERATION CO. UNIT 3 | CISO | N | Big Creek-Ventura |  |  | Peaker | FTUR | NATURAL GAS | 75 | 85 |  |  |  |  | 1 | 24 | 24 |  |  | 73.67 | 1 | 75 | 75 | 75 | 75 | 73.67 | 73.67 | 73.33 | 73 | 73.67 | 75 | 75 | 75 | Y | South | FC
OMAR_2_UNIT 4 |  |  | KERN RIVER COGENERATION CO. UNIT 4 | CISO | N | Big Creek-Ventura |  |  | CHP | FTUR | NATURAL GAS | 75 | 85 |  |  |  |  | 1 | 24 | 24 |  |  | 0 | 1 | 75 | 75 | 75 | 75 | 74 | 73.33 | 73.67 | 73.67 | 74.33 | 75 | 75 | 75 | Y | South | FC
ONLLPP_6_UNITS |  |  | O'NEILL PUMP-GEN (AGGREGATE) | CISO | N | Fresno |  | Y | Pumped Hydro |  | WATER | 25.2 | 25.2 |  |  |  |  | 1 | 24 | 24 |  |  |  |  | 0 | 0.74 | 0.07 | 0.18 | 12.91 | 1.8 | 1.49 | 0.63 | 0.05 | 0.71 | 0.15 | 0 | N | North | FC
ORLND_6_HIGHLI |  |  | High Line Canal Hydro | CISO | N | CAISO System |  |  | Hydro | HYDRO | WATER | 0.5 | 0.6 |  |  |  |  | 1 | 24 | 24 |  |  |  |  | 0 | 0 | 0 | 0.04 | 0.03 | 0 | 0 | 0 | 0 | 0 | 0 | 0 | N | North | FC
ORLND_6_SOLAR1 |  |  | Enerparc California 2 | CISO | N | CAISO System |  |  | Solar_1Axis | PHOTO VOLTAIC | SUN | 1.5 | 1.5 |  |  |  |  | 1 | 24 | 24 |  |  |  |  | 0.1 | 0.1 | 0.1 | 0.1 | 0.66 | 0.82 | 1.12 | 0.94 | 0.1 | 0.1 | 0.1 | 0.1 | N | North | FC
ORMOND_7_UNIT 1 |  |  | ORMOND BEACH GEN STA. UNIT 1 | CISO | N | Big Creek-Ventura | Moorpark | Y | Steam Turbine | STEAM | NATURAL GAS | 741.27 | 750 |  |  |  |  | 1 | 24 | 24 |  |  | 641.27 | 1 | 741.27 | 741.27 | 741.27 | 741.27 | 741.27 | 741.27 | 741.27 | 741.27 | 741.27 | 741.27 | 741.27 | 741.27 | Y | South | FC
ORMOND_7_UNIT 2 |  |  | ORMOND BEACH GEN STA. UNIT 2 | CISO | N | Big Creek-Ventura | Moorpark | Y | Steam Turbine | STEAM | NATURAL GAS | 750 | 750 |  |  |  |  | 1 | 24 | 24 |  |  | 700 | 1 | 750 | 750 | 750 | 750 | 750 | 750 | 750 | 750 | 750 | 750 | 750 | 750 | Y | South | FC
OROLOM_1_SOLAR1 |  |  | Oro Loma Solar 1 | CISO | N | Fresno | Panoche 115 kV | Y | Solar_1Axis | PHOTO VOLTAIC | SUN | 10 | 10 |  |  |  |  | 1 | 24 | 24 |  |  |  |  | 0 | 0 | 0 | 0 | 0 | 0 | 0 | 0 | 0 | 0 | 0 | 0 | N | North | EO
OROLOM_1_SOLAR2 |  |  | Oro Loma Solar 2 | CISO | N | Fresno | Panoche 115 kV |  | Solar_1Axis | PHOTO VOLTAIC | SUN | 10 | 10 |  |  |  |  | 1 | 24 | 24 |  |  |  |  | 0 | 0 | 0 | 0 | 0 | 0 | 0 | 0 | 0 | 0 | 0 | 0 | N | North | EO
OROVIL_6_UNIT |  |  | Oroville Cogeneration, LP | CISO | N | Sierra | Drum-Rio Oso |  | CHP | RECIPROCATING ENGINE | NATURAL GAS | 7.5 | 9.8 |  |  |  |  | 1 | 24 | 24 |  |  | 6.5 | 1 | 7.5 | 7.5 | 7.5 | 7.5 | 7.5 | 7.5 | 7.5 | 7.5 | 7.5 | 7.5 | 7.5 | 7.5 | Y | North | FC
ORTGA_6_ME1SL1 |  |  | Merced 1 | CISO | N | Fresno |  |  | Solar_1Axis | PHOTO VOLTAIC | SUN | 3 | 3 |  |  |  |  | 1 | 24 | 24 |  |  |  |  | 0.1 | 0.1 | 0.1 | 0.1 | 1.31 | 1.64 | 2.24 | 1.88 | 0.16 | 0.1 | 0.1 | 0.1 | N | North | FC
OSO_6_NSPIN |  |  | OSO_6_NSPIN | CISO | N | Big Creek-Ventura |  |  | Pump | PUMP | WATER | 70 | 70.8 |  |  |  |  | 1 | 24 | 24 |  |  | 0 | 1 | 18 | 18 | 18 | 18 | 18 | 18 | 18 | 18 | 18 | 18 | 18 | 18 | Y | South | FC
OTAY_6_PL1X2 |  |  | Chula Vista Energy Center, LLC | CISO | N | San Diego-IV | San Diego |  | Peaker | COMBUSTION TURBINE | NATURAL GAS | 39.57 | 40 |  |  |  |  | 1 | 24 | 24 |  |  | 37.2 | 1 | 37.2 | 37.2 | 37.2 | 37.2 | 37.2 | 37.2 | 37.2 | 37.2 | 37.2 | 37.2 | 37.2 | 37.2 | Y | South | PD | 37.20 | 2.8 MW expansion is EO
OTMESA_2_PL1X3 |  |  | OTAY MESA ENERGY CENTER | CISO | N | San Diego-IV | San Diego |  | CCGT | COMBINED CYCLE | NATURAL GAS | 603.68 | 689 |  |  |  |  | 1 | 24 | 24 |  |  | 448.6 | 1 | 603.6 | 603.6 | 603.6 | 603.6 | 603.6 | 603.6 | 603.6 | 603.6 | 603.6 | 603.6 | 603.6 | 603.6 | Y | South | FC
OXBOW_6_DRUM |  |  | OXBOW HYDRO | CISO | N | Sierra | Drum-Rio Oso, South of Palermo |  | Hydro | HYDRO | WATER | 5.8 | 6 |  |  |  |  | 1 | 24 | 24 |  |  |  |  | 2.1 | 1.45 | 1.51 | 2.92 | 1.54 | 1.24 | 1.83 | 2.41 | 1.64 | 0.02 | 0.97 | 1.18 | N | North | FC
OXMTN_6_LNDFIL |  |  | Ox Mountain Landfill Generating Plant | CISO | N | Bay Area | Ames |  | Biogas | RECIPROCATING ENGINE | BIOGAS | 10.62 | 13.3 |  |  |  |  | 1 | 24 | 24 |  |  |  |  | 10.62 | 10.62 | 10.62 | 10.62 | 10.5 | 10.38 | 10.57 | 10.29 | 10.38 | 10.3 | 10.46 | 10.62 | N | North | FC
PACLUM_6_UNIT |  |  | Humboldt Redwood | CISO | N | Humboldt |  |  | Biomass | STEAM | BIOMASS | 28.8 | 28.8 |  |  |  |  | 1 | 24 | 24 |  |  |  |  | 14.62 | 12.54 | 11.91 | 11.66 | 14.79 | 15.29 | 14.72 | 12.65 | 14.37 | 15.23 | 13.29 | 14.04 | N | North | FC
PADUA_2_ONTARO |  |  | ONTARIO/SIERRA HYDRO PSP | CISO | N | LA Basin | Eastern | Y | Hydro | HYDRO | WATER | 1.92 | 1 |  |  |  |  | 1 | 24 | 24 |  |  |  |  | 0.89 | 0.92 | 0.83 | 0.82 | 0.86 | 0.75 | 0.75 | 0.64 | 0.53 | 0.44 | 0.4 | 0.48 | N | South | FC
PADUA_2_SOLAR1 |  |  | Kona Solar - Rancho DC #1 | CISO | N | LA Basin | Eastern | Y | Solar_1Axis | PHOTO VOLTAIC | SUN | 1.75 | 1.8 |  |  |  |  | 1 | 24 | 24 |  |  |  |  | 0 | 0 | 0 | 0 | 0 | 0 | 0 | 0 | 0 | 0 | 0 | 0 | N | South | EO
PADUA_6_MWDSDM |  |  | San Dimas Hydroelectric Recovery Plant | CISO | N | LA Basin | Eastern |  | Hydro | HYDRO | WATER | 9.9 | 9.9 |  |  |  |  | 1 | 24 | 24 |  |  | 0 | 1 | 0 | 0.8 | 3.6 | 0.8 | 0.8 | 0.8 | 0.8 | 0.8 | 1.6 | 1.6 | 6.4 | 4.8 | Y | South | FC
PADUA_6_QF |  |  | PADUA QFS | CISO | N | LA Basin | Eastern |  | CHP | OTHER | OTHER | 1.82 | 30.1 |  |  |  |  | 1 | 24 | 24 |  |  |  |  | 0.17 | 0.29 | 0.24 | 0.28 | 0.35 | 0.39 | 0.4 | 0.34 | 0.36 | 0.32 | 0.32 | 0.22 | N | South | FC
PADUA_7_SDIMAS |  |  | San Dimas Wash Hydro | CISO | N | LA Basin | Eastern |  | Hydro | HYDRO | WATER | 1.05 | 2 |  |  |  |  | 1 | 24 | 24 |  |  | 1.05 | 1 | 0 | 0 | 0 | 0 | 1.05 | 1.05 | 1.05 | 1.05 | 1.05 | 1.05 | 1.05 | 1.05 | Y | South | FC
PAIGES_6_SOLAR |  |  | Paige Solar | CISO | N | Fresno | Coalinga, Panoche 115 kV | Y | Solar_1Axis | PHOTO VOLTAIC | SUN | 20 | 22 |  |  |  |  | 1 | 24 | 24 |  |  |  |  | 0 | 0 | 0 | 0 | 0 | 0 | 0 | 0 | 0 | 0 | 0 | 0 | N | North | EO
PALALT_7_COBUG |  |  | Cooperatively Owned Back Up Generator | CISO | N | Bay Area |  |  | Peaker | FTUR | NATURAL GAS | 4.5 | 5.2 |  |  |  |  | 1 | 24 | 24 |  |  |  |  | 4.5 | 4.5 | 4.5 | 4.5 | 4.5 | 4.5 | 4.5 | 4.5 | 4.5 | 4.5 | 4.5 | 4.5 | N | North | FC
PALOMR_2_PL1X3 |  |  | Palomar Energy Center | CISO | N | San Diego-IV | San Diego |  | CCGT | COMBINED CYCLE | NATURAL GAS | 588.21 | 588.21 |  |  |  |  | 1 | 24 | 24 |  |  | 363.21 | 1 | 588.21 | 588.21 | 588.21 | 588.21 | 588.21 | 588.21 | 588.21 | 588.21 | 588.21 | 588.21 | 588.21 | 588.21 | Y | South | FC
PARDEB_6_UNITS |  |  | Pardee Power House | CISO | N | CAISO System |  |  | Hydro | HYDRO | WATER | 30 | 30 |  |  |  |  | 1 | 24 | 24 |  |  | 14.96 | 1 | 15.76 | 14.96 | 15.76 | 23.6 | 24 | 24 | 14.96 | 14.96 | 14.96 | 14.96 | 14.16 | 15.76 | Y | North | FC
PBLOSM_2_SOLAR |  |  | PearBlossom | CISO | N | CAISO System |  | Y | Solar_1Axis | PHOTO VOLTAIC | SUN | 9.5 | 9.5 |  |  |  |  | 1 | 24 | 24 |  |  |  |  | 0.1 | 0.1 | 0.27 | 0.1 | 3.12 | 4.03 | 6.25 | 5.4 | 0.29 | 0.1 | 0.1 | 0.1 | N | South | FC
PEABDY_2_LNDFIL |  |  | G2 Energy Hay Road Power Plant | CISO | N | CAISO System |  | Y | Biogas | RECIPROCATING ENGINE | BIOGAS | 1.6 | 1.6 |  |  |  |  | 1 | 24 | 24 |  |  |  |  | 1.54 | 1.54 | 1.49 | 1.53 | 1.52 | 1.51 | 1.51 | 1.51 | 1.51 | 1.52 | 1.53 | 1.52 | N | North | FC
PEABDY_2_LNDFL1 |  |  | Potrero Hills Energy Producers | CISO | N | CAISO System |  |  | Biogas | RECIPROCATING ENGINE | BIOGAS | 8 | 8 |  |  |  |  | 1 | 24 | 24 |  |  |  |  | 7.7 | 7.67 | 7.54 | 7.57 | 7.03 | 7.39 | 7.56 | 7.54 | 7.52 | 7.41 | 7.47 | 7.22 | N | North | FC
PEARBL_2_NSPIN |  |  | PEARBL_2_NSPIN | CISO | N | CAISO System |  |  | Pump | PUMP | WATER | 118 | 151.2 |  |  |  |  | 1 | 24 | 24 |  |  | 0 | 1 | 46 | 46 | 46 | 46 | 46 | 46 | 46 | 46 | 46 | 46 | 46 | 46 | Y | South | FC
PEASE_1_TBEBT1 |  |  | Tierra Buena Energy Storage | CISO | N | Sierra | Pease, Drum-Rio Oso |  | Battery Storage | OTHER | LESR | 6 | 6 | .8 | 24 | 24 | 1 | 1 | 24 | 4 |  |  | 7 | 3 | 5 | 5 | 5 | 5 | 5 | 5 | 5 | 5 | 5 | 5 | 5 | 5 | Y | North | ID | 100% | Waiting for a new TPP Deliverability study and possibly more.
PEORIA_1_SOLAR |  |  | Sonora 1 | CISO | N | Stockton | Tesla-Bellota, Stanislaus |  | Solar_Fixed | PHOTO VOLTAIC | SUN | 1.5 | 1.5 |  |  |  |  | 1 | 24 | 24 |  |  |  |  | 0.1 | 0.1 | 0.1 | 0.1 | 0.45 | 0.55 | 0.91 | 0.78 | 0.1 | 0.1 | 0.1 | 0.1 | N | North | FC
PGCC_1_PDRP02 |  |  | PGCC_1_PDRP02 | CISO | N | Bay Area |  |  | DR | OTHER | OTHER | [6 empty] | 17 | 22 | [5 empty] | 0.5 | 0.8 | 0.2 | 0 | 0 | 0 | 0 | 0 | 0 | 0 | 0 | 0 | Y | North | FC
PGCC_1_PDRP16 |  |  | PGCC_1_PDRP16 | CISO | N | Bay Area |  |  | DR | OTHER | OTHER | [6 empty] | 17 | 22 | [6 empty] | 0.13 | 0 | 0 | 0 | 0 | 0 | 0 | 0 | 0 | 0 | 0 | Y | North | FC
PGCC_1_PDRP17 |  |  | PGCC_1_PDRP17 | CISO | N | Bay Area |  |  | DR | OTHER | OTHER | [6 empty] | 17 | 22 | [5 empty] | 0.3 | 0.16 | 0 | 0 | 0 | 0 | 0 | 0 | 0 | 0 | 0 | 0 | Y | North | FC
PGCC_1_PDRP18 |  |  | PGCC_1_PDRP18 | CISO | N | Bay Area |  |  | DR | OTHER | OTHER | [6 empty] | 17 | 22 | [6 empty] | 0.11 | 0.6 | 0 | 0 | 0 | 0 | 0 | 0 | 0 | 0 | 0 | Y | North | FC
PGCC_1_PDRP19 |  |  | PGCC_1_PDRP19 | CISO | N | Bay Area |  |  | DR | OTHER | OTHER | [6 empty] | 17 | 22 | [6 empty] | 0.37 | 0 | 0 | 0 | 0 | 0 | 0 | 0 | 0 | 0 | 0 | Y | North | FC
PGCC_1_PDRP22 |  |  | PGCC_1_PDRP22 | CISO | N | Bay Area |  |  | DR | OTHER | OTHER | [6 empty] | 17 | 22 | [5 empty] | 0.11 | 0 | 0 | 0 | 0 | 0 | 0 | 0 | 0 | 0 | 0 | 0 | Y | North | FC
PGCC_1_PDRP24 |  |  | VLTS_PDR_PGCC_01 | CISO | N | Bay Area |  |  | DR | OTHER | OTHER | [6 empty] | 17 | 22 | [5 empty] | 0.95 | 0.91 | 0.91 | 0 | 0 | 0 | 0 | 0 | 0 | 0 | 0 | 0 | Y | North | FC
PGCC_1_PDRP34 |  |  | PGCC_1_PDRP34 | CISO | N | Bay Area |  |  | DR | OTHER | OTHER | [6 empty] | 17 | 22 | [5 empty] | 0.37 | 0 | 0 | 0 | 0 | 0 | 0 | 0 | 0 | 0 | 0 | 0 | Y | North | FC
PGEB_2_PDRP08 |  |  | PGEB_2_PDRP08 | CISO | N | Bay Area |  |  | DR | OTHER | OTHER | [6 empty] | 17 | 22 | [5 empty] | 0.5 | 0.8 | 0.2 | 0 | 0 | 0 | 0 | 0 | 0 | 0 | 0 | 0 | Y | North | FC
PGEB_2_PDRP09 |  |  | PGEB_2_PDRP09 | CISO | N | Bay Area |  |  | DR | OTHER | OTHER | [6 empty] | 17 | 22 | [5 empty] | 0.12 | 0.22 | 0.15 | 0 | 0 | 0 | 0 | 0 | 0 | 0 | 0 | 0 | Y | North | FC
PGEB_2_PDRP10 |  |  | PGEB_2_PDRP10 | CISO | N | Bay Area |  |  | DR | OTHER | OTHER | [6 empty] | 17 | 22 | [5 empty] | 0.12 | 0.21 | 0.15 | 0 | 0 | 0 | 0 | 0 | 0 | 0 | 0 | 0 | Y | North | FC
PGEB_2_PDRP105 |  |  | PGEB_2_PDRP105 | CISO | N | Bay Area |  |  | DR | OTHER | OTHER | [6 empty] | 17 | 22 | [7 empty] | 0.89 | 0 | 0 | 0 | 0 | 0 | 0 | 0 | 0 | 0 | Y | North | FC
PGEB_2_PDRP107 |  |  | VLTS_PDR_PGEB_02 | CISO | N | Bay Area |  |  | DR | OTHER | OTHER | 7.5 | 7.5 |  |  |  |  | 17 | 22 | [5 empty] | 0.17 | 0.21 | 0.21 | 0 | 0 | 0 | 0 | 0 | 0 | 0 | 0 | 0 | Y | North | FC
PGEB_2_PDRP111 |  |  | VLTS_PDR_PGEB_03 | CISO | N | Bay Area |  |  | DR | OTHER | OTHER | 4 | 4 |  |  |  |  | 17 | 22 | [5 empty] | 0.14 | 0.16 | 0.16 | 0 | 0 | 0 | 0 | 0 | 0 | 0 | 0 | 0 | Y | North | FC
PGEB_2_PDRP21 |  |  | PGEB_2_PDRP21 | CISO | N | Bay Area |  |  | DR | OTHER | OTHER | [6 empty] | 17 | 22 | [5 empty] | 0.12 | 0.22 | 0.15 | 0 | 0 | 0 | 0 | 0 | 0 | 0 | 0 | 0 | Y | North | FC
PGEB_2_PDRP22 |  |  | PGEB_2_PDRP22 | CISO | N | Bay Area |  |  | DR | OTHER | OTHER | [6 empty] | 17 | 22 | [5 empty] | 0.12 | 0.21 | 0.15 | 0 | 0 | 0 | 0 | 0 | 0 | 0 | 0 | 0 | Y | North | FC
PGEB_2_PDRP23 |  |  | PGEB_2_PDRP23 | CISO | N | Bay Area |  |  | DR | OTHER | OTHER | [6 empty] | 17 | 22 | [5 empty] | 0.12 | 0.22 | 0.15 | 0 | 0 | 0 | 0 | 0 | 0 | 0 | 0 | 0 | Y | North | FC
PGEB_2_PDRP24 |  |  | PGEB_2_PDRP24 | CISO | N | Bay Area |  |  | DR | OTHER | OTHER | [6 empty] | 17 | 22 | [5 empty] | 0.12 | 0.21 | 0.16 | 0 | 0 | 0 | 0 | 0 | 0 | 0 | 0 | 0 | Y | North | FC
PGEB_2_PDRP57 |  |  | PGEB_2_PDRP57 | CISO | N | Bay Area |  |  | DR | OTHER | OTHER | [6 empty] | 17 | 22 | [5 empty] | 1.1 | 1.1 | 1.1 | 0 | 0 | 0 | 0 | 0 | 0 | 0 | 0 | 0 | Y | North | FC
PGEB_2_PDRP70 |  |  | PGEB_2_PDRP70 | CISO | N | Bay Area |  |  | DR | OTHER | OTHER | [6 empty] | 17 | 22 | [5 empty] | 0.99 | 0.6 | 0.99 | 0 | 0 | 0 | 0 | 0 | 0 | 0 | 0 | 0 | Y | North | FC
PGEB_2_PDRP73 |  |  | PGEB_2_PDRP73 | CISO | N | Bay Area |  |  | DR | OTHER | OTHER | [6 empty] | 17 | 22 | [5 empty] | 0.16 | 0.11 | 0.99 | 0 | 0 | 0 | 0 | 0 | 0 | 0 | 0 | 0 | Y | North | FC
PGEB_2_PDRP76 |  |  | PGEB_2_PDRP76 | CISO | N | Bay Area |  |  | DR | OTHER | OTHER | [6 empty] | 17 | 22 | [5 empty] | 0.69 | 0.32 | 0.99 | 0 | 0 | 0 | 0 | 0 | 0 | 0 | 0 | 0 | Y | North | FC
PGEB_2_PDRP77 |  |  | PGEB_2_PDRP77 | CISO | N | Bay Area |  |  | DR | OTHER | OTHER | [6 empty] | 17 | 22 | [5 empty] | 0.44 | 0.45 | 0.23 | 0 | 0 | 0 | 0 | 0 | 0 | 0 | 0 | 0 | Y | North | FC
PGEB_2_PDRP78 |  |  | PGEB_2_PDRP78 | CISO | N | Bay Area |  |  | DR | OTHER | OTHER | [6 empty] | 17 | 22 | [5 empty] | 0.11 | 0.44 | 0.1 | 0 | 0 | 0 | 0 | 0 | 0 | 0 | 0 | 0 | Y | North | FC
PGEB_2_PDRP81 |  |  | PGEB_2_PDRP81 | CISO | N | Bay Area |  |  | DR | OTHER | OTHER | [6 empty] | 17 | 22 | [5 empty] | 0.13 | 0.18 | 0.68 | 0 | 0 | 0 | 0 | 0 | 0 | 0 | 0 | 0 | Y | North | FC
PGEB_2_PDRP82 |  |  | PGEB_2_PDRP82 | CISO | N | Bay Area |  |  | DR | OTHER | OTHER | [6 empty] | 17 | 22 | [5 empty] | 0.12 | 0 | 0 | 0 | 0 | 0 | 0 | 0 | 0 | 0 | 0 | 0 | Y | North | FC
PGF1_2_PDRP108 |  |  | VLTS_PDR_PGF1_02 | CISO | N | Fresno |  |  | DR | OTHER | OTHER | 9.95 | [5 empty] | 17 | 22 | [5 empty] | 2.67 | 2.13 | 2.13 | 0 | 0 | 0 | 0 | 0 | 0 | 0 | 0 | 0 | Y | North | FC
PGF1_2_PDRP109 |  |  | PGF1_2_PDRP109 | CISO | N | Fresno |  |  | DR | OTHER | OTHER | 0.99 | [5 empty] | 17 | 22 | [5 empty] | 0.59 | 0.24 | 0.99 | 0 | 0 | 0 | 0 | 0 | 0 | 0 | 0 | 0 | Y | North | FC
PGF1_2_PDRP11 |  |  | PGF1_2_PDRP11 | CISO | N | Fresno |  |  | DR | OTHER | OTHER | [6 empty] | 17 | 22 | [5 empty] | 0.6 | 0.8 | 0.3 | 0 | 0 | 0 | 0 | 0 | 0 | 0 | 0 | 0 | Y | North | FC
PGF1_2_PDRP110 |  |  | PGF1_2_PDRP110 | CISO | N | Fresno |  |  | DR | OTHER | OTHER | 0.99 | [5 empty] | 17 | 22 | [5 empty] | 0.12 | 0.11 | 0 | 0 | 0 | 0 | 0 | 0 | 0 | 0 | 0 | 0 | Y | North | FC
PGF1_2_PDRP111 |  |  | VLTS_PDR_PGF1_03 | CISO | N | Fresno |  |  | DR | OTHER | OTHER | 9.9 | [5 empty] | 17 | 22 | [5 empty] | 3.2 | 3.2 | 3.2 | 0 | 0 | 0 | 0 | 0 | 0 | 0 | 0 | 0 | Y | North | FC
PGF1_2_PDRP16 |  |  | PGF1_2_PDRP16 | CISO | N | Fresno |  |  | DR | OTHER | OTHER | [6 empty] | 17 | 22 | [5 empty] | 0.12 | 0.1 | 0.15 | 0 | 0 | 0 | 0 | 0 | 0 | 0 | 0 | 0 | Y | North | FC
PGF1_2_PDRP17 |  |  | PGF1_2_PDRP17 | CISO | N | Fresno |  |  | DR | OTHER | OTHER | [6 empty] | 17 | 22 | [5 empty] | 0.12 | 0.1 | 0.15 | 0 | 0 | 0 | 0 | 0 | 0 | 0 | 0 | 0 | Y | North | FC
PGF1_2_PDRP18 |  |  | PGF1_2_PDRP18 | CISO | N | Fresno |  |  | DR | OTHER | OTHER | [6 empty] | 17 | 22 | [5 empty] | 0.13 | 0.1 | 0.15 | 0 | 0 | 0 | 0 | 0 | 0 | 0 | 0 | 0 | Y | North | FC
PGF1_2_PDRP19 |  |  | PGF1_2_PDRP19 | CISO | N | Fresno |  |  | DR | OTHER | OTHER | [6 empty] | 17 | 22 | [5 empty] | 0.12 | 0.1 | 0.15 | 0 | 0 | 0 | 0 | 0 | 0 | 0 | 0 | 0 | Y | North | FC
PGF1_2_PDRP20 |  |  | PGF1_2_PDRP20 | CISO | N | Fresno |  |  | DR | OTHER | OTHER | [6 empty] | 17 | 22 | [5 empty] | 0.13 | 0.1 | 0.16 | 0 | 0 | 0 | 0 | 0 | 0 | 0 | 0 | 0 | Y | North | FC
PGF1_2_PDRP21 |  |  | PGF1_2_PDRP21 | CISO | N | Fresno |  |  | DR | OTHER | OTHER | [6 empty] | 17 | 22 | [5 empty] | 0.13 | 0.1 | 0.16 | 0 | 0 | 0 | 0 | 0 | 0 | 0 | 0 | 0 | Y | North | FC
PGF1_2_PDRP24 |  |  | PGF1_2_PDRP24 | CISO | N | Fresno |  |  | DR | OTHER | OTHER | [6 empty] | 17 | 22 | [5 empty] | 0.13 | 0.1 | 0.16 | 0 | 0 | 0 | 0 | 0 | 0 | 0 | 0 | 0 | Y | North | FC
PGF1_2_PDRP25 |  |  | PGF1_2_PDRP25 | CISO | N | Fresno |  |  | DR | OTHER | OTHER | [6 empty] | 17 | 22 | [5 empty] | 0.13 | 0.1 | 0.16 | 0 | 0 | 0 | 0 | 0 | 0 | 0 | 0 | 0 | Y | North | FC
PGF1_2_PDRP26 |  |  | PGF1_2_PDRP26 | CISO | N | Fresno |  |  | DR | OTHER | OTHER | [6 empty] | 17 | 22 | [5 empty] | 0.13 | 0.1 | 0.16 | 0 | 0 | 0 | 0 | 0 | 0 | 0 | 0 | 0 | Y | North | FC
PGF1_2_PDRP27 |  |  | PGF1_2_PDRP27 | CISO | N | Fresno |  |  | DR | OTHER | OTHER | [6 empty] | 17 | 22 | [5 empty] | 0.13 | 0.1 | 0.16 | 0 | 0 | 0 | 0 | 0 | 0 | 0 | 0 | 0 | Y | North | FC
PGF1_2_PDRP29 |  |  | PGF1_2_PDRP29 | CISO | N | Fresno |  |  | DR | OTHER | OTHER | [6 empty] | 17 | 22 | [5 empty] | 0.13 | 0.1 | 0.16 | 0 | 0 | 0 | 0 | 0 | 0 | 0 | 0 | 0 | Y | North | FC
PGF1_2_PDRP60 |  |  | PGF1_2_PDRP60 | CISO | N | Fresno |  |  | DR | OTHER | OTHER | [6 empty] | 17 | 22 | [5 empty] | 2.51 | 1.41 | 5.01 | 0 | 0 | 0 | 0 | 0 | 0 | 0 | 0 | 0 | Y | North | FC
PGF1_2_PDRP62 |  |  | PGF1_2_PDRP62 | CISO | N | Fresno |  |  | DR | OTHER | OTHER | [6 empty] | 17 | 22 | [5 empty] | 0.14 | 0.11 | 0 | 0 | 0 | 0 | 0 | 0 | 0 | 0 | 0 | 0 | Y | North | FC
PGF1_2_PDRP64 |  |  | PGF1_2_PDRP64 | CISO | N | Fresno |  |  | DR | OTHER | OTHER | [6 empty] | 17 | 22 | [5 empty] | 0.32 | 0 | 0 | 0 | 0 | 0 | 0 | 0 | 0 | 0 | 0 | 0 | Y | North | FC
PGF1_2_PDRP68 |  |  | PGF1_2_PDRP68 | CISO | N | Fresno |  |  | DR | OTHER | OTHER | [6 empty] | 17 | 22 | [5 empty] | 0.18 | 0.12 | 0.22 | 0 | 0 | 0 | 0 | 0 | 0 | 0 | 0 | 0 | Y | North | FC
PGF1_2_PDRP69 |  |  | PGF1_2_PDRP69 | CISO | N | Fresno |  |  | DR | OTHER | OTHER | [6 empty] | 17 | 22 | [6 empty] | 0.11 | 0.15 | 0 | 0 | 0 | 0 | 0 | 0 | 0 | 0 | 0 | Y | North | FC
PGF1_2_PDRP71 |  |  | PGF1_2_PDRP71 | CISO | N | Fresno |  |  | DR | OTHER | OTHER | [6 empty] | 17 | 22 | [7 empty] | 0.26 | 0 | 0 | 0 | 0 | 0 | 0 | 0 | 0 | 0 | Y | North | FC
PGF1_2_PDRP77 |  |  | PGF1_2_PDRP77 | CISO | N | Fresno |  |  | DR | OTHER | OTHER | [6 empty] | 17 | 22 | [5 empty] | 0.61 | 0.51 | 0.99 | 0 | 0 | 0 | 0 | 0 | 0 | 0 | 0 | 0 | Y | North | FC
PGF1_2_PDRP78 |  |  | PGF1_2_PDRP78 | CISO | N | Fresno |  |  | DR | OTHER | OTHER | [6 empty] | 17 | 22 | [5 empty] | 0.21 | 0.26 | 0.24 | 0 | 0 | 0 | 0 | 0 | 0 | 0 | 0 | 0 | Y | North | FC
PGF1_2_PDRP81 |  |  | PGF1_2_PDRP81 | CISO | N | Fresno |  |  | DR | OTHER | OTHER | [6 empty] | 17 | 22 | [5 empty] | 0.2 | 0.16 | 0.14 | 0 | 0 | 0 | 0 | 0 | 0 | 0 | 0 | 0 | Y | North | FC
PGF1_2_PDRP83 |  |  | PGF1_2_PDRP83 | CISO | N | Fresno |  |  | DR | OTHER | OTHER | [6 empty] | 17 | 22 | [5 empty] | 0.58 | 0.67 | 0.99 | 0 | 0 | 0 | 0 | 0 | 0 | 0 | 0 | 0 | Y | North | FC
PGF1_2_PDRP84 |  |  | PGF1_2_PDRP84 | CISO | N | Fresno |  |  | DR | OTHER | OTHER | [6 empty] | 17 | 22 | [5 empty] | 0.99 | 0.18 | 0.99 | 0 | 0 | 0 | 0 | 0 | 0 | 0 | 0 | 0 | Y | North | FC
PGF1_2_PDRP86 |  |  | PGF1_2_PDRP86 | CISO | N | Fresno |  |  | DR | OTHER | OTHER | [6 empty] | 17 | 22 | [7 empty] | 0.27 | 0 | 0 | 0 | 0 | 0 | 0 | 0 | 0 | 0 | Y | North | FC
PGF1_2_PDRP92 |  |  | VLTS_PDR_PGF1_01 | CISO | N | Fresno |  |  | DR | OTHER | OTHER | [6 empty] | 17 | 22 | [5 empty] | 2.34 | 1.28 | 1.28 | 0 | 0 | 0 | 0 | 0 | 0 | 0 | 0 | 0 | Y | North | FC
PGFG_1_PDRP21 |  |  | PGFG_1_PDRP21 | CISO | N | NCNB |  |  | DR | OTHER | OTHER | [6 empty] | 17 | 22 | [5 empty] | 0.17 | 0.2 | 0.18 | 0 | 0 | 0 | 0 | 0 | 0 | 0 | 0 | 0 | Y | North | FC
PGFG_1_PDRP35 |  |  | PGFG_1_PDRP35 | CISO | N | NCNB |  |  | DR | OTHER | OTHER | [6 empty] | 17 | 22 | [5 empty] | 0.43 | 0.43 | 0.48 | 0 | 0 | 0 | 0 | 0 | 0 | 0 | 0 | 0 | Y | North | FC
PGFG_1_PDRP37 |  |  | VLTS_PDR_PGFG_01 | CISO | N | NCNB |  |  | DR | OTHER | OTHER | [6 empty] | 17 | 22 | [5 empty] | 0.11 | 0.11 | 0.11 | 0 | 0 | 0 | 0 | 0 | 0 | 0 | 0 | 0 | Y | North | FC
PGHB_6_PDRP02 |  |  | PGHB_6_PDRP02 | CISO | N | Humboldt |  |  | DR | OTHER | OTHER | [6 empty] | 17 | 22 | [5 empty] | 0.13 | 0.1 | 0.16 | 0 | 0 | 0 | 0 | 0 | 0 | 0 | 0 | 0 | Y | North | FC
PGKN_2_PDRP02 |  |  | PGKN_2_PDRP02 | CISO | N | Kern |  |  | DR | OTHER | OTHER | [6 empty] | 17 | 22 | [5 empty] | 0.13 | 0.15 | 0.16 | 0 | 0 | 0 | 0 | 0 | 0 | 0 | 0 | 0 | Y | North | FC
PGKN_2_PDRP07 |  |  | PGKN_2_PDRP07 | CISO | N | Kern |  |  | DR | OTHER | OTHER | [6 empty] | 17 | 22 | [5 empty] | 0.13 | 0.15 | 0.16 | 0 | 0 | 0 | 0 | 0 | 0 | 0 | 0 | 0 | Y | North | FC
PGKN_2_PDRP32 |  |  | VLTS_PDR_PGKN_1 | CISO | N | Kern |  |  | DR | OTHER | OTHER | [6 empty] | 17 | 22 | [5 empty] | 1.17 | 1.39 | 1.39 | 0 | 0 | 0 | 0 | 0 | 0 | 0 | 0 | 0 | Y | North | FC
PGKN_2_PDRP40 |  |  | PGKN_2_PDRP40 | CISO | N | Kern |  |  | DR | OTHER | OTHER | [6 empty] | 17 | 22 | [5 empty] | 0.17 | 0.17 | 0.15 | 0 | 0 | 0 | 0 | 0 | 0 | 0 | 0 | 0 | Y | North | FC
PGKN_2_PDRP41 |  |  | PGKN_2_PDRP41 | CISO | N | Kern |  |  | DR | OTHER | OTHER | [6 empty] | 17 | 22 | [6 empty] | 0.37 | 0.38 | 0 | 0 | 0 | 0 | 0 | 0 | 0 | 0 | 0 | Y | North | FC
PGKN_2_PDRP48 |  |  | PGKN_2_PDRP48 | CISO | N | Kern |  |  | DR | OTHER | OTHER | [6 empty] | 17 | 22 | [5 empty] | 1.5 | 1.5 | 1.5 | 0 | 0 | 0 | 0 | 0 | 0 | 0 | 0 | 0 | Y | North | FC
PGNB_2_PDRP19 |  |  | PGNB_2_PDRP19 | CISO | N | NCNB |  |  | DR | OTHER | OTHER | [6 empty] | 17 | 22 | [5 empty] | 0.11 | 0.12 | 0 | 0 | 0 | 0 | 0 | 0 | 0 | 0 | 0 | 0 | Y | North | FC
PGNB_2_PDRP20 |  |  | PGNB_2_PDRP20 | CISO | N | NCNB |  |  | DR | OTHER | OTHER | [6 empty] | 17 | 22 | [5 empty] | 0.1 | 0.25 | 0.13 | 0 | 0 | 0 | 0 | 0 | 0 | 0 | 0 | 0 | Y | North | FC
PGNB_2_PDRP30 |  |  | PGNB_2_PDRP30 | CISO | N | NCNB |  |  | DR | OTHER | OTHER | [6 empty] | 17 | 22 | [7 empty] | 0.1 | 0 | 0 | 0 | 0 | 0 | 0 | 0 | 0 | 0 | Y | North | FC
PGNB_2_PDRP43 |  |  | VLTS_PDR_PGNB_02 | CISO | N | NCNB |  |  | DR | OTHER | OTHER | [6 empty] | 17 | 22 | [5 empty] | 0.61 | 0.75 | 0.75 | 0 | 0 | 0 | 0 | 0 | 0 | 0 | 0 | 0 | Y | North | FC
PGNC_1_PDRP01 |  |  | PGNC_1_PDRP01 | CISO | N | NCNB |  |  | DR | OTHER | OTHER | [6 empty] | 17 | 22 | [5 empty] | 0.12 | 0.12 | 0.14 | 0 | 0 | 0 | 0 | 0 | 0 | 0 | 0 | 0 | Y | North | FC
PGNC_1_PDRP19 |  |  | PGNC_1_PDRP19 | CISO | N | NCNB |  |  | DR | OTHER | OTHER | [6 empty] | 17 | 22 | [5 empty] | 0.24 | 0 | 0 | 0 | 0 | 0 | 0 | 0 | 0 | 0 | 0 | 0 | Y | North | FC
PGNC_1_PDRP26 |  |  | PGNC_1_PDRP26 | CISO | N | NCNB |  |  | DR | OTHER | OTHER | [6 empty] | 17 | 22 | [5 empty] | 0.28 | 0.12 | 0 | 0 | 0 | 0 | 0 | 0 | 0 | 0 | 0 | 0 | Y | North | FC
PGNP_2_PDRP08 |  |  | PGNP_2_PDRP08 | CISO | N | CAISO System |  |  | DR | OTHER | OTHER | [6 empty] | 17 | 22 | [5 empty] | 2.1 | 2.1 | 2.1 | 0 | 0 | 0 | 0 | 0 | 0 | 0 | 0 | 0 | Y | North | FC
PGNP_2_PDRP10 |  |  | PGNP_2_PDRP10 | CISO | N | CAISO System |  |  | DR | OTHER | OTHER | [6 empty] | 17 | 22 | [5 empty] | 0.13 | 0.4 | 0.16 | 0 | 0 | 0 | 0 | 0 | 0 | 0 | 0 | 0 | Y | North | FC
PGNP_2_PDRP30 |  |  | PGNP_2_PDRP30 | CISO | N | CAISO System |  |  | DR | OTHER | OTHER | [6 empty] | 17 | 22 | [5 empty] | 0.16 | 0.29 | 0.13 | 0 | 0 | 0 | 0 | 0 | 0 | 0 | 0 | 0 | Y | North | FC
PGNP_2_PDRP34 |  |  | PGNP_2_PDRP34 | CISO | N | CAISO System |  |  | DR | OTHER | OTHER | [6 empty] | 17 | 22 | [5 empty] | 0.15 | 0 | 0.11 | 0 | 0 | 0 | 0 | 0 | 0 | 0 | 0 | 0 | Y | North | FC
PGNP_2_PDRP40 |  |  | PGNP_2_PDRP40 | CISO | N | CAISO System |  |  | DR | OTHER | OTHER | [6 empty] | 17 | 22 | [6 empty] | 0.21 | 0.12 | 0 | 0 | 0 | 0 | 0 | 0 | 0 | 0 | 0 | Y | North | FC
PGNP_2_PDRP41 |  |  | PGNP_2_PDRP41 | CISO | N | CAISO System |  |  | DR | OTHER | OTHER | [6 empty] | 17 | 22 | [5 empty] | 0.11 | 0 | 0.13 | 0 | 0 | 0 | 0 | 0 | 0 | 0 | 0 | 0 | Y | North | FC
PGNP_2_PDRP46 |  |  | PGNP_2_PDRP46 | CISO | N | CAISO System |  |  | DR | OTHER | OTHER | [6 empty] | 17 | 22 | [5 empty] | 0.32 | 0.32 | 0.99 | 0 | 0 | 0 | 0 | 0 | 0 | 0 | 0 | 0 | Y | North | FC
PGNP_2_PDRP47 |  |  | PGNP_2_PDRP47 | CISO | N | CAISO System |  |  | DR | OTHER | OTHER | [6 empty] | 17 | 22 | [6 empty] | 0.15 | 0 | 0 | 0 | 0 | 0 | 0 | 0 | 0 | 0 | 0 | Y | North | FC
PGNP_2_PDRP49 |  |  | PGNP_2_PDRP49 | CISO | N | CAISO System |  |  | DR | OTHER | OTHER | [6 empty] | 17 | 22 | [5 empty] | 0.49 | 0 | 0 | 0 | 0 | 0 | 0 | 0 | 0 | 0 | 0 | 0 | Y | North | FC
PGNP_2_PDRP53 |  |  | VLTS_PDR_PGNP_04 | CISO | N | CAISO System |  |  | DR | OTHER | OTHER | [6 empty] | 17 | 22 | [5 empty] | 1.33 | 1.33 | 1.33 | 0 | 0 | 0 | 0 | 0 | 0 | 0 | 0 | 0 | Y | North | FC
PGP2_2_PDRP08 |  |  | PGP2_2_PDRP08 | CISO | N | Bay Area |  |  | DR | OTHER | OTHER | [6 empty] | 17 | 22 | [5 empty] | 0.13 | 0.35 | 0.16 | 0 | 0 | 0 | 0 | 0 | 0 | 0 | 0 | 0 | Y | North | FC
PGP2_2_PDRP38 |  |  | PGP2_2_PDRP38 | CISO | N | Bay Area |  |  | DR | OTHER | OTHER | [6 empty] | 17 | 22 | [5 empty] | 0.37 | 0.37 | 0.99 | 0 | 0 | 0 | 0 | 0 | 0 | 0 | 0 | 0 | Y | North | FC
PGP2_2_PDRP62 |  |  | PGP2_2_PDRP62 | CISO | N | Bay Area |  |  | DR | OTHER | OTHER | [6 empty] | 17 | 22 | [5 empty] | 0.14 | 0.36 | 0.13 | 0 | 0 | 0 | 0 | 0 | 0 | 0 | 0 | 0 | Y | North | FC
PGP2_2_PDRP63 |  |  | PGP2_2_PDRP63 | CISO | N | Bay Area |  |  | DR | OTHER | OTHER | [6 empty] | 17 | 22 | [7 empty] | 0.13 | 0 | 0 | 0 | 0 | 0 | 0 | 0 | 0 | 0 | Y | North | FC
PGP2_2_PDRP67 |  |  | PGP2_2_PDRP67 | CISO | N | Bay Area |  |  | DR | OTHER | OTHER | [6 empty] | 17 | 22 | [5 empty] | 0.19 | 0.15 | 0 | 0 | 0 | 0 | 0 | 0 | 0 | 0 | 0 | 0 | Y | North | FC
PGP2_2_PDRP68 |  |  | PGP2_2_PDRP68 | CISO | N | Bay Area |  |  | DR | OTHER | OTHER | [6 empty] | 17 | 22 | [5 empty] | 0.11 | 0.11 | 0.14 | 0 | 0 | 0 | 0 | 0 | 0 | 0 | 0 | 0 | Y | North | FC
PGP2_2_PDRP69 |  |  | PGEB_2_PDRP69 | CISO | N | Bay Area |  |  | DR | OTHER | OTHER | [6 empty] | 17 | 22 | [7 empty] | 0.12 | 0 | 0 | 0 | 0 | 0 | 0 | 0 | 0 | 0 | Y | North | FC
PGSB_1_PDRP104 |  |  | PGSB_1_PDRP104 | CISO | N | Bay Area |  |  | DR | OTHER | OTHER | 0.99 | [5 empty] | 17 | 22 | [5 empty] | 0.53 | 0.73 | 0.99 | 0 | 0 | 0 | 0 | 0 | 0 | 0 | 0 | 0 | Y | North | FC
PGSB_1_PDRP11 |  |  | PGSB_1_PDRP11 | CISO | N | Bay Area |  |  | DR | OTHER | OTHER | [6 empty] | 17 | 22 | [5 empty] | 0.13 | 0.44 | 0.16 | 0 | 0 | 0 | 0 | 0 | 0 | 0 | 0 | 0 | Y | North | FC
PGSB_1_PDRP56 |  |  | PGSB_1_PDRP56 | CISO | N | Bay Area |  |  | DR | OTHER | OTHER | [6 empty] | 17 | 22 | [5 empty] | 0.14 | 0.14 | 0.16 | 0 | 0 | 0 | 0 | 0 | 0 | 0 | 0 | 0 | Y | North | FC
PGSB_1_PDRP57 |  |  | PGSB_1_PDRP57 | CISO | N | Bay Area |  |  | DR | OTHER | OTHER | [6 empty] | 17 | 22 | [5 empty] | 0.1 | 0.1 | 0.1 | 0 | 0 | 0 | 0 | 0 | 0 | 0 | 0 | 0 | Y | North | FC
PGSB_1_PDRP58 |  |  | PGSB_1_PDRP58 | CISO | N | Bay Area |  |  | DR | OTHER | OTHER | [6 empty] | 17 | 22 | [5 empty] | 0.17 | 0.17 | 0.18 | 0 | 0 | 0 | 0 | 0 | 0 | 0 | 0 | 0 | Y | North | FC
PGSB_1_PDRP67 |  |  | PGSB_1_PDRP67 | CISO | N | Bay Area |  |  | DR | OTHER | OTHER | [6 empty] | 17 | 22 | [5 empty] | 0.41 | 0.44 | 0.22 | 0 | 0 | 0 | 0 | 0 | 0 | 0 | 0 | 0 | Y | North | FC
PGSB_1_PDRP69 |  |  | PGSB_1_PDRP69 | CISO | N | Bay Area |  |  | DR | OTHER | OTHER | [6 empty] | 17 | 22 | [7 empty] | 0.23 | 0 | 0 | 0 | 0 | 0 | 0 | 0 | 0 | 0 | Y | North | FC
PGSB_1_PDRP70 |  |  | PGSB_1_PDRP70 | CISO | N | Bay Area |  |  | DR | OTHER | OTHER | [6 empty] | 17 | 22 | [5 empty] | 0.11 | 0 | 0 | 0 | 0 | 0 | 0 | 0 | 0 | 0 | 0 | 0 | Y | North | FC
PGSB_1_PDRP73 |  |  | PGSB_1_PDRP73 | CISO | N | Bay Area |  |  | DR | OTHER | OTHER | [6 empty] | 17 | 22 | [5 empty] | 0.1 | 0.28 | 0.2 | 0 | 0 | 0 | 0 | 0 | 0 | 0 | 0 | 0 | Y | North | FC
PGSB_1_PDRP76 |  |  | PGSB_1_PDRP76 | CISO | N | Bay Area |  |  | DR | OTHER | OTHER | [6 empty] | 17 | 22 | [5 empty] | 0.12 | 0 | 0 | 0 | 0 | 0 | 0 | 0 | 0 | 0 | 0 | 0 | Y | North | FC
PGSB_1_PDRP77 |  |  | PGSB_1_PDRP77 | CISO | N | Bay Area |  |  | DR | OTHER | OTHER | [6 empty] | 17 | 22 | [5 empty] | 0.11 | 0.13 | 0.17 | 0 | 0 | 0 | 0 | 0 | 0 | 0 | 0 | 0 | Y | North | FC
PGSB_1_PDRP83 |  |  | PGSB_1_PDRP83 | CISO | N | Bay Area |  |  | DR | OTHER | OTHER | [6 empty] | 17 | 22 | [5 empty] | 0.35 | 0.15 | 0.32 | 0 | 0 | 0 | 0 | 0 | 0 | 0 | 0 | 0 | Y | North | FC
PGSB_1_PDRP87 |  |  | VLTS_PDR_PGSB_1 | CISO | N | Bay Area |  |  | DR | OTHER | OTHER | [6 empty] | 17 | 22 | [5 empty] | 0.18 | 0.21 | 0.21 | 0 | 0 | 0 | 0 | 0 | 0 | 0 | 0 | 0 | Y | North | FC
PGSB_1_PDRP97 |  |  | VLTS_PDR_PGSB_03 | CISO | N | Bay Area |  |  | DR | OTHER | OTHER | [6 empty] | 17 | 22 | [5 empty] | 0.14 | 0.16 | 0.16 | 0 | 0 | 0 | 0 | 0 | 0 | 0 | 0 | 0 | Y | North | FC
PGSF_2_PDRP38 |  |  | PGSF_2_PDRP38 | CISO | N | Bay Area |  |  | DR | OTHER | OTHER | [6 empty] | 17 | 22 | [5 empty] | 0.16 | 0.14 | 0 | 0 | 0 | 0 | 0 | 0 | 0 | 0 | 0 | 0 | Y | North | FC
PGSF_2_PDRP51 |  |  | PGSF_2_PDRP51 | CISO | N | Bay Area |  |  | DR | OTHER | OTHER | [6 empty] | 17 | 22 | [5 empty] | 0.31 | 0.57 | 0.99 | 0 | 0 | 0 | 0 | 0 | 0 | 0 | 0 | 0 | Y | North | FC
PGSF_2_PDRP56 |  |  | PGSF_2_PDRP56 | CISO | N | Bay Area |  |  | DR | OTHER | OTHER | [6 empty] | 17 | 22 | [5 empty] | 0.47 | 0.14 | 0.99 | 0 | 0 | 0 | 0 | 0 | 0 | 0 | 0 | 0 | Y | North | FC
PGSF_2_PDRP57 |  |  | PGSF_2_PDRP57 | CISO | N | Bay Area |  |  | DR | OTHER | OTHER | [6 empty] | 17 | 22 | [5 empty] | 0.14 | 0.28 | 0.12 | 0 | 0 | 0 | 0 | 0 | 0 | 0 | 0 | 0 | Y | North | FC
PGSF_2_PDRP58 |  |  | VLTS_PDR_PGSF_02 | CISO | N | Bay Area |  |  | DR | OTHER | OTHER | [6 empty] | 17 | 22 | [5 empty] | 0.23 | 0.27 | 0.27 | 0 | 0 | 0 | 0 | 0 | 0 | 0 | 0 | 0 | Y | North | FC
PGSI_1_PDRP09 |  |  | PGSI_1_PDRP09 | CISO | N | Sierra |  |  | DR | OTHER | OTHER | [6 empty] | 17 | 22 | [5 empty] | 0.13 | 0.13 | 0.16 | 0 | 0 | 0 | 0 | 0 | 0 | 0 | 0 | 0 | Y | North | FC
PGSI_1_PDRP10 |  |  | PGSI_1_PDRP10 | CISO | N | Sierra |  |  | DR | OTHER | OTHER | [6 empty] | 17 | 22 | [5 empty] | 0.13 | 0.13 | 0.16 | 0 | 0 | 0 | 0 | 0 | 0 | 0 | 0 | 0 | Y | North | FC
PGSI_1_PDRP11 |  |  | PGSI_1_PDRP11 | CISO | N | Sierra |  |  | DR | OTHER | OTHER | [6 empty] | 17 | 22 | [5 empty] | 0.13 | 0.13 | 0.16 | 0 | 0 | 0 | 0 | 0 | 0 | 0 | 0 | 0 | Y | North | FC
PGSI_1_PDRP12 |  |  | PGSI_1_PDRP12 | CISO | N | Sierra |  |  | DR | OTHER | OTHER | [6 empty] | 17 | 22 | [5 empty] | 0.13 | 0.12 | 0.16 | 0 | 0 | 0 | 0 | 0 | 0 | 0 | 0 | 0 | Y | North | FC
PGSI_1_PDRP29 |  |  | PGSI_1_PDRP29 | CISO | N | Sierra |  |  | DR | OTHER | OTHER | [6 empty] | 17 | 22 | [5 empty] | 1.5 | 1.5 | 1.5 | 0 | 0 | 0 | 0 | 0 | 0 | 0 | 0 | 0 | Y | North | FC
PGSI_1_PDRP31 |  |  | PGSI_1_PDRP31 | CISO | N | Sierra |  |  | DR | OTHER | OTHER | [6 empty] | 17 | 22 | [6 empty] | 0.13 | 0.14 | 0 | 0 | 0 | 0 | 0 | 0 | 0 | 0 | 0 | Y | North | FC
PGSI_1_PDRP35 |  |  | PGSI_1_PDRP35 | CISO | N | Sierra |  |  | DR | OTHER | OTHER | [6 empty] | 17 | 22 | [7 empty] | 0.15 | 0 | 0 | 0 | 0 | 0 | 0 | 0 | 0 | 0 | Y | North | FC
PGSI_1_PDRP37 |  |  | PGSI_1_PDRP37 | CISO | N | Sierra |  |  | DR | OTHER | OTHER | [6 empty] | 17 | 22 | [5 empty] | 0.13 | 0.11 | 0 | 0 | 0 | 0 | 0 | 0 | 0 | 0 | 0 | 0 | Y | North | FC
PGSI_1_PDRP42 |  |  | PGSI_1_PDRP42 | CISO | N | Sierra |  |  | DR | OTHER | OTHER | [6 empty] | 17 | 22 | [6 empty] | 0.19 | 0.12 | 0 | 0 | 0 | 0 | 0 | 0 | 0 | 0 | 0 | Y | North | FC
PGSI_1_PDRP44 |  |  | PGSI_1_PDRP44 | CISO | N | Sierra |  |  | DR | OTHER | OTHER | [6 empty] | 17 | 22 | [5 empty] | 0.14 | 0 | 0 | 0 | 0 | 0 | 0 | 0 | 0 | 0 | 0 | 0 | Y | North | FC
PGSI_1_PDRP45 |  |  | PGSI_1_PDRP45 | CISO | N | Sierra |  |  | DR | OTHER | OTHER | [6 empty] | 17 | 22 | [7 empty] | 0.15 | 0 | 0 | 0 | 0 | 0 | 0 | 0 | 0 | 0 | Y | North | FC
PGSI_1_PDRP49 |  |  | PGSI_1_PDRP49 | CISO | N | Sierra |  |  | DR | OTHER | OTHER | [6 empty] | 17 | 22 | [5 empty] | 0.17 | 0.19 | 0 | 0 | 0 | 0 | 0 | 0 | 0 | 0 | 0 | 0 | Y | North | FC
PGSI_1_PDRP51 |  |  | VLTS_PDR_PGSI_02 | CISO | N | Sierra |  |  | DR | OTHER | OTHER | [6 empty] | 17 | 22 | [5 empty] | 0.61 | 0.75 | 1.28 | 0 | 0 | 0 | 0 | 0 | 0 | 0 | 0 | 0 | Y | North | FC
PGST_2_PDRP08 |  |  | PGST_2_PDRP08 | CISO | N | Stockton |  |  | DR | OTHER | OTHER | [6 empty] | 17 | 22 | [5 empty] | 0.13 | 0.1 | 0.16 | 0 | 0 | 0 | 0 | 0 | 0 | 0 | 0 | 0 | Y | North | FC
PGST_2_PDRP09 |  |  | PGST_2_PDRP09 | CISO | N | Stockton |  |  | DR | OTHER | OTHER | [6 empty] | 17 | 22 | [5 empty] | 0.13 | 0.12 | 0.16 | 0 | 0 | 0 | 0 | 0 | 0 | 0 | 0 | 0 | Y | North | FC
PGST_2_PDRP10 |  |  | PGST_2_PDRP10 | CISO | N | Stockton |  |  | DR | OTHER | OTHER | [6 empty] | 17 | 22 | [5 empty] | 0.13 | 0.1 | 0.16 | 0 | 0 | 0 | 0 | 0 | 0 | 0 | 0 | 0 | Y | North | FC
PGST_2_PDRP11 |  |  | PGST_2_PDRP11 | CISO | N | Stockton |  |  | DR | OTHER | OTHER | [6 empty] | 17 | 22 | [5 empty] | 0.13 | 0.12 | 0.16 | 0 | 0 | 0 | 0 | 0 | 0 | 0 | 0 | 0 | Y | North | FC
PGST_2_PDRP14 |  |  | PGST_2_PDRP14 | CISO | N | Stockton |  |  | DR | OTHER | OTHER | [6 empty] | 17 | 22 | [5 empty] | 0.13 | 0.1 | 0.16 | 0 | 0 | 0 | 0 | 0 | 0 | 0 | 0 | 0 | Y | North | FC
PGST_2_PDRP22 |  |  | VLTS_PDR_PGST_1 | CISO | N | Stockton |  |  | DR | OTHER | OTHER | [6 empty] | 17 | 22 | [5 empty] | 0.57 | 0.75 | 0.75 | 0 | 0 | 0 | 0 | 0 | 0 | 0 | 0 | 0 | Y | North | FC
PGST_2_PDRP31 |  |  | PGST_2_PDRP31 | CISO | N | Stockton |  |  | DR | OTHER | OTHER | [6 empty] | 17 | 22 | [6 empty] | 0.12 | 0.43 | 0 | 0 | 0 | 0 | 0 | 0 | 0 | 0 | 0 | Y | North | FC
PGST_2_PDRP32 |  |  | PGST_2_PDRP32 | CISO | N | Stockton |  |  | DR | OTHER | OTHER | [6 empty] | 17 | 22 | [5 empty] | 0.13 | 0.12 | 0.1 | 0 | 0 | 0 | 0 | 0 | 0 | 0 | 0 | 0 | Y | North | FC
PGST_2_PDRP34 |  |  | PGST_2_PDRP34 | CISO | N | Stockton |  |  | DR | OTHER | OTHER | [6 empty] | 17 | 22 | [5 empty] | 0.77 | 0.37 | 0.99 | 0 | 0 | 0 | 0 | 0 | 0 | 0 | 0 | 0 | Y | North | FC
PGST_2_PDRP35 |  |  | PGST_2_PDRP35 | CISO | N | Stockton |  |  | DR | OTHER | OTHER | [6 empty] | 17 | 22 | [5 empty] | 0.11 | 0 | 0 | 0 | 0 | 0 | 0 | 0 | 0 | 0 | 0 | 0 | Y | North | FC
PGST_2_PDRP36 |  |  | PGST_2_PDRP36 | CISO | N | Stockton |  |  | DR | OTHER | OTHER | [6 empty] | 17 | 22 | [6 empty] | 0.2 | 0.18 | 0 | 0 | 0 | 0 | 0 | 0 | 0 | 0 | 0 | Y | North | FC
PGST_2_PDRP37 |  |  | PGST_2_PDRP37 | CISO | N | Stockton |  |  | DR | OTHER | OTHER | [6 empty] | 17 | 22 | [5 empty] | 0.26 | 0 | 0 | 0 | 0 | 0 | 0 | 0 | 0 | 0 | 0 | 0 | Y | North | FC
PGZP_2_PDRP22 |  |  | PGZP_2_PDRP22 | CISO | N | CAISO System |  |  | DR | OTHER | OTHER | [6 empty] | 17 | 22 | [5 empty] | 1.5 | 1.5 | 1.5 | 0 | 0 | 0 | 0 | 0 | 0 | 0 | 0 | 0 | Y | North | FC
PGZP_2_PDRP24 |  |  | PGZP_2_PDRP24 | CISO | N | CAISO System |  |  | DR | OTHER | OTHER | [6 empty] | 17 | 22 | [7 empty] | 0.13 | 0 | 0 | 0 | 0 | 0 | 0 | 0 | 0 | 0 | Y | North | FC
PGZP_2_PDRP25 |  |  | PGZP_2_PDRP25 | CISO | N | CAISO System |  |  | DR | OTHER | OTHER | [6 empty] | 17 | 22 | [5 empty] | 0.27 | 0.27 | 0 | 0 | 0 | 0 | 0 | 0 | 0 | 0 | 0 | 0 | Y | North | FC
PGZP_2_PDRP28 |  |  | PGZP_2_PDRP28 | CISO | N | CAISO System |  |  | DR | OTHER | OTHER | [6 empty] | 17 | 22 | [5 empty] | 0.1 | 0.18 | 0.99 | 0 | 0 | 0 | 0 | 0 | 0 | 0 | 0 | 0 | Y | North | FC
PGZP_2_PDRP31 |  |  | PGZP_2_PDRP31 | CISO | N | CAISO System |  |  | DR | OTHER | OTHER | [6 empty] | 17 | 22 | [6 empty] | 0.11 | 0.38 | 0 | 0 | 0 | 0 | 0 | 0 | 0 | 0 | 0 | Y | North | FC
PGZP_2_PDRP32 |  |  | PGZP_2_PDRP32 | CISO | N | CAISO System |  |  | DR | OTHER | OTHER | [6 empty] | 17 | 22 | [6 empty] | 0.43 | 0.52 | 0 | 0 | 0 | 0 | 0 | 0 | 0 | 0 | 0 | Y | North | FC
PGZP_2_PDRP35 |  |  | PGZP_2_PDRP35 | CISO | N | CAISO System |  |  | DR | OTHER | OTHER | [6 empty] | 17 | 22 | [5 empty] | 0.26 | 0 | 0 | 0 | 0 | 0 | 0 | 0 | 0 | 0 | 0 | 0 | Y | North | FC
PGZP_2_PDRP36 |  |  | PGZP_2_PDRP36 | CISO | N | CAISO System |  |  | DR | OTHER | OTHER | [6 empty] | 17 | 22 | [5 empty] | 0.11 | 0.11 | 0.61 | 0 | 0 | 0 | 0 | 0 | 0 | 0 | 0 | 0 | Y | North | FC
PGZP_2_PDRP45 |  |  | VLTS_PDR_PGZP_1 | CISO | N | CAISO System |  |  | DR | OTHER | OTHER | [6 empty] | 17 | 22 | [5 empty] | 2.28 | 2.67 | 2.13 | 0 | 0 | 0 | 0 | 0 | 0 | 0 | 0 | 0 | Y | North | FC
PHOENX_1_UNIT |  |  | PHOENIX PH | CISO | N | Stockton | Tesla-Bellota, Stanislaus |  | Hydro | HYDRO | WATER | 2 | 2 |  |  |  |  | 1 | 24 | 24 |  |  |  |  | 0.62 | 0.51 | 0.71 | 0.87 | 0.77 | 0.79 | 0.96 | 1.02 | 1.06 | 0.59 | 0.19 | 0 | N | North | FC
PINFLT_7_UNITS |  |  | PINE FLAT HYDRO AGGREGATE | CISO | N | Fresno | Herndon |  | Hydro | HYDRO | WATER | 198.51 | 198.51 |  |  |  |  | 1 | 24 | 24 |  |  | 0 | 1 | 0 | 24.35 | 36.6 | 65.5 | 104 | 165.54 | 176.65 | 120.84 | 36.57 | 11.5 | 0 | 0 | Y | North | FC
PIOPIC_2_CTG1 |  |  | Pio Pico Unit 1 | CISO | N | San Diego-IV | San Diego |  | Peaker | COMBUSTION TURBINE | NATURAL GAS | 111.3 | 111.3 |  |  |  |  | 1 | 24 | 24 |  |  | 111.3 | 1 | 111.3 | 111.3 | 111.3 | 111.3 | 111.3 | 111.3 | 111.3 | 111.3 | 111.3 | 111.3 | 111.3 | 111.3 | Y | South | FC
PIOPIC_2_CTG2 |  |  | Pio Pico Unit 2 | CISO | N | San Diego-IV | San Diego |  | Peaker | COMBUSTION TURBINE | NATURAL GAS | 112.7 | 112.7 |  |  |  |  | 1 | 24 | 24 |  |  | 112.7 | 1 | 112.7 | 112.7 | 112.7 | 112.7 | 112.7 | 112.7 | 112.7 | 112.7 | 112.7 | 112.7 | 112.7 | 112.7 | Y | South | FC
PIOPIC_2_CTG3 |  |  | Pio Pico Unit 3 | CISO | N | San Diego-IV | San Diego |  | Peaker | COMBUSTION TURBINE | NATURAL GAS | 112 | 112 |  |  |  |  | 1 | 24 | 24 |  |  | 112 | 1 | 112 | 112 | 112 | 112 | 112 | 112 | 112 | 112 | 112 | 112 | 112 | 112 | Y | South | FC
PIT1_6_FRIVRA |  |  | Fall River Mills Project A | CISO | N | CAISO System |  |  | Solar_Fixed | PHOTO VOLTAIC | SUN | 1.5 | 1.5 |  |  |  |  | 1 | 24 | 24 |  |  |  |  | 0.1 | 0.1 | 0.1 | 0.1 | 0.45 | 0.55 | 0.91 | 0.78 | 0.1 | 0.1 | 0.1 | 0.1 | N | North | ID | 100% | 18DGD Waiting for Modify QC8SPS-02 and possibly other
PIT1_7_UNIT 1 |  |  | PIT PH 1 UNIT 1 | CISO | N | CAISO System |  |  | Hydro | HYDRO | WATER | 32 | 32 |  |  |  |  | 1 | 24 | 24 |  |  | 0 | 1 | 21.2 | 18.4 | 19 | 16 | 16.8 | 10.83 | 10.8 | 9.51 | 9.2 | 8 | 14.4 | 15.68 | Y | North | FC
PIT1_7_UNIT 2 |  |  | PIT PH 1 UNIT 2 | CISO | N | CAISO System |  |  | Hydro | HYDRO | WATER | 32 | 32 |  |  |  |  | 1 | 24 | 24 |  |  | 0 | 1 | 14.4 | 14.4 | 15.68 | 14.4 | 15.68 | 10.8 | 8.6 | 9.2 | 9.2 | 4.8 | 14.4 | 15.68 | Y | North | FC
PIT3_7_PL1X3 |  |  | PIT PH 3 UNITS 1, 2 & 3 AGGREGATE | CISO | N | CAISO System |  |  | Hydro | HYDRO | WATER | 70.6 | 70.6 |  |  |  |  | 1 | 24 | 24 |  |  | 0 | 1 | 36 | 35.68 | 28.8 | 34.4 | 42.4 | 46 | 52.4 | 47.6 | 26.4 | 28 | 29.6 | 36.6 | Y | North | FC
PIT4_7_PL1X2 |  |  | PIT PH 4 UNITS 1 & 2 AGGREGATE | CISO | N | CAISO System |  |  | Hydro | HYDRO | WATER | 95 | 95 |  |  |  |  | 1 | 24 | 24 |  |  | 0 | 1 | 50.2 | 40.8 | 44 | 44.8 | 40.8 | 55.2 | 60.6 | 55.6 | 36.4 | 40.8 | 44.6 | 48.8 | Y | North | FC
PIT5_7_PL1X2 |  |  | PIT PH 5 UNITS 1 & 2 AGGREGATE | CISO | N | CAISO System |  |  | Hydro | HYDRO | WATER | 82 | 82 |  |  |  |  | 1 | 24 | 24 |  |  | 0 | 1 | 36 | 31.2 | 32 | 31.2 | 32 | 32 | 34.4 | 32.8 | 28 | 18.4 | 44 | 40 | Y | North | FC
PIT5_7_PL3X4 |  |  | PIT PH 5 UNITS 3 & 4 AGGREGATE | CISO | N | CAISO System |  |  | Hydro | HYDRO | WATER | 82 | 82 |  |  |  |  | 1 | 24 | 24 |  |  | 0 | 1 | 32 | 36.8 | 28.8 | 32 | 32 | 32.8 | 36.8 | 39.2 | 34.4 | 43 | 28.8 | 32 | Y | North | FC
PIT5_7_QFUNTS |  |  | GRASSHOPPER FLAT HYDRO | CISO | N | CAISO System |  |  | Hydro | HYDRO | WATER | 1.1 | 3.8 |  |  |  |  | 1 | 24 | 24 |  |  |  |  | 0.26 | 0.29 | 0.15 | 0.3 | 0.08 | 0 | 0 | 0 | 0 | 0.01 | 0.05 | 0.03 | N | North | FC
PIT6_7_UNIT 1 |  |  | PIT PH 6 UNIT 1 | CISO | N | CAISO System |  |  | Hydro | HYDRO | WATER | 39 | 39 |  |  |  |  | 1 | 24 | 24 |  |  | 30.62 | 1 | 30.85 | 30.62 | 31.14 | 37.78 | 38 | 37.16 | 37.52 | 37.62 | 30.62 | 30.71 | 37.06 | 38.12 | Y | North | FC
PIT6_7_UNIT 2 |  |  | PIT PH 6 UNIT 2 | CISO | N | CAISO System |  |  | Hydro | HYDRO | WATER | 40 | 40 |  |  |  |  | 1 | 24 | 24 |  |  | 37.44 | 1 | 36.97 | 37.74 | 38.4 | 38.03 | 31.1 | 37.58 | 37.45 | 37.7 | 37.44 | 30.42 | 37.13 | 38.18 | Y | North | FC
PIT7_7_UNIT 1 |  |  | PIT PH 7 UNIT 1 | CISO | N | CAISO System |  |  | Hydro | HYDRO | WATER | 55.7 | 55.7 |  |  |  |  | 1 | 24 | 24 |  |  | 53.4 | 1 | 53 | 51.72 | 52.76 | 52.21 | 51.56 | 52.34 | 53.04 | 53.55 | 53.4 | 51.38 | 42.4 | 53.08 | Y | North | FC
PIT7_7_UNIT 2 |  |  | PIT PH 7 UNIT 2 | CISO | N | CAISO System |  |  | Hydro | HYDRO | WATER | 54.6 | 54.6 |  |  |  |  | 1 | 24 | 24 |  |  | 53.38 | 1 | 51.36 | 49.56 | 51.76 | 51.96 | 41.76 | 51.36 | 52.32 | 53.43 | 53.38 | 52.89 | 53.18 | 42.41 | Y | North | FC
PIUTE_6_GNBSR1 |  |  | Green Beanworks B | CISO | N | Big Creek-Ventura |  | Y | Solar_1Axis | PHOTO VOLTAIC | SUN | 3 | 3 |  |  |  |  | 1 | 24 | 24 |  |  |  |  | 0.1 | 0.1 | 0.1 | 0.1 | 0.98 | 1.27 | 1.97 | 1.7 | 0.1 | 0.1 | 0.1 | 0.1 | N | South | FC
PLACVL_1_CHILIB |  |  | Chili Bar Powerhouse | CISO | N | Sierra | Gold Hill-Drum, South of Rio Oso, South of Palermo |  | Hydro | HYDRO | WATER | 8.34 | 8.4 |  |  |  |  | 1 | 24 | 24 |  |  |  |  | 1.14 | 0.95 | 1.63 | 3.8 | 3.72 | 1.35 | 0.79 | 1.89 | 1.55 | 1.04 | 0.78 | 1.54 | N | North | FC
PLACVL_1_RCKCRE |  |  | Rock Creek Hydro | CISO | N | Sierra | South of Rio Oso, South of Palermo |  | Hydro | HYDRO | WATER | 5 | 3.6 |  |  |  |  | 1 | 24 | 24 |  |  |  |  | 0.16 | 0.04 | 0.12 | 0.19 | 0.02 | 0 | 0 | 0 | 0 | 0 | 0.01 | 0.04 | N | North | FC
PLAINV_6_BSOLAR |  |  | Western Antelope Blue Sky Ranch A | CISO | N | Big Creek-Ventura |  |  | Solar_Fixed | PHOTO VOLTAIC | SUN | 20 | 20 |  |  |  |  | 1 | 24 | 24 |  |  |  |  | 0 | 0 | 0 | 0 | 0 | 0 | 0 | 0 | 0 | 0 | 0 | 0 | N | South | EO
PLAINV_6_DSOLAR |  |  | Western Antelope Dry Ranch | CISO | N | Big Creek-Ventura |  |  | Solar_1Axis | PHOTO VOLTAIC | SUN | 10 | 10 |  |  |  |  | 1 | 24 | 24 |  |  |  |  | 0.1 | 0.1 | 0.28 | 0.1 | 3.28 | 4.24 | 6.58 | 5.68 | 0.3 | 0.1 | 0.1 | 0.1 | N | South | FC
PLAINV_6_NLRSR1 |  |  | North Lancaster Ranch | CISO | N | Big Creek-Ventura |  |  | Solar_1Axis | PHOTO VOLTAIC | SUN | 20 | 20 |  |  |  |  | 1 | 24 | 24 |  |  |  |  | 0 | 0 | 0 | 0 | 0 | 0 | 0 | 0 | 0 | 0 | 0 | 0 | N | South | EO
PLAINV_6_SOLAR3 |  |  | Sierra Solar Greenworks LLC | CISO | N | Big Creek-Ventura |  |  | Solar_1Axis | PHOTO VOLTAIC | SUN | 20 | 20 |  |  |  |  | 1 | 24 | 24 |  |  |  |  | 0 | 0 | 0 | 0 | 0 | 0 | 0 | 0 | 0 | 0 | 0 | 0 | N | South | EO
PLAINV_6_SOLARC |  |  | Central Antelope Dry Ranch C | CISO | N | Big Creek-Ventura |  |  | Solar_1Axis | PHOTO VOLTAIC | SUN | 20 | 20 |  |  |  |  | 1 | 24 | 24 |  |  |  |  | 0 | 0 | 0 | 0 | 0 | 0 | 0 | 0 | 0 | 0 | 0 | 0 | N | South | EO
PLMSSR_6_HISIER |  |  | High Sierra Cogeneration Aggregate | CISO | N | CAISO System |  |  | CHP | RECIPROCATING ENGINE | NATURAL GAS | 6 | 6 |  |  |  |  | 1 | 24 | 24 |  |  | 6 | 1 | 6 | 6 | 6 | 6 | 6 | 6 | 6 | 6 | 6 | 6 | 6 | 6 | Y | North | FC
PLSNTG_7_LNCLND |  |  | Lincoln Landfill Power Plant | CISO | N | Sierra | Drum-Rio Oso, South of Rio Oso, South of Palermo |  | Biogas | RECIPROCATING ENGINE | BIOGAS | 4.98 | 5 |  |  |  |  | 1 | 24 | 24 |  |  |  |  | 3.68 | 3.75 | 3.84 | 3.86 | 3.97 | 4 | 3.96 | 3.78 | 3.68 | 3.73 | 3.52 | 3.71 | N | North | FC
PMDLET_6_SOLAR1 |  |  | SEPV Palmdale East, LLC | CISO | N | Big Creek-Ventura |  |  | Solar_1Axis | PHOTO VOLTAIC | SUN | 10 | 10 |  |  |  |  | 1 | 24 | 24 |  |  |  |  | 0.1 | 0.1 | 0.28 | 0.1 | 3.28 | 4.24 | 6.58 | 5.68 | 0.3 | 0.1 | 0.1 | 0.1 | N | South | FC
PMPJCK_1_RB2SLR |  |  | Rio Bravo Solar 2 | CISO | N | CAISO System |  | Y | Solar_1Axis | PHOTO VOLTAIC | SUN | 20 | 20 |  |  |  |  | 1 | 24 | 24 |  |  |  |  | 0.1 | 0.1 | 0.61 | 0.21 | 8.74 | 10.96 | 14.93 | 12.54 | 1.04 | 0.1 | 0.1 | 0.1 | N | North | FC
PMPJCK_1_SOLAR1 |  |  | Pumpjack Solar I | CISO | N | CAISO System |  | Y | Solar_1Axis | PHOTO VOLTAIC | SUN | 20 | 20 |  |  |  |  | 1 | 24 | 24 |  |  |  |  | 0.1 | 0.1 | 0.61 | 0.21 | 8.74 | 10.96 | 14.93 | 12.54 | 1.04 | 0.1 | 0.1 | 0.1 | N | North | FC
PMPJCK_1_SOLAR2 |  |  | Rio Bravo Solar 1 | CISO | N | CAISO System |  | Y | Solar_1Axis | PHOTO VOLTAIC | SUN | 20 | 20 |  |  |  |  | 1 | 24 | 24 |  |  |  |  | 0.1 | 0.1 | 0.61 | 0.21 | 8.74 | 10.96 | 14.93 | 12.54 | 1.04 | 0.1 | 0.1 | 0.1 | N | North | FC
PNCHEG_2_PL1X4 |  |  | PANOCHE ENERGY CENTER (Aggregated) | CISO | N | CAISO System |  | Y | Peaker | COMBUSTION TURBINE | NATURAL GAS | 417 | 417 |  |  |  |  | 1 | 24 | 24 |  |  | 408 | 1 | 417 | 417 | 417 | 417 | 416 | 412 | 403 | 403 | 408 | 416 | 417 | 417 | Y | North | ID | 100% | 401 MW with FCDS priority. The rest C11 waiting for QC8RAS-08, Los Banos-Padre Flat 230 kV Reconductor, Dos Amigos-Panoche Reconductor and possibly other.
PNCHPP_1_PL1X2 |  |  | Midway Peaking Aggregate | CISO | N | Fresno | Panoche 115 kV | Y | Peaker | COMBUSTION TURBINE | NATURAL GAS | 119.91 | 119.91 |  |  |  |  | 1 | 24 | 24 |  |  | 119.91 | 1 | 119.91 | 119.91 | 119 | 117.54 | 119.91 | 119.91 | 119.91 | 119.91 | 119.91 | 119.91 | 119.91 | 119.91 | Y | North | FC
PNCHVS_2_SOLAR |  |  | Panoche Valley Solar | CISO | N | CAISO System |  |  | Solar_1Axis | PHOTO VOLTAIC | SUN | 140 | 140 |  |  |  |  | 1 | 24 | 24 |  |  |  |  | 0.1 | 0.1 | 4.26 | 1.45 | 61.19 | 76.69 | 104.53 | 87.78 | 7.31 | 0.13 | 0.1 | 0.1 | N | North | FC
PNOCHE_1_PL1X2 |  |  | Panoche Peaker | CISO | N | Fresno | Herndon, Panoche 115 kV | Y | Peaker | COMBUSTION TURBINE | NATURAL GAS | 49.97 | 49.97 |  |  |  |  | 1 | 24 | 24 |  |  | 49.97 | 1 | 49.97 | 49.97 | 49.97 | 49.97 | 49.97 | 49.97 | 49.97 | 49.97 | 49.97 | 49.97 | 49.97 | 49.97 | Y | North | FC
PNOCHE_1_UNITA1 |  |  | CalPeak Power Panoche Unit 1 | CISO | N | Fresno | Panoche 115 kV | Y | Peaker | COMBUSTION TURBINE | NATURAL GAS | 52.3 | 57 |  |  |  |  | 1 | 24 | 24 |  |  | 52.01 | 1 | 52.01 | 52.01 | 52.01 | 52.01 | 52.01 | 52.01 | 52.01 | 52.01 | 52.01 | 52.01 | 52.01 | 52.01 | Y | North | PD | 52.01
POEPH_7_UNIT 1 |  |  | POE HYDRO UNIT 1 | CISO | N | Sierra | South of Palermo |  | Hydro | HYDRO | WATER | 68 | 68 |  |  |  |  | 1 | 24 | 24 |  |  | 0 | 1 | 21 | 21 | 21 | 21 | 21 | 21 | 21 | 21 | 21 | 21 | 9.6 | 9.81 | Y | North | FC | 21 | Behind Rio Oso 230-115 kV transformer(s) constraint - Flow impact based reduction applied
POEPH_7_UNIT 2 |  |  | POE HYDRO UNIT 2 | CISO | N | Sierra | South of Palermo |  | Hydro | HYDRO | WATER | 68.5 | 68.5 |  |  |  |  | 1 | 24 | 24 |  |  | 0 | 1 | 20.82 | 20.82 | 20.82 | 20.82 | 20.82 | 20 | 20.82 | 20.82 | 20.82 | 20.4 | 16.34 | 15.3 | Y | North | FC | 20.82 | Behind Rio Oso 230-115 kV transformer(s) constraint - Flow impact based reduction applied
POLRIS_2_ASEBT1 |  | POLRIS_2_ASESR1 | Antelope Solar 2 Estrella BESS | CISO | N | Big Creek-Ventura |  |  | Paired_BattStorage | OTHER | LESR | 28 | 28 | .8 |  |  |  | 1 | 24 | 24 | [5 empty] | 28 | 28 | 28 | 28 | 28 | 28 | 28 | 28 | 28 | 28 | 28 | Y | South | ID
POLRIS_2_ASESR1 |  | POLRIS_2_ASEBT1 | Antelope Solar 2 Estrella | CISO | N | Big Creek-Ventura |  |  | Paired_Solar_1Axis | PHOTO VOLTAIC | SUN | 56 | 56 |  |  |  |  | 1 | 24 | 24 | [5 empty] | 0.1 | 1.57 | 0.17 | 18.39 | 23.77 | 36.85 | 31.8 | 1.71 | 0.1 | 0.1 | 0.1 | Y | South | ID
POTTER_7_VECINO |  |  | Vecino Vineyards LLC | CISO | N | NCNB | Eagle Rock, Fulton |  | Hydro | HYDRO | WATER | 1.25 | 1.3 |  |  |  |  | 1 | 24 | 24 |  |  |  |  | 0 | 0 | 0 | 0 | 0 | 0 | 0 | 0 | 0 | 0 | 0 | 0 | N | North | FC
PRCTVY_1_MIGBT1 |  |  | Miguel BESS | CISO | N | San Diego-IV | San Diego |  | Battery Storage | OTHER | LESR | 2 | 2 | .8 | 8 | 8 | 1 | 1 | 24 | 4 |  |  |  |  | 0 | 0 | 0 | 0 | 0 | 0 | 0 | 0 | 0 | 0 | 0 | 0 | N | South | EO
PRIMM_2_SOLAR1 |  |  | Silver State South | CISO | N | CAISO System |  |  | Solar_Fixed | PHOTO VOLTAIC | SUN | 250 | 250 |  |  |  |  | 1 | 24 | 24 |  |  |  |  | 0.1 | 0.1 | 6.76 | 0.36 | 47.34 | 64.7 | 126.16 | 108.43 | 5.75 | 0.1 | 0.1 | 0.1 | N | South | FC
PSWEET_1_STCRUZ |  |  | Santa Cruz Energy LLC | CISO | N | CAISO System |  |  | Biogas | RECIPROCATING ENGINE | BIOGAS | 1.6 | 1.6 |  |  |  |  | 1 | 24 | 24 |  |  | 0 | 1 | 0 | 0 | 0 | 0 | 0 | 0 | 0 | 0 | 0 | 0 | 0 | 0 | Y | North | EO
PUTHCR_1_PCNSB1 | PUTHCR_1_PCNSB1_SUN |  | Putah Creek Solar Farm North | CISO | N | CAISO System |  |  | Hybrid_Solar1Axis | OTHER | HYBD | 3 | 3 |  |  |  |  | 1 | 24 | 24 | 3 |  | 3 | 1 | 0.1 | 0.1 | 0.1 | 0.1 | 1.31 | 1.64 | 2.24 | 1.88 | 0.16 | 0.1 | 0.1 | 0.1 | Y | North | ID | 100% | Hybrid - C12 - Waiting for Bay Area ADNU and possibly other - PV 3.00 MW and ESS 3.00 MW with Max output 3.00 MW.
PUTHCR_1_PCNSB1 | PUTHCR_1_PCNSB1_LESR |  | Putah Creek Solar Farm North | CISO | N | CAISO System |  |  | Hybrid_Storage | OTHER | HYBD | 5.25 | 5.25 | 0.869 | 21 | 21 | 1 | 1 | 24 | 4 | 3 | FALSE | 3 | 1 | 3 | 3 | 3 | 3 | 3 | 3 | 3 | 3 | 3 | 3 | 3 | 3 | Y | North | ID | 100% | Hybrid - C12 - Waiting for Bay Area ADNU and possibly other - PV 3.00 MW and ESS 3.00 MW with Max output 3.00 MW.
PUTHCR_1_SOLAR1 |  |  | Putah Creek Solar Farm | CISO | N | CAISO System |  |  | Solar_Fixed | PHOTO VOLTAIC | SUN | 1.98 | 2 |  |  |  |  | 1 | 24 | 24 |  |  |  |  | 0.1 | 0.1 | 0.1 | 0.1 | 0.59 | 0.72 | 1.2 | 1.03 | 0.11 | 0.1 | 0.1 | 0.1 | N | North | FC
PVERDE_5_SCEDYN |  |  | PVERDE_5_SCEDYN | SRP | Y | #N/A |  |  | Nuclear |  | URANIUM | 635 | 635 |  |  |  |  | 1 | 24 | 24 |  |  |  |  | 635 | 635 | 635 | 635 | 635 | 635 | 635 | 635 | 635 | 635 | 635 | 635 | 0 | South
PWEST_1_UNIT |  |  | PACIFIC WEST 1 WIND GENERATION | CISO | N | LA Basin | Western |  | Wind | WIND | WIND | 2.1 | 2.1 |  |  |  |  | 1 | 24 | 24 |  |  |  |  | 0.11 | 0.25 | 0.27 | 0.85 | 0.9 | 0.8 | 0.7 | 0.61 | 0.42 | 0.2 | 0.09 | 0.1 | N | South | FC
RAMON_2_SCEDYN |  |  | RAMON_2_SCEDYN | IID | Y | #N/A |  |  | Geothermal | OTHER | GEOTHERMAL | 106.18 | 106.18 |  |  |  |  | 1 | 24 | 24 |  |  |  |  | 106.18 | 106.18 | 106.18 | 106.18 | 106.18 | 106.18 | 106.18 | 106.18 | 106.18 | 106.18 | 106.18 | 106.18 | 0 | South
RATSKE_2_NROSR1 |  |  | North Rosamond Solar | CISO | N | CAISO System |  |  | Solar_1Axis | PHOTO VOLTAIC | SUN | 150 | 150 |  |  |  |  | 1 | 24 | 24 |  |  |  |  | 0.1 | 0.1 | 4.21 | 0.44 | 49.25 | 63.66 | 98.7 | 85.19 | 4.57 | 0.1 | 0.1 | 0.1 | N | South | FC
RATSKE_2_RBSSB1 | RATSKE_2_RBSSB1_SUN |  | Rabbitbrush Solar 1 | CISO | N | CAISO System |  |  | Hybrid_Solar1Axis | OTHER | HYBD | 60 | 60 |  |  |  |  | 1 | 24 | 24 | 60 |  | 7.5 | 2 | 0.1 | 0.1 | 1.68 | 0.18 | 19.7 | 25.47 | 39.48 | 34.08 | 1.83 | 0.1 | 0.1 | 0.1 | Y | South | ID | 100% | Waiting for Whirlwind transformer CRAS
RATSKE_2_RBSSB1 | RATSKE_2_RBSSB1_LESR |  | Rabbitbrush Solar 1 | CISO | N | CAISO System |  |  | Hybrid_Storage | OTHER | HYBD | 7.5 | 7.5 | .8 | 30 | 30 | 1 | 1 | 24 | 4 | 60 | FALSE | 7.5 | 2 | 7.5 | 7.5 | 7.5 | 7.5 | 7.5 | 7.5 | 7.5 | 7.5 | 7.5 | 7.5 | 7.5 | 7.5 | Y | South | ID | 100% | Waiting for Whirlwind transformer CRAS
RATSKE_2_RBSSB2 | RATSKE_2_RBSSB2_SUN |  | Rabbitbrush Solar 2 | CISO | N | CAISO System |  |  | Hybrid_Solar1Axis | OTHER | HYBD | 40 | 40 |  |  |  |  | 1 | 24 | 24 | 40 |  | 5 | 2 | 0.1 | 0.1 | 1.12 | 0.12 | 13.13 | 16.98 | 26.32 | 22.72 | 1.22 | 0.1 | 0.1 | 0.1 | Y | South | ID | 100% | Waiting for Whirlwind transformer CRAS
RATSKE_2_RBSSB2 | RATSKE_2_RBSSB2_LESR |  | Rabbitbrush Solar 2 | CISO | N | CAISO System |  |  | Hybrid_Storage | OTHER | HYBD | 8 | 8 | 0.87 | 32 | 64 | 2 | 1 | 24 | 4 | 40 | FALSE | 5 | 2 | 5 | 5 | 5 | 5 | 5 | 5 | 5 | 5 | 5 | 5 | 5 | 5 | Y | South | ID | 100% | Waiting for Whirlwind transformer CRAS
RCKCRK_7_UNIT 1 |  |  | ROCK CREEK HYDRO UNIT 1 | CISO | N | Sierra | South of Palermo |  | Hydro | HYDRO | WATER | 57 | 57 |  |  |  |  | 1 | 24 | 24 |  |  | 0 | 1 | 13.9 | 13.9 | 13.9 | 13.9 | 10.72 | 13.9 | 13.9 | 13.9 | 13.9 | 0 | 5.6 | 13.43 | Y | North | FC | 13.9 | Behind Rio Oso 230-115 kV transformer(s) constraint - Flow impact based reduction applied
RCKCRK_7_UNIT 2 |  |  | ROCK CREEK HYDRO UNIT 2 | CISO | N | Sierra | South of Palermo |  | Hydro | HYDRO | WATER | 56.9 | 56.9 |  |  |  |  | 1 | 24 | 24 |  |  | 0 | 1 | 17.33 | 17.33 | 17.33 | 17.33 | 17.33 | 17.33 | 17.33 | 17.33 | 17.33 | 0 | 0 | 17.33 | Y | North | FC | 17.33 | Behind Rio Oso 230-115 kV transformer(s) constraint - Flow impact based reduction applied
RDWAY_1_CREST |  |  | CREST Contracts | CISO | N | CAISO System |  |  | Solar_1Axis | PHOTO VOLTAIC | SUN | 6.5 | 6.5 |  |  |  |  | 1 | 24 | 24 |  |  |  |  | 0 | 0 | 0 | 0 | 0 | 0 | 0 | 0 | 0 | 0 | 0 | 0 | N | South | EO
RECTOR_2_CREST |  |  | Rector Aggregate Solar Resources | CISO | N | Big Creek-Ventura | Rector, Vestal |  | Solar_Fixed | PHOTO VOLTAIC | SUN | 10.5 | 10.5 |  |  |  |  | 1 | 24 | 24 |  |  |  |  | 0 | 0 | 0 | 0 | 0 | 0 | 0 | 0 | 0 | 0 | 0 | 0 | N | South | EO
RECTOR_2_IVANPV |  |  | Ivanhoe Tulare PV | CISO | N | Big Creek-Ventura | Rector, Vestal | Y | Solar_Fixed | PHOTO VOLTAIC | SUN | 3.5 | 3.5 |  |  |  |  | 1 | 24 | 24 |  |  |  |  | 0 | 0 | 0 | 0 | 0 | 0 | 0 | 0 | 0 | 0 | 0 | 0 | N | South | EO
RECTOR_2_KAWEAH |  |  | KAWEAH PH 2 & 3 PSP AGGREGATE | CISO | N | Big Creek-Ventura | Rector, Vestal |  | Hydro | HYDRO | WATER | 6.55 | 6.6 |  |  |  |  | 1 | 24 | 24 |  |  |  |  | 0.85 | 1.11 | 1.6 | 1.93 | 1.98 | 1.83 | 0.39 | 0.03 | 0 | 0 | 0 | 0 | N | South | FC
RECTOR_2_KAWH 1 |  |  | KAWEAH PH 1 UNIT 1 | CISO | N | Big Creek-Ventura | Rector, Vestal |  | Hydro | HYDRO | WATER | 2.25 | 2.3 |  |  |  |  | 1 | 24 | 24 |  |  |  |  | 0 | 0 | 0 | 0 | 0 | 0.1 | 0.04 | 0.03 | 0 | 0 | 0 | 0 | N | South | FC
RECTOR_2_QF |  |  | Kaweah Unit 1 | CISO | N | Big Creek-Ventura | Rector, Vestal |  | Hydro | HYDRO | WATER | 20.09 | 20.09 |  |  |  |  | 1 | 24 | 24 |  |  | 0 | 1 | 0 | 0 | 0 | 0 | 0 | 8.4 | 6.7 | 0 | 0 | 0 | 0 | 1.2 | Y | South | FC
RECTOR_2_TFDBM1 |  |  | Two Fiets Dairy Digester | CISO | N | Big Creek-Ventura | Rector, Vestal |  | Biogas | RECIPROCATING ENGINE | BIOGAS | 0.8 | 0.8 |  |  |  |  | 1 | 24 | 24 |  |  |  |  | 0 | 0 | 0 | 0 | 0 | 0 | 0 | 0 | 0 | 0 | 0 | 0 | N | South | EO
RECTOR_7_TULARE |  |  | MM Tulare | CISO | N | Big Creek-Ventura | Rector, Vestal | Y | Biomass | RECIPROCATING ENGINE | BIOMASS | 1.5 | 1.5 |  |  |  |  | 1 | 24 | 24 |  |  |  |  | 0 | 0 | 0 | 0 | 0 | 0 | 0 | 0 | 0 | 0 | 0 | 0 | N | South | EO
REDBLF_6_UNIT |  |  | RED BLUFF PEAKER PLANT | CISO | N | CAISO System |  |  | Reciprocating Engine | RECIPROCATING ENGINE | NATURAL GAS | 44 | 44 |  |  |  |  | 1 | 24 | 24 |  |  | 44 | 1 | 44 | 44 | 44 | 44 | 44 | 44 | 44 | 44 | 44 | 44 | 44 | 44 | Y | North | FC
REDMAN_2_SOLAR |  |  | Lancaster East Avenue F | CISO | N | Big Creek-Ventura |  |  | Solar_1Axis | PHOTO VOLTAIC | SUN | 3.75 | 3.8 |  |  |  |  | 1 | 24 | 24 |  |  |  |  | 0.1 | 0.1 | 0.11 | 0.1 | 1.23 | 1.59 | 2.47 | 2.13 | 0.11 | 0.1 | 0.1 | 0.1 | N | South | FC
REDMAN_6_AVSSR1 |  |  | Antelope Valley Solar | CISO | N | Big Creek-Ventura |  |  | Solar_1Axis | PHOTO VOLTAIC | SUN | 3 | 3 |  |  |  |  | 1 | 24 | 24 |  |  |  |  | 0.1 | 0.1 | 0.1 | 0.1 | 0.98 | 1.27 | 1.97 | 1.7 | 0.1 | 0.1 | 0.1 | 0.1 | N | South | FC
REEDLY_6_SOLAR |  |  | Terzian | CISO | N | Fresno | Herndon, Reedley | Y | Solar_2Axis | PHOTO VOLTAIC | SUN | 1.23 | 1.3 |  |  |  |  | 1 | 24 | 24 |  |  |  |  | 0 | 0 | 0 | 0 | 0 | 0 | 0 | 0 | 0 | 0 | 0 | 0 | N | North | EO
RENWD_1_QF |  |  | Renwind re-powering project | CISO | N | LA Basin | Eastern, Valley-Devers |  | Wind | WIND | WIND | 10 | 10.5 |  |  |  |  | 1 | 24 | 24 |  |  |  |  | 0.55 | 1.18 | 1.27 | 4.03 | 4.3 | 3.79 | 3.33 | 2.92 | 2 | 0.94 | 0.43 | 0.46 | N | South | FC
RICHMN_1_CHVSR2 |  |  | Chevron 8.5 | CISO | N | Bay Area |  |  | Solar_1Axis | PHOTO VOLTAIC | SUN | 8.5 | 8.5 |  |  |  |  | 1 | 24 | 24 |  |  |  |  | 0.1 | 0.1 | 0.26 | 0.1 | 3.72 | 4.66 | 6.35 | 5.33 | 0.44 | 0.1 | 0.1 | 0.1 | N | North | ID | 100% | 16DGD Waiting for Moraga-Castro Valley 230 kV Line Capacity Increase and possibly other
RICHMN_1_SOLAR |  |  | Chevron 2 | CISO | N | Bay Area |  |  | Solar_1Axis | PHOTO VOLTAIC | SUN | 2 | 2 |  |  |  |  | 1 | 24 | 24 |  |  |  |  | 0.1 | 0.1 | 0.1 | 0.1 | 0.87 | 1.1 | 1.49 | 1.25 | 0.1 | 0.1 | 0.1 | 0.1 | N | North | ID | 100% | 16DGD Waiting for Moraga-Castro Valley 230 kV Line Capacity Increase and possibly other
RICHMN_7_BAYENV |  |  | BAY ENVIRONMENTAL (NOVE POWER) | CISO | N | Bay Area |  | Y | Biogas | RECIPROCATING ENGINE | BIOGAS | 2.5 | 2.5 |  |  |  |  | 1 | 24 | 24 |  |  |  |  | 0.64 | 0.63 | 0.4 | 0.38 | 0.35 | 0.37 | 0.35 | 0.37 | 0.07 | 0.25 | 0.35 | 0.18 | N | North | FC
RIOBRV_6_UNIT 1 |  |  | RIO BRAVO HYDRO | CISO | N | CAISO System |  |  | Hydro | HYDRO | WATER | 14 | 14 |  |  |  |  | 1 | 24 | 24 |  |  |  |  | 0.14 | 0.19 | 0 | 1.51 | 2.42 | 4.12 | 3.39 | 1.31 | 0 | 0 | 0 | 0 | N | North | FC
RIOOSO_1_QF |  |  | SMALL QF AGGREGATION - GRASS VALLEY | CISO | N | Sierra | Drum-Rio Oso, South of Palermo |  | Hydro | HYDRO | WATER | 1.11 | 2.5 |  |  |  |  | 1 | 24 | 24 |  |  |  |  | 0.04 | 0.07 | 0.08 | 0.29 | 0.53 | 0.3 | 0.23 | 0.3 | 0.25 | 0.03 | 0.01 | 0.02 | N | North | FC
RNDMTN_2_SLSPHY1 |  |  | Silver Springs | CISO | N | CAISO System |  |  | Hydro | HYDRO | WATER | 0.6 | 0.6 |  |  |  |  | 1 | 24 | 24 |  |  |  |  | 0.2 | 0.21 | 0.19 | 0.18 | 0.18 | 0.17 | 0.15 | 0.15 | 0.14 | 0.15 | 0.14 | 0.14 | N | North | FC
RNDSBG_1_HZASR1 |  |  | Hazel A | CISO | N | CAISO System |  |  | Solar_1Axis | PHOTO VOLTAIC | SUN | 2.99 | 3 |  |  |  |  | 1 | 24 | 24 |  |  |  |  | 0.1 | 0.1 | 0.1 | 0.1 | 0.98 | 1.27 | 1.97 | 1.7 | 0.1 | 0.1 | 0.1 | 0.1 | N | South | FC
ROLLIN_6_UNIT |  |  | ROLLINS HYDRO | CISO | N | Sierra | Drum-Rio Oso, South of Palermo |  | Hydro | HYDRO | WATER | 13.5 | 13.5 |  |  |  |  | 1 | 24 | 24 |  |  | 0 | 2 | 7.78 | 5.81 | 5.23 | 8.3 | 7.56 | 5.64 | 6.46 | 6.2 | 4.62 | 2.38 | 1.18 | 6.6 | Y | North | FC
ROSMDW_2_WIND1 |  |  | Pacific Wind - Phase 1 | CISO | N | CAISO System |  |  | Wind | WIND | WIND | 140 | 141.3 |  |  |  |  | 1 | 24 | 24 |  |  |  |  | 7.63 | 16.47 | 17.79 | 56.49 | 60.21 | 53.08 | 46.65 | 40.85 | 28.01 | 13.1 | 6.06 | 6.43 | N | South | FC
ROSMND_6_SOLAR |  |  | Lancaster B | CISO | N | Big Creek-Ventura |  |  | Solar_1Axis | PHOTO VOLTAIC | SUN | 3 | 3 |  |  |  |  | 1 | 24 | 24 |  |  |  |  | 0.1 | 0.1 | 0.1 | 0.1 | 0.98 | 1.27 | 1.97 | 1.7 | 0.1 | 0.1 | 0.1 | 0.1 | N | South | FC
RSMSLR_6_SOLAR1 |  |  | Rosamond One | CISO | N | Big Creek-Ventura |  |  | Solar_Fixed | PHOTO VOLTAIC | SUN | 20 | 20 |  |  |  |  | 1 | 24 | 24 |  |  |  |  | 0.1 | 0.1 | 0.54 | 0.1 | 3.79 | 5.18 | 10.09 | 8.67 | 0.46 | 0.1 | 0.1 | 0.1 | N | South | FC
RSMSLR_6_SOLAR2 |  |  | Rosamond Two | CISO | N | Big Creek-Ventura |  |  | Solar_1Axis | PHOTO VOLTAIC | SUN | 20 | 20 |  |  |  |  | 1 | 24 | 24 |  |  |  |  | 0.1 | 0.1 | 0.56 | 0.1 | 6.57 | 8.49 | 13.16 | 11.36 | 0.61 | 0.1 | 0.1 | 0.1 | N | South | FC
RTEDDY_2_SC1SR3 |  |  | Rosamond West Solar Clean | CISO | N | CAISO System |  |  | Solar_1Axis | PHOTO VOLTAIC | SUN | 40 | 40 |  |  |  |  | 1 | 24 | 24 |  |  |  |  | 0.1 | 0.1 | 1.12 | 0.12 | 13.13 | 16.98 | 26.32 | 22.72 | 1.22 | 0.1 | 0.1 | 0.1 | N | South | FC
RTEDDY_2_SEBSR3 |  |  | Rosamond West Solar East Bay 3 | CISO | N | CAISO System |  |  | Solar_1Axis | PHOTO VOLTAIC | SUN | 56 | 56 |  |  |  |  | 1 | 24 | 24 |  |  |  |  | 0.1 | 0.1 | 1.57 | 0.17 | 18.39 | 23.77 | 36.85 | 31.8 | 1.71 | 0.1 | 0.1 | 0.1 | N | South | FC
RTEDDY_2_SEBSR4 |  |  | Rosamond West Solar East Bay 4 | CISO | N | CAISO System |  |  | Solar_1Axis | PHOTO VOLTAIC | SUN | 56 | 56 |  |  |  |  | 1 | 24 | 24 |  |  |  |  | 0.1 | 0.1 | 1.57 | 0.17 | 18.39 | 23.77 | 36.85 | 31.8 | 1.71 | 0.1 | 0.1 | 0.1 | N | South | FC
RTEDDY_2_SOLAR1 |  |  | Rosamond West Solar 1 | CISO | N | CAISO System |  |  | Solar_1Axis | PHOTO VOLTAIC | SUN | 54 | 55 |  |  |  |  | 1 | 24 | 24 |  |  |  |  | 0.1 | 0.1 | 1.51 | 0.16 | 17.73 | 22.92 | 35.53 | 30.67 | 1.64 | 0.1 | 0.1 | 0.1 | N | South | FC
RTEDDY_2_SOLAR2 |  |  | Rosamond West Solar 2 | CISO | N | CAISO System |  |  | Solar_1Axis | PHOTO VOLTAIC | SUN | 54 | 55 |  |  |  |  | 1 | 24 | 24 |  |  |  |  | 0.1 | 0.1 | 1.51 | 0.16 | 17.73 | 22.92 | 35.53 | 30.67 | 1.64 | 0.1 | 0.1 | 0.1 | N | South | FC
RTEDDY_2_SPASR4 |  |  | Rosamond West Solar Palo Alto | CISO | N | CAISO System |  |  | Solar_1Axis | PHOTO VOLTAIC | SUN | 26 | 26 |  |  |  |  | 1 | 24 | 24 |  |  |  |  | 0.1 | 0.1 | 0.73 | 0.1 | 8.54 | 11.04 | 17.11 | 14.77 | 0.79 | 0.1 | 0.1 | 0.1 | N | South | FC
RTEDDY_2_SRXSR4 |  |  | Rosamond West Solar Rosie X | CISO | N | CAISO System |  |  | Solar_1Axis | PHOTO VOLTAIC | SUN | 13.6 | 13.6 |  |  |  |  | 1 | 24 | 24 |  |  |  |  | 0.1 | 0.1 | 0.38 | 0.1 | 4.46 | 5.77 | 8.95 | 7.72 | 0.41 | 0.1 | 0.1 | 0.1 | N | South | FC
RTREE_2_WIND1 |  |  | Rising Tree 1 | CISO | N | CAISO System |  |  | Wind | WIND | WIND | 79.2 | 79.2 |  |  |  |  | 1 | 24 | 24 |  |  |  |  | 4.32 | 9.32 | 10.06 | 31.96 | 34.06 | 30.03 | 26.39 | 23.11 | 15.85 | 7.41 | 3.43 | 3.64 | N | South | FC
RTREE_2_WIND2 |  |  | Rising Tree 2 | CISO | N | CAISO System |  |  | Wind | WIND | WIND | 19.8 | 19.8 |  |  |  |  | 1 | 24 | 24 |  |  |  |  | 1.08 | 2.33 | 2.52 | 7.99 | 8.51 | 7.51 | 6.6 | 5.78 | 3.96 | 1.85 | 0.86 | 0.91 | N | South | FC
RTREE_2_WIND3 |  |  | Rising Tree 3 | CISO | N | CAISO System |  |  | Wind | WIND | WIND | 99 | 99 |  |  |  |  | 1 | 24 | 24 |  |  |  |  | 5.4 | 11.65 | 12.58 | 39.94 | 42.57 | 37.53 | 32.99 | 28.89 | 19.81 | 9.27 | 4.28 | 4.55 | N | South | FC
RUSCTY_2_UNITS |  |  | Russell City Energy Center | CISO | N | Bay Area | Ames | Y | CCGT | COMBINED CYCLE | NATURAL GAS | 615.18 | 615.18 |  |  |  |  | 1 | 24 | 24 |  |  | 425.9 | 1 | 615.18 | 615.18 | 615.18 | 612.7 | 607.7 | 601 | 597.4 | 597.4 | 600.9 | 606.1 | 615.18 | 615.18 | Y | North | FC
RVRVEW_1_UNITA1 |  |  | Riverview Energy Center (GP Antioch) | CISO | N | Bay Area | Contra Costa |  | Peaker | COMBUSTION TURBINE | NATURAL GAS | 48.7 | 50 |  |  |  |  | 1 | 24 | 24 |  |  | 47.6 | 1 | 47.6 | 47.6 | 47.6 | 47.6 | 47.6 | 47.6 | 47.6 | 47.6 | 47.6 | 47.6 | 47.6 | 47.6 | Y | North | FC
RVSIDE_2_RERCU3 |  |  | Riverside Energy Res. Ctr Unit 3 | CISO | N | LA Basin | Eastern | Y | Peaker | COMBUSTION TURBINE | NATURAL GAS | 49 | 71 |  |  |  |  | 1 | 24 | 24 |  |  | 49 | 1 | 49 | 49 | 49 | 49 | 49 | 49 | 49 | 49 | 49 | 49 | 49 | 49 | Y | South | FC
RVSIDE_2_RERCU4 |  |  | Riverside Energy Res. Ctr Unit 4 | CISO | N | LA Basin | Eastern | Y | Peaker | COMBUSTION TURBINE | NATURAL GAS | 49 | 71.2 |  |  |  |  | 1 | 24 | 24 |  |  | 49 | 1 | 49 | 49 | 49 | 49 | 49 | 49 | 49 | 49 | 49 | 49 | 49 | 49 | Y | South | FC
RVSIDE_6_RERCU1 |  |  | Riverside Energy Res. Ctr Unit 1 | CISO | N | LA Basin | Eastern | Y | Peaker | COMBUSTION TURBINE | NATURAL GAS | 48.35 | 48.5 |  |  |  |  | 1 | 24 | 24 |  |  | 48.35 | 1 | 48.35 | 48.35 | 48.35 | 48.35 | 48.35 | 48.35 | 48.35 | 48.35 | 48.35 | 48.35 | 48.35 | 48.35 | Y | South | FC
RVSIDE_6_RERCU2 |  |  | Riverside Energy Res. Ctr Unit 2 | CISO | N | LA Basin | Eastern | Y | Peaker | COMBUSTION TURBINE | NATURAL GAS | 48.5 | 48.5 |  |  |  |  | 1 | 24 | 24 |  |  | 48.5 | 1 | 48.5 | 48.5 | 48.5 | 48.5 | 48.5 | 48.5 | 48.5 | 48.5 | 48.5 | 48.5 | 48.5 | 48.5 | Y | South | FC
RVSIDE_6_SOLAR1 |  |  | Tequesquite Landfill Solar Project | CISO | N | LA Basin | Eastern | Y | Solar_1Axis | PHOTO VOLTAIC | SUN | 7.5 | 7.5 |  |  |  |  | 1 | 24 | 24 |  |  |  |  | 0.1 | 0.1 | 0.21 | 0.1 | 2.46 | 3.18 | 4.93 | 4.26 | 0.23 | 0.1 | 0.1 | 0.1 | N | South | FC
RVSIDE_6_SPRING |  |  | SPRINGS GENERATION PROJECT AGGREGATE | CISO | N | LA Basin | Eastern |  | Peaker | FTUR | NATURAL GAS | 36 | 36 |  |  |  |  | 1 | 24 | 24 |  |  | 28 | 1 | 36 | 36 | 36 | 36 | 36 | 36 | 36 | 36 | 36 | 36 | 36 | 36 | Y | South | FC
S_RITA_6_SOLAR1 |  |  | Sun Harvest Solar | CISO | N | Fresno |  | Y | Solar_1Axis | PHOTO VOLTAIC | SUN | 1.5 | 1.5 |  |  |  |  | 1 | 24 | 24 |  |  |  |  | 0 | 0 | 0 | 0 | 0 | 0 | 0 | 0 | 0 | 0 | 0 | 0 | N | North | EO
SALIRV_2_UNIT |  |  | Salinas River Cogeneration | CISO | N | CAISO System |  | Y | CHP | FTUR | NATURAL GAS | 39 | 57 |  |  |  |  | 1 | 24 | 24 |  |  |  |  | 23.11 | 22 | 23.11 | 21.52 | 17.17 | 19.17 | 17.55 | 19.23 | 19.61 | 19.48 | 21.65 | 23.33 | N | North | FC
SALTSP_7_UNITS |  |  | SALT SPRINGS HYDRO AGGREGATE | CISO | N | CAISO System |  |  | Hydro | HYDRO | WATER | 46 | 46 |  |  |  |  | 1 | 24 | 24 |  |  | 0 | 1 | 1.6 | 4.72 | 12.8 | 0.4 | 17.46 | 16.93 | 18.56 | 24.1 | 6.32 | 4.24 | 2.8 | 20.7 | Y | North | FC
SAMPSN_6_KELCO1 |  |  | KELCO QUALIFYING FACILITY | CISO | N | San Diego-IV | San Diego | Y | CHP | COMBUSTION TURBINE | OTHER | 25 | 28 |  |  |  |  | 1 | 24 | 24 |  |  |  |  | 1.03 | 1.05 | 2.18 | 2.77 | 3.33 | 3.81 | 2.44 | 1.59 | 3.62 | 1.85 | 1.24 | 2.21 | N | South | FC
SANBRN_2_EESSB2 |  |  | Edsan 2 Edwards Sanborn E1B | CISO | N | CAISO System |  |  | Solar_1Axis | PHOTO VOLTAIC | SUN | 166 | 166 |  |  |  |  | 1 | 24 | 24 |  |  |  |  | 0.1 | 0.1 | 4.66 | 0.49 | 54.5 | 70.46 | 109.22 | 94.28 | 5.05 | 0.1 | 0.1 | 0.1 | N | South | ID | 100% | Hybrid - C10 - Waiting for Tehachapi cRAS and possibly other - PV 130.0 MW and ESS 72.0 MW with Max output 166 MW
SANBRN_2_ES1BT3 | SANBRN_2_ES1BT3_SUN |  | EdSan 1 Edwards 1 | CISO | N | CAISO System |  |  | Hybrid_Solar1Axis | OTHER | HYBD | 40 | 40 |  |  |  |  | 1 | 24 | 24 | 50.43 |  | 22 | 2 | 0.1 | 0.1 | 1.12 | 0.12 | 13.13 | 16.98 | 26.32 | 22.72 | 1.22 | 0.1 | 0.1 | 0.1 | Y | South | ID | 100% | Waiting for Tehachapi cRAS.
SANBRN_2_ES1BT3 | SANBRN_2_ES1BT3_LESR |  | EdSan 1 Edwards 1 | CISO | N | CAISO System |  |  | Hybrid_Storage | OTHER | HYBD | 22 | 22 | .8 | 88 | 88 | 1 | 1 | 24 | 4 | 50.43 | FALSE | 22 | 2 | 22 | 22 | 22 | 22 | 22 | 22 | 22 | 22 | 22 | 22 | 22 | 22 | Y | South | ID | 100% | Waiting for Tehachapi cRAS.
SANBRN_2_ES2SB3 | SANBRN_2_ES2SB3_SUN |  | EdSan 2 Sanborn 3 | CISO | N | CAISO System |  |  | Hybrid_Solar1Axis | OTHER | HYBD | 33 | 33 |  |  |  |  | 1 | 24 | 24 | 42 |  | 18 | 2 | 0.1 | 0.1 | 0.93 | 0.1 | 10.83 | 14.01 | 21.71 | 18.74 | 1 | 0.1 | 0.1 | 0.1 | Y | South | ID | 100% | Waiting for Tehachapi cRAS.
SANBRN_2_ES2SB3 | SANBRN_2_ES2SB3_LESR |  | EdSan 2 Sanborn 3 | CISO | N | CAISO System |  |  | Hybrid_Storage | OTHER | HYBD | 18 | 18 | .8 | 72 | 72 | 1 | 1 | 24 | 4 | 42 | FALSE | 18 | 2 | 18 | 18 | 18 | 18 | 18 | 18 | 18 | 18 | 18 | 18 | 18 | 18 | Y | South | ID | 100% | Waiting for Tehachapi cRAS.
SANBRN_2_ESABT1 |  |  | EdSan 1A | CISO | N | CAISO System |  |  | Paired_BattStorage | OTHER | LESR | 100 | 100 | .8 | 400 | 400 | 1 | 1 | 24 | 4 |  |  | 160 | 2 | 50 | 50 | 50 | 50 | 50 | 50 | 50 | 50 | 50 | 50 | 50 | 50 | Y | South | ID | 100% | waiting for Tehachapi cRAS
SANBRN_2_ESBBT1 |  |  | EdSan 1B | CISO | N | CAISO System |  |  | Battery Storage | OTHER | LESR | 100 | 100 | .8 | 400 | 400 | 1 | 1 | 24 | 4 |  |  | 200 | 2 | 100 | 100 | 100 | 100 | 100 | 100 | 100 | 100 | 100 | 100 | 100 | 100 | Y | South | ID | 100% | waiting for Tehachapi cRAS
SANBRN_2_SS2BT3 |  |  | Sanborn Solar 2 SBESS 3 | CISO | N | CAISO System |  |  | Battery Storage | OTHER | LESR | 169 | 169 | 0.8 | 676 | 676 | 1 | 1 | 24 | 4 |  |  | 338 | 2 | 169 | 169 | 169 | 169 | 169 | 169 | 169 | 169 | 169 | 169 | 169 | 169 | Y | South | ID | 100% | Waiting for Windhub CRAS, Tehachapi CRAS and possibly other.
SANBRN_2_SS2BT4 |  |  | Sanborn Solar 2 SBESS 4 | CISO | N | CAISO System |  |  | Paired_BattStorage | OTHER | LESR | 47 | 47 | .8 |  |  |  | 1 | 24 | 24 |  |  |  |  | 47 | 47 | 47 | 47 | 47 | 47 | 47 | 47 | 47 | 47 | 47 | 47 | N | South | ID
SANBRN_2_SS2SB4 | SANBRN_2_SS2SB4_SUN |  | Sanborn Solar 2 Edwards Sanborn S4 | CISO | N | CAISO System |  |  | Solar_1Axis | OTHER | HYBD | 36 | 36 |  |  |  |  | 1 | 24 | 24 | 36 |  | 18 | 1 | 0.1 | 0.1 | 1.01 | 0.11 | 11.82 | 15.28 | 23.69 | 20.45 | 1.1 | 0.1 | 0.1 | 0.1 | Y | South | ID | 100% | Waiting for Tehachapi CRAS.
SANBRN_2_SS2SB4 | SANBRN_2_SS2SB4_LESR |  | Sanborn Solar 2 Edwards Sanborn S5 | CISO | N | CAISO System |  |  | Hybrid_Storage | OTHER | HYBD | 18 | 18 | 0.8 | 72 | 72 | 1 | 1 | 24 | 4 | 36 |  | 18 | 1 | 72 | 72 | 72 | 72 | 72 | 72 | 72 | 72 | 72 | 72 | 72 | 72 | Y | South | ID | 100% | Waiting for Tehachapi CRAS.
SANDLT_2_SUNITS |  |  | Mojave Solar | CISO | N | CAISO System |  |  | Solar_Thermal | STEAM | SUN | 275 | 275 |  |  |  |  | 1 | 24 | 24 |  |  |  |  | 0.1 | 0.1 | 2.03 | 6.21 | 99.74 | 113.4 | 112.88 | 119.35 | 26.89 | 4.27 | 0.1 | 0.1 | N | South | FC
SANITR_6_UNITS |  |  | LACSD CARSON WATER POLLUTION AGGREGATE | CISO | N | LA Basin | Eastern | Y | Biogas | COMBINED CYCLE | NATURAL GAS | 8 | 8 |  |  |  |  | 1 | 24 | 24 |  |  |  |  | 1.05 | 1.1 | 0.2 | 0.18 | 0.66 | 0.65 | 0.84 | 1.11 | 1.09 | 0.78 | 0.66 | 0.52 | N | South | FC
SANLOB_1_LNDFIL |  |  | Cold Canyon | CISO | N | CAISO System |  |  | Biogas | RECIPROCATING ENGINE | BIOGAS | 1.5 | 5 |  |  |  |  | 1 | 24 | 24 |  |  |  |  | 0 | 0 | 0 | 0 | 0 | 0 | 0 | 0 | 0 | 0 | 0 | 0 | N | North | EO
SANLOB_1_OSFBM1 |  |  | Old Santa Fe Road | CISO | N | CAISO System |  |  | Biogas | RECIPROCATING ENGINE | BIOGAS | 0.85 | 0.85 |  |  |  |  | 1 | 24 | 24 |  |  | 0 | 1 | 0 | 0 | 0 | 0 | 0 | 0 | 0 | 0 | 0 | 0 | 0 | 0 | Y | North | EO
SANTFG_7_UNITS |  |  | GEYSERS CALISTOGA AGGREGATE | CISO | N | NCNB |  |  | Geothermal | STEAM | GEOTHERMAL | 72 | 72 |  |  |  |  | 1 | 24 | 24 |  |  | 42 | 1 | 72 | 72 | 72 | 72 | 72 | 72 | 72 | 72 | 72 | 72 | 72 | 72 | Y | North | FC
SANTGO_2_LNDFL1 |  |  | Bowerman Power | CISO | N | LA Basin | Western |  | Biogas | RECIPROCATING ENGINE | BIOGAS | 19.6 | 20 |  |  |  |  | 1 | 24 | 24 |  |  |  |  | 18.54 | 18.97 | 17.9 | 18.82 | 18.12 | 19.53 | 18.66 | 18.64 | 18.5 | 17.79 | 18.48 | 19.6 | N | South | FC
SANTGO_2_MABBT1 |  |  | Millikan Avenue BESS | CISO | N | LA Basin | Western |  | Battery Storage | OTHER | LESR | 2 | 2 | .8 | 8 | 8 | 1 | 1 | 24 | 4 |  |  | 4 | 3 | 2 | 2 | 2 | 2 | 2 | 2 | 2 | 2 | 2 | 2 | 2 | 2 | Y | South | FC
SANWD_1_QF |  |  | San Gorgonio Farms Wind Farm | CISO | N | LA Basin | Eastern, Valley-Devers |  | Wind | WIND | WIND | 31 | 32 |  |  |  |  | 1 | 24 | 24 |  |  |  |  | 1.69 | 3.65 | 3.94 | 12.51 | 13.33 | 11.75 | 10.33 | 9.05 | 6.2 | 2.9 | 1.34 | 1.42 | N | South | FC
SAUGUS_6_CREST |  |  | East Portal Hydro | CISO | N | Big Creek-Ventura |  |  | Hydro | HYDRO | WATER | 1 | 1 |  |  |  |  | 1 | 24 | 24 |  |  |  |  | 0 | 0 | 0 | 0 | 0 | 0 | 0 | 0 | 0 | 0 | 0 | 0 | N | South | EO
SAUGUS_6_MWDFTH |  |  | Foothill Hydroelectric Recovery Plant | CISO | N | Big Creek-Ventura |  |  | Hydro | HYDRO | WATER | 9.1 | 9.1 |  |  |  |  | 1 | 24 | 24 |  |  | 0 | 1 | 2.4 | 2.4 | 1.6 | 3.2 | 4.8 | 4 | 4.8 | 4 | 4 | 4.8 | 4 | 2.4 | Y | South | FC
SAUGUS_6_QF |  |  | SAUGUS QFS | CISO | N | Big Creek-Ventura |  |  | CHP | OTHER | OTHER | 2.19 | 8.9 |  |  |  |  | 1 | 24 | 24 |  |  |  |  | 0.07 | 0.2 | 0.14 | 0.4 | 0.23 | 0.19 | 0.27 | 0.59 | 1 | 1 | 1 | 0.97 | N | South | FC
SAUGUS_7_CHIQCN |  |  | Chiquita Canyon Landfill Fac | CISO | N | Big Creek-Ventura |  |  | Biogas | COMBUSTION TURBINE | BIOGAS | 8 | 9.2 |  |  |  |  | 1 | 24 | 24 |  |  |  |  | 5.55 | 5.28 | 5.34 | 5.43 | 5.63 | 5.37 | 5.14 | 5.34 | 4.81 | 5.25 | 5.46 | 5.45 | N | South | FC
SBERDO_2_PSP3 |  |  | Mountainview Gen Sta. Unit 3 | CISO | N | LA Basin | Eastern, West of Devers |  | CCGT | COMBINED CYCLE | NATURAL GAS | 555 | 555 |  |  |  |  | 1 | 24 | 24 |  |  | 457 | 1 | 555 | 555 | 555 | 555 | 555 | 555 | 555 | 555 | 555 | 555 | 555 | 555 | Y | South | FC
SBERDO_2_PSP4 |  |  | Mountainview Gen Sta. Unit 4 | CISO | N | LA Basin | Eastern, West of Devers |  | CCGT | COMBINED CYCLE | NATURAL GAS | 555 | 555 |  |  |  |  | 1 | 24 | 24 |  |  | 457 | 1 | 555 | 555 | 555 | 555 | 555 | 555 | 555 | 555 | 555 | 555 | 555 | 555 | Y | South | FC
SBERDO_2_SNTANA |  |  | SANTA ANA PSP | CISO | N | LA Basin | Eastern, West of Devers |  | Hydro | HYDRO | WATER | 6.95 | 7 |  |  |  |  | 1 | 24 | 24 |  |  |  |  | 0.46 | 0.53 | 0.52 | 0.34 | 0.27 | 0 | 0 | 0 | 0 | 0 | 0 | 0 | N | South | FC
SBERDO_6_MILLCK |  |  | MILL CREEK PSP | CISO | N | LA Basin | Eastern, West of Devers |  | Hydro | HYDRO | WATER | 3.93 | 4 |  |  |  |  | 1 | 24 | 24 |  |  |  |  | 1.33 | 1.4 | 1.46 | 1.61 | 1.04 | 0.95 | 0.87 | 0.57 | 0.62 | 0.54 | 0.78 | 0.89 | N | South | FC
SCEC_1_PDRP05 |  |  | SCEC_1_PDRP05 | CISO | N | LA Basin |  |  | DR | OTHER | OTHER | [6 empty] | 17 | 22 | [5 empty] | 0.22 | 0.22 | 0.24 | 0 | 0 | 0 | 0 | 0 | 0 | 0 | 0 | 0 | Y | South | FC
SCEC_1_PDRP06 |  |  | SCEC_1_PDRP06 | CISO | N | LA Basin |  |  | DR | OTHER | OTHER | [6 empty] | 17 | 22 | [5 empty] | 0.14 | 0.14 | 0.16 | 0 | 0 | 0 | 0 | 0 | 0 | 0 | 0 | 0 | Y | South | FC
SCEC_1_PDRP07 |  |  | SCEC_1_PDRP07 | CISO | N | LA Basin |  |  | DR | OTHER | OTHER | [6 empty] | 17 | 22 | [5 empty] | 1.52 | 1.52 | 1.52 | 0 | 0 | 0 | 0 | 0 | 0 | 0 | 0 | 0 | Y | South | FC
SCEC_1_PDRP09 |  |  | SCEC_1_PDRP09 | CISO | N | LA Basin |  |  | DR | OTHER | OTHER | [6 empty] | 17 | 22 | [5 empty] | 0.4 | 0.1 | 0.1 | 0 | 0 | 0 | 0 | 0 | 0 | 0 | 0 | 0 | Y | South | FC
SCEC_1_PDRP102 |  |  | SCEC_1_PDRP102 | CISO | N | LA Basin |  |  | DR | OTHER | OTHER | 2 | [5 empty] | 17 | 22 | [5 empty] | 0.4 | 0.1 | 0.1 | 0 | 0 | 0 | 0 | 0 | 0 | 0 | 0 | 0 | Y | South | FC
SCEC_1_PDRP108 |  |  | SCEC_1_PDRP108 | CISO | N | LA Basin |  |  | DR | OTHER | OTHER | 9.99 | [5 empty] | 17 | 22 | [5 empty] | 0.33 | 0 | 0 | 0 | 0 | 0 | 0 | 0 | 0 | 0 | 0 | 0 | Y | South | FC
SCEC_1_PDRP109 |  |  | SCEC_1_PDRP109 | CISO | N | LA Basin |  |  | DR | OTHER | OTHER | 9.99 | [5 empty] | 17 | 22 | [5 empty] | 0.68 | 0 | 0 | 0 | 0 | 0 | 0 | 0 | 0 | 0 | 0 | 0 | Y | South | FC
SCEC_1_PDRP110 |  |  | SCEC_1_PDRP110 | CISO | N | LA Basin |  |  | DR | OTHER | OTHER | 9.99 | [5 empty] | 17 | 22 | [5 empty] | 0.12 | 4.95 | 3.67 | 0 | 0 | 0 | 0 | 0 | 0 | 0 | 0 | 0 | Y | South | FC
SCEC_1_PDRP111 |  |  | SCEC_1_PDRP111 | CISO | N | LA Basin |  |  | DR | OTHER | OTHER | 0.99 | [5 empty] | 17 | 22 | [5 empty] | 0.11 | 0 | 0 | 0 | 0 | 0 | 0 | 0 | 0 | 0 | 0 | 0 | Y | South | FC
SCEC_1_PDRP113 |  |  | SCEC_1_PDRP113 | CISO | N | LA Basin |  |  | DR | OTHER | OTHER | 0.99 | [5 empty] | 17 | 22 | [5 empty] | 0.62 | 0.79 | 0.99 | 0 | 0 | 0 | 0 | 0 | 0 | 0 | 0 | 0 | Y | South | FC
SCEC_1_PDRP114 |  |  | SCEC_1_PDRP114 | CISO | N | LA Basin |  |  | DR | OTHER | OTHER | 0.99 | [5 empty] | 17 | 22 | [5 empty] | 0.44 | 0 | 0 | 0 | 0 | 0 | 0 | 0 | 0 | 0 | 0 | 0 | Y | South | FC
SCEC_1_PDRP115 |  |  | SCEC_1_PDRP115 | CISO | N | LA Basin |  |  | DR | OTHER | OTHER | 0.99 | [5 empty] | 17 | 22 | [5 empty] | 0.63 | 0.99 | 0.99 | 0 | 0 | 0 | 0 | 0 | 0 | 0 | 0 | 0 | Y | South | FC
SCEC_1_PDRP116 |  |  | SCEC_1_PDRP116 | CISO | N | LA Basin |  |  | DR | OTHER | OTHER | [6 empty] | 17 | 22 | [6 empty] | 0.99 | 0.73 | 0 | 0 | 0 | 0 | 0 | 0 | 0 | 0 | 0 | Y | South | FC
SCEC_1_PDRP117 |  |  | SCEC_1_PDRP117 | CISO | N | LA Basin |  |  | DR | OTHER | OTHER | 0.99 | [5 empty] | 17 | 22 | [5 empty] | 0.13 | 0 | 0 | 0 | 0 | 0 | 0 | 0 | 0 | 0 | 0 | 0 | Y | South | FC
SCEC_1_PDRP118 |  |  | SCEC_1_PDRP118 | CISO | N | LA Basin |  |  | DR | OTHER | OTHER | 0.99 | [5 empty] | 17 | 22 | [5 empty] | 0.21 | 0.99 | 0.71 | 0 | 0 | 0 | 0 | 0 | 0 | 0 | 0 | 0 | Y | South | FC
SCEC_1_PDRP122 |  |  | SCEC_1_PDRP122 | CISO | N | LA Basin |  |  | DR | OTHER | OTHER | 0.99 | [5 empty] | 17 | 22 | [5 empty] | 0.11 | 0 | 0 | 0 | 0 | 0 | 0 | 0 | 0 | 0 | 0 | 0 | Y | South | FC
SCEC_1_PDRP126 |  |  | SCEC_1_PDRP126 | CISO | N | LA Basin |  |  | DR | OTHER | OTHER | 0.99 | [5 empty] | 17 | 22 | [5 empty] | 0.84 | 0.99 | 0.79 | 0 | 0 | 0 | 0 | 0 | 0 | 0 | 0 | 0 | Y | South | FC
SCEC_1_PDRP127 |  |  | SCEC_1_PDRP127 | CISO | N | LA Basin |  |  | DR | OTHER | OTHER | 0.99 | [5 empty] | 17 | 22 | [5 empty] | 0.44 | 0.99 | 0.99 | 0 | 0 | 0 | 0 | 0 | 0 | 0 | 0 | 0 | Y | South | FC
SCEC_1_PDRP128 |  |  | SCEC_1_PDRP128 | CISO | N | LA Basin |  |  | DR | OTHER | OTHER | 0.99 | [5 empty] | 17 | 22 | [5 empty] | 0.11 | 0 | 0 | 0 | 0 | 0 | 0 | 0 | 0 | 0 | 0 | 0 | Y | South | FC
SCEC_1_PDRP129 |  |  | SCEC_1_PDRP129 | CISO | N | LA Basin |  |  | DR | OTHER | OTHER | 0.99 | [5 empty] | 17 | 22 | [5 empty] | 0.57 | 0 | 0 | 0 | 0 | 0 | 0 | 0 | 0 | 0 | 0 | 0 | Y | South | FC
SCEC_1_PDRP130 |  |  | SCEC_1_PDRP130 | CISO | N | LA Basin |  |  | DR | OTHER | OTHER | 0.99 | [5 empty] | 17 | 22 | [5 empty] | 0.52 | 0 | 0 | 0 | 0 | 0 | 0 | 0 | 0 | 0 | 0 | 0 | Y | South | FC
SCEC_1_PDRP132 |  |  | SCEC_1_PDRP132 | CISO | N | LA Basin |  |  | DR | OTHER | OTHER | 0.99 | [5 empty] | 17 | 22 | [5 empty] | 0.8 | 0.99 | 0.5 | 0 | 0 | 0 | 0 | 0 | 0 | 0 | 0 | 0 | Y | South | FC
SCEC_1_PDRP135 |  |  | SCEC_1_PDRP135 | CISO | N | LA Basin |  |  | DR | OTHER | OTHER | 0.99 | [5 empty] | 17 | 22 | [5 empty] | 0.39 | 0.99 | 0.99 | 0 | 0 | 0 | 0 | 0 | 0 | 0 | 0 | 0 | Y | South | FC
SCEC_1_PDRP136 |  |  | SCEC_1_PDRP136 | CISO | N | LA Basin |  |  | DR | OTHER | OTHER | 0.99 | [5 empty] | 17 | 22 | [5 empty] | 0.63 | 0 | 0 | 0 | 0 | 0 | 0 | 0 | 0 | 0 | 0 | 0 | Y | South | FC
SCEC_1_PDRP139 |  |  | SCEC_1_PDRP139 | CISO | N | LA Basin |  |  | DR | OTHER | OTHER | 0.99 | [5 empty] | 17 | 22 | [5 empty] | 0.65 | 0.99 | 0.99 | 0 | 0 | 0 | 0 | 0 | 0 | 0 | 0 | 0 | Y | South | FC
SCEC_1_PDRP140 |  |  | SCEC_1_PDRP140 | CISO | N | LA Basin |  |  | DR | OTHER | OTHER | 0.99 | [5 empty] | 17 | 22 | [5 empty] | 0.64 | 0 | 0 | 0 | 0 | 0 | 0 | 0 | 0 | 0 | 0 | 0 | Y | South | FC
SCEC_1_PDRP141 |  |  | SCEC_1_PDRP141 | CISO | N | LA Basin |  |  | DR | OTHER | OTHER | 0.99 | [5 empty] | 17 | 22 | [5 empty] | 0.17 | 0 | 0 | 0 | 0 | 0 | 0 | 0 | 0 | 0 | 0 | 0 | Y | South | FC
SCEC_1_PDRP142 |  |  | SCEC_1_PDRP142 | CISO | N | LA Basin |  |  | DR | OTHER | OTHER | 0.99 | [5 empty] | 17 | 22 | [5 empty] | 0.59 | 0.99 | 0.99 | 0 | 0 | 0 | 0 | 0 | 0 | 0 | 0 | 0 | Y | South | FC
SCEC_1_PDRP143 |  |  | SCEC_1_PDRP143 | CISO | N | LA Basin |  |  | DR | OTHER | OTHER | 0.99 | [5 empty] | 17 | 22 | [5 empty] | 0.63 | 0 | 0 | 0 | 0 | 0 | 0 | 0 | 0 | 0 | 0 | 0 | Y | South | FC
SCEC_1_PDRP144 |  |  | SCEC_1_PDRP144 | CISO | N | LA Basin |  |  | DR | OTHER | OTHER | 0.99 | [5 empty] | 17 | 22 | [5 empty] | 0.28 | 0 | 0 | 0 | 0 | 0 | 0 | 0 | 0 | 0 | 0 | 0 | Y | South | FC
SCEC_1_PDRP146 |  |  | SCEC_1_PDRP146 | CISO | N | LA Basin |  |  | DR | OTHER | OTHER | 0.99 | [5 empty] | 17 | 22 | [5 empty] | 0.64 | 0 | 0 | 0 | 0 | 0 | 0 | 0 | 0 | 0 | 0 | 0 | Y | South | FC
SCEC_1_PDRP147 |  |  | SCEC_1_PDRP147 | CISO | N | LA Basin |  |  | DR | OTHER | OTHER | 0.99 | [5 empty] | 17 | 22 | [5 empty] | 0.56 | 0 | 0 | 0 | 0 | 0 | 0 | 0 | 0 | 0 | 0 | 0 | Y | South | FC
SCEC_1_PDRP148 |  |  | SCEC_1_PDRP148 | CISO | N | LA Basin |  |  | DR | OTHER | OTHER | 0.99 | [5 empty] | 17 | 22 | [5 empty] | 0.55 | 0 | 0 | 0 | 0 | 0 | 0 | 0 | 0 | 0 | 0 | 0 | Y | South | FC
SCEC_1_PDRP150 |  |  | SCEC_1_PDRP150 | CISO | N | LA Basin |  |  | DR | OTHER | OTHER | 0.99 | [5 empty] | 17 | 22 | [5 empty] | 0.64 | 0 | 0 | 0 | 0 | 0 | 0 | 0 | 0 | 0 | 0 | 0 | Y | South | FC
SCEC_1_PDRP151 |  |  | SCEC_1_PDRP151 | CISO | N | LA Basin |  |  | DR | OTHER | OTHER | 0.99 | [5 empty] | 17 | 22 | [5 empty] | 0.67 | 0 | 0 | 0 | 0 | 0 | 0 | 0 | 0 | 0 | 0 | 0 | Y | South | FC
SCEC_1_PDRP152 |  |  | SCEC_1_PDRP152 | CISO | N | LA Basin |  |  | DR | OTHER | OTHER | 0.99 | [5 empty] | 17 | 22 | [5 empty] | 0.35 | 0.99 | 0.17 | 0 | 0 | 0 | 0 | 0 | 0 | 0 | 0 | 0 | Y | South | FC
SCEC_1_PDRP153 |  |  | SCEC_1_PDRP153 | CISO | N | LA Basin |  |  | DR | OTHER | OTHER | 0.99 | [5 empty] | 17 | 22 | [5 empty] | 0.64 | 0 | 0 | 0 | 0 | 0 | 0 | 0 | 0 | 0 | 0 | 0 | Y | South | FC
SCEC_1_PDRP154 |  |  | SCEC_1_PDRP154 | CISO | N | LA Basin |  |  | DR | OTHER | OTHER | [6 empty] | 17 | 22 | [6 empty] | 0.99 | 0 | 0 | 0 | 0 | 0 | 0 | 0 | 0 | 0 | 0 | Y | South | FC
SCEC_1_PDRP156 |  |  | SCEC_1_PDRP156 | CISO | N | LA Basin |  |  | DR | OTHER | OTHER | 0.99 | [5 empty] | 17 | 22 | [5 empty] | 0.45 | 0.99 | 0.99 | 0 | 0 | 0 | 0 | 0 | 0 | 0 | 0 | 0 | Y | South | FC
SCEC_1_PDRP157 |  |  | SCEC_1_PDRP157 | CISO | N | LA Basin |  |  | DR | OTHER | OTHER | 0.99 | [5 empty] | 17 | 22 | [5 empty] | 0.39 | 0.99 | 0.99 | 0 | 0 | 0 | 0 | 0 | 0 | 0 | 0 | 0 | Y | South | FC
SCEC_1_PDRP158 |  |  | SCEC_1_PDRP158 | CISO | N | LA Basin |  |  | DR | OTHER | OTHER | 0.99 | [5 empty] | 17 | 22 | [5 empty] | 0.11 | 0 | 0 | 0 | 0 | 0 | 0 | 0 | 0 | 0 | 0 | 0 | Y | South | FC
SCEC_1_PDRP159 |  |  | SCEC_1_PDRP159 | CISO | N | LA Basin |  |  | DR | OTHER | OTHER | 0.99 | [5 empty] | 17 | 22 | [5 empty] | 0.36 | 0 | 0 | 0 | 0 | 0 | 0 | 0 | 0 | 0 | 0 | 0 | Y | South | FC
SCEC_1_PDRP160 |  |  | SCEC_1_PDRP160 | CISO | N | LA Basin |  |  | DR | OTHER | OTHER | 9.99 | [5 empty] | 17 | 22 | [5 empty] | 3.65 | 4.65 | 6.65 | 0 | 0 | 0 | 0 | 0 | 0 | 0 | 0 | 0 | Y | South | FC
SCEC_1_PDRP175 |  |  | VLTS_PDR_SCEC_01 | CISO | N | LA Basin |  |  | DR | OTHER | OTHER | 9.95 | [5 empty] | 17 | 22 | [5 empty] | 0.11 | 0.11 | 0.11 | 0 | 0 | 0 | 0 | 0 | 0 | 0 | 0 | 0 | Y | South | FC
SCEC_1_PDRP176 |  |  | VLTS_PDR_SCEC_02 | CISO | N | LA Basin |  |  | DR | OTHER | OTHER | 9.95 | [5 empty] | 17 | 22 | [5 empty] | 1.68 | 1.68 | 1.68 | 0 | 0 | 0 | 0 | 0 | 0 | 0 | 0 | 0 | Y | South | FC
SCEC_1_PDRP181 |  |  | SCEC_1_PDRP181 | CISO | N | LA Basin |  |  | DR | OTHER | OTHER | [6 empty] | 17 | 22 | [7 empty] | 0.63 | 0 | 0 | 0 | 0 | 0 | 0 | 0 | 0 | 0 | Y | South | FC
SCEC_1_PDRP185 |  |  | VLTS_PDR_SCEC_03 | CISO | N | LA Basin |  |  | DR | OTHER | OTHER | 7.5 | [5 empty] | 17 | 22 | [5 empty] | 0.11 | 0.11 | 0.11 | 0 | 0 | 0 | 0 | 0 | 0 | 0 | 0 | 0 | Y | South | FC
SCEC_1_PDRP187 |  |  | ESPN_SCEC_1_PDRP187 | CISO | N | LA Basin |  |  | DR | OTHER | OTHER | [6 empty] | 17 | 22 | [5 empty] | 9.94 | 9.98 | 9.5 | 0 | 0 | 0 | 0 | 0 | 0 | 0 | 0 | 0 | Y | South | FC
SCEC_1_PDRP188 |  |  | ESPN_SCEC_1_PDRP188 | CISO | N | LA Basin |  |  | DR | OTHER | OTHER | [6 empty] | 17 | 22 | [5 empty] | 9.94 | 9.98 | 9.5 | 0 | 0 | 0 | 0 | 0 | 0 | 0 | 0 | 0 | Y | South | FC
SCEC_1_PDRP189 |  |  | ESPN_SCEC_1_PDRP189 | CISO | N | LA Basin |  |  | DR | OTHER | OTHER | [6 empty] | 17 | 22 | [5 empty] | 9.94 | 9.98 | 9.5 | 0 | 0 | 0 | 0 | 0 | 0 | 0 | 0 | 0 | Y | South | FC
SCEC_1_PDRP192 |  |  | ESPN_SCEC_1_PDRP192 | CISO | N | LA Basin |  |  | DR | OTHER | OTHER | [6 empty] | 17 | 22 | [5 empty] | 5.26 | 5.26 | 5.26 | 0 | 0 | 0 | 0 | 0 | 0 | 0 | 0 | 0 | Y | South | FC
SCEN_6_PDRP01 |  |  | SCEN_6_PDRP01 | CISO | N | Big Creek-Ventura |  |  | DR | OTHER | OTHER | [6 empty] | 17 | 22 | [5 empty] | 0.14 | 0.14 | 0.16 | 0 | 0 | 0 | 0 | 0 | 0 | 0 | 0 | 0 | Y | South | FC
SCEN_6_PDRP02 |  |  | SCEN_6_PDRP02 | CISO | N | Big Creek-Ventura |  |  | DR | OTHER | OTHER | [6 empty] | 17 | 22 | [5 empty] | 1.8 | 1.8 | 1.8 | 0 | 0 | 0 | 0 | 0 | 0 | 0 | 0 | 0 | Y | South | FC
SCEN_6_PDRP07 |  |  | SCEN_6_PDRP07 | CISO | N | Big Creek-Ventura |  |  | DR | OTHER | OTHER | [6 empty] | 17 | 22 | [5 empty] | 0.22 | 0.22 | 0.24 | 0 | 0 | 0 | 0 | 0 | 0 | 0 | 0 | 0 | Y | South | FC
SCEN_6_PDRP103 |  |  | ESPN_SCEN_6_PDRP103 | CISO | N | Big Creek-Ventura |  |  | DR | OTHER | OTHER | [6 empty] | 17 | 22 | [5 empty] | 7.05 | 7.04 | 6.7 | 0 | 0 | 0 | 0 | 0 | 0 | 0 | 0 | 0 | Y | South | FC
SCEN_6_PDRP58 |  |  | SCEN_6_PDRP58 | CISO | N | Big Creek-Ventura |  |  | DR | OTHER | OTHER | [6 empty] | 17 | 22 | [5 empty] | 0.15 | 0.99 | 0 | 0 | 0 | 0 | 0 | 0 | 0 | 0 | 0 | 0 | Y | South | FC
SCEN_6_PDRP59 |  |  | SCEN_6_PDRP59 | CISO | N | Big Creek-Ventura |  |  | DR | OTHER | OTHER | [6 empty] | 17 | 22 | [5 empty] | 0.1 | 1.04 | 1.74 | 0 | 0 | 0 | 0 | 0 | 0 | 0 | 0 | 0 | Y | South | FC
SCEN_6_PDRP65 |  |  | SCEN_6_PDRP65 | CISO | N | Big Creek-Ventura |  |  | DR | OTHER | OTHER | [6 empty] | 17 | 22 | [5 empty] | 0.18 | 0 | 0 | 0 | 0 | 0 | 0 | 0 | 0 | 0 | 0 | 0 | Y | South | FC
SCEN_6_PDRP66 |  |  | SCEN_6_PDRP66 | CISO | N | Big Creek-Ventura |  |  | DR | OTHER | OTHER | [6 empty] | 17 | 22 | [5 empty] | 0.1 | 0 | 0.99 | 0 | 0 | 0 | 0 | 0 | 0 | 0 | 0 | 0 | Y | South | FC
SCEN_6_PDRP79 |  |  | VLTS_PDR_SCEN_01 | CISO | N | Big Creek-Ventura |  |  | DR | OTHER | OTHER | [6 empty] | 17 | 22 | [5 empty] | 0.53 | 0.53 | 0.53 | 0 | 0 | 0 | 0 | 0 | 0 | 0 | 0 | 0 | Y | South | FC
SCEN_6_PDRP80 |  |  | SCEN_6_PDRP80 | CISO | N | Big Creek-Ventura |  |  | DR | OTHER | OTHER | [6 empty] | 17 | 22 | [5 empty] | 0.13 | 0 | 0 | 0 | 0 | 0 | 0 | 0 | 0 | 0 | 0 | 0 | Y | South | FC
SCEN_6_PDRP81 |  |  | SCEN_6_PDRP81 | CISO | N | Big Creek-Ventura |  |  | DR | OTHER | OTHER | [6 empty] | 17 | 22 | [5 empty] | 0.37 | 0.99 | 0.99 | 0 | 0 | 0 | 0 | 0 | 0 | 0 | 0 | 0 | Y | South | FC
SCEN_6_PDRP84 |  |  | SCEN_6_PDRP84 | CISO | N | Big Creek-Ventura |  |  | DR | OTHER | OTHER | [6 empty] | 17 | 22 | [6 empty] | 0.99 | 0.99 | 0 | 0 | 0 | 0 | 0 | 0 | 0 | 0 |  | Y | South | FC
SCEN_6_PDRP87 |  |  | SCEN_6_PDRP87 | CISO | N | Big Creek-Ventura |  |  | DR | OTHER | OTHER | [6 empty] | 17 | 22 | [5 empty] | 0.37 | 0.99 | 0.99 | 0 | 0 | 0 | 0 | 0 | 0 | 0 | 0 | 0 | Y | South | FC
SCEW_2_PDRP103 |  |  | SCEW_2_PDRP103 | CISO | N | LA Basin |  |  | DR | OTHER | OTHER | 2 | [5 empty] | 17 | 22 | [5 empty] | 0.48 | 0.48 | 0.48 | 0 | 0 | 0 | 0 | 0 | 0 | 0 | 0 | 0 | Y | South | FC
SCEW_2_PDRP104 |  |  | SCEW_2_PDRP104 | CISO | N | LA Basin |  |  | DR | OTHER | OTHER | 2 | [5 empty] | 17 | 22 | [5 empty] | 0.4 | 0.2 | 0.2 | 0 | 0 | 0 | 0 | 0 | 0 | 0 | 0 | 0 | Y | South | FC
SCEW_2_PDRP106 |  |  | SCEW_2_PDRP106 | CISO | N | LA Basin |  |  | DR | OTHER | OTHER | 9.99 | [5 empty] | 17 | 22 | [5 empty] | 0.13 | 0 | 0 | 0 | 0 | 0 | 0 | 0 | 0 | 0 | 0 | 0 | Y | South | FC
SCEW_2_PDRP107 |  |  | SCEW_2_PDRP107 | CISO | N | LA Basin |  |  | DR | OTHER | OTHER | 0.99 | [5 empty] | 17 | 22 | [5 empty] | 0.1 | 0.99 | 0 | 0 | 0 | 0 | 0 | 0 | 0 | 0 | 0 | 0 | Y | South | FC
SCEW_2_PDRP108 |  |  | SCEW_2_PDRP108 | CISO | N | LA Basin |  |  | DR | OTHER | OTHER | 0.99 | [5 empty] | 17 | 22 | [5 empty] | 0.28 | 0.99 | 0.99 | 0 | 0 | 0 | 0 | 0 | 0 | 0 | 0 | 0 | Y | South | FC
SCEW_2_PDRP109 |  |  | SCEW_2_PDRP109 | CISO | N | LA Basin |  |  | DR | OTHER | OTHER | 0.99 | [5 empty] | 17 | 22 | [5 empty] | 0.29 | 0 | 0 | 0 | 0 | 0 | 0 | 0 | 0 | 0 | 0 | 0 | Y | South | FC
SCEW_2_PDRP110 |  |  | SCEW_2_PDRP110 | CISO | N | LA Basin |  |  | DR | OTHER | OTHER | 0.99 | [5 empty] | 17 | 22 | [5 empty] | 0.38 | 0.99 | 0 | 0 | 0 | 0 | 0 | 0 | 0 | 0 | 0 | 0 | Y | South | FC
SCEW_2_PDRP111 |  |  | SCEW_2_PDRP111 | CISO | N | LA Basin |  |  | DR | OTHER | OTHER | 0.99 | [5 empty] | 17 | 22 | [5 empty] | 0.46 | 0 | 0 | 0 | 0 | 0 | 0 | 0 | 0 | 0 | 0 | 0 | Y | South | FC
SCEW_2_PDRP112 |  |  | SCEW_2_PDRP112 | CISO | N | LA Basin |  |  | DR | OTHER | OTHER | [6 empty] | 17 | 22 | [6 empty] | 0.99 | 0 | 0 | 0 | 0 | 0 | 0 | 0 | 0 | 0 |  | Y | South | FC
SCEW_2_PDRP116 |  |  | SCEW_2_PDRP116 | CISO | N | LA Basin |  |  | DR | OTHER | OTHER | 0.99 | [5 empty] | 17 | 22 | [5 empty] | 0.53 | 0.99 | 0.99 | 0 | 0 | 0 | 0 | 0 | 0 | 0 | 0 | 0 | Y | South | FC
SCEW_2_PDRP117 |  |  | SCEW_2_PDRP117 | CISO | N | LA Basin |  |  | DR | OTHER | OTHER | [6 empty] | 17 | 22 | [6 empty] | 0.99 | 0.64 | 0 | 0 | 0 | 0 | 0 | 0 | 0 | 0 |  | Y | South | FC
SCEW_2_PDRP118 |  |  | SCEW_2_PDRP118 | CISO | N | LA Basin |  |  | DR | OTHER | OTHER | 0.99 | [5 empty] | 17 | 22 | [5 empty] | 0.61 | 0.99 | 0.41 | 0 | 0 | 0 | 0 | 0 | 0 | 0 | 0 | 0 | Y | South | FC
SCEW_2_PDRP120 |  |  | SCEW_2_PDRP120 | CISO | N | LA Basin |  |  | DR | OTHER | OTHER | 0.99 | [5 empty] | 17 | 22 | [5 empty] | 0.28 | 0.99 | 0.57 | 0 | 0 | 0 | 0 | 0 | 0 | 0 | 0 | 0 | Y | South | FC
SCEW_2_PDRP121 |  |  | SCEW_2_PDRP121 | CISO | N | LA Basin |  |  | DR | OTHER | OTHER | 0.99 | [5 empty] | 17 | 22 | [5 empty] | 0.74 | 0.99 | 0.99 | 0 | 0 | 0 | 0 | 0 | 0 | 0 | 0 | 0 | Y | South | FC
SCEW_2_PDRP122 |  |  | SCEW_2_PDRP122 | CISO | N | LA Basin |  |  | DR | OTHER | OTHER | [6 empty] | 17 | 22 | [6 empty] | 4.18 | 0 | 0 | 0 | 0 | 0 | 0 | 0 | 0 | 0 |  | Y | South | FC
SCEW_2_PDRP123 |  |  | SCEW_2_PDRP123 | CISO | N | LA Basin |  |  | DR | OTHER | OTHER | 9.99 | [5 empty] | 17 | 22 | [5 empty] | 0.16 | 0 | 0 | 0 | 0 | 0 | 0 | 0 | 0 | 0 | 0 | 0 | Y | South | FC
SCEW_2_PDRP124 |  |  | SCEW_2_PDRP124 | CISO | N | LA Basin |  |  | DR | OTHER | OTHER | 0.99 | [5 empty] | 17 | 22 | [5 empty] | 0.16 | 0 | 0 | 0 | 0 | 0 | 0 | 0 | 0 | 0 | 0 | 0 | Y | South | FC
SCEW_2_PDRP125 |  |  | SCEW_2_PDRP125 | CISO | N | LA Basin |  |  | DR | OTHER | OTHER | 0.99 | [5 empty] | 17 | 22 | [5 empty] | 0.39 | 0.99 | 0.34 | 0 | 0 | 0 | 0 | 0 | 0 | 0 | 0 | 0 | Y | South | FC
SCEW_2_PDRP130 |  |  | SCEW_2_PDRP130 | CISO | N | LA Basin |  |  | DR | OTHER | OTHER | [6 empty] | 17 | 22 | [6 empty] | 0.99 | 0.99 | 0 | 0 | 0 | 0 | 0 | 0 | 0 | 0 |  | Y | South | FC
SCEW_2_PDRP131 |  |  | SCEW_2_PDRP131 | CISO | N | LA Basin |  |  | DR | OTHER | OTHER | [6 empty] | 17 | 22 | [6 empty] | 0.99 | 0.13 | 0 | 0 | 0 | 0 | 0 | 0 | 0 | 0 |  | Y | South | FC
SCEW_2_PDRP133 |  |  | SCEW_2_PDRP133 | CISO | N | LA Basin |  |  | DR | OTHER | OTHER | 0.99 | [5 empty] | 17 | 22 | [5 empty] | 0.23 | 0.99 | 0.99 | 0 | 0 | 0 | 0 | 0 | 0 | 0 | 0 | 0 | Y | South | FC
SCEW_2_PDRP168 |  |  | VLTS_PDR_SCEW_01 | CISO | N | LA Basin |  |  | DR | OTHER | OTHER | 6.5 | [5 empty] | 17 | 22 | [5 empty] | 0.42 | 0.42 | 0.42 | 0 | 0 | 0 | 0 | 0 | 0 | 0 | 0 | 0 | Y | South | FC
SCEW_2_PDRP172 |  |  | SCEW_2_PDRP172 | CISO | N | LA Basin |  |  | DR | OTHER | OTHER | 0.99 | [5 empty] | 17 | 22 | [5 empty] | 0.17 | 0 | 0 | 0 | 0 | 0 | 0 | 0 | 0 | 0 | 0 | 0 | Y | South | FC
SCEW_2_PDRP177 |  |  | VLTS_PDR_SCEW_02 | CISO | N | LA Basin |  |  | DR | OTHER | OTHER | 9.9 | [5 empty] | 17 | 22 | [5 empty] | 0.84 | 0.84 | 0.84 | 0 | 0 | 0 | 0 | 0 | 0 | 0 | 0 | 0 | Y | South | FC
SCEW_2_PDRP180 |  |  | VLTS_PDR_SCEW_03 | CISO | N | LA Basin |  |  | DR | OTHER | OTHER | 9.95 | [5 empty] | 17 | 22 | [5 empty] | 0.11 | 0.11 | 0.11 | 0 | 0 | 0 | 0 | 0 | 0 | 0 | 0 | 0 | Y | South | FC
SCEW_2_PDRP182 |  |  | ESPN_SCEW_2_PDRP182 | CISO | N | LA Basin |  |  | DR | OTHER | OTHER | [6 empty] | 17 | 22 | [5 empty] | 8.01 | 7.99 | 7.6 | 0 | 0 | 0 | 0 | 0 | 0 | 0 | 0 |  | Y | South | FC
SCEW_2_PDRP19 |  |  | SCEW_2_PDRP19 | CISO | N | LA Basin |  |  | DR | OTHER | OTHER | [6 empty] | 17 | 22 | [5 empty] | 0.93 | 0.93 | 1.02 | 0 | 0 | 0 | 0 | 0 | 0 | 0 | 0 | 0 | Y | South | FC
SCEW_2_PDRP20 |  |  | SCEW_2_PDRP20 | CISO | N | LA Basin |  |  | DR | OTHER | OTHER | [6 empty] | 17 | 22 | [5 empty] | 0.51 | 0.51 | 0.56 | 0 | 0 | 0 | 0 | 0 | 0 | 0 | 0 | 0 | Y | South | FC
SCHD_1_PDRP12 |  |  | SCHD_1_PDRP12 | CISO | N | CAISO System |  |  | DR | OTHER | OTHER | [6 empty] | 17 | 22 | [5 empty] | 1.5 | 1.5 | 1.5 | 0 | 0 | 0 | 0 | 0 | 0 | 0 | 0 | 0 | Y | South | FC
SCHD_1_PDRP41 |  |  | SCHD_1_PDRP41 | CISO | N | CAISO System |  |  | DR | OTHER | OTHER | [6 empty] | 17 | 22 | [5 empty] | 0.31 | 0.99 | 0.99 | 0 | 0 | 0 | 0 | 0 | 0 | 0 | 0 | 0 | Y | South | FC
SCHD_1_PDRP42 |  |  | SCHD_1_PDRP42 | CISO | N | CAISO System |  |  | DR | OTHER | OTHER | [6 empty] | 17 | 22 | [5 empty] | 0.12 | 0 | 0 | 0 | 0 | 0 | 0 | 0 | 0 | 0 | 0 | 0 | Y | South | FC
SCHD_1_PDRP44 |  |  | SCHD_1_PDRP44 | CISO | N | CAISO System |  |  | DR | OTHER | OTHER | [6 empty] | 17 | 22 | [5 empty] | 0.1 | 0.99 | 0.13 | 0 | 0 | 0 | 0 | 0 | 0 | 0 | 0 | 0 | Y | South | FC
SCHD_1_PDRP48 |  |  | SCHD_1_PDRP48 | CISO | N | CAISO System |  |  | DR | OTHER | OTHER | [6 empty] | 17 | 22 | [5 empty] | 0.43 | 0 | 0 | 0 | 0 | 0 | 0 | 0 | 0 | 0 | 0 | 0 | Y | South | FC
SCHD_1_PDRP53 |  |  | VLTS_PDR_SCHD_01 | CISO | N | CAISO System |  |  | DR | OTHER | OTHER | [6 empty] | 17 | 22 | [6 empty] | 0.11 | 0.11 | 0 | 0 | 0 | 0 | 0 | 0 | 0 | 0 |  | Y | South | FC
SCHD_1_PDRP58 |  |  | ESPN_SCHD_1_PDRP58 | CISO | N | CAISO System |  |  | DR | OTHER | OTHER | [6 empty] | 17 | 22 | [5 empty] | 3.78 | 3.78 | 3.6 | 0 | 0 | 0 | 0 | 0 | 0 | 0 | 0 |  | Y | South | FC
SCHD_1_PDRP64 |  |  | SCHD_1_PDRP64 | CISO | N | CAISO System |  |  | DR | OTHER | OTHER | [6 empty] | 17 | 22 | [5 empty] | 0.61 | 0.99 | 0.99 | 0 | 0 | 0 | 0 | 0 | 0 | 0 | 0 | 0 | Y | South | FC
SCHLTE_1_PL1X3 |  |  | Tracy Combined Cycle Power Plant | CISO | N | Stockton | Tesla-Bellota |  | CCGT | COMBINED CYCLE | NATURAL GAS | 336.04 | 336.04 |  |  |  |  | 1 | 24 | 24 |  |  | 247.24 | 1 | 336.04 | 336.04 | 336.04 | 336.04 | 336.04 | 336.04 | 336.04 | 336.04 | 336.04 | 336.04 | 336.04 | 336.04 | Y | North | FC
SCHNDR_1_FIVPTS |  |  | Five Points Solar Station | CISO | N | Fresno | Coalinga, Panoche 115 kV | Y | Solar_Fixed | PHOTO VOLTAIC | SUN | 15 | 15 |  |  |  |  | 1 | 24 | 24 |  |  |  |  | 0.1 | 0.1 | 0.48 | 0.13 | 4.5 | 5.46 | 9.05 | 7.79 | 0.8 | 0.1 | 0.1 | 0.1 | N | North | FC
SCHNDR_1_WSTSDE |  |  | Westside Solar Station | CISO | N | Fresno | Coalinga, Panoche 115 kV | Y | Solar_Fixed | PHOTO VOLTAIC | SUN | 15 | 15 |  |  |  |  | 1 | 24 | 24 |  |  |  |  | 0.1 | 0.1 | 0.48 | 0.13 | 4.5 | 5.46 | 9.05 | 7.79 | 0.8 | 0.1 | 0.1 | 0.1 | N | North | FC
SCLD_1_PDRP07 |  |  | ESPN_SCLD_1_PDRP07 | CISO | N | CAISO System |  |  | DR | OTHER | OTHER | [6 empty] | 17 | 22 | [6 empty] | 0.84 | 0.8 | 0 | 0 | 0 | 0 | 0 | 0 | 0 | 0 |  | Y | South | FC
SCLD_1_PDRP10 |  |  | SCLD_1_PDRP10 | CISO | N | CAISO System |  |  | DR | OTHER | OTHER | [6 empty] | 17 | 22 | [5 empty] | 1.5 | 1.5 | 1.5 | 0 | 0 | 0 | 0 | 0 | 0 | 0 | 0 | 0 | Y | South | FC
SCNW_6_PDRP07 |  |  | SCNW_6_PDRP07 | CISO | N | Big Creek-Ventura |  |  | DR | OTHER | OTHER | [6 empty] | 17 | 22 | [5 empty] | 0.36 | 0.36 | 0.4 | 0 | 0 | 0 | 0 | 0 | 0 | 0 | 0 | 0 | Y | South | FC
SCNW_6_PDRP41 |  |  | SCNW_6_PDRP41 | CISO | N | Big Creek-Ventura |  |  | DR | OTHER | OTHER | [6 empty] | 17 | 22 | [5 empty] | 0.14 | 0 | 0 | 0 | 0 | 0 | 0 | 0 | 0 | 0 | 0 | 0 | Y | South | FC
SCNW_6_PDRP43 |  |  | SCNW_6_PDRP43 | CISO | N | Big Creek-Ventura |  |  | DR | OTHER | OTHER | [6 empty] | 17 | 22 | [5 empty] | 0.18 | 0.99 | 0.99 | 0 | 0 | 0 | 0 | 0 | 0 | 0 | 0 | 0 | Y | South | FC
SCNW_6_PDRP44 |  |  | SCNW_6_PDRP44 | CISO | N | Big Creek-Ventura |  |  | DR | OTHER | OTHER | [6 empty] | 17 | 22 | [5 empty] | 0.27 | 0.99 | 0.15 | 0 | 0 | 0 | 0 | 0 | 0 | 0 | 0 | 0 | Y | South | FC
SCNW_6_PDRP45 |  |  | SCNW_6_PDRP45 | CISO | N | Big Creek-Ventura |  |  | DR | OTHER | OTHER | [6 empty] | 17 | 22 | [5 empty] | 0.11 | 2.13 | 0 | 0 | 0 | 0 | 0 | 0 | 0 | 0 | 0 | 0 | Y | South | FC
SCNW_6_PDRP46 |  |  | SCNW_6_PDRP46 | CISO | N | Big Creek-Ventura |  |  | DR | OTHER | OTHER | [6 empty] | 17 | 22 | [7 empty] | 0.11 | 0 | 0 | 0 | 0 | 0 | 0 | 0 | 0 |  | Y | South | FC
SCNW_6_PDRP47 |  |  | SCNW_6_PDRP47 | CISO | N | Big Creek-Ventura |  |  | DR | OTHER | OTHER | [6 empty] | 17 | 22 | [5 empty] | 0.1 | 0 | 0.41 | 0 | 0 | 0 | 0 | 0 | 0 | 0 | 0 | 0 | Y | South | FC
SCNW_6_PDRP48 |  |  | SCNW_6_PDRP48 | CISO | N | Big Creek-Ventura |  |  | DR | OTHER | OTHER | [6 empty] | 17 | 22 | [5 empty] | 0.31 | 0.99 | 0 | 0 | 0 | 0 | 0 | 0 | 0 | 0 | 0 | 0 | Y | South | FC
SCNW_6_PDRP49 |  |  | SCNW_6_PDRP49 | CISO | N | Big Creek-Ventura |  |  | DR | OTHER | OTHER | [6 empty] | 17 | 22 | [5 empty] | 0.19 | 0.99 | 0.99 | 0 | 0 | 0 | 0 | 0 | 0 | 0 | 0 | 0 | Y | South | FC
SCNW_6_PDRP50 |  |  | SCNW_6_PDRP50 | CISO | N | Big Creek-Ventura |  |  | DR | OTHER | OTHER | [6 empty] | 17 | 22 | [5 empty] | 0.1 | 0.99 | 0.99 | 0 | 0 | 0 | 0 | 0 | 0 | 0 | 0 | 0 | Y | South | FC
SCNW_6_PDRP59 |  |  | VLTS_PDR_SCNW_1 | CISO | N | Big Creek-Ventura |  |  | DR | OTHER | OTHER | [6 empty] | 17 | 22 | [5 empty] | 0.21 | 0.21 | 0.21 | 0 | 0 | 0 | 0 | 0 | 0 | 0 | 0 | 0 | Y | South | FC
SCNW_6_PDRP66 |  |  | ESPN_SCNW_6_PDRP66 | CISO | N | Big Creek-Ventura |  |  | DR | OTHER | OTHER | [6 empty] | 17 | 22 | [5 empty] | 3.01 | 2.94 | 2.8 | 0 | 0 | 0 | 0 | 0 | 0 | 0 | 0 |  | Y | South | FC
SCNW_6_PDRP68 |  |  | VLTS_PDR_SCNW_03 | CISO | N | Big Creek-Ventura |  |  | DR | OTHER | OTHER | [6 empty] | 17 | 22 | [5 empty] | 0.11 | 0.11 | 0.11 | 0 | 0 | 0 | 0 | 0 | 0 | 0 | 0 | 0 | Y | South | FC
SCNW_6_PDRP69 |  |  | VLTS_PDR_SCNW_02 | CISO | N | Big Creek-Ventura |  |  | DR | OTHER | OTHER | [6 empty] | 17 | 22 | [5 empty] | 1.05 | 1.05 | 1.05 | 0 | 0 | 0 | 0 | 0 | 0 | 0 | 0 | 0 | Y | South | FC
SDG1_1_PDRP04 |  |  | SDG1_1_PDRP04 | CISO | N | San Diego-IV |  |  | DR | OTHER | OTHER | [6 empty] | 17 | 22 | [5 empty] | 0.62 | 0.62 | 0.68 | 0 | 0 | 0 | 0 | 0 | 0 | 0 | 0 | 0 | Y | South | FC
SDG1_1_PDRP05 |  |  | SDG1_1_PDRP05 | CISO | N | San Diego-IV |  |  | DR | OTHER | OTHER | [6 empty] | 17 | 22 | [5 empty] | 0.25 | 0.25 | 0.27 | 0 | 0 | 0 | 0 | 0 | 0 | 0 | 0 | 0 | Y | South | FC
SDG1_1_PDRP06 |  |  | SDG1_1_PDRP06 | CISO | N | San Diego-IV |  |  | DR | OTHER | OTHER | [6 empty] | 17 | 22 | [5 empty] | 0.3 | 0.3 | 0.3 | 0 | 0 | 0 | 0 | 0 | 0 | 0 | 0 | 0 | Y | South | FC
SDG1_1_PDRP07 |  |  | SDG1_1_PDRP07 | CISO | N | San Diego-IV |  |  | DR | OTHER | OTHER | [6 empty] | 17 | 22 | [5 empty] | 0.5 | 0.5 | 0.5 | 0 | 0 | 0 | 0 | 0 | 0 | 0 | 0 | 0 | Y | South | FC
SDG1_1_PDRP100 |  |  | SDG1_1_PDRP100 | CISO | N | San Diego-IV |  |  | DR | OTHER | OTHER | 0.99 | [5 empty] | 17 | 22 | [5 empty] | 0.56 | 0.99 | 0.99 | 0 | 0 | 0 | 0 | 0 | 0 | 0 | 0 | 0 | Y | South | FC
SDG1_1_PDRP101 |  |  | SDG1_1_PDRP101 | CISO | N | San Diego-IV |  |  | DR | OTHER | OTHER | 0.99 | [5 empty] | 17 | 22 | [5 empty] | 0.61 | 0.99 | 0.99 | 0 | 0 | 0 | 0 | 0 | 0 | 0 | 0 | 0 | Y | South | FC
SDG1_1_PDRP102 |  |  | SDG1_1_PDRP102 | CISO | N | San Diego-IV |  |  | DR | OTHER | OTHER | 0.99 | [5 empty] | 17 | 22 | [5 empty] | 0.32 | 0.78 | 0.48 | 0 | 0 | 0 | 0 | 0 | 0 | 0 | 0 | 0 | Y | South | FC
SDG1_1_PDRP103 |  |  | SDG1_1_PDRP103 | CISO | N | San Diego-IV |  |  | DR | OTHER | OTHER | 0.99 | [5 empty] | 17 | 22 | [5 empty] | 0.13 | 0.99 | 0.99 | 0 | 0 | 0 | 0 | 0 | 0 | 0 | 0 | 0 | Y | South | FC
SDG1_1_PDRP104 |  |  | SDG1_1_PDRP104 | CISO | N | San Diego-IV |  |  | DR | OTHER | OTHER | 9.99 | [5 empty] | 17 | 22 | [5 empty] | 0.19 | 0 | 0 | 0 | 0 | 0 | 0 | 0 | 0 | 0 | 0 | 0 | Y | South | FC
SDG1_1_PDRP105 |  |  | SDG1_1_PDRP105 | CISO | N | San Diego-IV |  |  | DR | OTHER | OTHER | 0.99 | [5 empty] | 17 | 22 | [5 empty] | 0.34 | 0.99 | 0.99 | 0 | 0 | 0 | 0 | 0 | 0 | 0 | 0 | 0 | Y | South | FC
SDG1_1_PDRP111 |  |  | SDG1_1_PDRP111 | CISO | N | San Diego-IV |  |  | DR | OTHER | OTHER | 0.99 | [5 empty] | 17 | 22 | [5 empty] | 0.26 | 0.99 | 0.99 | 0 | 0 | 0 | 0 | 0 | 0 | 0 | 0 | 0 | Y | South | FC
SDG1_1_PDRP113 |  |  | SDG1_1_PDRP113 | CISO | N | San Diego-IV |  |  | DR | OTHER | OTHER | 9.99 | [5 empty] | 17 | 22 | [5 empty] | 0.16 | 0.17 | 0.19 | 0 | 0 | 0 | 0 | 0 | 0 | 0 | 0 | 0 | Y | South | FC
SDG1_1_PDRP114 |  |  | SDG1_1_PDRP114 | CISO | N | San Diego-IV |  |  | DR | OTHER | OTHER | [6 empty] | 17 | 22 | [7 empty] | 0.99 | 0 | 0 | 0 | 0 | 0 | 0 | 0 | 0 |  | Y | South | FC
SDG1_1_PDRP117 |  |  | SDG1_1_PDRP117 | CISO | N | San Diego-IV |  |  | DR | OTHER | OTHER | 0.99 | [5 empty] | 17 | 22 | [5 empty] | 0.27 | 0 | 0 | 0 | 0 | 0 | 0 | 0 | 0 | 0 | 0 | 0 | Y | South | FC
SDG1_1_PDRP118 |  |  | SDG1_1_PDRP118 | CISO | N | San Diego-IV |  |  | DR | OTHER | OTHER | 0.99 | [5 empty] | 17 | 22 | [5 empty] | 0.1 | 0.24 | 0.15 | 0 | 0 | 0 | 0 | 0 | 0 | 0 | 0 | 0 | Y | South | FC
SDG1_1_PDRP119 |  |  | SDG1_1_PDRP119 | CISO | N | San Diego-IV |  |  | DR | OTHER | OTHER | 0.99 | [5 empty] | 17 | 22 | [5 empty] | 0.11 | 0 | 0 | 0 | 0 | 0 | 0 | 0 | 0 | 0 | 0 | 0 | Y | South | FC
SDG1_1_PDRP121 |  |  | SDG1_1_PDRP121 | CISO | N | San Diego-IV |  |  | DR | OTHER | OTHER | [6 empty] | 17 | 22 | [7 empty] | 0.21 | 0 | 0 | 0 | 0 | 0 | 0 | 0 | 0 |  | Y | South | FC
SDG1_1_PDRP15 |  |  | SDG1_1_PDRP15 | CISO | N | San Diego-IV |  |  | DR | OTHER | OTHER | [6 empty] | 17 | 22 | [5 empty] | 0.12 | 0.1 | 0.15 | 0 | 0 | 0 | 0 | 0 | 0 | 0 | 0 | 0 | Y | South | FC
SDG1_1_PDRP25 |  |  | SDG1_1_PDRP25 | CISO | N | San Diego-IV |  |  | DR | OTHER | OTHER | [6 empty] | 17 | 22 | [5 empty] | 0.12 | 0.1 | 0.15 | 0 | 0 | 0 | 0 | 0 | 0 | 0 | 0 | 0 | Y | South | FC
SDG1_1_PDRP26 |  |  | SDG1_1_PDRP26 | CISO | N | San Diego-IV |  |  | DR | OTHER | OTHER | [6 empty] | 17 | 22 | [5 empty] | 0.12 | 0.1 | 0.15 | 0 | 0 | 0 | 0 | 0 | 0 | 0 | 0 | 0 | Y | South | FC
SDG1_1_PDRP27 |  |  | SDG1_1_PDRP27 | CISO | N | San Diego-IV |  |  | DR | OTHER | OTHER | [6 empty] | 17 | 22 | [5 empty] | 0.12 | 0.1 | 0.15 | 0 | 0 | 0 | 0 | 0 | 0 | 0 | 0 | 0 | Y | South | FC
SDG1_1_PDRP28 |  |  | SDG1_1_PDRP28 | CISO | N | San Diego-IV |  |  | DR | OTHER | OTHER | [6 empty] | 17 | 22 | [5 empty] | 0.12 | 0.1 | 0.15 | 0 | 0 | 0 | 0 | 0 | 0 | 0 | 0 | 0 | Y | South | FC
SDG1_1_PDRP32 |  |  | SDG1_1_PDRP32 | CISO | N | San Diego-IV |  |  | DR | OTHER | OTHER | [6 empty] | 17 | 22 | [5 empty] | 0.12 | 0.1 | 0.15 | 0 | 0 | 0 | 0 | 0 | 0 | 0 | 0 | 0 | Y | South | FC
SDG1_1_PDRP33 |  |  | SDG1_1_PDRP33 | CISO | N | San Diego-IV |  |  | DR | OTHER | OTHER | [6 empty] | 17 | 22 | [5 empty] | 0.12 | 0.1 | 0.15 | 0 | 0 | 0 | 0 | 0 | 0 | 0 | 0 | 0 | Y | South | FC
SDG1_1_PDRP34 |  |  | SDG1_1_PDRP34 | CISO | N | San Diego-IV |  |  | DR | OTHER | OTHER | [6 empty] | 17 | 22 | [5 empty] | 0.12 | 0.1 | 0.14 | 0 | 0 | 0 | 0 | 0 | 0 | 0 | 0 | 0 | Y | South | FC
SDG1_1_PDRP37 |  |  | SDG1_1_PDRP37 | CISO | N | San Diego-IV |  |  | DR | OTHER | OTHER | [6 empty] | 17 | 22 | [5 empty] | 0.12 | 0.1 | 0.15 | 0 | 0 | 0 | 0 | 0 | 0 | 0 | 0 | 0 | Y | South | FC
SDG1_1_PDRP38 |  |  | SDG1_1_PDRP38 | CISO | N | San Diego-IV |  |  | DR | OTHER | OTHER | [6 empty] | 17 | 22 | [5 empty] | 0.12 | 0.1 | 0.14 | 0 | 0 | 0 | 0 | 0 | 0 | 0 | 0 | 0 | Y | South | FC
SDG1_1_PDRP39 |  |  | SDG1_1_PDRP39 | CISO | N | San Diego-IV |  |  | DR | OTHER | OTHER | [6 empty] | 17 | 22 | [5 empty] | 0.12 | 0.15 | 0.15 | 0 | 0 | 0 | 0 | 0 | 0 | 0 | 0 | 0 | Y | South | FC
SDG1_1_PDRP40 |  |  | SDG1_1_PDRP40 | CISO | N | San Diego-IV |  |  | DR | OTHER | OTHER | [6 empty] | 17 | 22 | [5 empty] | 0.11 | 0.14 | 0.14 | 0 | 0 | 0 | 0 | 0 | 0 | 0 | 0 | 0 | Y | South | FC
SDG1_1_PDRP41 |  |  | SDG1_1_PDRP41 | CISO | N | San Diego-IV |  |  | DR | OTHER | OTHER | [6 empty] | 17 | 22 | [5 empty] | 0.12 | 0.15 | 0.15 | 0 | 0 | 0 | 0 | 0 | 0 | 0 | 0 | 0 | Y | South | FC
SDG1_1_PDRP43 |  |  | SDG1_1_PDRP43 | CISO | N | San Diego-IV |  |  | DR | OTHER | OTHER | [6 empty] | 17 | 22 | [5 empty] | 0.12 | 0.15 | 0.15 | 0 | 0 | 0 | 0 | 0 | 0 | 0 | 0 | 0 | Y | South | FC
SDG1_1_PDRP44 |  |  | SDG1_1_PDRP44 | CISO | N | San Diego-IV |  |  | DR | OTHER | OTHER | [6 empty] | 17 | 22 | [5 empty] | 0.11 | 0.14 | 0.14 | 0 | 0 | 0 | 0 | 0 | 0 | 0 | 0 | 0 | Y | South | FC
SDG1_1_PDRP45 |  |  | SDG1_1_PDRP45 | CISO | N | San Diego-IV |  |  | DR | OTHER | OTHER | [6 empty] | 17 | 22 | [5 empty] | 0.12 | 0.15 | 0.15 | 0 | 0 | 0 | 0 | 0 | 0 | 0 | 0 | 0 | Y | South | FC
SDG1_1_PDRP46 |  |  | SDG1_1_PDRP46 | CISO | N | San Diego-IV |  |  | DR | OTHER | OTHER | [6 empty] | 17 | 22 | [5 empty] | 0.11 | 0.14 | 0.14 | 0 | 0 | 0 | 0 | 0 | 0 | 0 | 0 | 0 | Y | South | FC
SDG1_1_PDRP47 |  |  | SDG1_1_PDRP47 | CISO | N | San Diego-IV |  |  | DR | OTHER | OTHER | [6 empty] | 17 | 22 | [5 empty] | 0.12 | 0.14 | 0.14 | 0 | 0 | 0 | 0 | 0 | 0 | 0 | 0 | 0 | Y | South | FC
SDG1_1_PDRP48 |  |  | SDG1_1_PDRP48 | CISO | N | San Diego-IV |  |  | DR | OTHER | OTHER | [6 empty] | 17 | 22 | [5 empty] | 0.11 | 0.14 | 0.14 | 0 | 0 | 0 | 0 | 0 | 0 | 0 | 0 | 0 | Y | South | FC
SDG1_1_PDRP49 |  |  | SDG1_1_PDRP49 | CISO | N | San Diego-IV |  |  | DR | OTHER | OTHER | [6 empty] | 17 | 22 | [5 empty] | 0.11 | 0.14 | 0.14 | 0 | 0 | 0 | 0 | 0 | 0 | 0 | 0 | 0 | Y | South | FC
SDG1_1_PDRP51 |  |  | SDG1_1_PDRP51 | CISO | N | San Diego-IV |  |  | DR | OTHER | OTHER | [6 empty] | 17 | 22 | [5 empty] | 0.11 | 0.14 | 0.14 | 0 | 0 | 0 | 0 | 0 | 0 | 0 | 0 | 0 | Y | South | FC
SDG1_1_PDRP60 |  |  | SDG1_1_PDRP60 | CISO | N | San Diego-IV |  |  | DR | OTHER | OTHER | [6 empty] | 17 | 22 | [5 empty] | 0.11 | 0.14 | 0.14 | 0 | 0 | 0 | 0 | 0 | 0 | 0 | 0 | 0 | Y | South | FC
SDG1_1_PDRP62 |  |  | SDG1_1_PDRP62 | CISO | N | San Diego-IV |  |  | DR | OTHER | OTHER | [6 empty] | 17 | 22 | [5 empty] | 0.11 | 0.14 | 0.14 | 0 | 0 | 0 | 0 | 0 | 0 | 0 | 0 | 0 | Y | South | FC
SDG1_1_PDRP64 |  |  | SDG1_1_PDRP64 | CISO | N | San Diego-IV |  |  | DR | OTHER | OTHER | [6 empty] | 17 | 22 | [5 empty] | 0.11 | 0.14 | 0.14 | 0 | 0 | 0 | 0 | 0 | 0 | 0 | 0 | 0 | Y | South | FC
SDG1_1_PDRP85 |  |  | SDG1_1_PDRP85 | CISO | N | San Diego-IV |  |  | DR | OTHER | OTHER | [6 empty] | 17 | 22 | [5 empty] | 0.57 | 0.86 | 3.57 | 0 | 0 | 0 | 0 | 0 | 0 | 0 | 0 | 0 | Y | South | FC
SDG1_1_PDRP86 |  |  | SDG1_1_PDRP86 | CISO | N | San Diego-IV |  |  | DR | OTHER | OTHER | [6 empty] | 17 | 22 | [5 empty] | 3.21 | 3.66 | 3.59 | 0 | 0 | 0 | 0 | 0 | 0 | 0 | 0 | 0 | Y | South | FC
SDG1_1_PDRP88 |  |  | SDG1_1_PDRP88 | CISO | N | San Diego-IV |  |  | DR | OTHER | OTHER | [6 empty] | 17 | 22 | [5 empty] | 0.17 | 0 | 0 | 0 | 0 | 0 | 0 | 0 | 0 | 0 | 0 | 0 | Y | South | FC
SDG1_1_PDRP91 |  |  | SDG1_1_PDRP91 | CISO | N | San Diego-IV |  |  | DR | OTHER | OTHER | [6 empty] | 17 | 22 | [5 empty] | 0.87 | 0.93 | 0.99 | 0 | 0 | 0 | 0 | 0 | 0 | 0 | 0 | 0 | Y | South | FC
SDG1_1_PDRP96 |  |  | SDG1_1_PDRP96 | CISO | N | San Diego-IV |  |  | DR | OTHER | OTHER | [6 empty] | 17 | 22 | [5 empty] | 0.19 | 0 | 0 | 0 | 0 | 0 | 0 | 0 | 0 | 0 | 0 | 0 | Y | South | FC
SDG1_1_PDRP97 |  |  | SDG1_1_PDRP97 | CISO | N | San Diego-IV |  |  | DR | OTHER | OTHER | [6 empty] | 17 | 22 | [5 empty] | 0.9 | 0.99 | 0.99 | 0 | 0 | 0 | 0 | 0 | 0 | 0 | 0 | 0 | Y | South | FC
SDG1_1_PDRP99 |  |  | SDG1_1_PDRP99 | CISO | N | San Diego-IV |  |  | DR | OTHER | OTHER | [6 empty] | 17 | 22 | [6 empty] | 0.99 | 0.31 | 0 | 0 | 0 | 0 | 0 | 0 | 0 | 0 |  | Y | South | FC
SEARLS_7_ARGUS |  |  | Argus Cogeneration | CISO | N | CAISO System |  |  | CHP | OTHER | OTHER | 19 | 62.5 |  |  |  |  | 1 | 24 | 24 |  |  |  |  | 4.75 | 5.75 | 4.49 | 4.47 | 3.15 | 2.06 | 1.14 | 1.48 | 3.39 | 4.18 | 3.73 | 4.61 | N | South | FC
SEGS_1_SR2SL2 |  |  | Sunray 2 | CISO | N | CAISO System |  | Y | Solar_1Axis | PHOTO VOLTAIC | SUN | 20 | 20 |  |  |  |  | 1 | 24 | 24 |  |  |  |  | 0.1 | 0.1 | 0.56 | 0.1 | 6.57 | 8.49 | 13.16 | 11.36 | 0.61 | 0.1 | 0.1 | 0.1 | N | South | FC
SENTNL_2_CTG1 |  |  | Sentinel Unit 1 | CISO | N | LA Basin | Eastern, Valley-Devers |  | Peaker | COMBUSTION TURBINE | NATURAL GAS | 107.68 | 131.8 |  |  |  |  | 1 | 24 | 24 |  |  | 107.68 | 1 | 107.68 | 107.68 | 107.68 | 107.68 | 107.68 | 107.68 | 107.68 | 107.68 | 107.68 | 107.68 | 107.68 | 107.68 | Y | South | FC
SENTNL_2_CTG2 |  |  | Sentinel Unit 2 | CISO | N | LA Basin | Eastern, Valley-Devers |  | Peaker | COMBUSTION TURBINE | NATURAL GAS | 104.19 | 131.8 |  |  |  |  | 1 | 24 | 24 |  |  | 103.98 | 1 | 103.98 | 103.98 | 103.98 | 103.98 | 103.98 | 103.98 | 103.98 | 103.98 | 103.98 | 103.98 | 103.98 | 103.98 | Y | South | FC
SENTNL_2_CTG3 |  |  | Sentinel Unit 3 | CISO | N | LA Basin | Eastern, Valley-Devers |  | Peaker | COMBUSTION TURBINE | NATURAL GAS | 105.69 | 131.8 |  |  |  |  | 1 | 24 | 24 |  |  | 105.69 | 1 | 105.69 | 105.69 | 105.69 | 105.69 | 105.69 | 105.69 | 105.69 | 105.69 | 105.69 | 105.69 | 105.69 | 105.69 | Y | South | FC
SENTNL_2_CTG4 |  |  | Sentinel Unit 4 | CISO | N | LA Basin | Eastern, Valley-Devers |  | Peaker | COMBUSTION TURBINE | NATURAL GAS | 106.55 | 131.8 |  |  |  |  | 1 | 24 | 24 |  |  | 106.55 | 1 | 106.55 | 106.55 | 106.55 | 106.55 | 106.55 | 106.55 | 106.55 | 106.55 | 106.55 | 106.55 | 106.55 | 106.55 | Y | South | FC
SENTNL_2_CTG5 |  |  | Sentinel Unit 5 | CISO | N | LA Basin | Eastern, Valley-Devers |  | Peaker | COMBUSTION TURBINE | NATURAL GAS | 107.52 | 131.8 |  |  |  |  | 1 | 24 | 24 |  |  | 107.52 | 1 | 107.52 | 107.52 | 107.52 | 107.52 | 107.52 | 107.52 | 107.52 | 107.52 | 107.52 | 107.52 | 107.52 | 107.52 | Y | South | FC
SENTNL_2_CTG6 |  |  | Sentinel Unit 6 | CISO | N | LA Basin | Eastern, Valley-Devers |  | Peaker | COMBUSTION TURBINE | NATURAL GAS | 105 | 131.8 |  |  |  |  | 1 | 24 | 24 |  |  | 105 | 1 | 105 | 105 | 105 | 105 | 105 | 105 | 105 | 105 | 105 | 105 | 105 | 105 | Y | South | FC
SENTNL_2_CTG7 |  |  | Sentinel Unit 7 | CISO | N | LA Basin | Eastern, Valley-Devers |  | Peaker | COMBUSTION TURBINE | NATURAL GAS | 106.73 | 131.8 |  |  |  |  | 1 | 24 | 24 |  |  | 106.73 | 1 | 106.73 | 106.73 | 106.73 | 106.73 | 106.73 | 106.73 | 106.73 | 106.73 | 106.73 | 106.73 | 106.73 | 106.73 | Y | South | FC
SENTNL_2_CTG8 |  |  | Sentinel Unit 8 | CISO | N | LA Basin | Eastern, Valley-Devers |  | Peaker | COMBUSTION TURBINE | NATURAL GAS | 106.85 | 131.8 |  |  |  |  | 1 | 24 | 24 |  |  | 106.85 | 1 | 106.85 | 106.85 | 106.85 | 106.85 | 106.85 | 106.85 | 106.85 | 106.85 | 106.85 | 106.85 | 106.85 | 106.85 | Y | South | FC
SGREGY_6_SANGER |  |  | Algonquin Power Sanger 2 | CISO | N | Fresno | Herndon | Y | CCGT | COMBINED CYCLE | NATURAL GAS | 48.3 | 48.3 |  |  |  |  | 1 | 24 | 24 |  |  | 33.08 | 1 | 48.08 | 48.08 | 48.08 | 48.08 | 48.08 | 48.08 | 48.08 | 48.08 | 48.08 | 48.08 | 48.08 | 48.08 | Y | North | FC
SHELRF_1_UNITS |  |  | SHELL OIL REFINERY AGGREGATE | CISO | N | Bay Area | Pittsburg | Y | CHP | COMBINED CYCLE | NATURAL GAS | 100 | 100 |  |  |  |  | 1 | 24 | 24 |  |  |  |  | 0 | 0 | 0 | 0 | 0 | 0 | 0 | 0 | 0 | 33.33 | 0 | 0 | N | North | FC
SHUTLE_6_CREST |  |  | CREST Contracts | CISO | N | Big Creek-Ventura |  |  | Solar_1Axis | PHOTO VOLTAIC | SUN | 4 | 4 |  |  |  |  | 1 | 24 | 24 |  |  |  |  | 0 | 0 | 0 | 0 | 0 | 0 | 0 | 0 | 0 | 0 | 0 | 0 | N | South | EO
SIERRA_1_UNITS |  |  | HIGH SIERRA LIMITED | CISO | N | Kern | South Kern PP | Y | Peaker | COMBUSTION TURBINE | NATURAL GAS | 52.43 | 60.3 |  |  |  |  | 1 | 24 | 24 |  |  | 32.43 | 1 | 52.43 | 52.43 | 52.43 | 52.43 | 52.43 | 52.43 | 52.43 | 52.43 | 52.43 | 52.43 | 52.43 | 52.43 | Y | North | FC
SIGHEB_6_HE2SCEDYN |  |  | Heber 2 | IID | Y | #N/A |  |  | Geothermal | COMBUSTION TURBINE | GEOTHERMAL | 28 | 28 |  |  |  |  | 1 | 24 | 24 |  |  |  |  | 28 | 28 | 28 | 28 | 28 | 28 | 28 | 28 | 28 | 28 | 28 | 28 | 0 | South
SIGHEB_6_MIRDYN |  |  | Heber South | IID | Y | #N/A |  |  | Geothermal | COMBUSTION TURBINE | GEOTHERMAL | 17 | 17 |  |  |  |  | 1 | 24 | 24 |  |  |  |  | 17 | 17 | 17 | 17 | 17 | 17 | 17 | 17 | 17 | 17 | 17 | 17 | 0 | South
SISPRG_2_DS3BT1 |  | SISPRG_2_DS3SR1 | Daggett Solar 3 a BESS | CISO | N | CAISO System |  |  | Paired_BattStorage | OTHER | LESR | 61.16 | 61.5 | 0.8 | 246 | 246 | 1 | 1 | 24 | 4 | 123 |  |  |  | 61.5 | 61.5 | 61.5 | 61.5 | 61.5 | 61.5 | 61.5 | 61.5 | 61.5 | 61.5 | 61.5 | 61.5 | Y | South | ID | 100% | Waiting for Mojave RAS. Co-located with SISPRG_2_DS3SR1
SISPRG_2_DS3BT2 |  | SISPRG_2_DS3SR2 | Daggett 3 B BESS | CISO | N | CAISO System |  |  | Paired_BattStorage | OTHER | LESR | 60 | 60 | .8 | 240 | 240 | 1 | 1 | 24 | 4 | 110 | FALSE | 120 | 2 | 60 | 60 | 60 | 60 | 60 | 60 | 60 | 60 | 60 | 60 | 60 | 60 | Y | South | ID | 1 | Waiting for Mojave RAS. Co-located with SISPRG_2_DS3SR2
SISPRG_2_DS3BT3 |  | SISPRG_2_DS3SR3 | Daggett Solar 3 cd BESS | CISO | N | CAISO System |  |  | Paired_BattStorage | OTHER | LESR | 12.5 | 12.5 | 0.8 | 50 | 50 | 1 | 1 | 24 | 4 | 50 |  | 25 | 2 | 12.5 | 12.5 | 12.5 | 12.5 | 12.5 | 12.5 | 12.5 | 12.5 | 12.5 | 12.5 | 12.5 | 12.5 | Y | South | ID | 100% | Waiting for Mojave RAS. Co-located with SISPRG_2_DS3SR3
SISPRG_2_DS3BT4 |  |  | Daggett Solar 3 e BESS | CISO | N | CAISO System |  |  | Battery Storage | OTHER | LESR | 15 | 15 | 0.8 | 60 | 60 | 1 | 1 | 24 | 4 |  |  | 30 | 1 | 15 | 15 | 15 | 15 | 15 | 15 | 15 | 15 | 15 | 15 | 15 | 15 | Y | South | ID | 100% | Waiting for Mojave RAS. Co-located with SISPRG_2_DS3SR4
SISPRG_2_DS3SR1 |  | SISPRG_2_DS3BT1 | Daggett Solar 3 a PV | CISO | N | CAISO System |  |  | Paired_Solar_1Axis | PHOTO VOLTAIC | SUN | 123 | 123 |  |  |  |  | 1 | 24 |  | 123 |  |  |  | 0.1 | 0.1 | 3.45 | 0.36 | 40.38 | 52.2 | 80.93 | 69.85 | 3.75 | 0.1 | 0.1 | 0.1 | N | South | ID | 100% | Waiting for Mojave RAS. Co-located with SISPRG_2_DS3BT1
SISPRG_2_DS3SR2 |  | SISPRG_2_DS3BT2 | Daggett 3 B PV | CISO | N | CAISO System |  |  | Paired_Solar_1Axis | PHOTO VOLTAIC | SUN | 110 | 110 |  |  |  |  | 1 | 24 | 24 | 110 |  |  |  | 0.1 | 0.1 | 3.09 | 0.32 | 36.11 | 46.69 | 72.38 | 62.47 | 3.35 | 0.1 | 0.1 | 0.1 | N | South | ID | 100% | Waiting for Mojave RAS. Co-located with SISPRG_2_DS3BT2
SISPRG_2_DS3SR3 |  | SISPRG_2_DS3BT3 | Daggett Solar 3 cd PV | CISO | N | CAISO System |  |  | Paired_Solar_1Axis | PHOTO VOLTAIC | SUN | 50 | 50 |  |  |  |  | 1 | 24 | 24 | 50 |  |  |  | 0.1 | 0.1 | 1.4 | 0.15 | 16.42 | 21.22 | 32.9 | 28.4 | 1.52 | 0.1 | 0.1 | 0.1 | N | South | ID | 100% | Waiting for Mojave RAS. Co-located with SISPRG_2_DS3BT3.
SISQUC_1_SMARIA |  |  | Santa Maria II LFG Power Plant | CISO | N | CAISO System |  |  | Biogas | RECIPROCATING ENGINE | BIOGAS | 1.42 | 1.5 |  |  |  |  | 1 | 24 | 24 |  |  |  |  | 0.99 | 1.01 | 1 | 1.01 | 1.01 | 1.03 | 1.02 | 1.03 | 0.69 | 0.69 | 1.02 | 1.03 | N | North | FC
SKERN_6_SOLAR1 |  |  | South Kern Solar PV Plant | CISO | N | Kern | South Kern PP, Kern 70 kV | Y | Solar_1Axis | PHOTO VOLTAIC | SUN | 20 | 20 |  |  |  |  | 1 | 24 | 24 |  |  |  |  | 0.1 | 0.1 | 0.61 | 0.21 | 8.74 | 10.96 | 14.93 | 12.54 | 1.04 | 0.1 | 0.1 | 0.1 | N | North | FC
SKERN_6_SOLAR2 |  |  | SKIC Solar | CISO | N | Kern | South Kern PP, Kern 70 kV | Y | Solar_1Axis | PHOTO VOLTAIC | SUN | 10 | 10 |  |  |  |  | 1 | 24 | 24 |  |  |  |  | 0.1 | 0.1 | 0.3 | 0.1 | 4.37 | 5.48 | 7.47 | 6.27 | 0.52 | 0.1 | 0.1 | 0.1 | N | North | FC
SLATE_2_SLASR1 |  |  | Slate | CISO | N | Fresno |  | Y | Solar_1Axis | PHOTO VOLTAIC | SUN | 50.5 | 50.5 |  |  |  |  | 1 | 24 | 24 |  |  |  |  | 0.1 | 0.1 | 1.54 | 0.52 | 22.07 | 27.66 | 37.71 | 31.66 | 2.64 | 0.1 | 0.1 | 0.1 | N | North | ID | 100% | C8 - Waiting for Bellota-Warnerville 230 kV reconductoring and possibly other - PV 50.50 MW, ESS 0.00 MW.
SLATE_2_SLASR2 | SLATE_2_SLASR2_SUN |  | SLATE_2 | CISO | N | Fresno |  |  | Hybrid_SolarFixed | OTHER | HYBD | 93 | 93 |  |  |  |  | 1 | 24 | 24 | 93 |  | 46.5 | 2 | 0.1 | 0.1 | 3 | 0.78 | 27.87 | 33.88 | 56.13 | 48.28 | 4.95 | 0.11 | 0.1 | 0.1 | Y | North | ID | 100% | Hybrid - C8 - Waiting for Bellota-Warnerville 230 kV reconductoring and possibly other - PV - 93.00 MW, ESS - 46.50 MW
SLATE_2_SLASR2 | SLATE_2_SLASR2_LESR |  | SLATE_2 | CISO | N | Fresno |  |  | Hybrid_Storage | OTHER | HYBD | 46.5 | 46.5 | 0.88 | 186 | 186 | 1 | 1 | 24 | 4 | 93 | FALSE | 46.5 | 2 | 46.5 | 46.5 | 46.5 | 46.5 | 46.5 | 46.5 | 46.5 | 46.5 | 46.5 | 46.5 | 46.5 | 46.5 | Y | North | ID | 100% | Hybrid - C8 - Waiting for Bellota-Warnerville 230 kV reconductoring and possibly other - PV - 93.00 MW, ESS - 46.50 MW
SLATE_2_SLASR3 | SLATE_2_SLASR3_SUN |  | SLATE_3 | CISO | N | Fresno |  |  | Hybrid_SolarFixed | OTHER | HYBD | 67.5 | 67.5 |  |  |  |  | 1 | 24 | 24 | 67.5 |  | 33.75 | 2 | 0.1 | 0.1 | 2.18 | 0.57 | 20.23 | 24.59 | 40.74 | 35.04 | 3.59 | 0.1 | 0.1 | 0.1 | Y | North | ID | 100% | Hybrid - C8 Waiting for Bellota-Warnerville 230 kV reconductoring and possibly other - PV 67.50 MW and ESS 33.75 MW
SLATE_2_SLASR3 | SLATE_2_SLASR3_LESR |  | SLATE_3 | CISO | N | Fresno |  |  | Hybrid_Storage | OTHER | HYBD | 33.75 | 33.75 | .8 | 135 | 135 | 1 | 1 | 24 | 4 | 67.5 | FALSE | 33.75 | 2 | 33.75 | 33.75 | 33.75 | 33.75 | 33.75 | 33.75 | 33.75 | 33.75 | 33.75 | 33.75 | 33.75 | 33.75 | Y | North | ID | 100% | Hybrid - C8 Waiting for Bellota-Warnerville 230 kV reconductoring and possibly other - PV 67.50 MW and ESS 33.75 MW
SLATE_2_SLASR4 | SLATE_2_SLASR4_SUN |  | SLATE_4 | CISO | N | Fresno |  |  | Hybrid_SolarFixed | OTHER | HYBD | 63 | 63 |  |  |  |  | 1 | 24 | 24 | 63 |  | 50 | 3 | 0.1 | 0.1 | 2.03 | 0.53 | 18.88 | 22.95 | 38.02 | 32.71 | 3.35 | 0.1 | 0.1 | 0.1 | Y | North | ID | 100% | Hybrid - C8 Waiting for Bellota-Warnerville 230 kV reconductoring and possibly other - PV 63.00 MW and ESS 50.00 MW
SLATE_2_SLASR4 | SLATE_2_SLASR4_LESR |  | SLATE_4 | CISO | N | Fresno |  |  | Hybrid_Storage | OTHER | HYBD | 50 | 50 | .8 | 200 | 200 | 1 | 1 | 24 | 4 | 63 | FALSE | 50 | 3 | 50 | 50 | 50 | 50 | 50 | 50 | 50 | 50 | 50 | 50 | 50 | 50 | Y | North | ID | 100% | Hybrid - C8 Waiting for Bellota-Warnerville 230 kV reconductoring and possibly other - PV 63.00 MW and ESS 50.00 MW
SLATE_2_SLASR5 | SLATE_2_SLASR5_SUN |  | Slate 5 | CISO | N | Fresno |  |  | Hybrid_SolarFixed | OTHER | HYBD | 26 | 26 |  |  |  |  | 1 | 24 | 24 | 26 |  | 10 | 2 | 0.1 | 0.1 | 0.84 | 0.22 | 7.79 | 9.47 | 15.69 | 13.5 | 1.38 | 0.1 | 0.1 | 0.1 | Y | North | ID | 100% | Hybrid - C8 - Waiting for Bellota-Warnerville 230 kV reconductoring and possibly other - PV - 26.00 MW, ESS - 10.00 MW
SLATE_2_SLASR5 | SLATE_2_SLASR5_LESR |  | Slate 5 | CISO | N | Fresno |  |  | Hybrid_Storage | OTHER | HYBD | 10 | 20 | .8 | 40 | 40 | 1 | 1 | 24 | 4 | 26 | FALSE | 10 | 2 | 10 | 10 | 10 | 10 | 10 | 10 | 10 | 10 | 10 | 10 | 10 | 10 | Y | North | ID | 100% | Hybrid - C8 - Waiting for Bellota-Warnerville 230 kV reconductoring and possibly other - PV - 26.00 MW, ESS - 10.00 MW
SLRMS3_2_SRMSR1 |  |  | SILVER RIDGE MOUNT SIGNAL 3 | CISO | N | San Diego-IV |  | Y | Solar_1Axis | PHOTO VOLTAIC | SUN | 250 | 250 |  |  |  |  | 1 | 24 | 24 |  |  |  |  | 0.1 | 0.1 | 7.01 | 0.74 | 82.08 | 106.11 | 164.49 | 141.98 | 7.61 | 0.1 | 0.1 | 0.1 | N | South | FC
SLST13_2_SOLAR1 |  |  | Quinto Solar PV Project | CISO | N | CAISO System |  | Y | Solar_1Axis | PHOTO VOLTAIC | SUN | 107.6 | 107.6 |  |  |  |  | 1 | 24 | 24 |  |  |  |  | 0.1 | 0.1 | 3.28 | 1.11 | 47.03 | 58.94 | 80.34 | 67.46 | 5.62 | 0.1 | 0.1 | 0.1 | N | North | FC
SLSTR1_2_SOLAR1 |  |  | Solar Star 1 | CISO | N | CAISO System |  |  | Solar_1Axis | PHOTO VOLTAIC | SUN | 310 | 310 |  |  |  |  | 1 | 24 | 24 |  |  |  |  | 0.1 | 0.1 | 8.7 | 0.91 | 101.78 | 131.57 | 203.97 | 176.06 | 9.44 | 0.1 | 0.1 | 0.1 | N | South | FC
SLSTR2_2_SOLAR2 |  |  | Solar Star 2 | CISO | N | CAISO System |  |  | Solar_1Axis | PHOTO VOLTAIC | SUN | 276 | 276 |  |  |  |  | 1 | 24 | 24 |  |  |  |  | 0.1 | 0.1 | 7.74 | 0.81 | 90.61 | 117.14 | 181.6 | 156.75 | 8.4 | 0.1 | 0.1 | 0.1 | N | South | FC
SLUISP_2_UNITS |  |  | SAN LUIS (GIANELLI) PUMP-GEN (AGGREGATE) | CISO | N | CAISO System |  | Y | Pumped Hydro | PUMPED STORAGE | WATER | 374.43 | 374.43 |  |  |  |  | 1 | 24 | 24 |  |  |  |  | 0 | 46.13 | 42.68 | 99.91 | 83.47 | 66.46 | 0 | 0 | 0 | 0 | 0 | 0 | N | North | FC
SLYCRK_1_UNIT 1 |  |  | SLY CREEK HYDRO | CISO | N | Sierra | Drum-Rio Oso |  | Hydro | HYDRO | WATER | 13 | 13 |  |  |  |  | 1 | 24 | 24 |  |  | 13 | 1 | 6.03 | 7.07 | 7.2 | 8 | 8.8 | 8.8 | 8 | 9.77 | 7.18 | 7.2 | 6.4 | 6.74 | Y | North | FC
SMPRIP_1_SMPSON |  |  | Ripon Cogeneration Unit 1 | CISO | N | CAISO System |  | Y | CHP | COMBUSTION TURBINE | NATURAL GAS | 46.05 | 56.9 |  |  |  |  | 1 | 24 | 24 |  |  | 46.05 | 1 | 46.05 | 46.05 | 46.05 | 46.05 | 46.05 | 46.05 | 46.05 | 46.05 | 46.05 | 46.05 | 46.05 | 46.05 | Y | North | FC
SMRCOS_6_LNDFIL |  |  | San Marcos Energy | CISO | N | San Diego-IV | San Diego |  | Biogas | RECIPROCATING ENGINE | BIOGAS | 1.5 | 2 |  |  |  |  | 1 | 24 | 24 |  |  |  |  | 1.5 | 1.5 | 1.5 | 1.5 | 1.49 | 1.48 | 1.5 | 1.5 | 1.5 | 1.5 | 1.5 | 1.5 | N | South | FC
SMUDGO_7_UNIT 1 |  |  | SONOMA POWER PLANT | CISO | N | NCNB |  |  | Geothermal | STEAM | GEOTHERMAL | 64.8 | 78 |  |  |  |  | 1 | 24 | 24 |  |  | 32 | 1 | 47 | 47 | 47 | 47 | 47 | 47 | 47 | 47 | 47 | 47 | 47 | 47 | Y | North | FC
SMYRNA_1_DL1SR1 |  |  | Delano Land 1 | CISO | N | CAISO System |  | Y | Solar_1Axis | PHOTO VOLTAIC | SUN | 1 | 1 |  |  |  |  | 1 | 24 | 24 |  |  |  |  | 0.1 | 0.1 | 0.1 | 0.1 | 0.44 | 0.55 | 0.75 | 0.63 | 0.1 | 0.1 | 0.1 | 0.1 | N | North | FC
SNCLRA_2_HOWLNG |  |  | Houwelings Nurseries Oxnard, Inc | CISO | N | Big Creek-Ventura | S.Clara, Moorpark |  | CHP | RECIPROCATING ENGINE | NATURAL GAS | 12.71 | 13.2 |  |  |  |  | 1 | 24 | 24 |  |  |  |  | 6.1 | 6.85 | 6.43 | 5.62 | 4.44 | 6.64 | 5.02 | 5.03 | 5.48 | 2.97 | 3.65 | 2.82 | N | South | FC
SNCLRA_2_SILBT1 |  |  | Silverstrand BESS | CISO | N | Big Creek-Ventura | S.Clara, Moorpark |  | Battery Storage | OTHER | LESR | 11 | 11 | .8 | 44 | 44 | 1 | 1 | 24 | 4 |  |  | 22 | 3 | 11 | 11 | 11 | 11 | 11 | 11 | 11 | 11 | 11 | 11 | 11 | 11 | Y | South | FC
SNCLRA_2_SPRHYD |  |  | Springville Hydroelectric Generator | CISO | N | Big Creek-Ventura | S.Clara, Moorpark |  | Hydro | HYDRO | WATER | 1 | 1 |  |  |  |  | 1 | 24 | 24 |  |  |  |  | 0.05 | 0.03 | 0.11 | 0.06 | 0.06 | 0.13 | 0.15 | 0.16 | 0.1 | 0.04 | 0.03 | 0.03 | N | South | FC
SNCLRA_2_UNIT |  |  | Channel Islands Power | CISO | N | Big Creek-Ventura | S.Clara, Moorpark |  | CHP | COMBINED CYCLE | NATURAL GAS | 27.5 | 28 |  |  |  |  | 1 | 24 | 24 |  |  | 0.01 | 1 | 27.5 | 27.5 | 27.5 | 27.5 | 27.5 | 27.5 | 27.5 | 27.5 | 27.5 | 27.5 | 27.5 | 27.5 | Y | South | FC
SNCLRA_2_UNIT1 |  |  | New Indy Oxnard | CISO | N | Big Creek-Ventura | S.Clara, Moorpark | Y | CHP | FTUR | NATURAL GAS | 27.8 | 29 |  |  |  |  | 1 | 24 | 24 |  |  | 27.8 | 1 | 27.8 | 27.8 | 27.8 | 27.8 | 27.8 | 27.8 | 27.8 | 27.8 | 27.8 | 27.8 | 27.8 | 27.8 | Y | South | FC
SNCLRA_2_VESBT1 |  |  | Ventura Energy Storage | CISO | N | Big Creek-Ventura | S.Clara, Moorpark |  | Battery Storage | OTHER | LESR | 100 | 100 | .8 | 400 | 400 | 1 | 1 | 24 | 4 |  |  | 200 | 3 | 100 | 100 | 100 | 100 | 100 | 100 | 100 | 100 | 100 | 100 | 100 | 100 | Y | South | FC
SNCLRA_6_OXGEN |  |  | OXGEN | CISO | N | Big Creek-Ventura | S.Clara, Moorpark | Y | CHP | COMBUSTION TURBINE | NATURAL GAS | 47.7 | 47.7 |  |  |  |  | 1 | 24 | 24 |  |  | 47.7 | 2 | 47.7 | 47.7 | 47.7 | 47.7 | 47.7 | 47.7 | 47.7 | 47.7 | 47.7 | 47.7 | 47.7 | 47.7 | Y | South | FC
SNCLRA_6_PROCGN |  |  | Procter and Gamble Oxnard 2 | CISO | N | Big Creek-Ventura | S.Clara, Moorpark | Y | CHP | FTUR | NATURAL GAS | 47.9 | 49.5 |  |  |  |  | 1 | 24 | 24 |  |  |  |  | 28.35 | 22.46 | 28.38 | 28.33 | 28.21 | 28.06 | 27.46 | 19.41 | 19.22 | 19.2 | 19.24 | 19.44 | N | South | FC
SNCLRA_6_QF |  |  | SANTA CLARA QFS | CISO | N | Big Creek-Ventura | S.Clara, Moorpark | Y | CHP | OTHER | OTHER | 1.65 | 15 |  |  |  |  | 1 | 24 | 24 |  |  |  |  | 0.22 | 0.22 | 0.18 | 0.24 | 0.23 | 0.25 | 0.24 | 0.31 | 0.3 | 0.26 | 0.34 | 0.46 | N | South | FC
SNDBAR_7_UNIT 1 |  |  | SANDBAR | CISO | N | Stockton | Tesla-Bellota, Stanislaus |  | Hydro | HYDRO | WATER | 16.2 | 18.6 |  |  |  |  | 1 | 24 | 24 |  |  |  |  | 8.92 | 4.25 | 0.68 | 6.47 | 6.64 | 6.6 | 5.42 | 3.57 | 3.19 | 0.7 | 5.81 | 12.69 | N | North | FC
SNMALF_6_UNITS |  |  | Sonoma County Landfill | CISO | N | NCNB | Fulton |  | Biogas | RECIPROCATING ENGINE | BIOGAS | 5 | 8 |  |  |  |  | 1 | 24 | 24 |  |  |  |  | 3.07 | 2.54 | 3.24 | 3.21 | 2.87 | 2.61 | 3.15 | 3.05 | 3.02 | 3.02 | 3.13 | 2.87 | N | North | FC
SNORA_2_SNRSLR |  |  | Sonora (Solar Gen 2) | IID | Y | #N/A |  |  | Solar_Fixed | PHOTO VOLTAIC | SUN | 50 | 50 |  |  |  |  | 1 | 24 | 24 |  |  | 0 | 1 | 0.1 | 0.1 | 1.35 | 0.1 | 9.47 | 12.94 | 25.23 | 21.69 | 1.15 | 0.1 | 0.1 | 0.1 | 0 | South
SOLBLU_2_WSBBX2 |  | SOLBLU_2_WSBSX2 | Westlands Solar Blue BESS | CISO | N | CAISO System |  |  | Paired_BattStorage | OTHER | LESR | 225 | 225 | .8 |  |  |  | 1 | 24 | 24 |  |  |  |  | 225 | 225 | 225 | 225 | 225 | 225 | 225 | 225 | 225 | 225 | 225 | 225 | N | North | ID
SOLBLU_2_WSBSX2 |  | SOLBLU_2_WSBBX2 | Westlands Solar Blue | CISO | N | CAISO System |  |  | Paired_Solar_1Axis | PHOTO VOLTAIC | SUN | 250 | 250 |  |  |  |  | 1 | 24 | 24 |  |  |  |  | 0.1 | 0.1 | 7.61 | 2.59 | 109.27 | 136.95 | 186.66 | 156.75 | 13.05 | 0.22 | 0.1 | 0.1 | Y | North | ID
SOUTH_2_UNIT |  |  | SOUTH HYDRO | CISO | N | CAISO System |  |  | Hydro | HYDRO | WATER | 7.1 | 7.1 |  |  |  |  | 1 | 24 | 24 |  |  |  |  | 2.73 | 3.12 | 2.46 | 1.15 | 2.32 | 1.45 | 1.26 | 1.07 | 1.04 | 1.11 | 1.36 | 1.35 | N | North | FC
SPAULD_6_UNIT 3 |  |  | SPAULDING HYDRO PH 3 UNIT | CISO | N | Sierra | Drum-Rio Oso, South of Palermo |  | Hydro | HYDRO | WATER | 6.5 | 6.5 |  |  |  |  | 1 | 24 | 24 |  |  |  |  | 0.8 | 0.79 | 0.79 | 1.09 | 3.42 | 0.73 | 1.68 | 3.53 | 2.96 | 1.93 | 0.62 | 0.82 | N | North | FC
SPAULD_6_UNIT12 |  |  | SPAULDING HYDRO PH 1 & 2 AGGREGATE | CISO | N | Sierra | Drum-Rio Oso, South of Palermo |  | Hydro | HYDRO | WATER | 11.4 | 11.4 |  |  |  |  | 1 | 24 | 24 |  |  | 0 | 1 | 2.98 | 1.65 | 1.8 | 1.92 | 4.44 | 4.4 | 3.41 | 3.62 | 1.2 | 1.2 | 1.6 | 2.58 | Y | North | FC
SPBURN_2_UNIT 1 |  |  | Burney Biomass | CISO | N | CAISO System |  |  | Biomass | STEAM | BIOMASS | 22 | 22 |  |  |  |  | 1 | 24 | 24 |  |  |  |  | 9.91 | 10.64 | 10.78 | 10.62 | 10.63 | 12.14 | 12.75 | 12.66 | 12.76 | 11.94 | 10.89 | 9.33 | N | North | FC
SPBURN_7_SNOWMT |  |  | Burney Creek Hydro | CISO | N | CAISO System |  |  | Hydro | HYDRO | WATER | 3 | 3 |  |  |  |  | 1 | 24 | 24 |  |  |  |  | 0.2 | 0.02 | 0.19 | 0.92 | 0.44 | 0 | 0 | 0 | 0 | 0.01 | 0.01 | 0.06 | N | North | FC
SPI LI_2_UNIT 1 |  |  | Lincoln Biomass | CISO | N | Sierra | Drum-Rio Oso, South of Rio Oso, South of Palermo |  | Biomass | STEAM | BIOMASS | 17.2 | 19.2 |  |  |  |  | 1 | 24 | 24 |  |  |  |  | 7.56 | 6.64 | 6.38 | 6.26 | 8.39 | 9.34 | 9.43 | 9.55 | 9.43 | 8.52 | 6.71 | 7.03 | N | North | FC
SPIAND_1_ANDSN2 |  |  | SPI Anderson 2 | CISO | N | CAISO System |  |  | Biomass | STEAM | BIOMASS | 27.15 | 30.1 |  |  |  |  | 1 | 24 | 24 |  |  |  |  | 12.23 | 13.3 | 14.75 | 14.47 | 16.25 | 17.9 | 17.77 | 18.42 | 18.34 | 15.65 | 14.85 | 14.87 | N | North | FC
SPICER_1_UNITS |  |  | SPICER HYDRO UNITS 1-3 AGGREGATE | CISO | N | CAISO System |  |  | Hydro | HYDRO | WATER | 6 | 6 |  |  |  |  | 1 | 24 | 24 |  |  | 6 | 1 | 0.36 | 0.36 | 0.33 | 0.19 | 0.23 | 1.63 | 2.15 | 2.32 | 1.85 | 1.58 | 1.06 | 1 | Y | North | FC
SPIFBD_1_PL1X2 |  |  | SIERRA PACIFIC IND. (SONORA) | CISO | N | Stockton | Tesla-Bellota, Stanislaus |  | CHP | STEAM | BIOMASS | 7.5 | 7.5 |  |  |  |  | 1 | 24 | 24 |  |  |  |  | 2.62 | 2.61 | 2.72 | 2.58 | 3.03 | 3.29 | 3.55 | 3.78 | 3.72 | 3.12 | 2.78 | 2.54 | N | North | FC
SPQUIN_6_SRPCQU |  |  | Quincy Biomass | CISO | N | CAISO System |  |  | Biomass | STEAM | BIOMASS | 24 | 24 |  |  |  |  | 1 | 24 | 24 |  |  |  |  | 18.25 | 16.86 | 16.76 | 14.42 | 19.08 | 21.09 | 19.62 | 14.76 | 13.92 | 10.5 | 9.59 | 15.22 | N | North | FC
SPRGAP_1_UNIT 1 |  |  | SPRING GAP HYDRO | CISO | N | Stockton | Tesla-Bellota, Stanislaus |  | Hydro | HYDRO | WATER | 7 | 7 |  |  |  |  | 1 | 24 | 24 |  |  |  |  | 2.19 | 1.89 | 3.03 | 4.89 | 4.9 | 1.63 | 0 | 0 | 3.1 | 3.9 | 2.53 | 3.22 | N | North | FC
SPRGVL_2_CREST |  |  | Springerville Aggregate Solar Resources | CISO | N | Big Creek-Ventura | Rector, Vestal |  | Solar_Fixed | PHOTO VOLTAIC | SUN | 3 | 3 |  |  |  |  | 1 | 24 | 24 |  |  |  |  | 0 | 0 | 0 | 0 | 0 | 0 | 0 | 0 | 0 | 0 | 0 | 0 | N | South | EO
SPRGVL_2_EXETPV |  |  | Exeter Tulare PV | CISO | N | Big Creek-Ventura | Rector, Vestal |  | Solar_Fixed | PHOTO VOLTAIC | SUN | 3.5 | 3.5 |  |  |  |  | 1 | 24 | 24 |  |  |  |  | 0 | 0 | 0 | 0 | 0 | 0 | 0 | 0 | 0 | 0 | 0 | 0 | N | South | EO
SPRGVL_2_LINDPV |  |  | Lindsay Tulare PV | CISO | N | Big Creek-Ventura | Rector, Vestal | Y | Solar_Fixed | PHOTO VOLTAIC | SUN | 4 | 4 |  |  |  |  | 1 | 24 | 24 |  |  |  |  | 0 | 0 | 0 | 0 | 0 | 0 | 0 | 0 | 0 | 0 | 0 | 0 | N | South | EO
SPRGVL_2_PORTPV |  |  | Porterville Tulare PV | CISO | N | Big Creek-Ventura | Rector, Vestal |  | Solar_Fixed | PHOTO VOLTAIC | SUN | 3.5 | 3.5 |  |  |  |  | 1 | 24 | 24 |  |  |  |  | 0 | 0 | 0 | 0 | 0 | 0 | 0 | 0 | 0 | 0 | 0 | 0 | N | South | EO
SPRGVL_2_TULESC |  |  | TULE RIVER HYDRO PLANT (SCE) | CISO | N | Big Creek-Ventura | Rector, Vestal |  | Hydro | HYDRO | WATER | 2.5 | 2.5 |  |  |  |  | 1 | 24 | 24 |  |  |  |  | 0 | 0 | 0 | 0 | 0 | 0 | 0 | 0 | 0 | 0 | 0 | 0 | N | South | FC
SRINTL_6_UNIT |  |  | SRI INTERNATIONAL | CISO | N | Bay Area |  |  | CHP | COMBUSTION TURBINE | NATURAL GAS | 6.9 | 6.9 |  |  |  |  | 1 | 24 | 24 |  |  |  |  | 1.32 | 1.24 | 1.36 | 1.39 | 1.32 | 1.09 | 1 | 0.96 | 0.9 | 0.98 | 1.23 | 1.27 | N | North | FC
STANIS_7_UNIT 1 |  |  | STANISLAUS HYDRO | CISO | N | Stockton | Tesla-Bellota, Stanislaus |  | Hydro | HYDRO | WATER | 91 | 95 |  |  |  |  | 1 | 24 | 24 |  |  | 0 | 1 | 66.66 | 56.75 | 54.07 | 40 | 28 | 59 | 61.99 | 70.02 | 56.65 | 20.88 | 0 | 65.85 | Y | North | FC
STANTN_2_SBEBX2 |  |  | Stanton Battery Energy Storage | CISO | N | LA Basin |  |  | Battery Storage | OTHER | LESR | 68.8 | 68.8 | .8 | 275.2 | 275.2 | 1 | 1 | 24 | 4 |  |  | 137.6 | 1 | 68.8 | 68.8 | 68.8 | 68.8 | 68.8 | 68.8 | 68.8 | 68.8 | 68.8 | 68.8 | 68.8 | 68.8 | Y | South | FC | 0 | 0
STANTN_2_STAGT1 |  |  | Stanton 1 | CISO | N | LA Basin | Western |  | Peaker | OTHER | NATURAL GAS | 49.65 | 50 |  |  |  |  | 1 | 24 | 24 |  |  | 49.65 | 1 | 49.65 | 49.65 | 49.65 | 49.65 | 49.65 | 49.65 | 49.65 | 49.65 | 49.65 | 49.65 | 49.65 | 49.65 | Y | South | FC
STANTN_2_STAGT2 |  |  | Stanton 2 | CISO | N | LA Basin | Western |  | Peaker | OTHER | NATURAL GAS | 49.65 | 50 |  |  |  |  | 1 | 24 | 24 |  |  | 49.65 | 1 | 49.65 | 49.65 | 49.65 | 49.65 | 49.65 | 49.65 | 49.65 | 49.65 | 49.65 | 49.65 | 49.65 | 49.65 | Y | South | FC
STIGCT_2_LODI |  |  | LODI STIG UNIT | CISO | N | Sierra | South of Rio Oso, South of Palermo | Y | Peaker | COMBUSTION TURBINE | NATURAL GAS | 49.9 | 51.2 |  |  |  |  | 1 | 24 | 24 |  |  | 14.5 | 1 | 49.5 | 49.5 | 49.5 | 49.5 | 49.5 | 49.5 | 49.5 | 49.5 | 49.5 | 49.5 | 49.5 | 49.5 | Y | North | FC
STNRES_1_UNIT |  |  | Covanta Stanislaus | CISO | N | Stockton | Tesla-Bellota | Y | Biomass | STEAM | WASTE TO POWER | 19.9 | 22.3 |  |  |  |  | 1 | 24 | 24 |  |  |  |  | 15.91 | 19.31 | 19.02 | 15.14 | 13.88 | 17.58 | 19.43 | 19.79 | 19.32 | 18.87 | 19.39 | 18.17 | N | North | FC
STOILS_1_UNITS |  |  | Chevron Richmond Refinery | CISO | N | Bay Area | Pittsburg |  | CHP | COMBINED CYCLE | NATURAL GAS | 56.2 | 56.2 |  |  |  |  | 1 | 24 | 24 |  |  |  |  | 0 | 0 | 0 | 0 | 0 | 0 | 5.33 | 9.44 | 0 | 11.34 | 16.56 | 0 | N | North | FC
STOREY_2_MDRCH2 |  |  | Madera Chowchilla 2 | CISO | N | Fresno |  |  | Hydro | HYDRO | WATER | 0.56 | 0.6 |  |  |  |  | 1 | 24 | 24 |  |  |  |  | 0 | 0 | 0 | 0 | 0.04 | 0.19 | 0.32 | 0.04 | 0 | 0 | 0 | 0 | N | North | FC
STOREY_2_MDRCH3 |  |  | Madera Chowchilla 3 | CISO | N | Fresno |  |  | Hydro | HYDRO | WATER | 0.42 | 0.5 |  |  |  |  | 1 | 24 | 24 |  |  |  |  | 0 | 0 | 0 | 0 | 0.01 | 0.11 | 0.22 | 0.02 | 0 | 0 | 0 | 0 | N | North | FC
STOREY_2_MDRCH4 |  |  | Madera Chowchilla 4 | CISO | N | Fresno |  |  | Hydro | HYDRO | WATER | 0.92 | 1 |  |  |  |  | 1 | 24 | 24 |  |  |  |  | 0 | 0 | 0 | 0 | 0.01 | 0.1 | 0.31 | 0.01 | 0 | 0 | 0 | 0 | N | North | FC
STOREY_7_MDRCHW |  |  | Madera Canal Site 980 | CISO | N | Fresno |  |  | Hydro | HYDRO | WATER | 1.84 | 3.8 |  |  |  |  | 1 | 24 | 24 |  |  |  |  | 0 | 0 | 0 | 0 | 0 | 0.45 | 0.82 | 0.06 | 0 | 0 | 0 | 0 | N | North | FC
STRAUS_1_STRWD1 |  |  | Strauss Wind, LLC | CISO | N | CAISO System |  |  | Wind | WIND | WIND | 95.25 | 99 |  |  |  |  | 1 | 24 | 24 |  |  |  |  | 5.19 | 11.2 | 12.1 | 38.43 | 40.96 | 36.11 | 31.74 | 27.79 | 19.06 | 8.92 | 4.12 | 4.37 | N | South | FC
STROUD_6_SOLAR |  |  | Stroud Solar Station | CISO | N | Fresno | Herndon | Y | Solar_Fixed | PHOTO VOLTAIC | SUN | 20 | 20 |  |  |  |  | 1 | 24 | 24 |  |  |  |  | 0.1 | 0.1 | 0.64 | 0.17 | 5.99 | 7.29 | 12.07 | 10.38 | 1.06 | 0.1 | 0.1 | 0.1 | N | North | FC
STROUD_6_WWHSR1 |  |  | Winter Wheat Solar Farm | CISO | N | Fresno | Herndon |  | Solar_1Axis | PHOTO VOLTAIC | SUN | 1.5 | 1.5 |  |  |  |  | 1 | 24 | 24 |  |  |  |  | 0 | 0 | 0 | 0 | 0 | 0 | 0 | 0 | 0 | 0 | 0 | 0 | N | North | EO
SUMWHT_6_SWSSR1 |  |  | Summer Wheat Solar Farm | CISO | N | Fresno |  | Y | Solar_1Axis | PHOTO VOLTAIC | SUN | 18.5 | 18.5 |  |  |  |  | 1 | 24 | 24 |  |  |  |  | 0.1 | 0.1 | 0.56 | 0.19 | 8.09 | 10.13 | 13.81 | 11.6 | 0.97 | 0.1 | 0.1 | 0.1 | N | North | FC
SUNCAT_2_A1ABT1 |  | ARLNTN_2_ASUSR1, SUNCAT_2_A1BBT1 | Arlington Solar Unit 1A BESS | CISO | N | CAISO System |  |  | Paired_BattStorage | OTHER | LESR | 47 | 47 | .8 | 188 | 188 | 1 | 1 | 24 | 4 | 131 | FALSE | 94 | 2 | 47 | 47 | 47 | 47 | 47 | 47 | 47 | 47 | 47 | 47 | 47 | 47 | Y | South | ID | 100% | C8 - Waiting for West of Colorado River cRAS.-Co-located with ARLNTN_2_ASUSR1, SUNCAT_2_A1BBT1
SUNCAT_2_A1BBT1 |  | ARLNTN_2_ASUSR1, SUNCAT_2_A1ABT1 | Arlington Solar Unit 1B BESS | CISO | N | CAISO System |  |  | Paired_BattStorage | OTHER | LESR | 63 | 63 | .8 | 252 | 252 | 1 | 1 | 24 | 4 | 131 | FALSE | 126 | 2 | 63 | 63 | 63 | 63 | 63 | 63 | 63 | 63 | 63 | 63 | 63 | 63 | Y | South | ID | 100% | C8 - Waiting for West of Colorado River cRAS.-Co-located with ARLNTN_2_ASUSR1, SUNCAT_2_A1ABT1
SUNCAT_2_A2ABT2 |  | ARLNTN_2_AR1SR1, SUNCAT_2_A2BSR2 | Arlington Solar Unit 2A BESS | CISO | N | CAISO System |  |  | Paired_BattStorage | OTHER | LESR | 132 | 132 | .8 | 528 | 528 | 1 | 1 | 24 | 4 | 143.96 | FALSE | 264 | 2 | 132 | 132 | 132 | 132 | 132 | 132 | 132 | 132 | 132 | 132 | 132 | 132 | Y | South | ID | 100% | Waiting for West of Colorado River cRAS-Co-located with SUNCAT_2_A2ABT2, ARLNTN_2_AR1SR1
SUNCAT_2_A2BSR2 |  | ARLNTN_2_AR1SR1, SUNCAT_2_A2ABT2 | Arlington Solar Unit 2B | CISO | N | CAISO System |  |  | Paired_Solar_1Axis | PHOTO VOLTAIC | SUN | 40 | 40 |  |  |  |  | 1 | 24 | 24 | 143.96 |  |  |  | 0.1 | 0.1 | 1.12 | 0.12 | 13.13 | 16.98 | 26.32 | 22.72 | 1.22 | 0.1 | 0.1 | 0.1 | N | South | ID | 100% | ID to 30.1 percent when fully installed. Waiting for West of Colorado River CRAS.Co-located with SUNCAT_2_A2ABT2, ARLNTN_2_AR1SR1
SUNRIS_2_PL1X3 |  |  | Sunrise Power Project AGGREGATE II | CISO | N | CAISO System |  | Y | CCGT | COMBINED CYCLE | NATURAL GAS | 586.02 | 586.02 |  |  |  |  | 1 | 24 | 24 |  |  | 491.02 | 1 | 586.02 | 586.02 | 586.02 | 586.02 | 586.02 | 586.02 | 586.02 | 586.02 | 586.02 | 586.02 | 586.02 | 586.02 | Y | North | FC
SUNSET_2_UNITS |  |  | MIDWAY SUNSET COGENERATION PLANT | CISO | N | CAISO System |  | Y | CHP | FTUR | NATURAL GAS | 248 | 291 |  |  |  |  | 1 | 24 | 24 |  |  | 231 | 1 | 248 | 248 | 248 | 245 | 240 | 234 | 229 | 229 | 231 | 243 | 246 | 248 | Y | North | FC
SUNSHN_2_LNDFL |  |  | Sunshine Gas Producers | CISO | N | Big Creek-Ventura |  |  | Biogas | COMBUSTION TURBINE | BIOGAS | 20 | 20 |  |  |  |  | 1 | 24 | 24 |  |  |  |  | 17.49 | 16.89 | 17.35 | 16.58 | 17.14 | 16.97 | 16.4 | 15.75 | 15.88 | 15.59 | 16.8 | 15.43 | N | South | FC
SUNSLR_1_SSVSR1 |  |  | Sunshine Valley Solar 1 | CISO | N | CAISO System |  |  | Solar_1Axis | PHOTO VOLTAIC | SUN | 100 | 100 |  |  |  |  | 1 | 24 | 24 |  |  |  |  | 0.1 | 0.1 | 2.81 | 0.29 | 32.83 | 42.44 | 65.8 | 56.79 | 3.05 | 0.1 | 0.1 | 0.1 | N | South | FC
SUNSPT_2_WNASR1 |  |  | Windhub Solar A | CISO | N | CAISO System |  |  | Solar_1Axis | PHOTO VOLTAIC | SUN | 20 | 20 |  |  |  |  | 1 | 24 | 24 |  |  |  |  | 0.1 | 0.1 | 0.56 | 0.1 | 6.57 | 8.49 | 13.16 | 11.36 | 0.61 | 0.1 | 0.1 | 0.1 | N | South | FC
SUNST2_5_SS2SR1 |  |  | Sun Streams Solar 2 | CISO | N | CAISO System |  |  | Solar_1Axis | PHOTO VOLTAIC | SUN | 150 | 150 |  |  |  |  | 1 | 24 | 24 |  |  |  |  | 0.1 | 0.1 | 4.21 | 0.44 | 49.25 | 63.66 | 98.7 | 85.19 | 4.57 | 0.1 | 0.1 | 0.1 | N | South | FC
SUNSTR_5_SS1SCEDYN |  |  | Sunstream Solar 1 | AZPS | Y | #N/A |  |  | Solar_Fixed | PHOTO VOLTAIC | SUN | 150 | 150 |  |  |  |  | 1 | 24 | 24 |  |  | 0 | 1 | 0.1 | 0.1 | 4.06 | 0.21 | 28.4 | 38.82 | 75.7 | 65.06 | 3.45 | 0.1 | 0.1 | 0.1 | 0 | South
SUTTER_2_CISO |  |  | Sutter Power Plant Pseudo-CISO | BANC | Y | #N/A |  |  | CCGT | COMBINED CYCLE | NATURAL GAS | 275 | 280 |  |  |  |  | 1 | 24 | 24 |  |  | 95 | 1 | 275 | 275 | 275 | 275 | 275 | 275 | 275 | 275 | 275 | 275 | 275 | 275 | 0 | North
SYCAMR_2_UNIT 1 |  |  | Sycamore Cogeneration Unit 1 | CISO | N | Big Creek-Ventura |  |  | CHP | FTUR | NATURAL GAS | 74 | 90 |  |  |  |  | 1 | 24 | 24 |  |  |  |  | 74 | 74 | 74 | 74 | 74 | 74 | 74 | 74 | 74 | 74 | 74 | 74 | N | South | FC
SYCAMR_2_UNIT 2 |  |  | Sycamore Cogeneration Unit 2 | CISO | N | Big Creek-Ventura |  |  | CHP | FTUR | NATURAL GAS | 76 | 90 |  |  |  |  | 1 | 24 | 24 |  |  | 76 | 1 | 76 | 76 | 76 | 76 | 76 | 76 | 76 | 76 | 76 | 76 | 76 | 76 | Y | South | FC
SYCAMR_2_UNIT 3 |  |  | Sycamore Cogeneration Unit 3 | CISO | N | Big Creek-Ventura |  |  | CHP | FTUR | NATURAL GAS | 74 | 90 |  |  |  |  | 1 | 24 | 24 |  |  | 74 | 1 | 74 | 74 | 74 | 74 | 74 | 74 | 74 | 74 | 74 | 74 | 74 | 74 | Y | South | FC
SYCAMR_2_UNIT 4 |  |  | Sycamore Cogeneration Unit 4 | CISO | N | Big Creek-Ventura |  |  | CHP | FTUR | NATURAL GAS | 76 | 90 |  |  |  |  | 1 | 24 | 24 |  |  | 76 | 1 | 76 | 76 | 76 | 76 | 76 | 76 | 76 | 76 | 76 | 76 | 76 | 76 | Y | South | FC
TANHIL_6_SOLART |  |  | Berry Cogen 18 | CISO | N | CAISO System |  | Y | CHP | FTUR | NATURAL GAS | 17 | 17 |  |  |  |  | 1 | 24 | 24 |  |  |  |  | 12.04 | 12.08 | 11.77 | 12.17 | 12.38 | 11.78 | 11.36 | 11.05 | 11.1 | 12.04 | 11.36 | 11.07 | N | North | FC
TBLMTN_6_QF |  |  | SMALL QF AGGREGATION - PARADISE | CISO | N | CAISO System |  |  | Hydro | HYDRO | WATER | 1.7 | 5.8 |  |  |  |  | 1 | 24 | 24 |  |  |  |  | 0.19 | 0.24 | 0.22 | 0.21 | 0.22 | 0.18 | 0.2 | 0.19 | 0.19 | 0.16 | 0.16 | 0.18 | N | North | FC
TECOLOTE_3_WBDYN |  |  | TECOLOTE WIND | PNM | Y | #N/A |  |  | Wind | WIND | WIND | 271.68 | 271.68 |  |  |  |  | 1 | 24 | 24 |  |  | 0 | 1 | 130.76 | 112.81 | 92.3 | 110.24 | 102.55 | 82.04 | 56.31 | 53.84 | 61.53 | 64.1 | 102.55 | 143.57 | 0 | South
TEHAPI_2_PW1WD1 |  |  | Point Wind 1 | CISO | N | CAISO System |  |  | Wind | WIND | WIND | 47.49 | 47.5 |  |  |  |  | 1 | 24 | 24 |  |  |  |  | 2.59 | 5.59 | 6.04 | 19.16 | 20.42 | 18.01 | 15.82 | 13.86 | 9.5 | 4.45 | 2.05 | 2.18 | N | South | FC
TEHAPI_2_PW2WD2 |  |  | Point Wind 2 | CISO | N | CAISO System |  |  | Wind | WIND | WIND | 14.4 | 14.4 |  |  |  |  | 1 | 24 | 24 |  |  |  |  | 0.79 | 1.69 | 1.83 | 5.81 | 6.19 | 5.46 | 4.8 | 4.2 | 2.88 | 1.35 | 0.62 | 0.66 | N | South | FC
TEHAPI_2_WIND1 |  |  | Wind Wall Monolith 1 | CISO | N | CAISO System |  |  | Wind | WIND | WIND | 19.85 | 19.85 |  |  |  |  | 1 | 24 | 24 |  |  |  |  | 1.08 | 2.33 | 2.52 | 8.01 | 8.54 | 7.53 | 6.61 | 5.79 | 3.97 | 1.86 | 0.86 | 0.91 | N | South | FC | 0 | 0
TEHAPI_2_WIND2 |  |  | Wind Wall Monolith 2 | CISO | N | CAISO System |  |  | Wind | WIND | WIND | 23.66 | 22.5 |  |  |  |  | 1 | 24 | 24 |  |  |  |  | 1.29 | 2.78 | 3.01 | 9.55 | 10.17 | 8.97 | 7.88 | 6.9 | 4.73 | 2.21 | 1.02 | 1.09 | N | South | FC | 0 | 0
TENGEN_2_PL1X2 |  |  | Placerita Canyon Cogen | CISO | N | Big Creek-Ventura |  |  | CHP | COMBUSTION TURBINE | NATURAL GAS | 37.7 | 37.7 |  |  |  |  | 1 | 24 | 24 |  |  | 0 | 1 | 37.7 | 37.7 | 37.7 | 37.7 | 37.7 | 37.7 | 37.7 | 37.7 | 37.7 | 37.7 | 37.7 | 37.7 | Y | South | FC
TERMEX_2_PL1X3 |  |  | TDM | CISO | N | San Diego-IV |  |  | CCGT | COMBINED CYCLE | NATURAL GAS | 625 | 625 |  |  |  |  | 1 | 24 | 24 |  |  | 436 | 1 | 605 | 605 | 605 | 605 | 601 | 593 | 591 | 593 | 596 | 605 | 605 | 605 | Y | South | FC
TESLA_1_QF |  |  | SMALL QF AGGREGATION - STOCKTON | CISO | N | CAISO System |  |  | CHP | OTHER | OTHER | 2 | 5 |  |  |  |  | 1 | 24 | 24 |  |  |  |  | 0.09 | 0.07 | 0.1 | 0.13 | 0.17 | 0.32 | 0.23 | 0.2 | 0.17 | 0.07 | 0.04 | 0.07 | N | North | FC
TIDWTR_2_UNITS |  |  | MARTINEZ COGEN LIMITED PARTNERSHIP | CISO | N | Bay Area | Pittsburg | Y | Peaker | FTUR | NATURAL GAS | 114.8 | 114.8 |  |  |  |  | 1 | 24 | 24 |  |  |  |  | 33.06 | 37.66 | 30.76 | 37.11 | 52.09 | 49.61 | 52.59 | 81.9 | 88.36 | 88.04 | 43.35 | 40.43 | N | North | FC
TIFFNY_1_DILLON |  |  | TIFFNY_1_DILLON | CISO | N | LA Basin | Eastern, Valley-Devers |  | Wind | WIND | WIND | 45 | 45 |  |  |  |  | 1 | 24 | 24 |  |  |  |  | 2.45 | 5.29 | 5.72 | 18.16 | 19.35 | 17.06 | 15 | 13.13 | 9 | 4.21 | 1.95 | 2.07 | N | South | FC
TIGRCK_7_UNITS |  |  | TIGER CREEK HYDRO AGGREGATE | CISO | N | CAISO System |  |  | Hydro | HYDRO | WATER | 62 | 62 |  |  |  |  | 1 | 24 | 24 |  |  | 0 | 1 | 26 | 16.8 | 14.17 | 0 | 16.66 | 36.8 | 33.91 | 40.4 | 36.08 | 30.37 | 30.43 | 28.38 | Y | North | FC
TITANS_2_TTSSR1 |  |  | Titan Solar 1 Pseudo | IID | Y | #N/A |  |  | Solar_1Axis | PHOTO VOLTAIC | SUN | 70 | 70 |  |  |  |  | 1 | 24 | 24 |  |  |  |  | 0.1 | 0.1 | 1.96 | 0.21 | 22.98 | 29.71 | 46.06 | 39.75 | 2.13 | 0.1 | 0.1 | 0.1 | 0 | South
TKOPWR_6_HYDRO |  |  | Bear Creek Hydroelectric Project | CISO | N | CAISO System |  |  | Hydro | HYDRO | WATER | 2.83 | 3.2 |  |  |  |  | 1 | 24 | 24 |  |  |  |  | 0.35 | 0.27 | 0 | 0.16 | 0 | 0 | 0 | 0 | 0 | 0.04 | 0.04 | 0.12 | N | North | FC
TMPLTN_2_SOLAR |  |  | Vintner Solar | CISO | N | CAISO System |  |  | Solar_Fixed | PHOTO VOLTAIC | SUN | 1.5 | 1.5 |  |  |  |  | 1 | 24 | 24 |  |  |  |  | 0.1 | 0.1 | 0.1 | 0.1 | 0.45 | 0.55 | 0.91 | 0.78 | 0.1 | 0.1 | 0.1 | 0.1 | N | North | FC
TOADTW_6_UNIT |  |  | TOAD TOWN | CISO | N | CAISO System |  |  | Hydro | HYDRO | WATER | 1.5 | 1.5 |  |  |  |  | 1 | 24 | 24 |  |  |  |  | 0.38 | 0.59 | 0.37 | 0.26 | 0.39 | 0.28 | 0.2 | 0.18 | 0.03 | 0.03 | 0.11 | 0.06 | N | North | FC
TOPAZ_2_SOLAR |  |  | Topaz Solar Farms | CISO | N | CAISO System |  |  | Solar_Fixed | PHOTO VOLTAIC | SUN | 550 | 550 |  |  |  |  | 1 | 24 | 24 |  |  |  |  | 0.1 | 0.1 | 17.72 | 4.62 | 164.83 | 200.38 | 331.96 | 285.54 | 29.27 | 0.64 | 0.1 | 0.1 | N | North | FC
TORTLA_1_SOLAR |  |  | Longboat Solar | CISO | N | CAISO System |  | Y | Solar_1Axis | PHOTO VOLTAIC | SUN | 20 | 20 |  |  |  |  | 1 | 24 | 24 |  |  |  |  | 0.1 | 0.1 | 0.56 | 0.1 | 6.57 | 8.49 | 13.16 | 11.36 | 0.61 | 0.1 | 0.1 | 0.1 | N | South | FC
TOWNSITE_2_MEADDYN | TOWNSITE_2_MEADDYN_SUN |  | Townsite Solar BESS | WALC | Y | #N/A |  |  | Hybrid_Solar1Axis | OTHER | HYBD | 180 | 180 |  |  |  |  | 1 | 24 | 24 | 180 |  | 90 | 2 | 0.1 | 0.1 | 5.05 | 0.53 | 59.1 | 76.4 | 118.44 | 102.23 | 5.48 | 0.1 | 0.1 | 0.1 | 0 | South
TOWNSITE_2_MEADDYN | TOWNSITE_2_MEADDYN_LESR |  | Townsite Solar BESS | WALC | Y | #N/A |  |  | Hybrid_Storage | OTHER | HYBD | 90 | 90 | .8 | 720 | 720 | 1 | 1 | 24 | 4 | 180 | FALSE | 90 | 2 | 50 | 50 | 50 | 50 | 50 | 50 | 50 | 50 | 50 | 50 | 50 | 50 | 0 | South
TRNQL8_2_AMASR1 |  |  | Tranquillity 8 Amarillo | CISO | N | Fresno |  |  | Solar_1Axis | PHOTO VOLTAIC | SUN | 20 | 20 |  |  |  |  | 1 | 24 | 24 |  |  |  |  | 0.1 | 0.1 | 0.61 | 0.21 | 8.74 | 10.96 | 14.93 | 12.54 | 1.04 | 0.1 | 0.1 | 0.1 | N | North | ID | 100% | C7 Waiting for Bellota-Warnerville 230 kV reconductoring and possibly other
TRNQL8_2_AZUSR1 |  |  | Tranquillity 8 Azul | CISO | N | Fresno |  |  | Solar_1Axis | PHOTO VOLTAIC | SUN | 20 | 20 |  |  |  |  | 1 | 24 | 24 |  |  |  |  | 0.1 | 0.1 | 0.61 | 0.21 | 8.74 | 10.96 | 14.93 | 12.54 | 1.04 | 0.1 | 0.1 | 0.1 | N | North | ID | 100% | C7 Waiting for Bellota-Warnerville 230 kV reconductoring and possibly other
TRNQL8_2_ROJSR1 |  |  | Tranquillity 8 Rojo | CISO | N | Fresno |  |  | Solar_1Axis | PHOTO VOLTAIC | SUN | 100 | 100 |  |  |  |  | 1 | 24 | 24 |  |  |  |  | 0.1 | 0.1 | 3.05 | 1.04 | 43.71 | 54.78 | 74.66 | 62.7 | 5.22 | 0.1 | 0.1 | 0.1 | N | North | ID | 100% | C7 Waiting for Bellota-Warnerville 230 kV reconductoring and possibly other
TRNQL8_2_VERSR1 |  |  | Tranquillity 8 Verde | CISO | N | Fresno |  |  | Solar_1Axis | PHOTO VOLTAIC | SUN | 60 | 60 |  |  |  |  | 1 | 24 | 24 |  |  |  |  | 0.1 | 0.1 | 1.83 | 0.62 | 26.22 | 32.87 | 44.8 | 37.62 | 3.13 | 0.1 | 0.1 | 0.1 | N | North | ID | 100% | C7 Waiting for Bellota-Warnerville 230 kV reconductoring and possibly other
TRNQLT_2_RETBT1 |  | TRNQLT_2_SOLAR | RE Tranquillity BESS | CISO | N | Fresno |  |  | Paired_BattStorage | OTHER | LESR | 72 | 72 | 0.8759 | 288 | 806.8422 | 2.8015 | 1 | 24 | 11.2061 | 200 | FALSE | 144 | 1 | 72 | 72 | 72 | 72 | 72 | 72 | 72 | 72 | 72 | 72 | 72 | 72 | Y | North | FC |  | Co-located with TRNQLT_2_SOLAR
TRNQLT_2_SOLAR |  | TRNQLT_2_RETBT1 | Tranquillity | CISO | N | Fresno |  | Y | Paired_Solar_Fixed | PHOTO VOLTAIC | SUN | 200 | 200 |  |  |  |  | 1 | 24 | 24 | 200 |  |  |  | 0.1 | 0.1 | 6.45 | 1.68 | 59.94 | 72.87 | 120.71 | 103.83 | 10.64 | 0.23 | 0.1 | 0.1 | N | North | FC |  | Co-located with TRNQLT_2_RETBT1
TRNSWD_1_QF |  |  | FPL Energy C Wind | CISO | N | LA Basin | Eastern, Valley-Devers |  | Wind | WIND | WIND | 38.97 | 40 |  |  |  |  | 1 | 24 | 24 |  |  |  |  | 2.12 | 4.58 | 4.95 | 15.72 | 16.76 | 14.77 | 12.99 | 11.37 | 7.8 | 3.65 | 1.69 | 1.79 | N | South | FC
TULARE_2_TULBM1 |  |  | Tulare BioMAT Fuel Cell | CISO | N | Big Creek-Ventura |  |  | Biogas | OTHER | BIOGAS | 2.8 | 2.8 |  |  |  |  | 1 | 24 | 24 |  |  |  |  | 0 | 0 | 0 | 0 | 0 | 0 | 0 | 0 | 0 | 0 | 0 | 0 | N | South | EO
TULEWD_1_TULWD1 |  |  | Tule Wind | CISO | N | San Diego-IV | Eastern, Valley-Devers |  | Wind | WIND | WIND | 130.5 | 131.1 |  |  |  |  | 1 | 24 | 24 |  |  |  |  | 7.11 | 15.35 | 16.58 | 52.65 | 56.12 | 49.48 | 43.49 | 38.08 | 26.11 | 12.22 | 5.65 | 5.99 | N | South | FC |  | Phase I (131.1 MW) is FC, Phase II (69 MW) will be EO
TULLCK_7_UNITS |  |  | Tullock Hydro | CISO | N | Stockton | Tesla-Bellota |  | Hydro |  | WATER | 25.9 | 25.9 |  |  |  |  | 1 | 24 | 24 |  |  |  |  | 3.87 | 7.97 | 12.42 | 16.58 | 20.51 | 23.23 | 20.55 | 18.15 | 12.68 | 8.82 | 1.58 | 2.47 | N | North | FC
TUPMAN_1_BIOGAS |  |  | ABEC Bidart-Stockale #1 | CISO | N | CAISO System |  |  | Biogas | RECIPROCATING ENGINE | BIOGAS | 0.6 | 0.6 |  |  |  |  | 1 | 24 | 24 |  |  |  |  | 0.32 | 0.32 | 0.32 | 0.33 | 0.33 | 0.35 | 0.34 | 0.33 | 0.35 | 0.32 | 0.3 | 0.3 | N | North | FC
TVYVLY_6_KRSHY1 |  |  | Kings River Syphon | CISO | N | Fresno |  |  | Hydro | HYDRO | WATER | 1.3 | 1.3 |  |  |  |  | 1 | 24 | 24 |  |  | 0 | 1 | 0.25 | 0.36 | 0 | 0 | 0 | 0.2 | 0.25 | 0.32 | 0.25 | 0.19 | 0 | 0.32 | Y | North | FC
TWISSL_6_SOLAR |  |  | Nickel 1 ("NLH1") | CISO | N | CAISO System |  | Y | Solar_Fixed | PHOTO VOLTAIC | SUN | 1.5 | 1.5 |  |  |  |  | 1 | 24 | 24 |  |  |  |  | 0.1 | 0.1 | 0.1 | 0.1 | 0.45 | 0.55 | 0.91 | 0.78 | 0.1 | 0.1 | 0.1 | 0.1 | N | North | FC
TWISSL_6_SOLAR1 |  |  | Coronal Lost Hills | CISO | N | CAISO System |  | Y | Solar_1Axis | PHOTO VOLTAIC | SUN | 20 | 20 |  |  |  |  | 1 | 24 | 24 |  |  |  |  | 0.1 | 0.1 | 0.61 | 0.21 | 8.74 | 10.96 | 14.93 | 12.54 | 1.04 | 0.1 | 0.1 | 0.1 | N | North | FC
TX-ELK_6_ECKSR2 |  |  | Eagle Creek | CISO | N | CAISO System |  |  | Solar_1Axis | PHOTO VOLTAIC | SUN | 3 | 3 |  |  |  |  | 1 | 24 | 24 |  |  |  |  | 0 | 0 | 0 | 0 | 0 | 0 | 0 | 0 | 0 | 0 | 0 | 0 | N | North | EO
TX-ELK_6_SOLAR1 |  |  | Castor | CISO | N | CAISO System |  | Y | Solar_1Axis | PHOTO VOLTAIC | SUN | 1.5 | 1.5 |  |  |  |  | 1 | 24 | 24 |  |  |  |  | 0 | 0 | 0 | 0 | 0 | 0 | 0 | 0 | 0 | 0 | 0 | 0 | N | North | EO
TXMCKT_6_UNIT |  |  | McKittrick Cogen | CISO | N | CAISO System |  | Y | CHP | FTUR | NATURAL GAS | 11.2 | 11.2 |  |  |  |  | 1 | 24 | 24 |  |  |  |  | 4.14 | 3.98 | 3.48 | 4.26 | 3.99 | 4.06 | 3.85 | 3.93 | 3.96 | 3.82 | 3.83 | 4.1 | N | North | FC
UKIAH_7_LAKEMN |  |  | UKIAH LAKE MENDOCINO HYDRO | CISO | N | NCNB | Eagle Rock, Fulton |  | Hydro | HYDRO | WATER | 3.5 | 3.5 |  |  |  |  | 1 | 24 | 24 |  |  | 1.7 | 1 | 0.29 | 0.22 | 0.58 | 0.48 | 0.48 | 0.71 | 0.87 | 0.87 | 0.72 | 0.63 | 0.35 | 0.38 | Y | North | FC
ULTPCH_1_UNIT 1 |  |  | Pacific Ultrapower Chinese Station | CISO | N | Stockton | Tesla-Bellota, Stanislaus |  | Biomass | STEAM | BIOMASS | 18 | 25.3 |  |  |  |  | 1 | 24 | 24 |  |  |  |  | 17.99 | 17.36 | 15.48 | 15.96 | 17.81 | 11.8 | 17.37 | 17.81 | 17 | 16.51 | 14.92 | 17.62 | N | North | FC
ULTPFR_1_UNIT 1 |  |  | Rio Bravo Fresno | CISO | N | Fresno | Herndon | Y | Biomass | STEAM | BIOMASS | 24.3 | 30.5 |  |  |  |  | 1 | 24 | 24 |  |  |  |  | 22.81 | 23.17 | 23.93 | 18.63 | 23.2 | 22.81 | 22.94 | 16.1 | 14.8 | 14.6 | 18.88 | 21.77 | N | North | FC
ULTRCK_2_UNIT |  |  | Rio Bravo Rocklin | CISO | N | Sierra | Drum-Rio Oso, South of Rio Oso, South of Palermo |  | Biomass | STEAM | BIOMASS | 24.4 | 28.8 |  |  |  |  | 1 | 24 | 24 |  |  |  |  | 15.73 | 20.84 | 23.09 | 21.71 | 21.8 | 23.36 | 21.68 | 23.38 | 19.51 | 22.69 | 23.36 | 22.6 | N | North | FC
UNOCAL_1_UNITS |  |  | TOSCO (RODEO PLANT) | CISO | N | Bay Area | Pittsburg | Y | Peaker | FTUR | NATURAL GAS | 49.85 | 57.3 |  |  |  |  | 1 | 24 | 24 |  |  |  |  | 4.22 | 5.24 | 4.86 | 3.83 | 2.59 | 4.47 | 2.87 | 2.19 | 2.63 | 4.34 | 2.75 | 3.17 | N | North | FC
UNVRSY_1_UNIT 1 |  |  | Berry Cogen 38 - Unit 1 | CISO | N | CAISO System |  | Y | CHP | FTUR | NATURAL GAS | 38 | 38 |  |  |  |  | 1 | 24 | 24 |  |  |  |  | 35.76 | 31.33 | 35.27 | 30.82 | 34.6 | 33.48 | 33.01 | 32.07 | 31.52 | 28.94 | 34.85 | 34.73 | N | North | FC
USWND2_1_WIND1 |  |  | Golden Hills A | CISO | N | CAISO System |  |  | Wind | WIND | WIND | 42.96 | 43 |  |  |  |  | 1 | 24 | 24 |  |  |  |  | 1.82 | 3.15 | 4.24 | 13.13 | 20.66 | 13.2 | 16.92 | 9.24 | 3.19 | 0.77 | 1.22 | 1.84 | N | North | FC
USWND2_1_WIND2 |  |  | Golden Hills B | CISO | N | CAISO System |  |  | Wind | WIND | WIND | 42.96 | 43 |  |  |  |  | 1 | 24 | 24 |  |  |  |  | 1.82 | 3.15 | 4.24 | 13.13 | 20.66 | 13.2 | 16.92 | 9.24 | 3.19 | 0.77 | 1.22 | 1.84 | N | North | FC
USWND2_1_WIND3 |  |  | Golden Hills C | CISO | N | CAISO System |  |  | Wind | WIND | WIND | 46 | 46 |  |  |  |  | 1 | 24 | 24 |  |  |  |  | 1.95 | 3.37 | 4.54 | 14.06 | 22.12 | 14.13 | 18.12 | 9.89 | 3.41 | 0.83 | 1.3 | 1.97 | N | North | FC
USWND4_2_UNIT2 |  |  | Altamont Landfill Gas to Energy | CISO | N | CAISO System |  |  | Biogas | COMBUSTION TURBINE | BIOGAS | 7.4 | 7.4 |  |  |  |  | 1 | 24 | 24 |  |  | 7.4 | 1 | 7.4 | 7.4 | 7.35 | 6.41 | 7.4 | 7.4 | 7.4 | 7.4 | 7.4 | 7.23 | 7.4 | 7.4 | Y | North | FC
USWNDR_2_LABWD1 |  |  | LaBrisa Wind Project | CISO | N | Bay Area | Contra Costa | Y | Wind | WIND | WIND | 9 | 9 |  |  |  |  | 1 | 24 | 24 |  |  |  |  | 0.38 | 0.66 | 0.89 | 2.75 | 4.33 | 2.76 | 3.54 | 1.94 | 0.67 | 0.16 | 0.25 | 0.39 | N | North | FC
USWNDR_2_SMUD |  |  | SOLANO WIND FARM | CISO | N | Bay Area | Contra Costa | Y | Wind | WIND | WIND | 102.18 | 102.2 |  |  |  |  | 1 | 24 | 24 |  |  |  |  | 4.33 | 7.49 | 10.07 | 31.23 | 49.13 | 31.39 | 40.24 | 21.98 | 7.58 | 1.84 | 2.89 | 4.38 | N | North | FC
USWNDR_2_SMUD2 |  |  | Solano Wind Project Phase 3 | CISO | N | Bay Area | Contra Costa | Y | Wind | WIND | WIND | 127.8 | 128 |  |  |  |  | 1 | 24 | 24 |  |  |  |  | 5.42 | 9.37 | 12.6 | 39.06 | 61.45 | 39.26 | 50.33 | 27.49 | 9.48 | 2.3 | 3.62 | 5.47 | N | North | FC
USWPFK_6_FRICK |  |  | Frick Summit Wind Repower | CISO | N | Bay Area | Contra Costa |  | Wind | WIND | WIND | 10 | 10 |  |  |  |  | 1 | 24 | 24 |  |  |  |  | 0.42 | 0.73 | 0.99 | 3.06 | 4.81 | 3.07 | 3.94 | 2.15 | 0.74 | 0.18 | 0.28 | 0.43 | N | North | FC
USWPJR_2_UNITS |  |  | Vasco Wind | CISO | N | Bay Area | Contra Costa |  | Wind | WIND | WIND | 78.2 | 78.2 |  |  |  |  | 1 | 24 | 24 |  |  |  |  | 3.31 | 5.73 | 7.71 | 23.9 | 37.6 | 24.02 | 30.8 | 16.82 | 5.8 | 1.41 | 2.21 | 3.35 | N | North | FC
VACADX_1_SOLAR |  |  | Vaca-Dixon Solar Station | CISO | N | CAISO System |  |  | Solar_Fixed | PHOTO VOLTAIC | SUN | 2.5 | 2.5 |  |  |  |  | 1 | 24 | 24 |  |  |  |  | 0.1 | 0.1 | 0.1 | 0.1 | 0.75 | 0.91 | 1.51 | 1.3 | 0.13 | 0.1 | 0.1 | 0.1 | N | North | FC
VACADX_1_UNITA1 |  |  | CalPeak Power Vaca Dixon Unit 1 | CISO | N | CAISO System |  |  | Peaker | COMBUSTION TURBINE | NATURAL GAS | 51.91 | 57 |  |  |  |  | 1 | 24 | 24 |  |  | 50.61 | 1 | 50.61 | 50.61 | 50.61 | 50.61 | 50.61 | 50.61 | 50.61 | 50.61 | 50.61 | 50.61 | 50.61 | 50.61 | Y | North | PD | 50.61
VALLEY_5_PERRIS |  |  | MWD Perris Hydroelectric Recovery Plant | CISO | N | LA Basin | Eastern, Valley, Valley-Devers |  | Hydro | HYDRO | WATER | 7.94 | 7.9 |  |  |  |  | 1 | 24 | 24 |  |  | 0 | 1 | 0 | 0 | 0 | 0 | 0 | 0 | 2.4 | 2.4 | 0 | 0 | 0 | 0 | Y | South | FC
VALLEY_5_REDMTN |  |  | MWD Red Mountain Hydroelectric Recovery | CISO | N | LA Basin | Eastern, Valley, Valley-Devers |  | Hydro | HYDRO | WATER | 5.9 | 5.9 |  |  |  |  | 1 | 24 | 24 |  |  |  |  | 1.49 | 1.39 | 0.46 | 1.37 | 1.35 | 1.26 | 0.8 | 1.21 | 1.59 | 1.6 | 1.31 | 1.01 | N | South | FC
VALLEY_5_SOLAR1 |  |  | Kona Solar - Meridian #1 | CISO | N | LA Basin | Eastern, Valley, Valley-Devers | Y | Solar_1Axis | PHOTO VOLTAIC | SUN | 1.49 | 1.5 |  |  |  |  | 1 | 24 | 24 |  |  |  |  | 0 | 0 | 0 | 0 | 0 | 0 | 0 | 0 | 0 | 0 | 0 | 0 | N | South | EO
VALLEY_5_SOLAR2 |  |  | AP North Lake Solar | CISO | N | LA Basin | Eastern, Valley, Valley-Devers |  | Solar_1Axis | PHOTO VOLTAIC | SUN | 20 | 20 |  |  |  |  | 1 | 24 | 24 |  |  |  |  | 0.1 | 0.1 | 0.56 | 0.1 | 6.57 | 8.49 | 13.16 | 11.36 | 0.61 | 0.1 | 0.1 | 0.1 | N | South | FC
VALTNE_2_AVASR1 |  |  | Valentine Solar | CISO | N | CAISO System |  |  | Solar_1Axis | PHOTO VOLTAIC | SUN | 100 | 100 |  |  |  |  | 1 | 24 | 24 |  |  |  |  | 0.1 | 0.1 | 2.81 | 0.29 | 32.83 | 42.44 | 65.8 | 56.79 | 3.05 | 0.1 | 0.1 | 0.1 | N | South | FC
VALTNE_2_TBBBT1 | VALTNE_2_TBBBT1_SUN |  | Tropico Solar Big Beau | CISO | N | CAISO System |  |  | Hybrid_Solar1Axis | OTHER | HYBD | 58 | 58 |  |  |  |  | 1 | 24 | 24 | 58 |  | 18 | 1 | 0.1 | 0.1 | 1.63 | 0.17 | 19.04 | 24.62 | 38.16 | 32.94 | 1.77 | 0.1 | 0.1 | 0.1 | Y | South | ID | 100% | Waiting for Tehachapi cRAS and Whirlwind cRAS - Hybrid 58 MW max to grid - 18 MW BESS and 58 MW PV - part of an original project with 92perc. IDS
VALTNE_2_TBBBT1 | VALTNE_2_TBBBT1_LESR |  | Tropico Solar Big Beau | CISO | N | CAISO System |  |  | Hybrid_Storage | OTHER | HYBD | 18 | 18 | .8 | 72 | 72 | 1 | 1 | 24 | 4 | 58 | FALSE | 18 | 1 | 18 | 18 | 18 | 18 | 18 | 18 | 18 | 18 | 18 | 18 | 18 | 18 | Y | South | ID | 100% | Waiting for Tehachapi cRAS and Whirlwind cRAS - Hybrid 58 MW max to grid - 18 MW BESS and 58 MW PV - part of an original project with 92perc. IDS
VALTNE_2_TRSBT1 | VALTNE_2_TRSBT1_SUN |  | Tropico Solar | CISO | N | CAISO System |  |  | Hybrid_Solar1Axis | OTHER | HYBD | 70 | 70 |  |  |  |  | 1 | 24 | 24 | 70 |  | 22 | 1 | 0.1 | 0.1 | 1.96 | 0.21 | 22.98 | 29.71 | 46.06 | 39.75 | 2.13 | 0.1 | 0.1 | 0.1 | Y | South | ID | 100% | Waiting for Tehachapi cRAS and Whirlwind cRAS - Hybrid 70 MW max to grid - 22 MW BESS and 70 MW PV - part of an original project with 92perc. IDS
VALTNE_2_TRSBT1 | VALTNE_2_TRSBT1_LESR |  | Tropico Solar | CISO | N | CAISO System |  |  | Hybrid_Storage | OTHER | HYBD | 22 | 22 | .8 | 88 | 88 | 1 | 1 | 24 | 4 | 70 | FALSE | 22 | 1 | 22 | 22 | 22 | 22 | 22 | 22 | 22 | 22 | 22 | 22 | 22 | 22 | Y | South | ID | 100% | Waiting for Tehachapi cRAS and Whirlwind cRAS - Hybrid 70 MW max to grid - 22 MW BESS and 70 MW PV - part of an original project with 92perc. IDS
VEAVST_1_SOLAR |  |  | Community Solar | CISO | N | CAISO System |  |  | Solar_Fixed | PHOTO VOLTAIC | SUN | 14.4 | 15 |  |  |  |  | 1 | 24 | 24 |  |  |  |  | 0 | 0 | 0 | 0 | 0 | 0 | 0 | 0 | 0 | 0 | 0 | 0 | N | South | EO
VEDDER_1_SEKERN |  |  | TEXACO EXPLORATION & PROD (SE KERN RIVER | CISO | N | Kern | South Kern PP, Kern Oil | Y | CHP | FTUR | NATURAL GAS | 34.47 | 39.7 |  |  |  |  | 1 | 24 | 24 |  |  |  |  | 1.82 | 2.98 | 3.11 | 2.66 | 2.62 | 2.06 | 2.69 | 3.04 | 2.58 | 4.17 | 3.04 | 2.47 | N | North | FC
VEGA_6_SOLAR1 |  |  | Vega Solar | CISO | N | Fresno |  | Y | Solar_1Axis | PHOTO VOLTAIC | SUN | 20 | 20 |  |  |  |  | 1 | 24 | 24 |  |  |  |  | 0 | 0 | 0 | 0 | 0 | 0 | 0 | 0 | 0 | 0 | 0 | 0 | N | North | EO
VENWD_1_WIND3 |  |  | Painted Hills | CISO | N | LA Basin | Eastern, Valley-Devers |  | Wind | WIND | WIND | 44.53 | 44.6 |  |  |  |  | 1 | 24 | 24 |  |  |  |  | 2.43 | 5.24 | 5.66 | 17.97 | 19.15 | 16.88 | 14.84 | 12.99 | 8.91 | 4.17 | 1.93 | 2.04 | N | South | FC
VERNON_6_GONZL1 |  |  | H. Gonzales Unit #1 | CISO | N | LA Basin | Western |  | Peaker | FTUR | NATURAL GAS | 5.75 | 5.5 |  |  |  |  | 1 | 24 | 24 |  |  | 5.75 | 1 | 5.75 | 5.75 | 5.75 | 5.75 | 5.75 | 5.75 | 5.75 | 5.75 | 5.75 | 5.75 | 5.75 | 5.75 | Y | South | FC
VERNON_6_GONZL2 |  |  | H. Gonzales Unit #2 | CISO | N | LA Basin | Western |  | Peaker | FTUR | NATURAL GAS | 5.75 | 5.5 |  |  |  |  | 1 | 24 | 24 |  |  | 5.75 | 1 | 5.75 | 5.75 | 5.75 | 5.75 | 5.75 | 5.75 | 5.75 | 5.75 | 5.75 | 5.75 | 5.75 | 5.75 | Y | South | FC
VERNON_6_MALBRG |  |  | Malburg Generating Station | CISO | N | LA Basin | Western | Y | CCGT | COMBINED CYCLE | NATURAL GAS | 139 | 139 |  |  |  |  | 1 | 24 | 24 |  |  | 105 | 1 | 139 | 139 | 139 | 139 | 139 | 139 | 139 | 139 | 139 | 139 | 139 | 139 | Y | South | FC
VESTAL_2_KERN |  |  | KERN RIVER PH 3 UNITS 1 & 2 AGGREGATE | CISO | N | Big Creek-Ventura | Vestal |  | Hydro | HYDRO | WATER | 36.8 | 36.8 |  |  |  |  | 1 | 24 | 24 |  |  |  |  | 9.05 | 10.04 | 8.61 | 20.79 | 26.24 | 14.06 | 2.25 | 0.3 | 0.26 | 0.28 | 3.88 | 7.04 | N | South | FC
VESTAL_2_RTS042 |  |  | SPVP042 Porterville Solar | CISO | N | Big Creek-Ventura | Vestal | Y | Solar_Fixed | PHOTO VOLTAIC | SUN | 5 | 5 |  |  |  |  | 1 | 24 | 24 |  |  |  |  | 0 | 0 | 0 | 0 | 0 | 0 | 0 | 0 | 0 | 0 | 0 | 0 | N | South | EO
VESTAL_2_SOLAR1 |  |  | NICOLIS | CISO | N | Big Creek-Ventura | Vestal | Y | Solar_1Axis | PHOTO VOLTAIC | SUN | 20 | 20 |  |  |  |  | 1 | 24 | 24 |  |  |  |  | 0.1 | 0.1 | 0.56 | 0.1 | 6.57 | 8.49 | 13.16 | 11.36 | 0.61 | 0.1 | 0.1 | 0.1 | N | South | FC
VESTAL_2_SOLAR2 |  |  | TROPICO | CISO | N | Big Creek-Ventura | Vestal | Y | Solar_1Axis | PHOTO VOLTAIC | SUN | 14 | 14 |  |  |  |  | 1 | 24 | 24 |  |  |  |  | 0.1 | 0.1 | 0.39 | 0.1 | 4.6 | 5.94 | 9.21 | 7.95 | 0.43 | 0.1 | 0.1 | 0.1 | N | South | FC
VESTAL_2_TS5SR1 |  |  | Tulare Solar 5 | CISO | N | Big Creek-Ventura | Vestal |  | Solar_1Axis | PHOTO VOLTAIC | SUN | 55.83 | 55.9 |  |  |  |  | 1 | 24 | 24 |  |  |  |  | 0.1 | 0.1 | 1.57 | 0.16 | 18.33 | 23.7 | 36.73 | 31.71 | 1.7 | 0.1 | 0.1 | 0.1 | N | South | FC
VESTAL_2_UNIT1 |  |  | CALGREN-PIXLEY | CISO | N | Big Creek-Ventura | Vestal | Y | CHP | FTUR | NATURAL GAS | 5 | 11.2 |  |  |  |  | 1 | 24 | 24 |  |  |  |  | 2.38 | 2.46 | 2.16 | 1.86 | 1.89 | 2 | 2.06 | 2.69 | 3 | 3.17 | 3.27 | 3.29 | N | South | FC
VESTAL_2_WELLHD |  |  | Wellhead Power Delano | CISO | N | Big Creek-Ventura | Vestal | Y | Peaker | COMBUSTION TURBINE | NATURAL GAS | 49 | 49.5 |  |  |  |  | 1 | 24 | 24 |  |  | 49 | 1 | 49 | 49 | 49 | 49 | 49 | 49 | 49 | 49 | 49 | 49 | 49 | 49 | Y | South | FC
VESTAL_6_QF |  |  | Isabella Hydro Dam 1 | CISO | N | Big Creek-Ventura | Vestal | Y | Hydro | HYDRO | WATER | 11.95 | 12 |  |  |  |  | 1 | 24 | 24 |  |  |  |  | 3.81 | 2.01 | 1.96 | 2.92 | 2.51 | 3.82 | 3.24 | 2.49 | 2.27 | 1.7 | 1.82 | 1.75 | N | South | FC
VICTOR_1_CREST |  |  | Victor Aggregate Solar Resources | CISO | N | CAISO System |  |  | Solar_Fixed | PHOTO VOLTAIC | SUN | 24.5 | 24.5 |  |  |  |  | 1 | 24 | 24 |  |  |  |  | 0 | 0 | 0 | 0 | 0 | 0 | 0 | 0 | 0 | 0 | 0 | 0 | N | South | EO
VICTOR_1_EXSLRA |  |  | Expressway Solar A | CISO | N | CAISO System |  | Y | Solar_Fixed | PHOTO VOLTAIC | SUN | 2 | 2 |  |  |  |  | 1 | 24 | 24 |  |  |  |  | 0.1 | 0.1 | 0.1 | 0.1 | 0.38 | 0.52 | 1.01 | 0.87 | 0.1 | 0.1 | 0.1 | 0.1 | N | South | FC
VICTOR_1_EXSLRB |  |  | Expressway Solar B | CISO | N | CAISO System |  | Y | Solar_Fixed | PHOTO VOLTAIC | SUN | 2 | 2 |  |  |  |  | 1 | 24 | 24 |  |  |  |  | 0.1 | 0.1 | 0.1 | 0.1 | 0.38 | 0.52 | 1.01 | 0.87 | 0.1 | 0.1 | 0.1 | 0.1 | N | South | FC
VICTOR_1_LVSLR1 |  |  | Lone Valley Solar Park 1 | CISO | N | CAISO System |  |  | Solar_1Axis | PHOTO VOLTAIC | SUN | 10 | 10 |  |  |  |  | 1 | 24 | 24 |  |  |  |  | 0 | 0 | 0 | 0 | 0 | 0 | 0 | 0 | 0 | 0 | 0 | 0 | N | South | EO
VICTOR_1_LVSLR2 |  |  | Lone Valley Solar Park 2 | CISO | N | CAISO System |  |  | Solar_Fixed | PHOTO VOLTAIC | SUN | 20 | 20 |  |  |  |  | 1 | 24 | 24 |  |  |  |  | 0 | 0 | 0 | 0 | 0 | 0 | 0 | 0 | 0 | 0 | 0 | 0 | N | South | EO
VICTOR_1_SLRHES |  |  | Sunedison - Hesperia | CISO | N | CAISO System |  |  | Solar_Fixed | PHOTO VOLTAIC | SUN | 1.5 | 1.5 |  |  |  |  | 1 | 24 | 24 |  |  |  |  | 0 | 0 | 0 | 0 | 0 | 0 | 0 | 0 | 0 | 0 | 0 | 0 | N | South | EO
VICTOR_1_SOLAR1 |  |  | Victor Phelan Solar One | CISO | N | CAISO System |  | Y | Solar_1Axis | PHOTO VOLTAIC | SUN | 17.5 | 17.5 |  |  |  |  | 1 | 24 | 24 |  |  |  |  | 0 | 0 | 0 | 0 | 0 | 0 | 0 | 0 | 0 | 0 | 0 | 0 | N | South | EO
VICTOR_1_SOLAR2 |  |  | Alamo Solar | CISO | N | CAISO System |  | Y | Solar_1Axis | PHOTO VOLTAIC | SUN | 20 | 20 |  |  |  |  | 1 | 24 | 24 |  |  |  |  | 0 | 0 | 0 | 0 | 0 | 0 | 0 | 0 | 0 | 0 | 0 | 0 | N | South | EO
VICTOR_1_SOLAR3 |  |  | Adelanto Solar 2 | CISO | N | CAISO System |  |  | Solar_1Axis | PHOTO VOLTAIC | SUN | 7 | 7 |  |  |  |  | 1 | 24 | 24 |  |  |  |  | 0.1 | 0.1 | 0.2 | 0.1 | 2.3 | 2.97 | 4.61 | 3.98 | 0.21 | 0.1 | 0.1 | 0.1 | N | South | FC
VICTOR_1_SOLAR4 |  |  | Adelanto Solar | CISO | N | CAISO System |  |  | Solar_1Axis | PHOTO VOLTAIC | SUN | 20 | 20 |  |  |  |  | 1 | 24 | 24 |  |  |  |  | 0 | 0 | 0 | 0 | 0 | 0 | 0 | 0 | 0 | 0 | 0 | 0 | N | South | EO
VICTOR_1_VDRYFA |  |  | Victor Dry Farm Ranch A | CISO | N | CAISO System |  |  | Solar_1Axis | PHOTO VOLTAIC | SUN | 5 | 5 |  |  |  |  | 1 | 24 | 24 |  |  |  |  | 0.1 | 0.1 | 0.14 | 0.1 | 1.64 | 2.12 | 3.29 | 2.84 | 0.15 | 0.1 | 0.1 | 0.1 | N | South | FC
VICTOR_1_VDRYFB |  |  | Victor Dry Farm Ranch B | CISO | N | CAISO System |  |  | Solar_1Axis | PHOTO VOLTAIC | SUN | 5 | 5 |  |  |  |  | 1 | 24 | 24 |  |  |  |  | 0 | 0 | 0 | 0 | 0 | 0 | 0 | 0 | 0 | 0 | 0 | 0 | N | South | EO
VILLPK_2_VALLYV |  |  | MWD Valley View Hydroelectric Recovery P | CISO | N | LA Basin | Western |  | Hydro | HYDRO | WATER | 4.1 | 4.1 |  |  |  |  | 1 | 24 | 24 |  |  | 0 | 1 | 0 | 0 | 0 | 1.44 | 1.2 | 1.2 | 1.2 | 1.2 | 0 | 0.8 | 1.2 | 0 | Y | South | FC
VILLPK_6_MWDYOR |  |  | Yorba Linda Hydroelectric Recovery Plant | CISO | N | LA Basin | Western |  | Hydro | HYDRO | WATER | 5.1 | 5.1 |  |  |  |  | 1 | 24 | 24 |  |  | 0 | 1 | 0 | 0 | 0 | 0 | 0 | 0 | 1.6 | 2.4 | 3.2 | 2.4 | 2.4 | 0 | Y | South | FC
VISTA_6_QF |  |  | VISTA QFS | CISO | N | LA Basin | Eastern |  | CHP | OTHER | OTHER | 0.18 | 0.6 |  |  |  |  | 1 | 24 | 24 |  |  |  |  | 0.01 | 0.01 | 0.01 | 0.01 | 0.04 | 0.06 | 0.08 | 0.1 | 0.07 | 0.05 | 0.03 | 0.02 | N | South | FC
VISTRA_5_DALBT1 |  |  | Dallas Energy Storage | CISO | N | Bay Area | South Bay-Moss Landing |  | Battery Storage | OTHER | LESR | 100 | 100 | .8 | 400 | 400 | 1 | 1 | 24 | 4 |  |  | 200 | 1 | 100 | 100 | 100 | 100 | 100 | 100 | 100 | 100 | 100 | 100 | 100 | 100 | Y | North | FC
VISTRA_5_DALBT2 |  |  | Dallas Energy Storage 2 | CISO | N | Bay Area | South Bay-Moss Landing |  | Battery Storage | OTHER | LESR | 100 | 100 | .8 | 400 | 400 | 1 | 1 | 24 | 4 |  |  | 200 | 1 | 100 | 100 | 100 | 100 | 100 | 100 | 100 | 100 | 100 | 100 | 100 | 100 | Y | North | FC
VISTRA_5_DALBT3 |  |  | Dallas Energy Storage 3 | CISO | N | Bay Area | South Bay-Moss Landing |  | Battery Storage | OTHER | LESR | 100 | 100 | .8 | 400 | 400 | 1 | 1 | 24 | 4 |  |  | 200 | 1 | 100 | 100 | 100 | 100 | 100 | 100 | 100 | 100 | 100 | 100 | 100 | 100 | Y | North | FC
VISTRA_5_DALBT4 |  |  | Dallas Energy Storage 4 | CISO | N | Bay Area | South Bay-Moss Landing |  | Battery Storage | OTHER | LESR | 100 | 100 | .8 | 400 | 400 | 1 | 1 | 24 | 4 |  |  | 200 | 1 | 100 | 100 | 100 | 100 | 100 | 100 | 100 | 100 | 100 | 100 | 100 | 100 | Y | North | FC
VISTRA_5_PLABT1 |  |  | Plano Storage 1 | CISO | N | Bay Area |  |  | Battery Storage | OTHER | LESR | 100.4 | 100.4 | .8 | 401.6 | 401.6 | 1 | 1 | 24 | 4 |  |  | 200.8 | 1 | 100.4 | 100.4 | 100.4 | 100.4 | 100.4 | 100.4 | 100.4 | 100.4 | 100.4 | 100.4 | 100.4 | 100.4 | Y | North | FC
VISTRA_5_PLABT2 |  |  | Plano Storage 2 | CISO | N | Bay Area |  |  | Battery Storage | OTHER | LESR | 100.4 | 100.4 | .8 | 401.6 | 401.6 | 1 | 1 | 24 | 4 |  |  | 200.8 | 1 | 100.4 | 100.4 | 100.4 | 100.4 | 100.4 | 100.4 | 100.4 | 100.4 | 100.4 | 100.4 | 100.4 | 100.4 | Y | North | FC
VISTRA_5_PLABT3 |  |  | Plano Storage 3 | CISO | N | Bay Area |  |  | Battery Storage | OTHER | LESR | 74.6 | 74.6 | .8 | 298.4 | 298.4 | 1 | 1 | 24 | 4 |  |  | 149.2 | 1 | 74.6 | 74.6 | 74.6 | 74.6 | 74.6 | 74.6 | 74.6 | 74.6 | 74.6 | 74.6 | 74.6 | 74.6 | Y | North | FC
VISTRA_5_PLABT4 |  |  | Plano Storage 4 | CISO | N | Bay Area |  |  | Battery Storage | OTHER | LESR | 74.6 | 74.6 | .8 | 298.4 | 298.4 | 1 | 1 | 24 | 4 |  |  | 149.2 | 1 | 74.6 | 74.6 | 74.6 | 74.6 | 74.6 | 74.6 | 74.6 | 74.6 | 74.6 | 74.6 | 74.6 | 74.6 | Y | North | FC
VLCNTR_6_VCEBT1 |  |  | Valley Center Energy Storage | CISO | N | San Diego-IV | San Diego |  | Battery Storage | OTHER | LESR | 54 | 54 | .8 | 216 | 216 | 1 | 1 | 24 | 4 |  |  | 108 | 1 | 54 | 54 | 54 | 54 | 54 | 54 | 54 | 54 | 54 | 54 | 54 | 54 | Y | South | PD | 54.00 | VLCNTR_6_VCEBT1 and VLCNTR_6_VCEBT2, combined PD 104 MW
VLCNTR_6_VCEBT2 |  |  | Valley Center Energy Storage B | CISO | N | San Diego-IV | San Diego |  | Battery Storage | OTHER | LESR | 85 | 85 | .8 | 340 | 340 | 1 | 1 | 24 | 4 |  |  | 136.49 | 2 | 50 | 50 | 50 | 50 | 50 | 50 | 50 | 50 | 50 | 50 | 50 | 50 | Y | South | PD | 50.00 | VLCNTR_6_VCEBT1 and VLCNTR_6_VCEBT2, combined PD 104 MW
VLCNTR_6_VCSLR |  |  | Cole Grade | CISO | N | San Diego-IV | San Diego |  | Solar_1Axis | PHOTO VOLTAIC | SUN | 2.33 | 2.4 |  |  |  |  | 1 | 24 | 24 |  |  |  |  | 0.1 | 0.1 | 0.1 | 0.1 | 0.76 | 0.99 | 1.53 | 1.32 | 0.1 | 0.1 | 0.1 | 0.1 | N | South | FC
VLCNTR_6_VCSLR1 |  |  | Valley Center 1 | CISO | N | San Diego-IV | San Diego |  | Solar_Fixed | PHOTO VOLTAIC | SUN | 2.5 | 2.5 |  |  |  |  | 1 | 24 | 24 |  |  |  |  | 0.1 | 0.1 | 0.1 | 0.1 | 0.47 | 0.65 | 1.26 | 1.08 | 0.1 | 0.1 | 0.1 | 0.1 | N | South | FC
VLCNTR_6_VCSLR2 |  |  | Valley Center 2 | CISO | N | San Diego-IV | San Diego |  | Solar_Fixed | PHOTO VOLTAIC | SUN | 5 | 5 |  |  |  |  | 1 | 24 | 24 |  |  |  |  | 0.1 | 0.1 | 0.14 | 0.1 | 0.95 | 1.29 | 2.52 | 2.17 | 0.11 | 0.1 | 0.1 | 0.1 | N | South | FC
VLYHOM_7_SSJID |  |  | Woodward Power Plant | CISO | N | Stockton | Tesla-Bellota, Stanislaus |  | Hydro | HYDRO | WATER | 3 | 5 |  |  |  |  | 1 | 24 | 24 |  |  |  |  | 0 | 0 | 0 | 0.4 | 0 | 0.1 | 0.44 | 0.29 | 0.02 | 0 | 0 | 0 | N | North | FC
VOLTA_2_UNIT 1 |  |  | VOLTA HYDRO UNIT 1 | CISO | N | CAISO System |  |  | Hydro | HYDRO | WATER | 9.1 | 9.1 |  |  |  |  | 1 | 24 | 24 |  |  |  |  | 4.15 | 4.25 | 1.19 | 0.46 | 2.05 | 1.26 | 0.73 | 0.75 | 1.33 | 1.33 | 1.71 | 2.06 | N | North | FC
VOLTA_2_UNIT 2 |  |  | Volta Hydro Unit 2 | CISO | N | CAISO System |  |  | Hydro | HYDRO | WATER | 1 | 1 |  |  |  |  | 1 | 24 | 24 |  |  |  |  | 0.29 | 0.4 | 0.3 | 0.2 | 0.37 | 0.24 | 0.16 | 0.09 | 0.21 | 0.17 | 0.23 | 0.26 | N | North | FC
VOLTA_6_BAILCK |  |  | Bailey Creek Ranch | CISO | N | CAISO System |  |  | Hydro | HYDRO | WATER | 0.63 | 0.6 |  |  |  |  | 1 | 24 | 24 |  |  |  |  | 0 | 0 | 0 | 0 | 0 | 0 | 0 | 0 | 0 | 0 | 0 | 0 | N | North | EO
VOLTA_6_DIGHYD |  |  | Digger Creek Ranch Hydro | CISO | N | CAISO System |  |  | Hydro | HYDRO | WATER | 0.6 | 0.6 |  |  |  |  | 1 | 24 | 24 |  |  |  |  | 0.3 | 0.31 | 0.3 | 0.38 | 0.33 | 0.29 | 0.25 | 0.22 | 0.22 | 0.23 | 0.22 | 0.25 | N | North | FC
VOLTA_7_PONHY1 |  |  | Ponderosa Bailey Hydroelectric | CISO | N | CAISO System |  |  | Hydro | HYDRO | WATER | 1.25 | 1.25 |  |  |  |  | 1 | 24 | 24 |  |  |  |  | 0.22 | 0.21 | 0.2 | 0.11 | 0.2 | 0.15 | 0 | 0 | 0 | 0.03 | 0.01 | 0.04 | N | North | FC
VOLTA_7_QFUNTS |  |  | VOLTA_7_QFUNTS | CISO | N | CAISO System |  |  | Hydro | HYDRO | WATER | 0.15 | 2.3 |  |  |  |  | 1 | 24 | 24 |  |  |  |  | 0.08 | 0.07 | 0.06 | 0.05 | 0.05 | 0.04 | 0.04 | 0.02 | 0.01 | 0.01 | 0.03 | 0.04 | N | North | FC
VOYAGR_2_VOAWD5 |  |  | Voyager Wind Oasis Alta | CISO | N | CAISO System |  |  | Wind | WIND | WIND | 13.98 | 14 |  |  |  |  | 1 | 24 | 24 |  |  |  |  | 0.76 | 1.64 | 1.78 | 5.64 | 6.01 | 5.3 | 4.66 | 4.08 | 2.8 | 1.31 | 0.6 | 0.64 | N | South | FC
VOYAGR_2_VOYWD1 |  |  | Voyager 1 | CISO | N | CAISO System |  |  | Wind | WIND | WIND | 128.91 | 131.1 |  |  |  |  | 1 | 24 | 24 |  |  |  |  | 7.03 | 15.16 | 16.38 | 52.01 | 55.44 | 48.87 | 42.96 | 37.62 | 25.79 | 12.07 | 5.58 | 5.92 | N | South | FC
VOYAGR_2_VOYWD2 |  |  | Voyager Wind 2 | CISO | N | CAISO System |  |  | Wind | WIND | WIND | 126.35 | 128.7 |  |  |  |  | 1 | 24 | 24 |  |  |  |  | 6.89 | 14.86 | 16.06 | 50.98 | 54.34 | 47.9 | 42.1 | 36.87 | 25.28 | 11.83 | 5.47 | 5.8 | N | South | FC
VOYAGR_2_VOYWD3 |  |  | Voyager Wind 3 | CISO | N | CAISO System |  |  | Wind | WIND | WIND | 42.45 | 43.2 |  |  |  |  | 1 | 24 | 24 |  |  |  |  | 2.31 | 4.99 | 5.39 | 17.13 | 18.26 | 16.09 | 14.15 | 12.39 | 8.49 | 3.97 | 1.84 | 1.95 | N | South | FC
VOYAGR_2_VOYWD4 |  |  | Voyager Wind 4 | CISO | N | CAISO System |  |  | Wind | WIND | WIND | 21.01 | 21.6 |  |  |  |  | 1 | 24 | 24 |  |  |  |  | 1.15 | 2.47 | 2.67 | 8.48 | 9.04 | 7.97 | 7 | 6.13 | 4.2 | 1.97 | 0.91 | 0.96 | N | South | FC
VSTAES_6_VESBT1 |  |  | Vista Energy Storage | CISO | N | San Diego-IV | San Diego |  | Battery Storage | OTHER | LESR | 40 | 40 | .8 | 40 | 40 | 1 | 1 | 24 | 4 |  |  | 50 | 1 | 10 | 10 | 10 | 10 | 10 | 10 | 10 | 10 | 10 | 10 | 10 | 10 | Y | South | PD | 30.00
WADHAM_6_UNIT |  |  | Wadham Energy LP | CISO | N | CAISO System |  |  | Biomass | STEAM | WASTE TO POWER | 29.07 | 32 |  |  |  |  | 1 | 24 | 24 |  |  |  |  | 25 | 24.83 | 24.03 | 22.2 | 16.53 | 24.4 | 23.93 | 23.44 | 24.37 | 23.6 | 13.83 | 24.61 | N | North | FC
WALCRK_2_CTG1 |  |  | Walnut Creek Energy Park Unit 1 | CISO | N | LA Basin | Western | Y | Peaker | COMBUSTION TURBINE | NATURAL GAS | 97.32 | 102.5 |  |  |  |  | 1 | 24 | 24 |  |  | 96.43 | 1 | 96.43 | 96.43 | 96.43 | 96.43 | 96.43 | 96.43 | 96.43 | 96.43 | 96.43 | 96.43 | 96.43 | 96.43 | Y | South | FC
WALCRK_2_CTG2 |  |  | Walnut Creek Energy Park Unit 2 | CISO | N | LA Basin | Western | Y | Peaker | COMBUSTION TURBINE | NATURAL GAS | 96.91 | 102.5 |  |  |  |  | 1 | 24 | 24 |  |  | 96.91 | 1 | 96.91 | 96.91 | 96.91 | 96.91 | 96.91 | 96.91 | 96.91 | 96.91 | 96.91 | 96.91 | 96.91 | 96.91 | Y | South | FC
WALCRK_2_CTG3 |  |  | Walnut Creek Energy Park Unit 3 | CISO | N | LA Basin | Western | Y | Peaker | COMBUSTION TURBINE | NATURAL GAS | 96.65 | 102.5 |  |  |  |  | 1 | 24 | 24 |  |  | 96.65 | 1 | 96.65 | 96.65 | 96.65 | 96.65 | 96.65 | 96.65 | 96.65 | 96.65 | 96.65 | 96.65 | 96.65 | 96.65 | Y | South | FC
WALCRK_2_CTG4 |  |  | Walnut Creek Energy Park Unit 4 | CISO | N | LA Basin | Western | Y | Peaker | COMBUSTION TURBINE | NATURAL GAS | 96.6 | 102.5 |  |  |  |  | 1 | 24 | 24 |  |  | 96.49 | 1 | 96.49 | 96.49 | 96.49 | 96.49 | 96.49 | 96.49 | 96.49 | 96.49 | 96.49 | 96.49 | 96.49 | 96.49 | Y | South | FC
WALCRK_2_CTG5 |  |  | Walnut Creek Energy Park Unit 5 | CISO | N | LA Basin | Western | Y | Peaker | COMBUSTION TURBINE | NATURAL GAS | 96.65 | 102.5 |  |  |  |  | 1 | 24 | 24 |  |  | 96.65 | 1 | 96.65 | 96.65 | 96.65 | 96.65 | 96.65 | 96.65 | 96.65 | 96.65 | 96.65 | 96.65 | 96.65 | 96.65 | Y | South | FC
WALNUT_2_SOLAR |  |  | Industry MetroLink PV 1 | CISO | N | LA Basin | Western |  | Solar_Fixed | PHOTO VOLTAIC | SUN | 1.5 | 1.6 |  |  |  |  | 1 | 24 | 24 |  |  |  |  | 0 | 0 | 0 | 0 | 0 | 0 | 0 | 0 | 0 | 0 | 0 | 0 | N | South | EO
WALNUT_6_HILLGEN |  |  | Puente Hills | CISO | N | LA Basin | Western |  | Biogas | OTHER | BIOGAS | 47 | 50 |  |  |  |  | 1 | 24 | 24 |  |  |  |  | 22.26 | 22.75 | 22.47 | 21.68 | 21.05 | 21.96 | 22 | 21.88 | 21.69 | 21.18 | 20.96 | 20.91 | N | South | FC
WALNUT_7_WCOVST |  |  | MM West Covina - ST Unit | CISO | N | LA Basin | Western |  | Biogas | STEAM | BIOGAS | 6.5 | 6.5 |  |  |  |  | 1 | 24 | 24 |  |  |  |  | 4.88 | 4.87 | 4.87 | 5.22 | 5.16 | 5.12 | 5.07 | 5.02 | 4.99 | 4.77 | 4.94 | 4.94 | N | South | FC
WARNE_2_UNIT |  |  | WARNE HYDRO AGGREGATE | CISO | N | Big Creek-Ventura |  |  | Hydro | HYDRO | WATER | 76 | 76 |  |  |  |  | 1 | 24 | 24 |  |  | 0 | 1 | 36.6 | 43.28 | 40.96 | 41.95 | 41.04 | 42.33 | 41.36 | 41.31 | 42.75 | 40.96 | 42.17 | 37.59 | Y | South | FC
WAUKNA_1_SOLAR |  |  | Corcoran Solar | CISO | N | Fresno | Herndon, Hanford | Y | Solar_Fixed | PHOTO VOLTAIC | SUN | 20 | 20 |  |  |  |  | 1 | 24 | 24 |  |  |  |  | 0.1 | 0.1 | 0.64 | 0.17 | 5.99 | 7.29 | 12.07 | 10.38 | 1.06 | 0.1 | 0.1 | 0.1 | N | North | FC
WAUKNA_1_SOLAR2 |  |  | Corcoran 2 | CISO | N | Fresno | Herndon, Hanford | Y | Solar_1Axis | PHOTO VOLTAIC | SUN | 19.75 | 19.8 |  |  |  |  | 1 | 24 | 24 |  |  |  |  | 0.1 | 0.1 | 0.6 | 0.2 | 8.63 | 10.82 | 14.75 | 12.38 | 1.03 | 0.1 | 0.1 | 0.1 | N | North | FC
WDLEAF_7_UNIT 1 |  |  | WOODLEAF HYDRO | CISO | N | Sierra | Drum-Rio Oso |  | Hydro | HYDRO | WATER | 60 | 60 |  |  |  |  | 1 | 24 | 24 |  |  | 60 | 1 | 48 | 48 | 49.2 | 55 | 56 | 48 | 48 | 59.9 | 48 | 50.37 | 48 | 48.4 | Y | North | FC
WEBER_6_FORWRD |  |  | Forward | CISO | N | CAISO System |  | Y | Biogas | RECIPROCATING ENGINE | BIOGAS | 4.2 | 4.3 |  |  |  |  | 1 | 24 | 24 |  |  |  |  | 4.02 | 4.04 | 3.76 | 3.4 | 4.02 | 3.98 | 4.01 | 3.88 | 3.96 | 4.05 | 4.05 | 4.01 | N | North | FC
WESCAN_2_BDSBT1 |  |  | Bateria Del Sur | CISO | N | San Diego-IV |  |  | Battery Storage | OTHER | LESR | 131 | 131 | .8 | 524 | 524 | 1 | 1 | 24 | 4 |  |  | 262 | 1 | 131 | 131 | 131 | 131 | 131 | 131 | 131 | 131 | 131 | 131 | 131 | 131 | Y | South | PD | 131.00
WESTPT_2_UNIT |  |  | West Point Hydro Plant | CISO | N | CAISO System |  |  | Hydro | HYDRO | WATER | 14 | 14 |  |  |  |  | 1 | 24 | 24 |  |  | 0 | 1 | 9.55 | 6.79 | 8.2 | 4.52 | 2.3 | 10.8 | 10.54 | 11.4 | 10.34 | 9.94 | 10.72 | 10.16 | Y | North | FC
WFRESN_1_SOLAR |  |  | Joya Del Sol | CISO | N | Fresno |  | Y | Solar_Fixed | PHOTO VOLTAIC | SUN | 1.5 | 1.5 |  |  |  |  | 1 | 24 | 24 |  |  |  |  | 0 | 0 | 0 | 0 | 0 | 0 | 0 | 0 | 0 | 0 | 0 | 0 | N | North | EO
WHEATL_6_LNDFIL |  |  | G2 ENERGY, OSTROM ROAD LLC | CISO | N | Sierra |  |  | Biogas | RECIPROCATING ENGINE | BIOGAS | 3.55 | 3.55 |  |  |  |  | 1 | 24 | 24 |  |  |  |  | 3.41 | 3.19 | 3.38 | 3.25 | 3.25 | 3.02 | 3.23 | 3.11 | 3.29 | 3.36 | 3.29 | 2.84 | N | North | FC
WHITEH_2_MEADDYN1 |  |  | White Hills A | WALC | Y | #N/A |  |  | Wind | WIND | WIND | 50 | 50 |  |  |  |  | 1 | 24 | 24 |  |  | 0 | 1 | 10.03 | 10.61 | 10.03 | 14.65 | 11 | 8.27 | 5 | 3 | 5.82 | 3.39 | 5.15 | 7.53 | 0 | South
WHITEH_2_MEADDYN2 |  |  | White Hills B | WALC | Y | #N/A |  |  | Wind | WIND | WIND | 300 | 300 |  |  |  |  | 1 | 24 | 24 |  |  | 0 | 1 | 60.18 | 63.68 | 60.18 | 87.91 | 66 | 49.64 | 30 | 18 | 34.93 | 20.33 | 30.91 | 45.18 | 0 | South
WHITNY_6_SOLAR |  |  | Whitney Point Solar | CISO | N | Fresno | Coalinga, Panoche 115 kV | Y | Solar_1Axis | PHOTO VOLTAIC | SUN | 20 | 22 |  |  |  |  | 1 | 24 | 24 |  |  |  |  | 0 | 0 | 0 | 0 | 0 | 0 | 0 | 0 | 0 | 0 | 0 | 0 | N | North | EO
WHTWTR_1_WINDA1 |  |  | Whitewater Hill Wind Project | CISO | N | LA Basin | Eastern, Valley-Devers |  | Wind | WIND | WIND | 61.5 | 61.5 |  |  |  |  | 1 | 24 | 24 |  |  |  |  | 3.35 | 7.23 | 7.82 | 24.81 | 26.45 | 23.32 | 20.49 | 17.95 | 12.3 | 5.76 | 2.66 | 2.82 | N | South | FC
WISE_1_UNIT 1 |  |  | Wise Hydro Unit 1 | CISO | N | Sierra | Placer, Gold Hill-Drum, Drum-Rio Oso, South of Rio Oso, South of Palermo |  | Hydro | HYDRO | WATER | 14.5 | 14.5 |  |  |  |  | 1 | 24 | 24 |  |  | 0 | 1 | 3.77 | 4.97 | 5.2 | 6.76 | 8.2 | 7.46 | 8.34 | 8.85 | 7.34 | 4 | 0 | 4.08 | Y | North | FC
WISE_1_UNIT 2 |  |  | WISE HYDRO UNIT 2 | CISO | N | Sierra | Placer, Gold Hill-Drum, Drum-Rio Oso, South of Rio Oso, South of Palermo |  | Hydro | HYDRO | WATER | 3.2 | 3.2 |  |  |  |  | 1 | 24 | 24 |  |  | 0 | 1 | 0 | 0 | 0 | 0 | 0 | 0 | 0 | 0 | 0 | 0 | 0 | 0 | Y | North | FC
WISHON_6_UNITS |  |  | Wishon/San Joaquin #1-A AGGREGATE | CISO | N | Fresno | Borden |  | Hydro | HYDRO | WATER | 18.4 | 18.4 |  |  |  |  | 1 | 24 | 24 |  |  | 0 | 2 | 1.61 | 1.76 | 2.5 | 2.16 | 0.8 | 0.43 | 0 | 0 | 0 | 6.72 | 5.11 | 1.5 | Y | North | FC
WISTER_2_WISSR1 |  |  | Wister Solar | IID | Y | #N/A |  |  | Solar_Fixed | PHOTO VOLTAIC | SUN | 20 | 20 |  |  |  |  | 1 | 24 | 24 |  |  | 0 | 1 | 0.1 | 0.1 | 0.54 | 0.1 | 3.79 | 5.18 | 10.09 | 8.67 | 0.46 | 0.1 | 0.1 | 0.1 | 0 | South
WISTRA_2_WRSSR1 |  |  | Wistaria Ranch Solar | CISO | N | San Diego-IV |  | Y | Solar_1Axis | PHOTO VOLTAIC | SUN | 100 | 100 |  |  |  |  | 1 | 24 | 24 |  |  |  |  | 0.1 | 0.1 | 2.81 | 0.29 | 32.83 | 42.44 | 65.8 | 56.79 | 3.05 | 0.1 | 0.1 | 0.1 | N | South | FC
WLDWD_1_SOLAR1 |  |  | Wildwood Solar I | CISO | N | CAISO System |  | Y | Solar_1Axis | PHOTO VOLTAIC | SUN | 20 | 20 |  |  |  |  | 1 | 24 | 24 |  |  |  |  | 0.1 | 0.1 | 0.61 | 0.21 | 8.74 | 10.96 | 14.93 | 12.54 | 1.04 | 0.1 | 0.1 | 0.1 | N | North | FC
WLDWD_1_SOLAR2 |  |  | Wildwood Solar 2 | CISO | N | CAISO System |  | Y | Solar_1Axis | PHOTO VOLTAIC | SUN | 15 | 15 |  |  |  |  | 1 | 24 | 24 |  |  |  |  | 0.1 | 0.1 | 0.46 | 0.16 | 6.56 | 8.22 | 11.2 | 9.4 | 0.78 | 0.1 | 0.1 | 0.1 | N | North | FC
WNDMAS_2_UNIT 1 |  |  | BUENA VISTA ENERGY, LLC | CISO | N | Bay Area | Contra Costa |  | Wind | WIND | WIND | 38 | 36 |  |  |  |  | 1 | 24 | 24 |  |  |  |  | 1.61 | 2.78 | 3.75 | 11.61 | 18.27 | 11.67 | 14.97 | 8.17 | 2.82 | 0.68 | 1.08 | 1.63 | N | North | FC
WNDSTR_2_WIND |  |  | Windstar | CISO | N | CAISO System |  |  | Wind | WIND | WIND | 120 | 120 |  |  |  |  | 1 | 24 | 24 |  |  |  |  | 6.54 | 14.12 | 15.25 | 48.42 | 51.61 | 45.5 | 39.99 | 35.02 | 24.01 | 11.23 | 5.19 | 5.51 | N | South | FC
WOLFSK_1_UNITA1 |  |  | Wolfskill Energy Center | CISO | N | CAISO System |  | Y | Peaker | COMBUSTION TURBINE | NATURAL GAS | 48.68 | 49.9 |  |  |  |  | 1 | 24 | 24 |  |  | 46.9 | 1 | 46.9 | 46.9 | 46.9 | 46.9 | 46.9 | 46.9 | 46.9 | 46.9 | 46.9 | 46.9 | 46.9 | 46.9 | Y | North | FC
WOODWR_1_HYDRO |  |  | Quinten Luallen | CISO | N | Fresno | Herndon |  | Hydro | HYDRO | WATER | 7.3 | 7.3 |  |  |  |  | 1 | 24 | 24 |  |  |  |  | 0 | 0 | 0 | 0 | 0 | 0 | 0 | 0 | 0 | 0 | 0 | 0 | N | North | EO
WRGTSR_2_WSFSR1 |  |  | Wright Solar Freeman | CISO | N | CAISO System |  | Y | Solar_Fixed | PHOTO VOLTAIC | SUN | 200 | 200 |  |  |  |  | 1 | 24 | 24 |  |  |  |  | 0.1 | 0.1 | 6.45 | 1.68 | 59.94 | 72.87 | 120.71 | 103.83 | 10.64 | 0.23 | 0.1 | 0.1 | N | North | FC
WSENGY_1_UNIT 1 |  |  | Wheelabrator Shasta | CISO | N | CAISO System |  |  | Biomass | STEAM | BIOMASS | 50 | 50 |  |  |  |  | 1 | 24 | 24 |  |  |  |  | 34.04 | 34.05 | 34.05 | 32.98 | 34.04 | 34.04 | 34.2 | 37.12 | 36.18 | 33.92 | 32.97 | 34.06 | N | North | FC
WSNR_2_CVPDYN |  |  | Central Valley 1 | BANC | Y | #N/A |  |  | Hydro | HYDRO | WATER | 10 | 10 |  |  |  |  | 1 | 24 | 24 |  |  |  |  | 10 | 10 | 10 | 10 | 10 | 10 | 10 | 10 | 10 | 10 | 10 | 10 | 0 | North
WSNR_2_TESLADYN |  |  | Central Valley Tesla | BANC | Y | #N/A |  |  | Hydro | HYDRO | WATER | 10 | 10 |  |  |  |  | 1 | 24 | 24 |  |  |  |  | 10 | 10 | 10 | 10 | 10 | 10 | 10 | 10 | 10 | 10 | 10 | 10 | 0 | North
WSNR_5_TRCYDYN |  |  | Central Valley Tracy | BANC | Y | #N/A |  |  | Hydro | HYDRO | WATER | 10 | 10 |  |  |  |  | 1 | 24 | 24 |  |  |  |  | 10 | 10 | 10 | 10 | 10 | 10 | 10 | 10 | 10 | 10 | 10 | 10 | 0 | North
WSTWND_2_M89BT2 |  | WSTWND_2_M89WD2 | Mojave 89 BESS 2B | CISO | N | CAISO System |  |  | Battery Storage | OTHER | LESR | 70.6 | 70.6 | .8 | 282.4 | 282.4 | 1 | 1 | 24 | 4 | 15.53 |  | 0 | 1 | 0 | 0 | 0 | 0 | 0 | 0 | 0 | 0 | 0 | 0 | 0 | 0 | Y | South | EO
WSTWND_2_M89WD2 |  | WSTWND_2_M89BT2 | Mojave 89 Wind | CISO | N | CAISO System |  |  | Wind | WIND | WIND | 82.65 | 82.7 |  |  |  |  | 1 | 24 | 24 | 15.53 |  |  |  | 4.51 | 9.72 | 10.5 | 33.35 | 35.54 | 31.34 | 27.54 | 24.12 | 16.54 | 7.74 | 3.58 | 3.79 | N | South | FC
WSTWND_2_M90WD2 |  |  | Mojave 90 | CISO | N | CAISO System |  |  | Wind | WIND | WIND | 64.82 | 64.9 |  |  |  |  | 1 | 24 | 24 |  |  |  |  | 3.53 | 7.62 | 8.24 | 26.15 | 27.88 | 24.58 | 21.6 | 18.91 | 12.97 | 6.07 | 2.8 | 2.98 | N | South | FC |  | Hybrid - However Wind is FCDS and BESS is EO
WSTWND_2_SBSBT1 |  |  | Sagebrush Solar 2 | CISO | N | CAISO System |  |  | Battery Storage | OTHER | LESR | 80 | 80 | .8 | 320 | 320 | 1 | 1 | 24 | 4 |  |  | 160 | 1 | 80 | 80 | 80 | 80 | 80 | 80 | 80 | 80 | 80 | 80 | 80 | 80 | Y | South | ID | 100% | C12 - Waiting for Mesa-Laguna Bell 230 kV line upgrade project (Max 90 percent PCDS at 200 MW Pmax)
YELPIN_2_YP2BT1 |  | YELPIN_2_YP2SR1 | Yellow Pine 2 BESS | CISO | N | CAISO System |  |  | Paired_BattStorage | OTHER | LESR | 65 | 65 | 0.865 | 260 | 260 | 1 | 1 | 24 | 4 | 125 | FALSE | 130 | 1 | 65 | 65 | 65 | 65 | 65 | 65 | 65 | 65 | 65 | 65 | 65 | 65 | Y | South | ID | 65.00 | Waiting for Lugo-Victorville CRAS - Co-located with YELPIN_2_YP2SR1
YELPIN_2_YP2SR1 |  | YELPIN_2_YP2BT1 | Yellow Pine 2 | CISO | N | CAISO System |  |  | Paired_Solar_1Axis | PHOTO VOLTAIC | SUN | 125 | 125 |  |  |  |  | 1 | 24 | 24 | 125 |  |  |  | 0.1 | 0.1 | 3.51 | 0.37 | 41.04 | 53.05 | 82.25 | 70.99 | 3.81 | 0.1 | 0.1 | 0.1 | N | South | ID | 100% | Waiting for Lugo Victorville CRAS - Co-located with YELPIN_2_YP2BT1
YUBACT_1_SUNSWT |  |  | YUBA CITY COGEN | CISO | N | Sierra | Pease, Drum-Rio Oso |  | Peaker | COMBUSTION TURBINE | NATURAL GAS | 49.97 | 49 |  |  |  |  | 1 | 24 | 24 |  |  | 0 | 1 | 49.97 | 49.97 | 49.97 | 49.97 | 49.97 | 49.97 | 49.97 | 49.97 | 49.97 | 49.97 | 49.97 | 49.97 | Y | North | FC
YUBACT_6_UNITA1 |  |  | Yuba City Energy Center (Calpine) | CISO | N | Sierra | Pease, Drum-Rio Oso |  | Peaker | COMBUSTION TURBINE | NATURAL GAS | 47.16 | 49.9 |  |  |  |  | 1 | 24 | 24 |  |  | 47.16 | 1 | 47.16 | 47.16 | 47.16 | 47.16 | 47.16 | 47.16 | 47.16 | 47.16 | 47.16 | 47.16 | 47.16 | 47.16 | Y | North | FC
ZOND_6_UNIT |  |  | ZOND WINDSYSTEMS INC. | CISO | N | Bay Area | Contra Costa |  | Wind | WIND | WIND | 17.1 | 24.1 |  |  |  |  | 1 | 24 | 24 |  |  |  |  | 0.72 | 1.25 | 1.69 | 5.23 | 8.22 | 5.25 | 6.73 | 3.68 | 1.27 | 0.31 | 0.48 | 0.73 | N | North | FC

## VER Hourly QC
[9 empty] | January | January | January | January | January | January | January | January | January | January | January | January | January | January | January | January | January | January | January | January | January | January | January | January | February | February | February | February | February | February | February | February | February | February | February | February | February | February | February | February | February | February | February | February | February | February | February | February | March | March | March | March | March | March | March | March | March | March | March | March | March | March | March | March | March | March | March | March | March | March | March | March | April | April | April | April | April | April | April | April | April | April | April | April | April | April | April | April | April | April | April | April | April | April | April | April | May | May | May | May | May | May | May | May | May | May | May | May | May | May | May | May | May | May | May | May | May | May | May | May | June | June | June | June | June | June | June | June | June | June | June | June | June | June | June | June | June | June | June | June | June | June | June | June | July | July | July | July | July | July | July | July | July | July | July | July | July | July | July | July | July | July | July | July | July | July | July | July | August | August | August | August | August | August | August | August | August | August | August | August | August | August | August | August | August | August | August | August | August | August | August | August | September | September | September | September | September | September | September | September | September | September | September | September | September | September | September | September | September | September | September | September | September | September | September | September | October | October | October | October | October | October | October | October | October | October | October | October | October | October | October | October | October | October | October | October | October | October | October | October | November | November | November | November | November | November | November | November | November | November | November | November | November | November | November | November | November | November | November | November | November | November | November | November | December | December | December | December | December | December | December | December | December | December | December | December | December | December | December | December | December | December | December | December | December | December | December | December
Resource ID | Hybrid Sub-ID | Resource Type | Category | BAA | Path Designation | Region | Deliverability Status | Pmax/NDC | 1 | 2 | 3 | 4 | 5 | 6 | 7 | 8 | 9 | 10 | 11 | 12 | 13 | 14 | 15 | 16 | 17 | 18 | 19 | 20 | 21 | 22 | 23 | 24 | 1 | 2 | 3 | 4 | 5 | 6 | 7 | 8 | 9 | 10 | 11 | 12 | 13 | 14 | 15 | 16 | 17 | 18 | 19 | 20 | 21 | 22 | 23 | 24 | 1 | 2 | 3 | 4 | 5 | 6 | 7 | 8 | 9 | 10 | 11 | 12 | 13 | 14 | 15 | 16 | 17 | 18 | 19 | 20 | 21 | 22 | 23 | 24 | 1 | 2 | 3 | 4 | 5 | 6 | 7 | 8 | 9 | 10 | 11 | 12 | 13 | 14 | 15 | 16 | 17 | 18 | 19 | 20 | 21 | 22 | 23 | 24 | 1 | 2 | 3 | 4 | 5 | 6 | 7 | 8 | 9 | 10 | 11 | 12 | 13 | 14 | 15 | 16 | 17 | 18 | 19 | 20 | 21 | 22 | 23 | 24 | 1 | 2 | 3 | 4 | 5 | 6 | 7 | 8 | 9 | 10 | 11 | 12 | 13 | 14 | 15 | 16 | 17 | 18 | 19 | 20 | 21 | 22 | 23 | 24 | 1 | 2 | 3 | 4 | 5 | 6 | 7 | 8 | 9 | 10 | 11 | 12 | 13 | 14 | 15 | 16 | 17 | 18 | 19 | 20 | 21 | 22 | 23 | 24 | 1 | 2 | 3 | 4 | 5 | 6 | 7 | 8 | 9 | 10 | 11 | 12 | 13 | 14 | 15 | 16 | 17 | 18 | 19 | 20 | 21 | 22 | 23 | 24 | 1 | 2 | 3 | 4 | 5 | 6 | 7 | 8 | 9 | 10 | 11 | 12 | 13 | 14 | 15 | 16 | 17 | 18 | 19 | 20 | 21 | 22 | 23 | 24 | 1 | 2 | 3 | 4 | 5 | 6 | 7 | 8 | 9 | 10 | 11 | 12 | 13 | 14 | 15 | 16 | 17 | 18 | 19 | 20 | 21 | 22 | 23 | 24 | 1 | 2 | 3 | 4 | 5 | 6 | 7 | 8 | 9 | 10 | 11 | 12 | 13 | 14 | 15 | 16 | 17 | 18 | 19 | 20 | 21 | 22 | 23 | 24 | 1 | 2 | 3 | 4 | 5 | 6 | 7 | 8 | 9 | 10 | 11 | 12 | 13 | 14 | 15 | 16 | 17 | 18 | 19 | 20 | 21 | 22 | 23 | 24
7STDRD_1_SOLAR1 |  | Solar_1Axis | Solar Tracking | CISO | North | Norcal | FC | 20 | 0 | 0 | 0 | 0 | 0 | 0 | 0 | 0.47 | 3.78 | 6.7 | 8.17 | 8.83 | 9.12 | 8.51 | 7.94 | 5.45 | 1.21 | 0 | 0 | 0 | 0 | 0 | 0 | 0 | 0 | 0 | 0 | 0 | 0 | 0 | 0 | 2.54 | 10.33 | 13.25 | 13.2 | 12.6 | 12.45 | 12.42 | 12.69 | 11.02 | 5.75 | 0.31 | 0 | 0 | 0 | 0 | 0 | 0 | 0 | 0 | 0 | 0 | 0 | 0 | 0 | 1.56 | 8.8 | 13.2 | 13.92 | 13.41 | 13.52 | 12.95 | 12.31 | 11.59 | 9.7 | 2.94 | 0.61 | 0 | 0 | 0 | 0 | 0 | 0 | 0 | 0 | 0 | 0 | 0 | 0.16 | 5.14 | 12.28 | 14.45 | 14.37 | 14.15 | 14.62 | 14.54 | 14.27 | 14.46 | 13.61 | 12.09 | 5.2 | 0.21 | 0 | 0 | 0 | 0 | 0 | 0 | 0 | 0 | 0 | 0 | 1.87 | 9.98 | 14.04 | 15.02 | 15.27 | 15.15 | 15.47 | 15.49 | 15.53 | 15.74 | 15.3 | 14.35 | 8.74 | 1.16 | 0 | 0 | 0 | 0 | 0 | 0 | 0 | 0 | 0 | 0.01 | 3.11 | 11.28 | 15.22 | 16.54 | 16.76 | 16.91 | 17.02 | 16.92 | 16.8 | 16.85 | 16.21 | 15.19 | 10.96 | 2.97 | 0.03 | 0 | 0 | 0 | 0 | 0 | 0 | 0 | 0 | 0 | 1.4 | 9.24 | 15.27 | 16.86 | 17.11 | 17.16 | 17.04 | 17.03 | 16.76 | 16.75 | 16.14 | 14.93 | 10.36 | 2.39 | 0.01 | 0 | 0 | 0 | 0 | 0 | 0 | 0 | 0 | 0 | 0.21 | 5.46 | 12.76 | 15.53 | 16.15 | 16.36 | 16.34 | 16.18 | 16.16 | 16.1 | 15.4 | 12.54 | 5.51 | 0.32 | 0 | 0 | 0 | 0 | 0 | 0 | 0 | 0 | 0 | 0 | 0.01 | 2.64 | 10.19 | 13.62 | 14.43 | 14.6 | 14.43 | 14.34 | 14.38 | 14.58 | 13.13 | 8.14 | 1.04 | 0 | 0 | 0 | 0 | 0 | 0 | 0 | 0 | 0 | 0 | 0 | 0 | 0.69 | 6.51 | 11.38 | 12.55 | 12.39 | 11.93 | 12.07 | 12.44 | 12.14 | 9.52 | 2.69 | 0.02 | 0 | 0 | 0 | 0 | 0 | 0 | 0 | 0 | 0 | 0 | 0 | 0.02 | 2.15 | 7.45 | 10.16 | 10.55 | 10.11 | 10.39 | 10.64 | 10.05 | 6.13 | 0.73 | 0 | 0 | 0 | 0 | 0 | 0 | 0 | 0 | 0 | 0 | 0 | 0 | 0 | 0 | 0.5 | 3.75 | 6.13 | 7.34 | 8.04 | 7.92 | 7.63 | 6.42 | 3.42 | 0.4 | 0 | 0 | 0 | 0 | 0 | 0 | 0
ACACIA_6_SOLAR |  | Solar_Fixed | Solar Fixed | CISO | South | Socal | FC | 20 | 0 | 0 | 0 | 0 | 0 | 0 | 0.03 | 2.65 | 8.89 | 12.05 | 13.03 | 13.45 | 13.1 | 12.62 | 10.54 | 6.15 | 0.89 | 0 | 0 | 0 | 0 | 0 | 0 | 0 | 0 | 0 | 0 | 0 | 0 | 0 | 0.22 | 4.93 | 11.69 | 13.93 | 14.9 | 14.95 | 14.69 | 14.14 | 13.01 | 9.99 | 3.87 | 0.1 | 0 | 0 | 0 | 0 | 0 | 0 | 0 | 0 | 0 | 0 | 0 | 0 | 0.04 | 2.83 | 9.86 | 13.67 | 15.01 | 15.26 | 15.08 | 14.71 | 13.84 | 12.23 | 7.72 | 3.59 | 0.54 | 0 | 0 | 0 | 0 | 0 | 0 | 0 | 0 | 0 | 0 | 0 | 0.55 | 5.53 | 11.9 | 14.94 | 16.3 | 16.97 | 17 | 16.65 | 16.22 | 14.88 | 12.66 | 8.68 | 2.17 | 0.03 | 0 | 0 | 0 | 0 | 0 | 0 | 0 | 0 | 0 | 0.03 | 2.29 | 8.4 | 12.75 | 15.15 | 16.84 | 17.51 | 17.6 | 17.41 | 17.06 | 15.89 | 13.89 | 10.08 | 3.79 | 0.25 | 0 | 0 | 0 | 0 | 0 | 0 | 0 | 0 | 0 | 0.07 | 2.81 | 8.58 | 13.02 | 15.55 | 17.22 | 18 | 18.14 | 18.11 | 17.49 | 16.19 | 14.2 | 10.85 | 5.18 | 0.65 | 0 | 0 | 0 | 0 | 0 | 0 | 0 | 0 | 0 | 0 | 1.35 | 5.9 | 10.89 | 14.01 | 16.09 | 17.15 | 17.49 | 17.35 | 16.57 | 15.5 | 13.42 | 10.09 | 4.59 | 0.52 | 0 | 0 | 0 | 0 | 0 | 0 | 0 | 0 | 0 | 0 | 0.6 | 5.31 | 11.33 | 14.56 | 16.55 | 17.58 | 17.91 | 17.62 | 16.88 | 15.37 | 13 | 8.67 | 2.48 | 0.07 | 0 | 0 | 0 | 0 | 0 | 0 | 0 | 0 | 0 | 0 | 0.17 | 4.08 | 10.58 | 14.25 | 16.25 | 17.15 | 17.36 | 17.2 | 16.4 | 14.44 | 11.63 | 5.15 | 0.46 | 0 | 0 | 0 | 0 | 0 | 0 | 0 | 0 | 0 | 0 | 0 | 0.02 | 2.17 | 9.17 | 13.12 | 14.93 | 15.87 | 16.09 | 15.86 | 15.08 | 13.42 | 8.49 | 1.7 | 0.01 | 0 | 0 | 0 | 0 | 0 | 0 | 0 | 0 | 0 | 0 | 0 | 0.49 | 5.4 | 10.8 | 13.43 | 14.33 | 14.67 | 14.22 | 13.46 | 11.08 | 5.06 | 0.34 | 0 | 0 | 0 | 0 | 0 | 0 | 0 | 0 | 0 | 0 | 0 | 0 | 0 | 0.06 | 2.85 | 8 | 10.7 | 11.8 | 12.42 | 12.04 | 11.06 | 9.02 | 4.03 | 0.25 | 0 | 0 | 0 | 0 | 0 | 0 | 0
ADERA_1_SOLAR1 |  | Solar_1Axis | Solar Tracking | CISO | North | Norcal | EO | 20 | 0 | 0 | 0 | 0 | 0 | 0 | 0 | 0.47 | 3.78 | 6.7 | 8.17 | 8.83 | 9.12 | 8.51 | 7.94 | 5.45 | 1.21 | 0 | 0 | 0 | 0 | 0 | 0 | 0 | 0 | 0 | 0 | 0 | 0 | 0 | 0 | 2.54 | 10.33 | 13.25 | 13.2 | 12.6 | 12.45 | 12.42 | 12.69 | 11.02 | 5.75 | 0.31 | 0 | 0 | 0 | 0 | 0 | 0 | 0 | 0 | 0 | 0 | 0 | 0 | 0 | 1.56 | 8.8 | 13.2 | 13.92 | 13.41 | 13.52 | 12.95 | 12.31 | 11.59 | 9.7 | 2.94 | 0.61 | 0 | 0 | 0 | 0 | 0 | 0 | 0 | 0 | 0 | 0 | 0 | 0.16 | 5.14 | 12.28 | 14.45 | 14.37 | 14.15 | 14.62 | 14.54 | 14.27 | 14.46 | 13.61 | 12.09 | 5.2 | 0.21 | 0 | 0 | 0 | 0 | 0 | 0 | 0 | 0 | 0 | 0 | 1.87 | 9.98 | 14.04 | 15.02 | 15.27 | 15.15 | 15.47 | 15.49 | 15.53 | 15.74 | 15.3 | 14.35 | 8.74 | 1.16 | 0 | 0 | 0 | 0 | 0 | 0 | 0 | 0 | 0 | 0.01 | 3.11 | 11.28 | 15.22 | 16.54 | 16.76 | 16.91 | 17.02 | 16.92 | 16.8 | 16.85 | 16.21 | 15.19 | 10.96 | 2.97 | 0.03 | 0 | 0 | 0 | 0 | 0 | 0 | 0 | 0 | 0 | 1.4 | 9.24 | 15.27 | 16.86 | 17.11 | 17.16 | 17.04 | 17.03 | 16.76 | 16.75 | 16.14 | 14.93 | 10.36 | 2.39 | 0.01 | 0 | 0 | 0 | 0 | 0 | 0 | 0 | 0 | 0 | 0.21 | 5.46 | 12.76 | 15.53 | 16.15 | 16.36 | 16.34 | 16.18 | 16.16 | 16.1 | 15.4 | 12.54 | 5.51 | 0.32 | 0 | 0 | 0 | 0 | 0 | 0 | 0 | 0 | 0 | 0 | 0.01 | 2.64 | 10.19 | 13.62 | 14.43 | 14.6 | 14.43 | 14.34 | 14.38 | 14.58 | 13.13 | 8.14 | 1.04 | 0 | 0 | 0 | 0 | 0 | 0 | 0 | 0 | 0 | 0 | 0 | 0 | 0.69 | 6.51 | 11.38 | 12.55 | 12.39 | 11.93 | 12.07 | 12.44 | 12.14 | 9.52 | 2.69 | 0.02 | 0 | 0 | 0 | 0 | 0 | 0 | 0 | 0 | 0 | 0 | 0 | 0.02 | 2.15 | 7.45 | 10.16 | 10.55 | 10.11 | 10.39 | 10.64 | 10.05 | 6.13 | 0.73 | 0 | 0 | 0 | 0 | 0 | 0 | 0 | 0 | 0 | 0 | 0 | 0 | 0 | 0 | 0.5 | 3.75 | 6.13 | 7.34 | 8.04 | 7.92 | 7.63 | 6.42 | 3.42 | 0.4 | 0 | 0 | 0 | 0 | 0 | 0 | 0
ADMEST_6_SOLAR |  | Solar_Fixed | Solar Fixed | CISO | North | Norcal | ID | 19 | 0 | 0 | 0 | 0 | 0 | 0 | 0 | 0.59 | 4.1 | 8.03 | 10.12 | 10.61 | 11.06 | 9.73 | 9.15 | 6.24 | 1.46 | 0 | 0 | 0 | 0 | 0 | 0 | 0 | 0 | 0 | 0 | 0 | 0 | 0 | 0 | 2.18 | 8.48 | 11.68 | 12.81 | 13.11 | 13.45 | 12.67 | 11.8 | 9.58 | 4.85 | 0.35 | 0 | 0 | 0 | 0 | 0 | 0 | 0 | 0 | 0 | 0 | 0 | 0 | 0 | 1.21 | 6.53 | 10.64 | 12.74 | 13.04 | 12.94 | 12.48 | 11.68 | 10.41 | 8.03 | 2.84 | 0.61 | 0 | 0 | 0 | 0 | 0 | 0 | 0 | 0 | 0 | 0 | 0 | 0.11 | 3.38 | 9.53 | 12.9 | 14.4 | 14.96 | 15.45 | 15.18 | 15.12 | 14.44 | 12.78 | 9.74 | 3.75 | 0.16 | 0 | 0 | 0 | 0 | 0 | 0 | 0 | 0 | 0 | 0 | 1.08 | 6.21 | 10.88 | 13.7 | 15.08 | 15.67 | 15.63 | 15.63 | 15.62 | 15.03 | 13.4 | 10.86 | 5.69 | 0.77 | 0 | 0 | 0 | 0 | 0 | 0 | 0 | 0 | 0 | 0.01 | 1.64 | 6.93 | 11.35 | 13.95 | 15.49 | 16.26 | 16.52 | 16.65 | 16.3 | 15.66 | 14 | 11.37 | 6.92 | 1.72 | 0.02 | 0 | 0 | 0 | 0 | 0 | 0 | 0 | 0 | 0 | 0.82 | 5.88 | 11.15 | 14.24 | 15.88 | 16.71 | 17 | 16.85 | 16.48 | 15.67 | 14.13 | 11.47 | 6.89 | 1.51 | 0.01 | 0 | 0 | 0 | 0 | 0 | 0 | 0 | 0 | 0 | 0.16 | 3.65 | 9.68 | 13.35 | 15.34 | 16.21 | 16.39 | 16.37 | 16.06 | 15.26 | 13.41 | 9.86 | 4 | 0.27 | 0 | 0 | 0 | 0 | 0 | 0 | 0 | 0 | 0 | 0 | 0 | 2.04 | 8.13 | 12.29 | 14.37 | 15.15 | 15.47 | 15.29 | 14.98 | 14.17 | 11.74 | 6.61 | 1.01 | 0 | 0 | 0 | 0 | 0 | 0 | 0 | 0 | 0 | 0 | 0 | 0 | 0.65 | 5.83 | 10.62 | 12.64 | 13.28 | 13.47 | 13.36 | 12.98 | 11.73 | 8.52 | 2.6 | 0.02 | 0 | 0 | 0 | 0 | 0 | 0 | 0 | 0 | 0 | 0 | 0 | 0.02 | 2.31 | 7.83 | 11 | 12.26 | 12.49 | 12.42 | 11.72 | 10.27 | 5.87 | 0.78 | 0 | 0 | 0 | 0 | 0 | 0 | 0 | 0 | 0 | 0 | 0 | 0 | 0 | 0 | 0.74 | 4.28 | 7.46 | 9.2 | 9.82 | 9.39 | 8.49 | 7.81 | 4.02 | 0.49 | 0 | 0 | 0 | 0 | 0 | 0 | 0
ADOBEE_1_SOLAR |  | Solar_1Axis | Solar Tracking | CISO | North | Norcal | FC | 20 | 0 | 0 | 0 | 0 | 0 | 0 | 0 | 0.47 | 3.78 | 6.7 | 8.17 | 8.83 | 9.12 | 8.51 | 7.94 | 5.45 | 1.21 | 0 | 0 | 0 | 0 | 0 | 0 | 0 | 0 | 0 | 0 | 0 | 0 | 0 | 0 | 2.54 | 10.33 | 13.25 | 13.2 | 12.6 | 12.45 | 12.42 | 12.69 | 11.02 | 5.75 | 0.31 | 0 | 0 | 0 | 0 | 0 | 0 | 0 | 0 | 0 | 0 | 0 | 0 | 0 | 1.56 | 8.8 | 13.2 | 13.92 | 13.41 | 13.52 | 12.95 | 12.31 | 11.59 | 9.7 | 2.94 | 0.61 | 0 | 0 | 0 | 0 | 0 | 0 | 0 | 0 | 0 | 0 | 0 | 0.16 | 5.14 | 12.28 | 14.45 | 14.37 | 14.15 | 14.62 | 14.54 | 14.27 | 14.46 | 13.61 | 12.09 | 5.2 | 0.21 | 0 | 0 | 0 | 0 | 0 | 0 | 0 | 0 | 0 | 0 | 1.87 | 9.98 | 14.04 | 15.02 | 15.27 | 15.15 | 15.47 | 15.49 | 15.53 | 15.74 | 15.3 | 14.35 | 8.74 | 1.16 | 0 | 0 | 0 | 0 | 0 | 0 | 0 | 0 | 0 | 0.01 | 3.11 | 11.28 | 15.22 | 16.54 | 16.76 | 16.91 | 17.02 | 16.92 | 16.8 | 16.85 | 16.21 | 15.19 | 10.96 | 2.97 | 0.03 | 0 | 0 | 0 | 0 | 0 | 0 | 0 | 0 | 0 | 1.4 | 9.24 | 15.27 | 16.86 | 17.11 | 17.16 | 17.04 | 17.03 | 16.76 | 16.75 | 16.14 | 14.93 | 10.36 | 2.39 | 0.01 | 0 | 0 | 0 | 0 | 0 | 0 | 0 | 0 | 0 | 0.21 | 5.46 | 12.76 | 15.53 | 16.15 | 16.36 | 16.34 | 16.18 | 16.16 | 16.1 | 15.4 | 12.54 | 5.51 | 0.32 | 0 | 0 | 0 | 0 | 0 | 0 | 0 | 0 | 0 | 0 | 0.01 | 2.64 | 10.19 | 13.62 | 14.43 | 14.6 | 14.43 | 14.34 | 14.38 | 14.58 | 13.13 | 8.14 | 1.04 | 0 | 0 | 0 | 0 | 0 | 0 | 0 | 0 | 0 | 0 | 0 | 0 | 0.69 | 6.51 | 11.38 | 12.55 | 12.39 | 11.93 | 12.07 | 12.44 | 12.14 | 9.52 | 2.69 | 0.02 | 0 | 0 | 0 | 0 | 0 | 0 | 0 | 0 | 0 | 0 | 0 | 0.02 | 2.15 | 7.45 | 10.16 | 10.55 | 10.11 | 10.39 | 10.64 | 10.05 | 6.13 | 0.73 | 0 | 0 | 0 | 0 | 0 | 0 | 0 | 0 | 0 | 0 | 0 | 0 | 0 | 0 | 0.5 | 3.75 | 6.13 | 7.34 | 8.04 | 7.92 | 7.63 | 6.42 | 3.42 | 0.4 | 0 | 0 | 0 | 0 | 0 | 0 | 0
AGUCAL_5_SOLAR1 |  | Solar_Fixed | Solar Fixed | CISO | South | Socal | EO | 290 | 0 | 0 | 0 | 0 | 0 | 0 | 0.47 | 38.39 | 128.84 | 174.78 | 188.86 | 195.04 | 189.99 | 182.94 | 152.78 | 89.16 | 12.94 | 0.01 | 0 | 0 | 0 | 0 | 0 | 0 | 0 | 0 | 0 | 0 | 0 | 0 | 3.2 | 71.47 | 169.53 | 201.94 | 216.06 | 216.85 | 212.98 | 205.09 | 188.69 | 144.9 | 56.17 | 1.38 | 0 | 0 | 0 | 0 | 0 | 0 | 0 | 0 | 0 | 0 | 0 | 0 | 0.62 | 41 | 143.03 | 198.26 | 217.63 | 221.32 | 218.59 | 213.34 | 200.64 | 177.4 | 111.92 | 52.03 | 7.84 | 0 | 0 | 0 | 0 | 0 | 0 | 0 | 0 | 0 | 0 | 0 | 7.95 | 80.13 | 172.52 | 216.58 | 236.33 | 246.09 | 246.46 | 241.44 | 235.22 | 215.75 | 183.56 | 125.91 | 31.43 | 0.41 | 0 | 0 | 0 | 0 | 0 | 0 | 0 | 0 | 0 | 0.42 | 33.17 | 121.84 | 184.84 | 219.68 | 244.17 | 253.85 | 255.22 | 252.42 | 247.3 | 230.34 | 201.41 | 146.21 | 54.92 | 3.59 | 0 | 0 | 0 | 0 | 0 | 0 | 0 | 0 | 0 | 1.07 | 40.77 | 124.36 | 188.8 | 225.54 | 249.62 | 260.93 | 262.97 | 262.64 | 253.64 | 234.83 | 205.83 | 157.32 | 75.05 | 9.48 | 0.01 | 0 | 0 | 0 | 0 | 0 | 0 | 0 | 0 | 0.05 | 19.56 | 85.5 | 157.89 | 203.16 | 233.3 | 248.63 | 253.63 | 251.58 | 240.26 | 224.76 | 194.57 | 146.35 | 66.56 | 7.59 | 0.01 | 0 | 0 | 0 | 0 | 0 | 0 | 0 | 0 | 0 | 8.69 | 76.95 | 164.22 | 211.17 | 240 | 254.88 | 259.68 | 255.46 | 244.79 | 222.8 | 188.54 | 125.78 | 35.93 | 0.97 | 0.01 | 0.01 | 0 | 0 | 0 | 0 | 0 | 0 | 0 | 0 | 2.41 | 59.14 | 153.39 | 206.67 | 235.63 | 248.69 | 251.69 | 249.42 | 237.84 | 209.42 | 168.63 | 74.64 | 6.67 | 0.03 | 0 | 0 | 0 | 0 | 0 | 0 | 0 | 0 | 0 | 0 | 0.27 | 31.52 | 132.96 | 190.26 | 216.51 | 230.11 | 233.32 | 229.93 | 218.65 | 194.58 | 123.12 | 24.7 | 0.11 | 0 | 0 | 0 | 0 | 0 | 0 | 0 | 0 | 0 | 0 | 0 | 7.16 | 78.27 | 156.58 | 194.72 | 207.84 | 212.75 | 206.17 | 195.21 | 160.7 | 73.38 | 4.94 | 0 | 0 | 0 | 0 | 0 | 0 | 0 | 0 | 0 | 0 | 0 | 0 | 0 | 0.88 | 41.31 | 115.95 | 155.22 | 171.06 | 180.09 | 174.6 | 160.36 | 130.74 | 58.51 | 3.6 | 0 | 0 | 0 | 0 | 0 | 0 | 0
AKINGS_6_AMESR1 |  | Solar_1Axis | Solar Tracking | CISO | North | Norcal | FC | 123 | 0 | 0 | 0 | 0 | 0 | 0 | 0 | 2.88 | 23.25 | 41.18 | 50.22 | 54.29 | 56.08 | 52.31 | 48.82 | 33.5 | 7.42 | 0 | 0 | 0 | 0 | 0 | 0 | 0 | 0 | 0 | 0 | 0 | 0 | 0 | 0.03 | 15.6 | 63.54 | 81.5 | 81.21 | 77.52 | 76.54 | 76.36 | 78.03 | 67.75 | 35.38 | 1.89 | 0 | 0 | 0 | 0 | 0 | 0 | 0 | 0 | 0 | 0 | 0 | 0 | 0 | 9.59 | 54.1 | 81.21 | 85.61 | 82.49 | 83.17 | 79.64 | 75.72 | 71.27 | 59.68 | 18.08 | 3.75 | 0.01 | 0 | 0 | 0 | 0 | 0 | 0 | 0 | 0 | 0 | 0 | 0.96 | 31.63 | 75.53 | 88.86 | 88.35 | 87.03 | 89.94 | 89.43 | 87.73 | 88.9 | 83.71 | 74.38 | 31.98 | 1.27 | 0 | 0 | 0 | 0 | 0 | 0 | 0 | 0 | 0 | 0.01 | 11.49 | 61.36 | 86.33 | 92.36 | 93.9 | 93.16 | 95.13 | 95.29 | 95.51 | 96.79 | 94.07 | 88.25 | 53.76 | 7.14 | 0 | 0 | 0 | 0 | 0 | 0 | 0 | 0 | 0 | 0.07 | 19.1 | 69.39 | 93.58 | 101.73 | 103.1 | 103.99 | 104.66 | 104.05 | 103.33 | 103.64 | 99.69 | 93.39 | 67.38 | 18.24 | 0.16 | 0 | 0 | 0 | 0 | 0 | 0 | 0 | 0 | 0 | 8.58 | 56.85 | 93.89 | 103.68 | 105.25 | 105.55 | 104.77 | 104.75 | 103.09 | 103.01 | 99.29 | 91.84 | 63.7 | 14.71 | 0.08 | 0 | 0 | 0 | 0 | 0 | 0 | 0 | 0 | 0 | 1.26 | 33.6 | 78.45 | 95.54 | 99.34 | 100.6 | 100.47 | 99.54 | 99.38 | 99.02 | 94.7 | 77.12 | 33.91 | 1.98 | 0 | 0 | 0 | 0 | 0 | 0 | 0 | 0 | 0 | 0 | 0.05 | 16.25 | 62.65 | 83.76 | 88.74 | 89.79 | 88.74 | 88.17 | 88.43 | 89.7 | 80.74 | 50.06 | 6.42 | 0 | 0 | 0 | 0 | 0 | 0 | 0 | 0 | 0 | 0 | 0 | 0 | 4.24 | 40.05 | 70.01 | 77.21 | 76.17 | 73.37 | 74.24 | 76.5 | 74.68 | 58.53 | 16.53 | 0.11 | 0 | 0 | 0 | 0 | 0 | 0 | 0 | 0 | 0 | 0 | 0 | 0.13 | 13.2 | 45.8 | 62.49 | 64.9 | 62.15 | 63.93 | 65.44 | 61.81 | 37.73 | 4.51 | 0 | 0 | 0 | 0 | 0 | 0 | 0 | 0 | 0 | 0 | 0 | 0 | 0 | 0 | 3.1 | 23.04 | 37.71 | 45.17 | 49.45 | 48.72 | 46.93 | 39.46 | 21.03 | 2.47 | 0 | 0 | 0 | 0 | 0 | 0 | 0
ALMASL_2_GS1SR1 |  | Solar_1Axis | Solar Tracking | CISO | South | Socal | FC | 125 | 0 | 0 | 0 | 0 | 0 | 0 | 0.06 | 14.97 | 58.65 | 76.36 | 75.6 | 74.26 | 73.46 | 73.64 | 66.7 | 48.13 | 8.12 | 0 | 0 | 0 | 0 | 0 | 0 | 0 | 0 | 0 | 0 | 0 | 0 | 0 | 0.86 | 32.69 | 79.56 | 87.91 | 85.99 | 85.23 | 84.76 | 81.74 | 79.74 | 72.48 | 30.79 | 1.23 | 0 | 0 | 0 | 0 | 0 | 0 | 0 | 0 | 0 | 0 | 0 | 0 | 0.19 | 21.38 | 74.3 | 91.21 | 91.53 | 89.67 | 88.74 | 88.33 | 83.9 | 77.36 | 57.73 | 21.71 | 3.51 | 0 | 0 | 0 | 0 | 0 | 0 | 0 | 0 | 0 | 0 | 0 | 3.83 | 45.67 | 89.47 | 95.7 | 99.66 | 99.38 | 100.01 | 98.95 | 97.8 | 94.25 | 88.87 | 72.05 | 22.78 | 0.37 | 0 | 0 | 0 | 0 | 0 | 0 | 0 | 0 | 0 | 0.07 | 18.54 | 68.45 | 94.03 | 101.83 | 105.16 | 106.06 | 106.41 | 105.96 | 104.16 | 101.64 | 96.92 | 85.01 | 41.04 | 3.25 | 0 | 0 | 0 | 0 | 0 | 0 | 0 | 0 | 0 | 0.3 | 22.77 | 69.55 | 92.88 | 100.92 | 105.56 | 107.57 | 106.88 | 106.9 | 105.24 | 102.44 | 98.18 | 88.68 | 53.05 | 8.61 | 0 | 0 | 0 | 0 | 0 | 0 | 0 | 0 | 0 | 0.01 | 10.1 | 53.46 | 85.68 | 98.52 | 103.78 | 105.81 | 104.83 | 103.61 | 102.71 | 100.23 | 95.11 | 82.25 | 47.16 | 7.05 | 0 | 0 | 0 | 0 | 0 | 0 | 0 | 0 | 0 | 0 | 3.87 | 42.82 | 84.11 | 98.54 | 103.82 | 106.44 | 106.82 | 104.42 | 99.28 | 96.98 | 89.13 | 70.99 | 25.38 | 0.7 | 0 | 0 | 0 | 0 | 0 | 0 | 0 | 0 | 0 | 0 | 0.62 | 28.56 | 73.1 | 90.05 | 96.47 | 98.24 | 99.88 | 98.04 | 95.26 | 89.1 | 80.76 | 42.87 | 3.81 | 0 | 0 | 0 | 0 | 0 | 0 | 0 | 0 | 0 | 0 | 0 | 0.01 | 12.49 | 61.67 | 82.43 | 86.72 | 87.96 | 87.75 | 86.9 | 88.21 | 82.5 | 62.21 | 13.55 | 0.01 | 0 | 0 | 0 | 0 | 0 | 0 | 0 | 0 | 0 | 0 | 0 | 1.96 | 34.95 | 73.06 | 82.05 | 80.47 | 78.2 | 79.47 | 79.01 | 72.67 | 42.69 | 3.96 | 0 | 0 | 0 | 0 | 0 | 0 | 0 | 0 | 0 | 0 | 0 | 0 | 0 | 0.13 | 16.53 | 52.09 | 65.28 | 64.35 | 61.9 | 64.43 | 63.42 | 58.43 | 31.92 | 2.63 | 0 | 0 | 0 | 0 | 0 | 0 | 0
ALMASL_2_GS4SR4 |  | Solar_1Axis | Solar Tracking | CISO | South | Socal | FC | 100 | 0 | 0 | 0 | 0 | 0 | 0 | 0.05 | 11.98 | 46.92 | 61.09 | 60.48 | 59.41 | 58.77 | 58.91 | 53.36 | 38.5 | 6.5 | 0 | 0 | 0 | 0 | 0 | 0 | 0 | 0 | 0 | 0 | 0 | 0 | 0 | 0.69 | 26.16 | 63.64 | 70.33 | 68.79 | 68.19 | 67.81 | 65.39 | 63.79 | 57.98 | 24.63 | 0.99 | 0 | 0 | 0 | 0 | 0 | 0 | 0 | 0 | 0 | 0 | 0 | 0 | 0.15 | 17.11 | 59.44 | 72.97 | 73.23 | 71.74 | 70.99 | 70.67 | 67.12 | 61.89 | 46.18 | 17.37 | 2.81 | 0 | 0 | 0 | 0 | 0 | 0 | 0 | 0 | 0 | 0 | 0 | 3.06 | 36.53 | 71.58 | 76.56 | 79.73 | 79.5 | 80.01 | 79.16 | 78.24 | 75.4 | 71.1 | 57.64 | 18.23 | 0.29 | 0 | 0 | 0 | 0 | 0 | 0 | 0 | 0 | 0 | 0.06 | 14.83 | 54.76 | 75.22 | 81.46 | 84.13 | 84.85 | 85.13 | 84.76 | 83.33 | 81.32 | 77.54 | 68.01 | 32.83 | 2.6 | 0 | 0 | 0 | 0 | 0 | 0 | 0 | 0 | 0 | 0.24 | 18.21 | 55.64 | 74.3 | 80.74 | 84.44 | 86.06 | 85.5 | 85.52 | 84.19 | 81.95 | 78.55 | 70.95 | 42.44 | 6.89 | 0 | 0 | 0 | 0 | 0 | 0 | 0 | 0 | 0 | 0 | 8.08 | 42.76 | 68.55 | 78.82 | 83.02 | 84.65 | 83.87 | 82.89 | 82.17 | 80.19 | 76.08 | 65.8 | 37.73 | 5.64 | 0 | 0 | 0 | 0 | 0 | 0 | 0 | 0 | 0 | 0 | 3.1 | 34.25 | 67.29 | 78.83 | 83.05 | 85.15 | 85.45 | 83.54 | 79.42 | 77.58 | 71.3 | 56.79 | 20.3 | 0.56 | 0 | 0 | 0 | 0 | 0 | 0 | 0 | 0 | 0 | 0 | 0.49 | 22.84 | 58.48 | 72.04 | 77.18 | 78.59 | 79.9 | 78.43 | 76.21 | 71.28 | 64.61 | 34.3 | 3.05 | 0 | 0 | 0 | 0 | 0 | 0 | 0 | 0 | 0 | 0 | 0 | 0 | 10 | 49.34 | 65.94 | 69.37 | 70.37 | 70.2 | 69.52 | 70.56 | 66 | 49.77 | 10.84 | 0.01 | 0 | 0 | 0 | 0 | 0 | 0 | 0 | 0 | 0 | 0 | 0 | 1.57 | 27.96 | 58.45 | 65.64 | 64.37 | 62.56 | 63.57 | 63.2 | 58.14 | 34.15 | 3.17 | 0 | 0 | 0 | 0 | 0 | 0 | 0 | 0 | 0 | 0 | 0 | 0 | 0 | 0.11 | 13.23 | 41.67 | 52.23 | 51.48 | 49.52 | 51.55 | 50.73 | 46.74 | 25.54 | 2.1 | 0 | 0 | 0 | 0 | 0 | 0 | 0
ALMASL_2_GS6SR6 |  | Paired_Solar_1Axis | Solar Tracking | CISO | South | Socal | FC | 100 | 0 | 0 | 0 | 0 | 0 | 0 | 0.05 | 11.98 | 46.92 | 61.09 | 60.48 | 59.41 | 58.77 | 58.91 | 53.36 | 38.5 | 6.5 | 0 | 0 | 0 | 0 | 0 | 0 | 0 | 0 | 0 | 0 | 0 | 0 | 0 | 0.69 | 26.16 | 63.64 | 70.33 | 68.79 | 68.19 | 67.81 | 65.39 | 63.79 | 57.98 | 24.63 | 0.99 | 0 | 0 | 0 | 0 | 0 | 0 | 0 | 0 | 0 | 0 | 0 | 0 | 0.15 | 17.11 | 59.44 | 72.97 | 73.23 | 71.74 | 70.99 | 70.67 | 67.12 | 61.89 | 46.18 | 17.37 | 2.81 | 0 | 0 | 0 | 0 | 0 | 0 | 0 | 0 | 0 | 0 | 0 | 3.06 | 36.53 | 71.58 | 76.56 | 79.73 | 79.5 | 80.01 | 79.16 | 78.24 | 75.4 | 71.1 | 57.64 | 18.23 | 0.29 | 0 | 0 | 0 | 0 | 0 | 0 | 0 | 0 | 0 | 0.06 | 14.83 | 54.76 | 75.22 | 81.46 | 84.13 | 84.85 | 85.13 | 84.76 | 83.33 | 81.32 | 77.54 | 68.01 | 32.83 | 2.6 | 0 | 0 | 0 | 0 | 0 | 0 | 0 | 0 | 0 | 0.24 | 18.21 | 55.64 | 74.3 | 80.74 | 84.44 | 86.06 | 85.5 | 85.52 | 84.19 | 81.95 | 78.55 | 70.95 | 42.44 | 6.89 | 0 | 0 | 0 | 0 | 0 | 0 | 0 | 0 | 0 | 0 | 8.08 | 42.76 | 68.55 | 78.82 | 83.02 | 84.65 | 83.87 | 82.89 | 82.17 | 80.19 | 76.08 | 65.8 | 37.73 | 5.64 | 0 | 0 | 0 | 0 | 0 | 0 | 0 | 0 | 0 | 0 | 3.1 | 34.25 | 67.29 | 78.83 | 83.05 | 85.15 | 85.45 | 83.54 | 79.42 | 77.58 | 71.3 | 56.79 | 20.3 | 0.56 | 0 | 0 | 0 | 0 | 0 | 0 | 0 | 0 | 0 | 0 | 0.49 | 22.84 | 58.48 | 72.04 | 77.18 | 78.59 | 79.9 | 78.43 | 76.21 | 71.28 | 64.61 | 34.3 | 3.05 | 0 | 0 | 0 | 0 | 0 | 0 | 0 | 0 | 0 | 0 | 0 | 0 | 10 | 49.34 | 65.94 | 69.37 | 70.37 | 70.2 | 69.52 | 70.56 | 66 | 49.77 | 10.84 | 0.01 | 0 | 0 | 0 | 0 | 0 | 0 | 0 | 0 | 0 | 0 | 0 | 1.57 | 27.96 | 58.45 | 65.64 | 64.37 | 62.56 | 63.57 | 63.2 | 58.14 | 34.15 | 3.17 | 0 | 0 | 0 | 0 | 0 | 0 | 0 | 0 | 0 | 0 | 0 | 0 | 0 | 0.11 | 13.23 | 41.67 | 52.23 | 51.48 | 49.52 | 51.55 | 50.73 | 46.74 | 25.54 | 2.1 | 0 | 0 | 0 | 0 | 0 | 0 | 0
ALMASL_2_GS7SR7 |  | Solar_1Axis | Solar Tracking | CISO | South | Socal | FC | 132 | 0 | 0 | 0 | 0 | 0 | 0 | 0.07 | 15.81 | 61.93 | 80.64 | 79.83 | 78.42 | 77.57 | 77.76 | 70.43 | 50.83 | 8.58 | 0 | 0 | 0 | 0 | 0 | 0 | 0 | 0 | 0 | 0 | 0 | 0 | 0 | 0.91 | 34.53 | 84.01 | 92.83 | 90.8 | 90 | 89.51 | 86.31 | 84.21 | 76.54 | 32.51 | 1.3 | 0 | 0 | 0 | 0 | 0 | 0 | 0 | 0 | 0 | 0 | 0 | 0 | 0.2 | 22.58 | 78.46 | 96.32 | 96.66 | 94.69 | 93.71 | 93.28 | 88.6 | 81.69 | 60.96 | 22.93 | 3.7 | 0 | 0 | 0 | 0 | 0 | 0 | 0 | 0 | 0 | 0 | 0 | 4.04 | 48.22 | 94.48 | 101.06 | 105.24 | 104.94 | 105.61 | 104.49 | 103.28 | 99.53 | 93.85 | 76.08 | 24.06 | 0.39 | 0 | 0 | 0 | 0 | 0 | 0 | 0 | 0 | 0 | 0.08 | 19.57 | 72.29 | 99.29 | 107.53 | 111.05 | 112 | 112.37 | 111.89 | 109.99 | 107.34 | 102.35 | 89.77 | 43.34 | 3.44 | 0 | 0 | 0 | 0 | 0 | 0 | 0 | 0 | 0 | 0.32 | 24.04 | 73.45 | 98.08 | 106.57 | 111.47 | 113.6 | 112.86 | 112.88 | 111.13 | 108.17 | 103.68 | 93.65 | 56.02 | 9.09 | 0 | 0 | 0 | 0 | 0 | 0 | 0 | 0 | 0 | 0.01 | 10.66 | 56.45 | 90.48 | 104.04 | 109.59 | 111.73 | 110.7 | 109.41 | 108.46 | 105.85 | 100.43 | 86.85 | 49.8 | 7.45 | 0 | 0 | 0 | 0 | 0 | 0 | 0 | 0 | 0 | 0 | 4.09 | 45.21 | 88.82 | 104.06 | 109.63 | 112.4 | 112.8 | 110.27 | 104.84 | 102.41 | 94.12 | 74.97 | 26.8 | 0.74 | 0 | 0 | 0 | 0 | 0 | 0 | 0 | 0 | 0 | 0 | 0.65 | 30.15 | 77.19 | 95.09 | 101.88 | 103.74 | 105.47 | 103.53 | 100.59 | 94.08 | 85.28 | 45.27 | 4.02 | 0 | 0 | 0 | 0 | 0 | 0 | 0 | 0 | 0 | 0 | 0 | 0.01 | 13.19 | 65.13 | 87.05 | 91.57 | 92.89 | 92.67 | 91.76 | 93.15 | 87.12 | 65.69 | 14.31 | 0.01 | 0 | 0 | 0 | 0 | 0 | 0 | 0 | 0 | 0 | 0 | 0 | 2.07 | 36.91 | 77.15 | 86.65 | 84.97 | 82.57 | 83.92 | 83.43 | 76.74 | 45.08 | 4.18 | 0 | 0 | 0 | 0 | 0 | 0 | 0 | 0 | 0 | 0 | 0 | 0 | 0 | 0.14 | 17.46 | 55 | 68.94 | 67.95 | 65.37 | 68.04 | 66.97 | 61.7 | 33.71 | 2.77 | 0 | 0 | 0 | 0 | 0 | 0 | 0
ALPSLR_1_NTHSLR |  | Solar_Fixed | Solar Fixed | CISO | North | Norcal | FC | 20 | 0 | 0 | 0 | 0 | 0 | 0 | 0 | 0.62 | 4.32 | 8.46 | 10.65 | 11.16 | 11.64 | 10.25 | 9.63 | 6.57 | 1.54 | 0 | 0 | 0 | 0 | 0 | 0 | 0 | 0 | 0 | 0 | 0 | 0 | 0 | 0 | 2.29 | 8.92 | 12.29 | 13.48 | 13.8 | 14.15 | 13.34 | 12.42 | 10.08 | 5.11 | 0.37 | 0 | 0 | 0 | 0 | 0 | 0 | 0 | 0 | 0 | 0 | 0 | 0 | 0 | 1.27 | 6.87 | 11.2 | 13.42 | 13.72 | 13.62 | 13.13 | 12.3 | 10.96 | 8.45 | 2.99 | 0.64 | 0 | 0 | 0 | 0 | 0 | 0 | 0 | 0 | 0 | 0 | 0 | 0.12 | 3.56 | 10.04 | 13.58 | 15.15 | 15.75 | 16.26 | 15.98 | 15.91 | 15.2 | 13.45 | 10.25 | 3.94 | 0.17 | 0 | 0 | 0 | 0 | 0 | 0 | 0 | 0 | 0 | 0 | 1.13 | 6.54 | 11.45 | 14.42 | 15.87 | 16.49 | 16.45 | 16.45 | 16.44 | 15.82 | 14.1 | 11.43 | 5.99 | 0.81 | 0 | 0 | 0 | 0 | 0 | 0 | 0 | 0 | 0 | 0.01 | 1.73 | 7.29 | 11.94 | 14.68 | 16.3 | 17.12 | 17.39 | 17.52 | 17.15 | 16.48 | 14.73 | 11.97 | 7.29 | 1.81 | 0.02 | 0 | 0 | 0 | 0 | 0 | 0 | 0 | 0 | 0 | 0.86 | 6.19 | 11.74 | 14.99 | 16.71 | 17.59 | 17.89 | 17.73 | 17.35 | 16.49 | 14.88 | 12.07 | 7.26 | 1.59 | 0.01 | 0 | 0 | 0 | 0 | 0 | 0 | 0 | 0 | 0 | 0.17 | 3.85 | 10.19 | 14.05 | 16.15 | 17.07 | 17.25 | 17.23 | 16.91 | 16.06 | 14.11 | 10.38 | 4.21 | 0.28 | 0 | 0 | 0 | 0 | 0 | 0 | 0 | 0 | 0 | 0 | 0.01 | 2.15 | 8.56 | 12.94 | 15.13 | 15.95 | 16.28 | 16.1 | 15.77 | 14.91 | 12.36 | 6.96 | 1.06 | 0 | 0 | 0 | 0 | 0 | 0 | 0 | 0 | 0 | 0 | 0 | 0 | 0.69 | 6.13 | 11.18 | 13.3 | 13.98 | 14.18 | 14.06 | 13.66 | 12.34 | 8.97 | 2.73 | 0.02 | 0 | 0 | 0 | 0 | 0 | 0 | 0 | 0 | 0 | 0 | 0 | 0.02 | 2.43 | 8.25 | 11.58 | 12.9 | 13.15 | 13.08 | 12.33 | 10.81 | 6.18 | 0.82 | 0 | 0 | 0 | 0 | 0 | 0 | 0 | 0 | 0 | 0 | 0 | 0 | 0 | 0 | 0.78 | 4.5 | 7.85 | 9.68 | 10.34 | 9.89 | 8.93 | 8.22 | 4.24 | 0.52 | 0 | 0 | 0 | 0 | 0 | 0 | 0
ALPSLR_1_SPSSLR |  | Solar_Fixed | Solar Fixed | CISO | North | Norcal | FC | 50 | 0 | 0 | 0 | 0 | 0 | 0 | 0 | 1.54 | 10.8 | 21.14 | 26.63 | 27.91 | 29.11 | 25.61 | 24.07 | 16.42 | 3.85 | 0 | 0 | 0 | 0 | 0 | 0 | 0 | 0 | 0 | 0 | 0 | 0 | 0 | 0.01 | 5.73 | 22.31 | 30.73 | 33.7 | 34.51 | 35.39 | 33.35 | 31.04 | 25.21 | 12.77 | 0.92 | 0 | 0 | 0 | 0 | 0 | 0 | 0 | 0 | 0 | 0 | 0 | 0 | 0 | 3.17 | 17.17 | 27.99 | 33.54 | 34.31 | 34.04 | 32.83 | 30.74 | 27.4 | 21.12 | 7.48 | 1.61 | 0.01 | 0 | 0 | 0 | 0 | 0 | 0 | 0 | 0 | 0 | 0 | 0.29 | 8.9 | 25.09 | 33.95 | 37.89 | 39.36 | 40.65 | 39.95 | 39.78 | 38 | 33.63 | 25.63 | 9.86 | 0.42 | 0 | 0 | 0 | 0 | 0 | 0 | 0 | 0 | 0 | 0 | 2.83 | 16.35 | 28.63 | 36.05 | 39.69 | 41.23 | 41.13 | 41.12 | 41.11 | 39.56 | 35.26 | 28.57 | 14.98 | 2.01 | 0 | 0 | 0 | 0 | 0 | 0 | 0 | 0 | 0 | 0.02 | 4.33 | 18.24 | 29.86 | 36.71 | 40.76 | 42.79 | 43.47 | 43.81 | 42.88 | 41.2 | 36.83 | 29.93 | 18.22 | 4.52 | 0.05 | 0 | 0 | 0 | 0 | 0 | 0 | 0 | 0 | 0 | 2.15 | 15.48 | 29.34 | 37.47 | 41.79 | 43.98 | 44.73 | 44.33 | 43.37 | 41.23 | 37.19 | 30.18 | 18.14 | 3.96 | 0.02 | 0 | 0 | 0 | 0 | 0 | 0 | 0 | 0 | 0 | 0.42 | 9.61 | 25.47 | 35.13 | 40.37 | 42.66 | 43.12 | 43.09 | 42.27 | 40.15 | 35.28 | 25.96 | 10.53 | 0.7 | 0 | 0 | 0 | 0 | 0 | 0 | 0 | 0 | 0 | 0 | 0.01 | 5.38 | 21.41 | 32.35 | 37.82 | 39.86 | 40.7 | 40.24 | 39.42 | 37.28 | 30.9 | 17.39 | 2.66 | 0 | 0 | 0 | 0 | 0 | 0 | 0 | 0 | 0 | 0 | 0 | 0 | 1.71 | 15.34 | 27.96 | 33.26 | 34.95 | 35.45 | 35.16 | 34.15 | 30.86 | 22.41 | 6.83 | 0.06 | 0 | 0 | 0 | 0 | 0 | 0 | 0 | 0 | 0 | 0 | 0 | 0.05 | 6.08 | 20.62 | 28.94 | 32.25 | 32.88 | 32.69 | 30.84 | 27.03 | 15.46 | 2.05 | 0 | 0 | 0 | 0 | 0 | 0 | 0 | 0 | 0 | 0 | 0 | 0 | 0 | 0 | 1.95 | 11.26 | 19.62 | 24.2 | 25.85 | 24.72 | 22.33 | 20.54 | 10.59 | 1.29 | 0 | 0 | 0 | 0 | 0 | 0 | 0
ALT6DN_2_WIND7 |  | Wind | Wind | CISO | South | Socal | FC | 164.31 | 8.62 | 9.13 | 8.61 | 8.2 | 9.17 | 8.92 | 9.15 | 8.39 | 7.29 | 8.27 | 7.36 | 8.06 | 9.05 | 8.26 | 9.1 | 9.08 | 7.76 | 7.49 | 8.96 | 8.46 | 8.35 | 9.16 | 7.91 | 8.35 | 15.93 | 15.19 | 17.42 | 16.98 | 14.34 | 15.2 | 14.97 | 12.27 | 12.83 | 14.17 | 17.64 | 18.28 | 16.48 | 15.25 | 19.47 | 19.95 | 19.57 | 20.45 | 19.33 | 21.02 | 24.13 | 20.85 | 18.34 | 18.04 | 17.74 | 16.66 | 14.61 | 14.48 | 14.77 | 14.72 | 14.76 | 12.14 | 9.38 | 9.35 | 9.52 | 10.77 | 13.06 | 14.09 | 15.92 | 15.53 | 20.81 | 22.15 | 20.88 | 22.45 | 21.77 | 22.32 | 18.41 | 17.44 | 60.68 | 62.94 | 57.49 | 52.58 | 49.17 | 43.95 | 36.26 | 29.91 | 21.83 | 19.45 | 19.31 | 19.25 | 18.73 | 21.86 | 32.79 | 45.3 | 53.84 | 60.46 | 64.88 | 66.3 | 66.3 | 66.89 | 63.76 | 63.74 | 70.97 | 67.27 | 64.3 | 64.26 | 56.6 | 45.49 | 34.85 | 26.21 | 19.43 | 14.49 | 10.9 | 10.49 | 9 | 12.47 | 20.75 | 33.5 | 52.25 | 62.55 | 70.66 | 68.13 | 68.84 | 72.71 | 71.65 | 73.21 | 73.01 | 71.27 | 66.29 | 60.53 | 55.25 | 44.6 | 34.89 | 25.62 | 15.74 | 11.4 | 8.18 | 9.52 | 10.31 | 12.11 | 19.9 | 31.81 | 45.91 | 54.23 | 62.3 | 69.84 | 76.27 | 76.02 | 75.11 | 75.68 | 68.75 | 64.59 | 60.91 | 53.65 | 44.46 | 38.22 | 28.41 | 18.36 | 9.35 | 6.24 | 5.34 | 6.3 | 8.39 | 12.3 | 20.1 | 29.97 | 43.08 | 54.75 | 63.28 | 69.08 | 74.77 | 76.6 | 74.19 | 71.54 | 61.54 | 59.67 | 54.76 | 46.81 | 37.72 | 32.88 | 24.19 | 17.44 | 10.71 | 7.33 | 5.74 | 6.38 | 8.64 | 12.16 | 18.69 | 27.26 | 37.4 | 47.95 | 54.02 | 65.5 | 69.45 | 69.22 | 66.97 | 63.87 | 31.05 | 28.62 | 25.93 | 20.19 | 16.62 | 12.02 | 9.65 | 6.66 | 5.55 | 5.58 | 6.4 | 8.51 | 9.89 | 11.74 | 14.58 | 18 | 20.36 | 26.86 | 32.87 | 39.46 | 39.49 | 39.43 | 37.05 | 33.87 | 16.18 | 15 | 15.21 | 14.97 | 13.72 | 11.28 | 9.1 | 7.54 | 5.03 | 4.52 | 4.83 | 6.03 | 7.12 | 7.13 | 7.25 | 8.36 | 10.67 | 12.75 | 15.38 | 17.71 | 19.56 | 19.9 | 18.39 | 15.83 | 7.25 | 6.42 | 6.57 | 6.67 | 6.77 | 6.86 | 6.55 | 5.9 | 5.37 | 5.86 | 6.38 | 7.27 | 6.9 | 7.3 | 7.36 | 6.16 | 5.59 | 7.11 | 8.94 | 9.64 | 10.27 | 7.62 | 8.07 | 7.78 | 6.12 | 5.95 | 5.83 | 6.69 | 6.55 | 6.66 | 6.6 | 6.15 | 5.76 | 5.74 | 5.71 | 6.23 | 6.19 | 5.72 | 5.45 | 5.72 | 6.33 | 6.67 | 7.54 | 7.07 | 8 | 7.2 | 6.79 | 6.74
ALT6DS_2_WIND9 |  | Wind | Wind | CISO | South | Socal | FC | 132 | 6.93 | 7.34 | 6.92 | 6.59 | 7.37 | 7.16 | 7.35 | 6.74 | 5.86 | 6.64 | 5.91 | 6.47 | 7.27 | 6.63 | 7.31 | 7.29 | 6.24 | 6.01 | 7.2 | 6.8 | 6.71 | 7.36 | 6.35 | 6.7 | 12.8 | 12.2 | 14 | 13.64 | 11.52 | 12.21 | 12.02 | 9.86 | 10.31 | 11.38 | 14.17 | 14.68 | 13.24 | 12.25 | 15.64 | 16.03 | 15.72 | 16.43 | 15.53 | 16.89 | 19.38 | 16.75 | 14.73 | 14.5 | 14.25 | 13.38 | 11.74 | 11.63 | 11.87 | 11.83 | 11.86 | 9.75 | 7.54 | 7.51 | 7.64 | 8.65 | 10.49 | 11.32 | 12.79 | 12.48 | 16.72 | 17.79 | 16.77 | 18.04 | 17.49 | 17.93 | 14.79 | 14.01 | 48.75 | 50.56 | 46.19 | 42.24 | 39.5 | 35.31 | 29.13 | 24.03 | 17.54 | 15.63 | 15.51 | 15.46 | 15.05 | 17.56 | 26.34 | 36.39 | 43.25 | 48.57 | 52.12 | 53.26 | 53.27 | 53.74 | 51.22 | 51.2 | 57.01 | 54.04 | 51.66 | 51.63 | 45.47 | 36.54 | 28 | 21.06 | 15.61 | 11.64 | 8.75 | 8.43 | 7.23 | 10.02 | 16.67 | 26.92 | 41.98 | 50.25 | 56.77 | 54.73 | 55.3 | 58.41 | 57.56 | 58.82 | 58.66 | 57.25 | 53.25 | 48.62 | 44.39 | 35.83 | 28.03 | 20.59 | 12.65 | 9.16 | 6.57 | 7.65 | 8.28 | 9.73 | 15.99 | 25.55 | 36.88 | 43.57 | 50.05 | 56.11 | 61.27 | 61.07 | 60.34 | 60.79 | 55.23 | 51.89 | 48.93 | 43.1 | 35.72 | 30.7 | 22.82 | 14.75 | 7.51 | 5.01 | 4.29 | 5.06 | 6.74 | 9.88 | 16.15 | 24.08 | 34.61 | 43.99 | 50.84 | 55.49 | 60.07 | 61.54 | 59.6 | 57.47 | 49.44 | 47.94 | 43.99 | 37.61 | 30.3 | 26.42 | 19.43 | 14.01 | 8.6 | 5.89 | 4.61 | 5.13 | 6.94 | 9.77 | 15.01 | 21.9 | 30.04 | 38.52 | 43.4 | 52.62 | 55.8 | 55.61 | 53.8 | 51.31 | 24.94 | 22.99 | 20.83 | 16.22 | 13.35 | 9.66 | 7.75 | 5.35 | 4.46 | 4.48 | 5.14 | 6.84 | 7.94 | 9.43 | 11.71 | 14.46 | 16.36 | 21.58 | 26.41 | 31.7 | 31.72 | 31.67 | 29.77 | 27.21 | 13 | 12.05 | 12.22 | 12.03 | 11.02 | 9.06 | 7.31 | 6.06 | 4.04 | 3.63 | 3.88 | 4.85 | 5.72 | 5.73 | 5.82 | 6.72 | 8.57 | 10.24 | 12.36 | 14.23 | 15.71 | 15.99 | 14.78 | 12.71 | 5.82 | 5.15 | 5.27 | 5.36 | 5.44 | 5.51 | 5.26 | 4.74 | 4.31 | 4.71 | 5.13 | 5.84 | 5.54 | 5.86 | 5.91 | 4.95 | 4.49 | 5.71 | 7.19 | 7.74 | 8.25 | 6.12 | 6.49 | 6.25 | 4.92 | 4.78 | 4.69 | 5.38 | 5.26 | 5.35 | 5.3 | 4.94 | 4.63 | 4.61 | 4.58 | 5.01 | 4.97 | 4.6 | 4.38 | 4.59 | 5.09 | 5.36 | 6.06 | 5.68 | 6.43 | 5.78 | 5.46 | 5.41
ALTA3A_2_CPCE4 |  | Wind | Wind | CISO | South | Socal | FC | 102 | 5.35 | 5.67 | 5.34 | 5.09 | 5.69 | 5.54 | 5.68 | 5.21 | 4.53 | 5.13 | 4.57 | 5 | 5.62 | 5.12 | 5.65 | 5.63 | 4.82 | 4.65 | 5.56 | 5.25 | 5.18 | 5.69 | 4.91 | 5.18 | 9.89 | 9.43 | 10.81 | 10.54 | 8.9 | 9.44 | 9.29 | 7.62 | 7.96 | 8.8 | 10.95 | 11.35 | 10.23 | 9.47 | 12.09 | 12.39 | 12.15 | 12.7 | 12 | 13.05 | 14.98 | 12.94 | 11.39 | 11.2 | 11.01 | 10.34 | 9.07 | 8.99 | 9.17 | 9.14 | 9.16 | 7.54 | 5.82 | 5.81 | 5.91 | 6.68 | 8.1 | 8.75 | 9.88 | 9.64 | 12.92 | 13.75 | 12.96 | 13.94 | 13.51 | 13.86 | 11.43 | 10.83 | 37.67 | 39.07 | 35.69 | 32.64 | 30.52 | 27.28 | 22.51 | 18.57 | 13.55 | 12.07 | 11.98 | 11.95 | 11.63 | 13.57 | 20.35 | 28.12 | 33.42 | 37.53 | 40.27 | 41.16 | 41.16 | 41.52 | 39.58 | 39.57 | 44.06 | 41.76 | 39.92 | 39.89 | 35.14 | 28.24 | 21.64 | 16.27 | 12.06 | 9 | 6.76 | 6.51 | 5.59 | 7.74 | 12.88 | 20.8 | 32.44 | 38.83 | 43.86 | 42.29 | 42.73 | 45.14 | 44.48 | 45.45 | 45.33 | 44.24 | 41.15 | 37.57 | 34.3 | 27.69 | 21.66 | 15.91 | 9.77 | 7.08 | 5.08 | 5.91 | 6.4 | 7.52 | 12.35 | 19.75 | 28.5 | 33.66 | 38.67 | 43.35 | 47.35 | 47.19 | 46.63 | 46.98 | 42.68 | 40.1 | 37.81 | 33.3 | 27.6 | 23.73 | 17.63 | 11.4 | 5.8 | 3.87 | 3.31 | 3.91 | 5.21 | 7.63 | 12.48 | 18.6 | 26.74 | 33.99 | 39.28 | 42.88 | 46.41 | 47.55 | 46.06 | 44.41 | 38.2 | 37.04 | 33.99 | 29.06 | 23.41 | 20.41 | 15.02 | 10.83 | 6.65 | 4.55 | 3.57 | 3.96 | 5.36 | 7.55 | 11.6 | 16.92 | 23.21 | 29.76 | 33.53 | 40.66 | 43.12 | 42.97 | 41.57 | 39.65 | 19.27 | 17.77 | 16.1 | 12.53 | 10.32 | 7.46 | 5.99 | 4.14 | 3.45 | 3.46 | 3.97 | 5.29 | 6.14 | 7.29 | 9.05 | 11.18 | 12.64 | 16.67 | 20.41 | 24.49 | 24.51 | 24.48 | 23 | 21.03 | 10.05 | 9.31 | 9.44 | 9.29 | 8.52 | 7 | 5.65 | 4.68 | 3.13 | 2.81 | 3 | 3.75 | 4.42 | 4.43 | 4.5 | 5.19 | 6.62 | 7.91 | 9.55 | 11 | 12.14 | 12.35 | 11.42 | 9.82 | 4.5 | 3.98 | 4.08 | 4.14 | 4.2 | 4.26 | 4.07 | 3.66 | 3.33 | 3.64 | 3.96 | 4.51 | 4.28 | 4.53 | 4.57 | 3.82 | 3.47 | 4.41 | 5.55 | 5.98 | 6.38 | 4.73 | 5.01 | 4.83 | 3.8 | 3.69 | 3.62 | 4.16 | 4.07 | 4.13 | 4.1 | 3.82 | 3.58 | 3.57 | 3.54 | 3.87 | 3.84 | 3.55 | 3.38 | 3.55 | 3.93 | 4.14 | 4.68 | 4.39 | 4.97 | 4.47 | 4.22 | 4.18
ALTA3A_2_CPCE5 |  | Wind | Wind | CISO | South | Socal | FC | 168 | 8.82 | 9.34 | 8.8 | 8.39 | 9.38 | 9.12 | 9.35 | 8.58 | 7.45 | 8.46 | 7.52 | 8.24 | 9.25 | 8.44 | 9.3 | 9.28 | 7.94 | 7.66 | 9.16 | 8.65 | 8.54 | 9.37 | 8.08 | 8.53 | 16.29 | 15.53 | 17.81 | 17.36 | 14.66 | 15.54 | 15.3 | 12.55 | 13.12 | 14.49 | 18.04 | 18.69 | 16.85 | 15.59 | 19.9 | 20.4 | 20.01 | 20.91 | 19.76 | 21.49 | 24.67 | 21.31 | 18.75 | 18.45 | 18.14 | 17.03 | 14.94 | 14.81 | 15.1 | 15.05 | 15.09 | 12.41 | 9.59 | 9.56 | 9.73 | 11.01 | 13.35 | 14.41 | 16.28 | 15.88 | 21.28 | 22.65 | 21.35 | 22.96 | 22.25 | 22.82 | 18.82 | 17.83 | 62.05 | 64.35 | 58.78 | 53.76 | 50.27 | 44.94 | 37.07 | 30.58 | 22.33 | 19.89 | 19.74 | 19.68 | 19.16 | 22.35 | 33.52 | 46.32 | 55.05 | 61.82 | 66.33 | 67.78 | 67.79 | 68.39 | 65.19 | 65.17 | 72.56 | 68.78 | 65.74 | 65.71 | 57.87 | 46.51 | 35.64 | 26.8 | 19.87 | 14.82 | 11.14 | 10.73 | 9.2 | 12.75 | 21.21 | 34.26 | 53.43 | 63.96 | 72.25 | 69.66 | 70.39 | 74.34 | 73.26 | 74.86 | 74.65 | 72.87 | 67.78 | 61.88 | 56.49 | 45.6 | 35.67 | 26.2 | 16.1 | 11.66 | 8.36 | 9.74 | 10.54 | 12.38 | 20.35 | 32.52 | 46.94 | 55.45 | 63.69 | 71.41 | 77.98 | 77.72 | 76.8 | 77.37 | 70.29 | 66.04 | 62.28 | 54.85 | 45.46 | 39.08 | 29.05 | 18.77 | 9.56 | 6.38 | 5.46 | 6.44 | 8.58 | 12.57 | 20.55 | 30.64 | 44.04 | 55.98 | 64.7 | 70.63 | 76.45 | 78.32 | 75.86 | 73.14 | 62.92 | 61.01 | 55.99 | 47.86 | 38.56 | 33.62 | 24.73 | 17.83 | 10.95 | 7.5 | 5.87 | 6.52 | 8.83 | 12.44 | 19.11 | 27.87 | 38.23 | 49.02 | 55.23 | 66.97 | 71.01 | 70.78 | 68.47 | 65.3 | 31.74 | 29.26 | 26.51 | 20.64 | 16.99 | 12.29 | 9.87 | 6.81 | 5.68 | 5.7 | 6.54 | 8.7 | 10.11 | 12.01 | 14.91 | 18.41 | 20.82 | 27.46 | 33.61 | 40.34 | 40.37 | 40.31 | 37.89 | 34.63 | 16.55 | 15.34 | 15.55 | 15.31 | 14.03 | 11.54 | 9.31 | 7.71 | 5.15 | 4.62 | 4.94 | 6.17 | 7.28 | 7.29 | 7.41 | 8.55 | 10.91 | 13.03 | 15.73 | 18.11 | 20 | 20.35 | 18.81 | 16.18 | 7.41 | 6.56 | 6.71 | 6.82 | 6.92 | 7.02 | 6.7 | 6.03 | 5.49 | 5.99 | 6.53 | 7.43 | 7.06 | 7.46 | 7.53 | 6.3 | 5.72 | 7.27 | 9.14 | 9.86 | 10.5 | 7.79 | 8.26 | 7.95 | 6.26 | 6.08 | 5.96 | 6.84 | 6.7 | 6.81 | 6.75 | 6.29 | 5.89 | 5.87 | 5.84 | 6.37 | 6.33 | 5.85 | 5.57 | 5.85 | 6.47 | 6.82 | 7.71 | 7.22 | 8.18 | 7.36 | 6.95 | 6.89
ALTA3A_2_CPCE8 |  | Wind | Wind | CISO | South | Socal | FC | 150 | 7.87 | 8.34 | 7.86 | 7.49 | 8.37 | 8.14 | 8.35 | 7.66 | 6.66 | 7.55 | 6.71 | 7.36 | 8.26 | 7.54 | 8.31 | 8.29 | 7.09 | 6.84 | 8.18 | 7.72 | 7.62 | 8.37 | 7.22 | 7.62 | 14.54 | 13.87 | 15.9 | 15.5 | 13.09 | 13.88 | 13.66 | 11.2 | 11.71 | 12.94 | 16.11 | 16.68 | 15.04 | 13.92 | 17.77 | 18.21 | 17.86 | 18.67 | 17.64 | 19.19 | 22.03 | 19.03 | 16.74 | 16.47 | 16.2 | 15.21 | 13.34 | 13.22 | 13.49 | 13.44 | 13.47 | 11.08 | 8.56 | 8.54 | 8.69 | 9.83 | 11.92 | 12.87 | 14.54 | 14.18 | 19 | 20.22 | 19.06 | 20.5 | 19.87 | 20.38 | 16.8 | 15.92 | 55.4 | 57.46 | 52.48 | 48 | 44.89 | 40.12 | 33.1 | 27.31 | 19.93 | 17.76 | 17.62 | 17.57 | 17.1 | 19.96 | 29.93 | 41.35 | 49.15 | 55.19 | 59.23 | 60.52 | 60.53 | 61.06 | 58.21 | 58.19 | 64.79 | 61.41 | 58.7 | 58.67 | 51.67 | 41.53 | 31.82 | 23.93 | 17.74 | 13.23 | 9.95 | 9.58 | 8.21 | 11.39 | 18.94 | 30.59 | 47.7 | 57.11 | 64.51 | 62.2 | 62.85 | 66.38 | 65.41 | 66.84 | 66.66 | 65.06 | 60.51 | 55.25 | 50.44 | 40.72 | 31.85 | 23.39 | 14.37 | 10.41 | 7.46 | 8.69 | 9.41 | 11.06 | 18.17 | 29.04 | 41.91 | 49.51 | 56.87 | 63.76 | 69.63 | 69.4 | 68.57 | 69.08 | 62.76 | 58.97 | 55.61 | 48.98 | 40.59 | 34.89 | 25.93 | 16.76 | 8.54 | 5.7 | 4.87 | 5.75 | 7.66 | 11.23 | 18.35 | 27.36 | 39.32 | 49.98 | 57.77 | 63.06 | 68.26 | 69.93 | 67.73 | 65.31 | 56.18 | 54.48 | 49.99 | 42.74 | 34.43 | 30.02 | 22.08 | 15.92 | 9.77 | 6.69 | 5.24 | 5.82 | 7.88 | 11.1 | 17.06 | 24.88 | 34.14 | 43.77 | 49.31 | 59.8 | 63.41 | 63.19 | 61.13 | 58.3 | 28.34 | 26.13 | 23.67 | 18.43 | 15.17 | 10.98 | 8.81 | 6.08 | 5.07 | 5.09 | 5.84 | 7.77 | 9.02 | 10.72 | 13.31 | 16.44 | 18.59 | 24.52 | 30.01 | 36.02 | 36.05 | 35.99 | 33.83 | 30.92 | 14.77 | 13.69 | 13.89 | 13.67 | 12.52 | 10.3 | 8.31 | 6.88 | 4.6 | 4.13 | 4.41 | 5.51 | 6.5 | 6.51 | 6.61 | 7.64 | 9.74 | 11.64 | 14.04 | 16.17 | 17.85 | 18.17 | 16.79 | 14.45 | 6.61 | 5.86 | 5.99 | 6.09 | 6.18 | 6.27 | 5.98 | 5.38 | 4.9 | 5.35 | 5.83 | 6.64 | 6.3 | 6.66 | 6.72 | 5.62 | 5.1 | 6.49 | 8.17 | 8.8 | 9.38 | 6.96 | 7.37 | 7.1 | 5.59 | 5.43 | 5.32 | 6.11 | 5.98 | 6.08 | 6.03 | 5.62 | 5.26 | 5.24 | 5.21 | 5.69 | 5.65 | 5.22 | 4.98 | 5.22 | 5.78 | 6.09 | 6.89 | 6.45 | 7.3 | 6.57 | 6.2 | 6.15
ALTA4A_2_CPCW1 |  | Wind | Wind | CISO | South | Socal | FC | 150 | 7.87 | 8.34 | 7.86 | 7.49 | 8.37 | 8.14 | 8.35 | 7.66 | 6.66 | 7.55 | 6.71 | 7.36 | 8.26 | 7.54 | 8.31 | 8.29 | 7.09 | 6.84 | 8.18 | 7.72 | 7.62 | 8.37 | 7.22 | 7.62 | 14.54 | 13.87 | 15.9 | 15.5 | 13.09 | 13.88 | 13.66 | 11.2 | 11.71 | 12.94 | 16.11 | 16.68 | 15.04 | 13.92 | 17.77 | 18.21 | 17.86 | 18.67 | 17.64 | 19.19 | 22.03 | 19.03 | 16.74 | 16.47 | 16.2 | 15.21 | 13.34 | 13.22 | 13.49 | 13.44 | 13.47 | 11.08 | 8.56 | 8.54 | 8.69 | 9.83 | 11.92 | 12.87 | 14.54 | 14.18 | 19 | 20.22 | 19.06 | 20.5 | 19.87 | 20.38 | 16.8 | 15.92 | 55.4 | 57.46 | 52.48 | 48 | 44.89 | 40.12 | 33.1 | 27.31 | 19.93 | 17.76 | 17.62 | 17.57 | 17.1 | 19.96 | 29.93 | 41.35 | 49.15 | 55.19 | 59.23 | 60.52 | 60.53 | 61.06 | 58.21 | 58.19 | 64.79 | 61.41 | 58.7 | 58.67 | 51.67 | 41.53 | 31.82 | 23.93 | 17.74 | 13.23 | 9.95 | 9.58 | 8.21 | 11.39 | 18.94 | 30.59 | 47.7 | 57.11 | 64.51 | 62.2 | 62.85 | 66.38 | 65.41 | 66.84 | 66.66 | 65.06 | 60.51 | 55.25 | 50.44 | 40.72 | 31.85 | 23.39 | 14.37 | 10.41 | 7.46 | 8.69 | 9.41 | 11.06 | 18.17 | 29.04 | 41.91 | 49.51 | 56.87 | 63.76 | 69.63 | 69.4 | 68.57 | 69.08 | 62.76 | 58.97 | 55.61 | 48.98 | 40.59 | 34.89 | 25.93 | 16.76 | 8.54 | 5.7 | 4.87 | 5.75 | 7.66 | 11.23 | 18.35 | 27.36 | 39.32 | 49.98 | 57.77 | 63.06 | 68.26 | 69.93 | 67.73 | 65.31 | 56.18 | 54.48 | 49.99 | 42.74 | 34.43 | 30.02 | 22.08 | 15.92 | 9.77 | 6.69 | 5.24 | 5.82 | 7.88 | 11.1 | 17.06 | 24.88 | 34.14 | 43.77 | 49.31 | 59.8 | 63.41 | 63.19 | 61.13 | 58.3 | 28.34 | 26.13 | 23.67 | 18.43 | 15.17 | 10.98 | 8.81 | 6.08 | 5.07 | 5.09 | 5.84 | 7.77 | 9.02 | 10.72 | 13.31 | 16.44 | 18.59 | 24.52 | 30.01 | 36.02 | 36.05 | 35.99 | 33.83 | 30.92 | 14.77 | 13.69 | 13.89 | 13.67 | 12.52 | 10.3 | 8.31 | 6.88 | 4.6 | 4.13 | 4.41 | 5.51 | 6.5 | 6.51 | 6.61 | 7.64 | 9.74 | 11.64 | 14.04 | 16.17 | 17.85 | 18.17 | 16.79 | 14.45 | 6.61 | 5.86 | 5.99 | 6.09 | 6.18 | 6.27 | 5.98 | 5.38 | 4.9 | 5.35 | 5.83 | 6.64 | 6.3 | 6.66 | 6.72 | 5.62 | 5.1 | 6.49 | 8.17 | 8.8 | 9.38 | 6.96 | 7.37 | 7.1 | 5.59 | 5.43 | 5.32 | 6.11 | 5.98 | 6.08 | 6.03 | 5.62 | 5.26 | 5.24 | 5.21 | 5.69 | 5.65 | 5.22 | 4.98 | 5.22 | 5.78 | 6.09 | 6.89 | 6.45 | 7.3 | 6.57 | 6.2 | 6.15
ALTA4B_2_CPCW2 |  | Wind | Wind | CISO | South | Socal | FC | 150 | 7.87 | 8.34 | 7.86 | 7.49 | 8.37 | 8.14 | 8.35 | 7.66 | 6.66 | 7.55 | 6.71 | 7.36 | 8.26 | 7.54 | 8.31 | 8.29 | 7.09 | 6.84 | 8.18 | 7.72 | 7.62 | 8.37 | 7.22 | 7.62 | 14.54 | 13.87 | 15.9 | 15.5 | 13.09 | 13.88 | 13.66 | 11.2 | 11.71 | 12.94 | 16.11 | 16.68 | 15.04 | 13.92 | 17.77 | 18.21 | 17.86 | 18.67 | 17.64 | 19.19 | 22.03 | 19.03 | 16.74 | 16.47 | 16.2 | 15.21 | 13.34 | 13.22 | 13.49 | 13.44 | 13.47 | 11.08 | 8.56 | 8.54 | 8.69 | 9.83 | 11.92 | 12.87 | 14.54 | 14.18 | 19 | 20.22 | 19.06 | 20.5 | 19.87 | 20.38 | 16.8 | 15.92 | 55.4 | 57.46 | 52.48 | 48 | 44.89 | 40.12 | 33.1 | 27.31 | 19.93 | 17.76 | 17.62 | 17.57 | 17.1 | 19.96 | 29.93 | 41.35 | 49.15 | 55.19 | 59.23 | 60.52 | 60.53 | 61.06 | 58.21 | 58.19 | 64.79 | 61.41 | 58.7 | 58.67 | 51.67 | 41.53 | 31.82 | 23.93 | 17.74 | 13.23 | 9.95 | 9.58 | 8.21 | 11.39 | 18.94 | 30.59 | 47.7 | 57.11 | 64.51 | 62.2 | 62.85 | 66.38 | 65.41 | 66.84 | 66.66 | 65.06 | 60.51 | 55.25 | 50.44 | 40.72 | 31.85 | 23.39 | 14.37 | 10.41 | 7.46 | 8.69 | 9.41 | 11.06 | 18.17 | 29.04 | 41.91 | 49.51 | 56.87 | 63.76 | 69.63 | 69.4 | 68.57 | 69.08 | 62.76 | 58.97 | 55.61 | 48.98 | 40.59 | 34.89 | 25.93 | 16.76 | 8.54 | 5.7 | 4.87 | 5.75 | 7.66 | 11.23 | 18.35 | 27.36 | 39.32 | 49.98 | 57.77 | 63.06 | 68.26 | 69.93 | 67.73 | 65.31 | 56.18 | 54.48 | 49.99 | 42.74 | 34.43 | 30.02 | 22.08 | 15.92 | 9.77 | 6.69 | 5.24 | 5.82 | 7.88 | 11.1 | 17.06 | 24.88 | 34.14 | 43.77 | 49.31 | 59.8 | 63.41 | 63.19 | 61.13 | 58.3 | 28.34 | 26.13 | 23.67 | 18.43 | 15.17 | 10.98 | 8.81 | 6.08 | 5.07 | 5.09 | 5.84 | 7.77 | 9.02 | 10.72 | 13.31 | 16.44 | 18.59 | 24.52 | 30.01 | 36.02 | 36.05 | 35.99 | 33.83 | 30.92 | 14.77 | 13.69 | 13.89 | 13.67 | 12.52 | 10.3 | 8.31 | 6.88 | 4.6 | 4.13 | 4.41 | 5.51 | 6.5 | 6.51 | 6.61 | 7.64 | 9.74 | 11.64 | 14.04 | 16.17 | 17.85 | 18.17 | 16.79 | 14.45 | 6.61 | 5.86 | 5.99 | 6.09 | 6.18 | 6.27 | 5.98 | 5.38 | 4.9 | 5.35 | 5.83 | 6.64 | 6.3 | 6.66 | 6.72 | 5.62 | 5.1 | 6.49 | 8.17 | 8.8 | 9.38 | 6.96 | 7.37 | 7.1 | 5.59 | 5.43 | 5.32 | 6.11 | 5.98 | 6.08 | 6.03 | 5.62 | 5.26 | 5.24 | 5.21 | 5.69 | 5.65 | 5.22 | 4.98 | 5.22 | 5.78 | 6.09 | 6.89 | 6.45 | 7.3 | 6.57 | 6.2 | 6.15
ALTA4B_2_CPCW3 |  | Wind | Wind | CISO | South | Socal | FC | 150 | 7.87 | 8.34 | 7.86 | 7.49 | 8.37 | 8.14 | 8.35 | 7.66 | 6.66 | 7.55 | 6.71 | 7.36 | 8.26 | 7.54 | 8.31 | 8.29 | 7.09 | 6.84 | 8.18 | 7.72 | 7.62 | 8.37 | 7.22 | 7.62 | 14.54 | 13.87 | 15.9 | 15.5 | 13.09 | 13.88 | 13.66 | 11.2 | 11.71 | 12.94 | 16.11 | 16.68 | 15.04 | 13.92 | 17.77 | 18.21 | 17.86 | 18.67 | 17.64 | 19.19 | 22.03 | 19.03 | 16.74 | 16.47 | 16.2 | 15.21 | 13.34 | 13.22 | 13.49 | 13.44 | 13.47 | 11.08 | 8.56 | 8.54 | 8.69 | 9.83 | 11.92 | 12.87 | 14.54 | 14.18 | 19 | 20.22 | 19.06 | 20.5 | 19.87 | 20.38 | 16.8 | 15.92 | 55.4 | 57.46 | 52.48 | 48 | 44.89 | 40.12 | 33.1 | 27.31 | 19.93 | 17.76 | 17.62 | 17.57 | 17.1 | 19.96 | 29.93 | 41.35 | 49.15 | 55.19 | 59.23 | 60.52 | 60.53 | 61.06 | 58.21 | 58.19 | 64.79 | 61.41 | 58.7 | 58.67 | 51.67 | 41.53 | 31.82 | 23.93 | 17.74 | 13.23 | 9.95 | 9.58 | 8.21 | 11.39 | 18.94 | 30.59 | 47.7 | 57.11 | 64.51 | 62.2 | 62.85 | 66.38 | 65.41 | 66.84 | 66.66 | 65.06 | 60.51 | 55.25 | 50.44 | 40.72 | 31.85 | 23.39 | 14.37 | 10.41 | 7.46 | 8.69 | 9.41 | 11.06 | 18.17 | 29.04 | 41.91 | 49.51 | 56.87 | 63.76 | 69.63 | 69.4 | 68.57 | 69.08 | 62.76 | 58.97 | 55.61 | 48.98 | 40.59 | 34.89 | 25.93 | 16.76 | 8.54 | 5.7 | 4.87 | 5.75 | 7.66 | 11.23 | 18.35 | 27.36 | 39.32 | 49.98 | 57.77 | 63.06 | 68.26 | 69.93 | 67.73 | 65.31 | 56.18 | 54.48 | 49.99 | 42.74 | 34.43 | 30.02 | 22.08 | 15.92 | 9.77 | 6.69 | 5.24 | 5.82 | 7.88 | 11.1 | 17.06 | 24.88 | 34.14 | 43.77 | 49.31 | 59.8 | 63.41 | 63.19 | 61.13 | 58.3 | 28.34 | 26.13 | 23.67 | 18.43 | 15.17 | 10.98 | 8.81 | 6.08 | 5.07 | 5.09 | 5.84 | 7.77 | 9.02 | 10.72 | 13.31 | 16.44 | 18.59 | 24.52 | 30.01 | 36.02 | 36.05 | 35.99 | 33.83 | 30.92 | 14.77 | 13.69 | 13.89 | 13.67 | 12.52 | 10.3 | 8.31 | 6.88 | 4.6 | 4.13 | 4.41 | 5.51 | 6.5 | 6.51 | 6.61 | 7.64 | 9.74 | 11.64 | 14.04 | 16.17 | 17.85 | 18.17 | 16.79 | 14.45 | 6.61 | 5.86 | 5.99 | 6.09 | 6.18 | 6.27 | 5.98 | 5.38 | 4.9 | 5.35 | 5.83 | 6.64 | 6.3 | 6.66 | 6.72 | 5.62 | 5.1 | 6.49 | 8.17 | 8.8 | 9.38 | 6.96 | 7.37 | 7.1 | 5.59 | 5.43 | 5.32 | 6.11 | 5.98 | 6.08 | 6.03 | 5.62 | 5.26 | 5.24 | 5.21 | 5.69 | 5.65 | 5.22 | 4.98 | 5.22 | 5.78 | 6.09 | 6.89 | 6.45 | 7.3 | 6.57 | 6.2 | 6.15
ALTA4B_2_CPCW6 |  | Wind | Wind | CISO | South | Socal | FC | 150 | 7.87 | 8.34 | 7.86 | 7.49 | 8.37 | 8.14 | 8.35 | 7.66 | 6.66 | 7.55 | 6.71 | 7.36 | 8.26 | 7.54 | 8.31 | 8.29 | 7.09 | 6.84 | 8.18 | 7.72 | 7.62 | 8.37 | 7.22 | 7.62 | 14.54 | 13.87 | 15.9 | 15.5 | 13.09 | 13.88 | 13.66 | 11.2 | 11.71 | 12.94 | 16.11 | 16.68 | 15.04 | 13.92 | 17.77 | 18.21 | 17.86 | 18.67 | 17.64 | 19.19 | 22.03 | 19.03 | 16.74 | 16.47 | 16.2 | 15.21 | 13.34 | 13.22 | 13.49 | 13.44 | 13.47 | 11.08 | 8.56 | 8.54 | 8.69 | 9.83 | 11.92 | 12.87 | 14.54 | 14.18 | 19 | 20.22 | 19.06 | 20.5 | 19.87 | 20.38 | 16.8 | 15.92 | 55.4 | 57.46 | 52.48 | 48 | 44.89 | 40.12 | 33.1 | 27.31 | 19.93 | 17.76 | 17.62 | 17.57 | 17.1 | 19.96 | 29.93 | 41.35 | 49.15 | 55.19 | 59.23 | 60.52 | 60.53 | 61.06 | 58.21 | 58.19 | 64.79 | 61.41 | 58.7 | 58.67 | 51.67 | 41.53 | 31.82 | 23.93 | 17.74 | 13.23 | 9.95 | 9.58 | 8.21 | 11.39 | 18.94 | 30.59 | 47.7 | 57.11 | 64.51 | 62.2 | 62.85 | 66.38 | 65.41 | 66.84 | 66.66 | 65.06 | 60.51 | 55.25 | 50.44 | 40.72 | 31.85 | 23.39 | 14.37 | 10.41 | 7.46 | 8.69 | 9.41 | 11.06 | 18.17 | 29.04 | 41.91 | 49.51 | 56.87 | 63.76 | 69.63 | 69.4 | 68.57 | 69.08 | 62.76 | 58.97 | 55.61 | 48.98 | 40.59 | 34.89 | 25.93 | 16.76 | 8.54 | 5.7 | 4.87 | 5.75 | 7.66 | 11.23 | 18.35 | 27.36 | 39.32 | 49.98 | 57.77 | 63.06 | 68.26 | 69.93 | 67.73 | 65.31 | 56.18 | 54.48 | 49.99 | 42.74 | 34.43 | 30.02 | 22.08 | 15.92 | 9.77 | 6.69 | 5.24 | 5.82 | 7.88 | 11.1 | 17.06 | 24.88 | 34.14 | 43.77 | 49.31 | 59.8 | 63.41 | 63.19 | 61.13 | 58.3 | 28.34 | 26.13 | 23.67 | 18.43 | 15.17 | 10.98 | 8.81 | 6.08 | 5.07 | 5.09 | 5.84 | 7.77 | 9.02 | 10.72 | 13.31 | 16.44 | 18.59 | 24.52 | 30.01 | 36.02 | 36.05 | 35.99 | 33.83 | 30.92 | 14.77 | 13.69 | 13.89 | 13.67 | 12.52 | 10.3 | 8.31 | 6.88 | 4.6 | 4.13 | 4.41 | 5.51 | 6.5 | 6.51 | 6.61 | 7.64 | 9.74 | 11.64 | 14.04 | 16.17 | 17.85 | 18.17 | 16.79 | 14.45 | 6.61 | 5.86 | 5.99 | 6.09 | 6.18 | 6.27 | 5.98 | 5.38 | 4.9 | 5.35 | 5.83 | 6.64 | 6.3 | 6.66 | 6.72 | 5.62 | 5.1 | 6.49 | 8.17 | 8.8 | 9.38 | 6.96 | 7.37 | 7.1 | 5.59 | 5.43 | 5.32 | 6.11 | 5.98 | 6.08 | 6.03 | 5.62 | 5.26 | 5.24 | 5.21 | 5.69 | 5.65 | 5.22 | 4.98 | 5.22 | 5.78 | 6.09 | 6.89 | 6.45 | 7.3 | 6.57 | 6.2 | 6.15
ALTA6B_2_WIND11 |  | Wind | Wind | CISO | South | Socal | FC | 88.15 | 4.63 | 4.9 | 4.62 | 4.4 | 4.92 | 4.78 | 4.91 | 4.5 | 3.91 | 4.44 | 3.95 | 4.32 | 4.85 | 4.43 | 4.88 | 4.87 | 4.16 | 4.02 | 4.81 | 4.54 | 4.48 | 4.92 | 4.24 | 4.48 | 8.55 | 8.15 | 9.35 | 9.11 | 7.69 | 8.15 | 8.03 | 6.58 | 6.88 | 7.6 | 9.47 | 9.81 | 8.84 | 8.18 | 10.44 | 10.7 | 10.5 | 10.97 | 10.37 | 11.28 | 12.94 | 11.18 | 9.84 | 9.68 | 9.52 | 8.94 | 7.84 | 7.77 | 7.92 | 7.9 | 7.92 | 6.51 | 5.03 | 5.02 | 5.11 | 5.78 | 7 | 7.56 | 8.54 | 8.33 | 11.16 | 11.88 | 11.2 | 12.05 | 11.68 | 11.97 | 9.87 | 9.36 | 32.56 | 33.76 | 30.84 | 28.21 | 26.38 | 23.58 | 19.45 | 16.05 | 11.71 | 10.44 | 10.36 | 10.33 | 10.05 | 11.73 | 17.59 | 24.3 | 28.88 | 32.43 | 34.81 | 35.57 | 35.57 | 35.89 | 34.21 | 34.19 | 38.07 | 36.09 | 34.5 | 34.48 | 30.37 | 24.4 | 18.7 | 14.06 | 10.42 | 7.78 | 5.85 | 5.63 | 4.83 | 6.69 | 11.13 | 17.97 | 28.03 | 33.56 | 37.91 | 36.55 | 36.93 | 39.01 | 38.44 | 39.28 | 39.17 | 38.24 | 35.56 | 32.47 | 29.64 | 23.93 | 18.72 | 13.75 | 8.45 | 6.12 | 4.39 | 5.11 | 5.53 | 6.5 | 10.68 | 17.07 | 24.63 | 29.09 | 33.42 | 37.47 | 40.92 | 40.78 | 40.3 | 40.6 | 36.88 | 34.65 | 32.68 | 28.78 | 23.85 | 20.5 | 15.24 | 9.85 | 5.02 | 3.35 | 2.86 | 3.38 | 4.5 | 6.6 | 10.78 | 16.08 | 23.11 | 29.37 | 33.95 | 37.06 | 40.11 | 41.1 | 39.8 | 38.38 | 33.02 | 32.01 | 29.38 | 25.11 | 20.23 | 17.64 | 12.98 | 9.36 | 5.74 | 3.93 | 3.08 | 3.42 | 4.63 | 6.53 | 10.03 | 14.62 | 20.06 | 25.72 | 28.98 | 35.14 | 37.26 | 37.14 | 35.93 | 34.26 | 16.66 | 15.35 | 13.91 | 10.83 | 8.92 | 6.45 | 5.18 | 3.58 | 2.98 | 2.99 | 3.43 | 4.57 | 5.3 | 6.3 | 7.82 | 9.66 | 10.92 | 14.41 | 17.64 | 21.17 | 21.18 | 21.15 | 19.88 | 18.17 | 8.68 | 8.05 | 8.16 | 8.03 | 7.36 | 6.05 | 4.88 | 4.04 | 2.7 | 2.42 | 2.59 | 3.24 | 3.82 | 3.83 | 3.89 | 4.49 | 5.72 | 6.84 | 8.25 | 9.5 | 10.49 | 10.68 | 9.87 | 8.49 | 3.89 | 3.44 | 3.52 | 3.58 | 3.63 | 3.68 | 3.51 | 3.16 | 2.88 | 3.14 | 3.42 | 3.9 | 3.7 | 3.92 | 3.95 | 3.3 | 3 | 3.81 | 4.8 | 5.17 | 5.51 | 4.09 | 4.33 | 4.17 | 3.28 | 3.19 | 3.13 | 3.59 | 3.52 | 3.57 | 3.54 | 3.3 | 3.09 | 3.08 | 3.06 | 3.34 | 3.32 | 3.07 | 2.92 | 3.07 | 3.4 | 3.58 | 4.05 | 3.79 | 4.29 | 3.86 | 3.65 | 3.62
ALTA6E_2_WIND10 |  | Wind | Wind | CISO | South | Socal | FC | 134.84 | 7.08 | 7.49 | 7.06 | 6.73 | 7.53 | 7.32 | 7.51 | 6.89 | 5.98 | 6.79 | 6.04 | 6.61 | 7.43 | 6.78 | 7.47 | 7.45 | 6.37 | 6.14 | 7.35 | 6.94 | 6.85 | 7.52 | 6.49 | 6.85 | 13.07 | 12.46 | 14.3 | 13.93 | 11.77 | 12.47 | 12.28 | 10.07 | 10.53 | 11.63 | 14.48 | 15 | 13.52 | 12.52 | 15.98 | 16.37 | 16.06 | 16.78 | 15.86 | 17.25 | 19.8 | 17.11 | 15.05 | 14.81 | 14.56 | 13.67 | 11.99 | 11.88 | 12.12 | 12.08 | 12.11 | 9.96 | 7.7 | 7.68 | 7.81 | 8.84 | 10.71 | 11.57 | 13.07 | 12.75 | 17.08 | 18.18 | 17.14 | 18.43 | 17.86 | 18.32 | 15.11 | 14.31 | 49.8 | 51.65 | 47.18 | 43.15 | 40.35 | 36.07 | 29.75 | 24.55 | 17.92 | 15.96 | 15.84 | 15.8 | 15.37 | 17.94 | 26.91 | 37.17 | 44.18 | 49.61 | 53.24 | 54.41 | 54.41 | 54.89 | 52.33 | 52.3 | 58.24 | 55.2 | 52.77 | 52.74 | 46.45 | 37.33 | 28.6 | 21.51 | 15.95 | 11.89 | 8.94 | 8.61 | 7.38 | 10.23 | 17.03 | 27.5 | 42.88 | 51.33 | 57.99 | 55.91 | 56.49 | 59.67 | 58.8 | 60.08 | 59.92 | 58.49 | 54.4 | 49.67 | 45.34 | 36.6 | 28.63 | 21.03 | 12.92 | 9.36 | 6.71 | 7.82 | 8.46 | 9.94 | 16.33 | 26.1 | 37.68 | 44.5 | 51.12 | 57.31 | 62.59 | 62.38 | 61.64 | 62.1 | 56.42 | 53.01 | 49.99 | 44.03 | 36.48 | 31.36 | 23.31 | 15.06 | 7.67 | 5.12 | 4.38 | 5.17 | 6.89 | 10.09 | 16.49 | 24.59 | 35.35 | 44.93 | 51.93 | 56.69 | 61.36 | 62.86 | 60.88 | 58.71 | 50.5 | 48.97 | 44.94 | 38.42 | 30.95 | 26.99 | 19.85 | 14.31 | 8.79 | 6.02 | 4.71 | 5.24 | 7.09 | 9.98 | 15.34 | 22.37 | 30.69 | 39.35 | 44.33 | 53.75 | 57 | 56.81 | 54.95 | 52.41 | 25.48 | 23.48 | 21.28 | 16.57 | 13.64 | 9.87 | 7.92 | 5.47 | 4.56 | 4.58 | 5.25 | 6.99 | 8.11 | 9.64 | 11.97 | 14.78 | 16.71 | 22.04 | 26.98 | 32.38 | 32.41 | 32.36 | 30.41 | 27.8 | 13.28 | 12.31 | 12.48 | 12.29 | 11.26 | 9.26 | 7.47 | 6.19 | 4.13 | 3.71 | 3.97 | 4.95 | 5.84 | 5.86 | 5.95 | 6.86 | 8.76 | 10.46 | 12.62 | 14.54 | 16.05 | 16.33 | 15.09 | 12.99 | 5.95 | 5.27 | 5.39 | 5.47 | 5.55 | 5.63 | 5.38 | 4.84 | 4.4 | 4.81 | 5.24 | 5.97 | 5.66 | 5.99 | 6.04 | 5.06 | 4.59 | 5.83 | 7.34 | 7.91 | 8.43 | 6.26 | 6.63 | 6.38 | 5.02 | 4.88 | 4.79 | 5.49 | 5.38 | 5.47 | 5.42 | 5.05 | 4.73 | 4.71 | 4.68 | 5.11 | 5.08 | 4.7 | 4.47 | 4.69 | 5.19 | 5.48 | 6.19 | 5.8 | 6.57 | 5.91 | 5.58 | 5.53
ALTWD_2_AT3WD3 |  | Wind | Wind | CISO | South | Socal | FC | 9.8 | 0.51 | 0.54 | 0.51 | 0.49 | 0.55 | 0.53 | 0.55 | 0.5 | 0.43 | 0.49 | 0.44 | 0.48 | 0.54 | 0.49 | 0.54 | 0.54 | 0.46 | 0.45 | 0.53 | 0.5 | 0.5 | 0.55 | 0.47 | 0.5 | 0.95 | 0.91 | 1.04 | 1.01 | 0.86 | 0.91 | 0.89 | 0.73 | 0.77 | 0.85 | 1.05 | 1.09 | 0.98 | 0.91 | 1.16 | 1.19 | 1.17 | 1.22 | 1.15 | 1.25 | 1.44 | 1.24 | 1.09 | 1.08 | 1.06 | 0.99 | 0.87 | 0.86 | 0.88 | 0.88 | 0.88 | 0.72 | 0.56 | 0.56 | 0.57 | 0.64 | 0.78 | 0.84 | 0.95 | 0.93 | 1.24 | 1.32 | 1.25 | 1.34 | 1.3 | 1.33 | 1.1 | 1.04 | 3.62 | 3.75 | 3.43 | 3.14 | 2.93 | 2.62 | 2.16 | 1.78 | 1.3 | 1.16 | 1.15 | 1.15 | 1.12 | 1.3 | 1.96 | 2.7 | 3.21 | 3.61 | 3.87 | 3.95 | 3.95 | 3.99 | 3.8 | 3.8 | 4.23 | 4.01 | 3.84 | 3.83 | 3.38 | 2.71 | 2.08 | 1.56 | 1.16 | 0.86 | 0.65 | 0.63 | 0.54 | 0.74 | 1.24 | 2 | 3.12 | 3.73 | 4.21 | 4.06 | 4.11 | 4.34 | 4.27 | 4.37 | 4.35 | 4.25 | 3.95 | 3.61 | 3.3 | 2.66 | 2.08 | 1.53 | 0.94 | 0.68 | 0.49 | 0.57 | 0.61 | 0.72 | 1.19 | 1.9 | 2.74 | 3.23 | 3.72 | 4.17 | 4.55 | 4.53 | 4.48 | 4.51 | 4.1 | 3.85 | 3.63 | 3.2 | 2.65 | 2.28 | 1.69 | 1.09 | 0.56 | 0.37 | 0.32 | 0.38 | 0.5 | 0.73 | 1.2 | 1.79 | 2.57 | 3.27 | 3.77 | 4.12 | 4.46 | 4.57 | 4.43 | 4.27 | 3.67 | 3.56 | 3.27 | 2.79 | 2.25 | 1.96 | 1.44 | 1.04 | 0.64 | 0.44 | 0.34 | 0.38 | 0.52 | 0.73 | 1.11 | 1.63 | 2.23 | 2.86 | 3.22 | 3.91 | 4.14 | 4.13 | 3.99 | 3.81 | 1.85 | 1.71 | 1.55 | 1.2 | 0.99 | 0.72 | 0.58 | 0.4 | 0.33 | 0.33 | 0.38 | 0.51 | 0.59 | 0.7 | 0.87 | 1.07 | 1.21 | 1.6 | 1.96 | 2.35 | 2.36 | 2.35 | 2.21 | 2.02 | 0.97 | 0.89 | 0.91 | 0.89 | 0.82 | 0.67 | 0.54 | 0.45 | 0.3 | 0.27 | 0.29 | 0.36 | 0.42 | 0.43 | 0.43 | 0.5 | 0.64 | 0.76 | 0.92 | 1.06 | 1.17 | 1.19 | 1.1 | 0.94 | 0.43 | 0.38 | 0.39 | 0.4 | 0.4 | 0.41 | 0.39 | 0.35 | 0.32 | 0.35 | 0.38 | 0.43 | 0.41 | 0.44 | 0.44 | 0.37 | 0.33 | 0.42 | 0.53 | 0.57 | 0.61 | 0.45 | 0.48 | 0.46 | 0.37 | 0.35 | 0.35 | 0.4 | 0.39 | 0.4 | 0.39 | 0.37 | 0.34 | 0.34 | 0.34 | 0.37 | 0.37 | 0.34 | 0.33 | 0.34 | 0.38 | 0.4 | 0.45 | 0.42 | 0.48 | 0.43 | 0.41 | 0.4
ALTWD_2_COAWD1 |  | Wind | Wind | CISO | South | Socal | FC | 50.4 | 2.65 | 2.8 | 2.64 | 2.52 | 2.81 | 2.74 | 2.81 | 2.57 | 2.24 | 2.54 | 2.26 | 2.47 | 2.78 | 2.53 | 2.79 | 2.78 | 2.38 | 2.3 | 2.75 | 2.6 | 2.56 | 2.81 | 2.43 | 2.56 | 4.89 | 4.66 | 5.34 | 5.21 | 4.4 | 4.66 | 4.59 | 3.76 | 3.93 | 4.35 | 5.41 | 5.61 | 5.05 | 4.68 | 5.97 | 6.12 | 6 | 6.27 | 5.93 | 6.45 | 7.4 | 6.39 | 5.63 | 5.53 | 5.44 | 5.11 | 4.48 | 4.44 | 4.53 | 4.52 | 4.53 | 3.72 | 2.88 | 2.87 | 2.92 | 3.3 | 4 | 4.32 | 4.88 | 4.76 | 6.38 | 6.79 | 6.4 | 6.89 | 6.68 | 6.85 | 5.65 | 5.35 | 18.61 | 19.31 | 17.63 | 16.13 | 15.08 | 13.48 | 11.12 | 9.18 | 6.7 | 5.97 | 5.92 | 5.9 | 5.75 | 6.71 | 10.06 | 13.89 | 16.51 | 18.54 | 19.9 | 20.34 | 20.34 | 20.52 | 19.56 | 19.55 | 21.77 | 20.63 | 19.72 | 19.71 | 17.36 | 13.95 | 10.69 | 8.04 | 5.96 | 4.45 | 3.34 | 3.22 | 2.76 | 3.83 | 6.36 | 10.28 | 16.03 | 19.19 | 21.67 | 20.9 | 21.12 | 22.3 | 21.98 | 22.46 | 22.4 | 21.86 | 20.33 | 18.57 | 16.95 | 13.68 | 10.7 | 7.86 | 4.83 | 3.5 | 2.51 | 2.92 | 3.16 | 3.72 | 6.1 | 9.76 | 14.08 | 16.63 | 19.11 | 21.42 | 23.39 | 23.32 | 23.04 | 23.21 | 21.09 | 19.81 | 18.68 | 16.46 | 13.64 | 11.72 | 8.71 | 5.63 | 2.87 | 1.91 | 1.64 | 1.93 | 2.57 | 3.77 | 6.16 | 9.19 | 13.21 | 16.79 | 19.41 | 21.19 | 22.93 | 23.5 | 22.76 | 21.94 | 18.88 | 18.3 | 16.8 | 14.36 | 11.57 | 10.09 | 7.42 | 5.35 | 3.28 | 2.25 | 1.76 | 1.96 | 2.65 | 3.73 | 5.73 | 8.36 | 11.47 | 14.71 | 16.57 | 20.09 | 21.3 | 21.23 | 20.54 | 19.59 | 9.52 | 8.78 | 7.95 | 6.19 | 5.1 | 3.69 | 2.96 | 2.04 | 1.7 | 1.71 | 1.96 | 2.61 | 3.03 | 3.6 | 4.47 | 5.52 | 6.25 | 8.24 | 10.08 | 12.1 | 12.11 | 12.09 | 11.37 | 10.39 | 4.96 | 4.6 | 4.67 | 4.59 | 4.21 | 3.46 | 2.79 | 2.31 | 1.54 | 1.39 | 1.48 | 1.85 | 2.18 | 2.19 | 2.22 | 2.57 | 3.27 | 3.91 | 4.72 | 5.43 | 6 | 6.1 | 5.64 | 4.85 | 2.22 | 1.97 | 2.01 | 2.05 | 2.08 | 2.11 | 2.01 | 1.81 | 1.65 | 1.8 | 1.96 | 2.23 | 2.12 | 2.24 | 2.26 | 1.89 | 1.72 | 2.18 | 2.74 | 2.96 | 3.15 | 2.34 | 2.48 | 2.39 | 1.88 | 1.82 | 1.79 | 2.05 | 2.01 | 2.04 | 2.02 | 1.89 | 1.77 | 1.76 | 1.75 | 1.91 | 1.9 | 1.76 | 1.67 | 1.75 | 1.94 | 2.05 | 2.31 | 2.17 | 2.45 | 2.21 | 2.08 | 2.07
AQUAWS_2_AQWSR1 |  | Solar_1Axis | Solar Tracking | CISO | North | Norcal | ID | 250 | 0 | 0 | 0 | 0 | 0 | 0 | 0 | 5.86 | 47.26 | 83.71 | 102.06 | 110.34 | 113.97 | 106.33 | 99.23 | 68.09 | 15.08 | 0.01 | 0 | 0 | 0 | 0 | 0 | 0 | 0 | 0 | 0 | 0 | 0 | 0 | 0.06 | 31.7 | 129.15 | 165.65 | 165.06 | 157.55 | 155.57 | 155.19 | 158.6 | 137.7 | 71.9 | 3.83 | 0 | 0 | 0 | 0 | 0 | 0 | 0 | 0 | 0 | 0 | 0 | 0 | 0 | 19.49 | 109.96 | 165.05 | 174.01 | 167.66 | 169.04 | 161.86 | 153.9 | 144.86 | 121.3 | 36.75 | 7.61 | 0.01 | 0 | 0 | 0 | 0 | 0 | 0 | 0 | 0 | 0 | 0 | 1.96 | 64.28 | 153.52 | 180.61 | 179.57 | 176.89 | 182.8 | 181.77 | 178.32 | 180.7 | 170.13 | 151.18 | 65.01 | 2.59 | 0 | 0 | 0 | 0 | 0 | 0 | 0 | 0 | 0 | 0.01 | 23.35 | 124.71 | 175.46 | 187.72 | 190.86 | 189.35 | 193.35 | 193.67 | 194.12 | 196.73 | 191.21 | 179.37 | 109.27 | 14.51 | 0 | 0 | 0 | 0 | 0 | 0 | 0 | 0 | 0 | 0.14 | 38.83 | 141.04 | 190.21 | 206.78 | 209.56 | 211.36 | 212.72 | 211.49 | 210.02 | 210.65 | 202.63 | 189.83 | 136.95 | 37.07 | 0.32 | 0 | 0 | 0 | 0 | 0 | 0 | 0 | 0 | 0 | 17.45 | 115.55 | 190.83 | 210.73 | 213.92 | 214.53 | 212.94 | 212.9 | 209.53 | 209.36 | 201.81 | 186.66 | 129.48 | 29.89 | 0.16 | 0 | 0 | 0 | 0 | 0 | 0 | 0 | 0 | 0 | 2.56 | 68.29 | 159.46 | 194.19 | 201.91 | 204.46 | 204.2 | 202.31 | 201.99 | 201.26 | 192.48 | 156.75 | 68.92 | 4.02 | 0 | 0 | 0 | 0 | 0 | 0 | 0 | 0 | 0 | 0 | 0.09 | 33.03 | 127.33 | 170.25 | 180.36 | 182.49 | 180.36 | 179.21 | 179.74 | 182.31 | 164.11 | 101.75 | 13.05 | 0 | 0 | 0 | 0 | 0 | 0 | 0 | 0 | 0 | 0 | 0 | 0 | 8.61 | 81.41 | 142.29 | 156.93 | 154.81 | 149.12 | 150.88 | 155.48 | 151.78 | 118.97 | 33.61 | 0.22 | 0 | 0 | 0 | 0 | 0 | 0 | 0 | 0 | 0 | 0 | 0 | 0.26 | 26.82 | 93.08 | 127.02 | 131.92 | 126.31 | 129.94 | 133.01 | 125.64 | 76.68 | 9.16 | 0 | 0 | 0 | 0 | 0 | 0 | 0 | 0 | 0 | 0 | 0 | 0 | 0 | 0 | 6.3 | 46.82 | 76.65 | 91.8 | 100.5 | 99.03 | 95.39 | 80.2 | 42.73 | 5.02 | 0 | 0 | 0 | 0 | 0 | 0 | 0
ARBWD_6_QF |  | Wind | Wind | CISO | South | Socal | FC | 19.95 | 1.05 | 1.11 | 1.05 | 1 | 1.11 | 1.08 | 1.11 | 1.02 | 0.89 | 1 | 0.89 | 0.98 | 1.1 | 1 | 1.1 | 1.1 | 0.94 | 0.91 | 1.09 | 1.03 | 1.01 | 1.11 | 0.96 | 1.01 | 1.93 | 1.84 | 2.12 | 2.06 | 1.74 | 1.85 | 1.82 | 1.49 | 1.56 | 1.72 | 2.14 | 2.22 | 2 | 1.85 | 2.36 | 2.42 | 2.38 | 2.48 | 2.35 | 2.55 | 2.93 | 2.53 | 2.23 | 2.19 | 2.15 | 2.02 | 1.77 | 1.76 | 1.79 | 1.79 | 1.79 | 1.47 | 1.14 | 1.14 | 1.16 | 1.31 | 1.59 | 1.71 | 1.93 | 1.89 | 2.53 | 2.69 | 2.54 | 2.73 | 2.64 | 2.71 | 2.23 | 2.12 | 7.37 | 7.64 | 6.98 | 6.38 | 5.97 | 5.34 | 4.4 | 3.63 | 2.65 | 2.36 | 2.34 | 2.34 | 2.27 | 2.65 | 3.98 | 5.5 | 6.54 | 7.34 | 7.88 | 8.05 | 8.05 | 8.12 | 7.74 | 7.74 | 8.62 | 8.17 | 7.81 | 7.8 | 6.87 | 5.52 | 4.23 | 3.18 | 2.36 | 1.76 | 1.32 | 1.27 | 1.09 | 1.51 | 2.52 | 4.07 | 6.34 | 7.59 | 8.58 | 8.27 | 8.36 | 8.83 | 8.7 | 8.89 | 8.87 | 8.65 | 8.05 | 7.35 | 6.71 | 5.42 | 4.24 | 3.11 | 1.91 | 1.38 | 0.99 | 1.16 | 1.25 | 1.47 | 2.42 | 3.86 | 5.57 | 6.58 | 7.56 | 8.48 | 9.26 | 9.23 | 9.12 | 9.19 | 8.35 | 7.84 | 7.4 | 6.51 | 5.4 | 4.64 | 3.45 | 2.23 | 1.14 | 0.76 | 0.65 | 0.77 | 1.02 | 1.49 | 2.44 | 3.64 | 5.23 | 6.65 | 7.68 | 8.39 | 9.08 | 9.3 | 9.01 | 8.69 | 7.47 | 7.25 | 6.65 | 5.68 | 4.58 | 3.99 | 2.94 | 2.12 | 1.3 | 0.89 | 0.7 | 0.77 | 1.05 | 1.48 | 2.27 | 3.31 | 4.54 | 5.82 | 6.56 | 7.95 | 8.43 | 8.4 | 8.13 | 7.75 | 3.77 | 3.47 | 3.15 | 2.45 | 2.02 | 1.46 | 1.17 | 0.81 | 0.67 | 0.68 | 0.78 | 1.03 | 1.2 | 1.43 | 1.77 | 2.19 | 2.47 | 3.26 | 3.99 | 4.79 | 4.79 | 4.79 | 4.5 | 4.11 | 1.96 | 1.82 | 1.85 | 1.82 | 1.67 | 1.37 | 1.11 | 0.92 | 0.61 | 0.55 | 0.59 | 0.73 | 0.86 | 0.87 | 0.88 | 1.02 | 1.3 | 1.55 | 1.87 | 2.15 | 2.37 | 2.42 | 2.23 | 1.92 | 0.88 | 0.78 | 0.8 | 0.81 | 0.82 | 0.83 | 0.8 | 0.72 | 0.65 | 0.71 | 0.77 | 0.88 | 0.84 | 0.89 | 0.89 | 0.75 | 0.68 | 0.86 | 1.09 | 1.17 | 1.25 | 0.93 | 0.98 | 0.94 | 0.74 | 0.72 | 0.71 | 0.81 | 0.8 | 0.81 | 0.8 | 0.75 | 0.7 | 0.7 | 0.69 | 0.76 | 0.75 | 0.69 | 0.66 | 0.69 | 0.77 | 0.81 | 0.92 | 0.86 | 0.97 | 0.87 | 0.82 | 0.82
ARLNTN_2_AR1SR1 |  | Paired_Solar_1Axis | Solar Tracking | CISO | South | Socal | ID | 100 | 0 | 0 | 0 | 0 | 0 | 0 | 0.05 | 11.98 | 46.92 | 61.09 | 60.48 | 59.41 | 58.77 | 58.91 | 53.36 | 38.5 | 6.5 | 0 | 0 | 0 | 0 | 0 | 0 | 0 | 0 | 0 | 0 | 0 | 0 | 0 | 0.69 | 26.16 | 63.64 | 70.33 | 68.79 | 68.19 | 67.81 | 65.39 | 63.79 | 57.98 | 24.63 | 0.99 | 0 | 0 | 0 | 0 | 0 | 0 | 0 | 0 | 0 | 0 | 0 | 0 | 0.15 | 17.11 | 59.44 | 72.97 | 73.23 | 71.74 | 70.99 | 70.67 | 67.12 | 61.89 | 46.18 | 17.37 | 2.81 | 0 | 0 | 0 | 0 | 0 | 0 | 0 | 0 | 0 | 0 | 0 | 3.06 | 36.53 | 71.58 | 76.56 | 79.73 | 79.5 | 80.01 | 79.16 | 78.24 | 75.4 | 71.1 | 57.64 | 18.23 | 0.29 | 0 | 0 | 0 | 0 | 0 | 0 | 0 | 0 | 0 | 0.06 | 14.83 | 54.76 | 75.22 | 81.46 | 84.13 | 84.85 | 85.13 | 84.76 | 83.33 | 81.32 | 77.54 | 68.01 | 32.83 | 2.6 | 0 | 0 | 0 | 0 | 0 | 0 | 0 | 0 | 0 | 0.24 | 18.21 | 55.64 | 74.3 | 80.74 | 84.44 | 86.06 | 85.5 | 85.52 | 84.19 | 81.95 | 78.55 | 70.95 | 42.44 | 6.89 | 0 | 0 | 0 | 0 | 0 | 0 | 0 | 0 | 0 | 0 | 8.08 | 42.76 | 68.55 | 78.82 | 83.02 | 84.65 | 83.87 | 82.89 | 82.17 | 80.19 | 76.08 | 65.8 | 37.73 | 5.64 | 0 | 0 | 0 | 0 | 0 | 0 | 0 | 0 | 0 | 0 | 3.1 | 34.25 | 67.29 | 78.83 | 83.05 | 85.15 | 85.45 | 83.54 | 79.42 | 77.58 | 71.3 | 56.79 | 20.3 | 0.56 | 0 | 0 | 0 | 0 | 0 | 0 | 0 | 0 | 0 | 0 | 0.49 | 22.84 | 58.48 | 72.04 | 77.18 | 78.59 | 79.9 | 78.43 | 76.21 | 71.28 | 64.61 | 34.3 | 3.05 | 0 | 0 | 0 | 0 | 0 | 0 | 0 | 0 | 0 | 0 | 0 | 0 | 10 | 49.34 | 65.94 | 69.37 | 70.37 | 70.2 | 69.52 | 70.56 | 66 | 49.77 | 10.84 | 0.01 | 0 | 0 | 0 | 0 | 0 | 0 | 0 | 0 | 0 | 0 | 0 | 1.57 | 27.96 | 58.45 | 65.64 | 64.37 | 62.56 | 63.57 | 63.2 | 58.14 | 34.15 | 3.17 | 0 | 0 | 0 | 0 | 0 | 0 | 0 | 0 | 0 | 0 | 0 | 0 | 0 | 0.11 | 13.23 | 41.67 | 52.23 | 51.48 | 49.52 | 51.55 | 50.73 | 46.74 | 25.54 | 2.1 | 0 | 0 | 0 | 0 | 0 | 0 | 0
ARLNTN_2_ASUSR1 |  | Paired_Solar_1Axis | Solar Tracking | CISO | South | Socal | ID | 131 | 0 | 0 | 0 | 0 | 0 | 0 | 0.07 | 15.69 | 61.46 | 80.03 | 79.23 | 77.83 | 76.98 | 77.17 | 69.9 | 50.44 | 8.51 | 0 | 0 | 0 | 0 | 0 | 0 | 0 | 0 | 0 | 0 | 0 | 0 | 0 | 0.9 | 34.26 | 83.37 | 92.13 | 90.11 | 89.32 | 88.83 | 85.66 | 83.57 | 75.96 | 32.27 | 1.29 | 0 | 0 | 0 | 0 | 0 | 0 | 0 | 0 | 0 | 0 | 0 | 0 | 0.19 | 22.41 | 77.87 | 95.59 | 95.93 | 93.98 | 93 | 92.57 | 87.93 | 81.07 | 60.5 | 22.76 | 3.68 | 0 | 0 | 0 | 0 | 0 | 0 | 0 | 0 | 0 | 0 | 0 | 4.01 | 47.86 | 93.76 | 100.3 | 104.45 | 104.15 | 104.81 | 103.7 | 102.49 | 98.77 | 93.14 | 75.51 | 23.88 | 0.39 | 0 | 0 | 0 | 0 | 0 | 0 | 0 | 0 | 0 | 0.08 | 19.43 | 71.74 | 98.54 | 106.72 | 110.21 | 111.15 | 111.52 | 111.04 | 109.16 | 106.52 | 101.58 | 89.09 | 43.01 | 3.41 | 0 | 0 | 0 | 0 | 0 | 0 | 0 | 0 | 0 | 0.31 | 23.86 | 72.89 | 97.34 | 105.77 | 110.62 | 112.74 | 112.01 | 112.03 | 110.29 | 107.35 | 102.89 | 92.94 | 55.6 | 9.03 | 0 | 0 | 0 | 0 | 0 | 0 | 0 | 0 | 0 | 0.01 | 10.58 | 56.02 | 89.8 | 103.25 | 108.76 | 110.89 | 109.86 | 108.58 | 107.64 | 105.05 | 99.67 | 86.19 | 49.43 | 7.39 | 0 | 0 | 0 | 0 | 0 | 0 | 0 | 0 | 0 | 0 | 4.06 | 44.87 | 88.15 | 103.27 | 108.8 | 111.55 | 111.94 | 109.43 | 104.04 | 101.63 | 93.41 | 74.4 | 26.59 | 0.73 | 0 | 0 | 0 | 0 | 0 | 0 | 0 | 0 | 0 | 0 | 0.65 | 29.93 | 76.61 | 94.37 | 101.11 | 102.96 | 104.67 | 102.74 | 99.83 | 93.37 | 84.64 | 44.93 | 3.99 | 0 | 0 | 0 | 0 | 0 | 0 | 0 | 0 | 0 | 0 | 0 | 0.01 | 13.09 | 64.63 | 86.39 | 90.88 | 92.18 | 91.97 | 91.07 | 92.44 | 86.46 | 65.2 | 14.2 | 0.01 | 0 | 0 | 0 | 0 | 0 | 0 | 0 | 0 | 0 | 0 | 0 | 2.06 | 36.63 | 76.57 | 85.99 | 84.33 | 81.95 | 83.28 | 82.8 | 76.16 | 44.73 | 4.15 | 0 | 0 | 0 | 0 | 0 | 0 | 0 | 0 | 0 | 0 | 0 | 0 | 0 | 0.14 | 17.33 | 54.59 | 68.42 | 67.44 | 64.87 | 67.53 | 66.46 | 61.23 | 33.46 | 2.75 | 0 | 0 | 0 | 0 | 0 | 0 | 0
ARVINN_6_ORION1 |  | Solar_Fixed | Solar Fixed | CISO | North | Norcal | FC | 12 | 0 | 0 | 0 | 0 | 0 | 0 | 0 | 0.37 | 2.59 | 5.07 | 6.39 | 6.7 | 6.99 | 6.15 | 5.78 | 3.94 | 0.92 | 0 | 0 | 0 | 0 | 0 | 0 | 0 | 0 | 0 | 0 | 0 | 0 | 0 | 0 | 1.38 | 5.35 | 7.38 | 8.09 | 8.28 | 8.49 | 8 | 7.45 | 6.05 | 3.07 | 0.22 | 0 | 0 | 0 | 0 | 0 | 0 | 0 | 0 | 0 | 0 | 0 | 0 | 0 | 0.76 | 4.12 | 6.72 | 8.05 | 8.23 | 8.17 | 7.88 | 7.38 | 6.58 | 5.07 | 1.79 | 0.39 | 0 | 0 | 0 | 0 | 0 | 0 | 0 | 0 | 0 | 0 | 0 | 0.07 | 2.14 | 6.02 | 8.15 | 9.09 | 9.45 | 9.76 | 9.59 | 9.55 | 9.12 | 8.07 | 6.15 | 2.37 | 0.1 | 0 | 0 | 0 | 0 | 0 | 0 | 0 | 0 | 0 | 0 | 0.68 | 3.92 | 6.87 | 8.65 | 9.52 | 9.9 | 9.87 | 9.87 | 9.87 | 9.49 | 8.46 | 6.86 | 3.6 | 0.48 | 0 | 0 | 0 | 0 | 0 | 0 | 0 | 0 | 0 | 0 | 1.04 | 4.38 | 7.17 | 8.81 | 9.78 | 10.27 | 10.43 | 10.51 | 10.29 | 9.89 | 8.84 | 7.18 | 4.37 | 1.09 | 0.01 | 0 | 0 | 0 | 0 | 0 | 0 | 0 | 0 | 0 | 0.52 | 3.71 | 7.04 | 8.99 | 10.03 | 10.56 | 10.73 | 10.64 | 10.41 | 9.89 | 8.93 | 7.24 | 4.35 | 0.95 | 0.01 | 0 | 0 | 0 | 0 | 0 | 0 | 0 | 0 | 0 | 0.1 | 2.31 | 6.11 | 8.43 | 9.69 | 10.24 | 10.35 | 10.34 | 10.14 | 9.64 | 8.47 | 6.23 | 2.53 | 0.17 | 0 | 0 | 0 | 0 | 0 | 0 | 0 | 0 | 0 | 0 | 0 | 1.29 | 5.14 | 7.76 | 9.08 | 9.57 | 9.77 | 9.66 | 9.46 | 8.95 | 7.41 | 4.17 | 0.64 | 0 | 0 | 0 | 0 | 0 | 0 | 0 | 0 | 0 | 0 | 0 | 0 | 0.41 | 3.68 | 6.71 | 7.98 | 8.39 | 8.51 | 8.44 | 8.2 | 7.41 | 5.38 | 1.64 | 0.01 | 0 | 0 | 0 | 0 | 0 | 0 | 0 | 0 | 0 | 0 | 0 | 0.01 | 1.46 | 4.95 | 6.95 | 7.74 | 7.89 | 7.85 | 7.4 | 6.49 | 3.71 | 0.49 | 0 | 0 | 0 | 0 | 0 | 0 | 0 | 0 | 0 | 0 | 0 | 0 | 0 | 0 | 0.47 | 2.7 | 4.71 | 5.81 | 6.2 | 5.93 | 5.36 | 4.93 | 2.54 | 0.31 | 0 | 0 | 0 | 0 | 0 | 0 | 0
ARVINN_6_ORION2 |  | Solar_1Axis | Solar Tracking | CISO | North | Norcal | FC | 8 | 0 | 0 | 0 | 0 | 0 | 0 | 0 | 0.19 | 1.51 | 2.68 | 3.27 | 3.53 | 3.65 | 3.4 | 3.18 | 2.18 | 0.48 | 0 | 0 | 0 | 0 | 0 | 0 | 0 | 0 | 0 | 0 | 0 | 0 | 0 | 0 | 1.01 | 4.13 | 5.3 | 5.28 | 5.04 | 4.98 | 4.97 | 5.08 | 4.41 | 2.3 | 0.12 | 0 | 0 | 0 | 0 | 0 | 0 | 0 | 0 | 0 | 0 | 0 | 0 | 0 | 0.62 | 3.52 | 5.28 | 5.57 | 5.37 | 5.41 | 5.18 | 4.92 | 4.64 | 3.88 | 1.18 | 0.24 | 0 | 0 | 0 | 0 | 0 | 0 | 0 | 0 | 0 | 0 | 0 | 0.06 | 2.06 | 4.91 | 5.78 | 5.75 | 5.66 | 5.85 | 5.82 | 5.71 | 5.78 | 5.44 | 4.84 | 2.08 | 0.08 | 0 | 0 | 0 | 0 | 0 | 0 | 0 | 0 | 0 | 0 | 0.75 | 3.99 | 5.61 | 6.01 | 6.11 | 6.06 | 6.19 | 6.2 | 6.21 | 6.3 | 6.12 | 5.74 | 3.5 | 0.46 | 0 | 0 | 0 | 0 | 0 | 0 | 0 | 0 | 0 | 0 | 1.24 | 4.51 | 6.09 | 6.62 | 6.71 | 6.76 | 6.81 | 6.77 | 6.72 | 6.74 | 6.48 | 6.07 | 4.38 | 1.19 | 0.01 | 0 | 0 | 0 | 0 | 0 | 0 | 0 | 0 | 0 | 0.56 | 3.7 | 6.11 | 6.74 | 6.85 | 6.87 | 6.81 | 6.81 | 6.71 | 6.7 | 6.46 | 5.97 | 4.14 | 0.96 | 0.01 | 0 | 0 | 0 | 0 | 0 | 0 | 0 | 0 | 0 | 0.08 | 2.19 | 5.1 | 6.21 | 6.46 | 6.54 | 6.53 | 6.47 | 6.46 | 6.44 | 6.16 | 5.02 | 2.21 | 0.13 | 0 | 0 | 0 | 0 | 0 | 0 | 0 | 0 | 0 | 0 | 0 | 1.06 | 4.07 | 5.45 | 5.77 | 5.84 | 5.77 | 5.73 | 5.75 | 5.83 | 5.25 | 3.26 | 0.42 | 0 | 0 | 0 | 0 | 0 | 0 | 0 | 0 | 0 | 0 | 0 | 0 | 0.28 | 2.61 | 4.55 | 5.02 | 4.95 | 4.77 | 4.83 | 4.98 | 4.86 | 3.81 | 1.08 | 0.01 | 0 | 0 | 0 | 0 | 0 | 0 | 0 | 0 | 0 | 0 | 0 | 0.01 | 0.86 | 2.98 | 4.06 | 4.22 | 4.04 | 4.16 | 4.26 | 4.02 | 2.45 | 0.29 | 0 | 0 | 0 | 0 | 0 | 0 | 0 | 0 | 0 | 0 | 0 | 0 | 0 | 0 | 0.2 | 1.5 | 2.45 | 2.94 | 3.22 | 3.17 | 3.05 | 2.57 | 1.37 | 0.16 | 0 | 0 | 0 | 0 | 0 | 0 | 0
ASTORA_2_SOLAR1 |  | Solar_1Axis | Solar Tracking | CISO | South | Socal | FC | 100 | 0 | 0 | 0 | 0 | 0 | 0 | 0.05 | 11.98 | 46.92 | 61.09 | 60.48 | 59.41 | 58.77 | 58.91 | 53.36 | 38.5 | 6.5 | 0 | 0 | 0 | 0 | 0 | 0 | 0 | 0 | 0 | 0 | 0 | 0 | 0 | 0.69 | 26.16 | 63.64 | 70.33 | 68.79 | 68.19 | 67.81 | 65.39 | 63.79 | 57.98 | 24.63 | 0.99 | 0 | 0 | 0 | 0 | 0 | 0 | 0 | 0 | 0 | 0 | 0 | 0 | 0.15 | 17.11 | 59.44 | 72.97 | 73.23 | 71.74 | 70.99 | 70.67 | 67.12 | 61.89 | 46.18 | 17.37 | 2.81 | 0 | 0 | 0 | 0 | 0 | 0 | 0 | 0 | 0 | 0 | 0 | 3.06 | 36.53 | 71.58 | 76.56 | 79.73 | 79.5 | 80.01 | 79.16 | 78.24 | 75.4 | 71.1 | 57.64 | 18.23 | 0.29 | 0 | 0 | 0 | 0 | 0 | 0 | 0 | 0 | 0 | 0.06 | 14.83 | 54.76 | 75.22 | 81.46 | 84.13 | 84.85 | 85.13 | 84.76 | 83.33 | 81.32 | 77.54 | 68.01 | 32.83 | 2.6 | 0 | 0 | 0 | 0 | 0 | 0 | 0 | 0 | 0 | 0.24 | 18.21 | 55.64 | 74.3 | 80.74 | 84.44 | 86.06 | 85.5 | 85.52 | 84.19 | 81.95 | 78.55 | 70.95 | 42.44 | 6.89 | 0 | 0 | 0 | 0 | 0 | 0 | 0 | 0 | 0 | 0 | 8.08 | 42.76 | 68.55 | 78.82 | 83.02 | 84.65 | 83.87 | 82.89 | 82.17 | 80.19 | 76.08 | 65.8 | 37.73 | 5.64 | 0 | 0 | 0 | 0 | 0 | 0 | 0 | 0 | 0 | 0 | 3.1 | 34.25 | 67.29 | 78.83 | 83.05 | 85.15 | 85.45 | 83.54 | 79.42 | 77.58 | 71.3 | 56.79 | 20.3 | 0.56 | 0 | 0 | 0 | 0 | 0 | 0 | 0 | 0 | 0 | 0 | 0.49 | 22.84 | 58.48 | 72.04 | 77.18 | 78.59 | 79.9 | 78.43 | 76.21 | 71.28 | 64.61 | 34.3 | 3.05 | 0 | 0 | 0 | 0 | 0 | 0 | 0 | 0 | 0 | 0 | 0 | 0 | 10 | 49.34 | 65.94 | 69.37 | 70.37 | 70.2 | 69.52 | 70.56 | 66 | 49.77 | 10.84 | 0.01 | 0 | 0 | 0 | 0 | 0 | 0 | 0 | 0 | 0 | 0 | 0 | 1.57 | 27.96 | 58.45 | 65.64 | 64.37 | 62.56 | 63.57 | 63.2 | 58.14 | 34.15 | 3.17 | 0 | 0 | 0 | 0 | 0 | 0 | 0 | 0 | 0 | 0 | 0 | 0 | 0 | 0.11 | 13.23 | 41.67 | 52.23 | 51.48 | 49.52 | 51.55 | 50.73 | 46.74 | 25.54 | 2.1 | 0 | 0 | 0 | 0 | 0 | 0 | 0
ASTORA_2_SOLAR2 |  | Solar_1Axis | Solar Tracking | CISO | South | Socal | FC | 75 | 0 | 0 | 0 | 0 | 0 | 0 | 0.04 | 8.98 | 35.19 | 45.82 | 45.36 | 44.56 | 44.07 | 44.18 | 40.02 | 28.88 | 4.87 | 0 | 0 | 0 | 0 | 0 | 0 | 0 | 0 | 0 | 0 | 0 | 0 | 0 | 0.52 | 19.62 | 47.73 | 52.74 | 51.59 | 51.14 | 50.86 | 49.04 | 47.84 | 43.49 | 18.47 | 0.74 | 0 | 0 | 0 | 0 | 0 | 0 | 0 | 0 | 0 | 0 | 0 | 0 | 0.11 | 12.83 | 44.58 | 54.72 | 54.92 | 53.8 | 53.24 | 53 | 50.34 | 46.42 | 34.64 | 13.03 | 2.1 | 0 | 0 | 0 | 0 | 0 | 0 | 0 | 0 | 0 | 0 | 0 | 2.3 | 27.4 | 53.68 | 57.42 | 59.8 | 59.63 | 60 | 59.37 | 58.68 | 56.55 | 53.32 | 43.23 | 13.67 | 0.22 | 0 | 0 | 0 | 0 | 0 | 0 | 0 | 0 | 0 | 0.04 | 11.12 | 41.07 | 56.42 | 61.1 | 63.1 | 63.63 | 63.85 | 63.57 | 62.5 | 60.99 | 58.15 | 51.01 | 24.62 | 1.95 | 0 | 0 | 0 | 0 | 0 | 0 | 0 | 0 | 0 | 0.18 | 13.66 | 41.73 | 55.73 | 60.55 | 63.33 | 64.54 | 64.13 | 64.14 | 63.14 | 61.46 | 58.91 | 53.21 | 31.83 | 5.17 | 0 | 0 | 0 | 0 | 0 | 0 | 0 | 0 | 0 | 0 | 6.06 | 32.07 | 51.41 | 59.11 | 62.27 | 63.48 | 62.9 | 62.17 | 61.63 | 60.14 | 57.06 | 49.35 | 28.3 | 4.23 | 0 | 0 | 0 | 0 | 0 | 0 | 0 | 0 | 0 | 0 | 2.32 | 25.69 | 50.47 | 59.12 | 62.29 | 63.86 | 64.09 | 62.65 | 59.57 | 58.19 | 53.48 | 42.59 | 15.23 | 0.42 | 0 | 0 | 0 | 0 | 0 | 0 | 0 | 0 | 0 | 0 | 0.37 | 17.13 | 43.86 | 54.03 | 57.88 | 58.95 | 59.93 | 58.82 | 57.16 | 53.46 | 48.46 | 25.72 | 2.28 | 0 | 0 | 0 | 0 | 0 | 0 | 0 | 0 | 0 | 0 | 0 | 0 | 7.5 | 37 | 49.46 | 52.03 | 52.78 | 52.65 | 52.14 | 52.92 | 49.5 | 37.33 | 8.13 | 0.01 | 0 | 0 | 0 | 0 | 0 | 0 | 0 | 0 | 0 | 0 | 0 | 1.18 | 20.97 | 43.84 | 49.23 | 48.28 | 46.92 | 47.68 | 47.4 | 43.6 | 25.61 | 2.38 | 0 | 0 | 0 | 0 | 0 | 0 | 0 | 0 | 0 | 0 | 0 | 0 | 0 | 0.08 | 9.92 | 31.25 | 39.17 | 38.61 | 37.14 | 38.66 | 38.05 | 35.06 | 19.15 | 1.58 | 0 | 0 | 0 | 0 | 0 | 0 | 0
ATHOS_5_AP1X2 |  | Solar_1Axis | Solar Tracking | CISO | South | Socal | FC | 250 | 0 | 0 | 0 | 0 | 0 | 0 | 0.12 | 29.94 | 117.3 | 152.72 | 151.2 | 148.52 | 146.92 | 147.27 | 133.4 | 96.26 | 16.24 | 0.01 | 0 | 0 | 0 | 0 | 0 | 0 | 0 | 0 | 0 | 0 | 0 | 0 | 1.72 | 65.39 | 159.11 | 175.82 | 171.97 | 170.46 | 169.52 | 163.47 | 159.48 | 144.96 | 61.58 | 2.47 | 0 | 0 | 0 | 0 | 0 | 0 | 0 | 0 | 0 | 0 | 0 | 0 | 0.37 | 42.77 | 148.6 | 182.42 | 183.07 | 179.34 | 177.48 | 176.66 | 167.8 | 154.72 | 115.45 | 43.43 | 7.01 | 0 | 0 | 0 | 0 | 0 | 0 | 0 | 0 | 0 | 0 | 0 | 7.66 | 91.34 | 178.94 | 191.41 | 199.32 | 198.75 | 200.02 | 197.9 | 195.6 | 188.5 | 177.75 | 144.09 | 45.56 | 0.74 | 0 | 0 | 0 | 0 | 0 | 0 | 0 | 0 | 0 | 0.14 | 37.07 | 136.91 | 188.05 | 203.66 | 210.33 | 212.12 | 212.82 | 211.91 | 208.32 | 203.29 | 193.85 | 170.02 | 82.08 | 6.51 | 0 | 0 | 0 | 0 | 0 | 0 | 0 | 0 | 0 | 0.6 | 45.53 | 139.1 | 185.76 | 201.84 | 211.11 | 215.15 | 213.75 | 213.79 | 210.47 | 204.87 | 196.36 | 177.37 | 106.11 | 17.22 | 0.01 | 0 | 0 | 0 | 0 | 0 | 0 | 0 | 0 | 0.01 | 20.19 | 106.91 | 171.37 | 197.04 | 207.55 | 211.62 | 209.67 | 207.22 | 205.43 | 200.47 | 190.21 | 164.49 | 94.32 | 14.11 | 0 | 0 | 0 | 0 | 0 | 0 | 0 | 0 | 0 | 0 | 7.74 | 85.63 | 168.23 | 197.08 | 207.64 | 212.88 | 213.63 | 208.84 | 198.56 | 193.96 | 178.26 | 141.98 | 50.75 | 1.39 | 0 | 0 | 0 | 0 | 0 | 0 | 0 | 0 | 0 | 0 | 1.23 | 57.11 | 146.2 | 180.1 | 192.95 | 196.49 | 199.75 | 196.07 | 190.52 | 178.19 | 161.52 | 85.74 | 7.61 | 0 | 0 | 0 | 0 | 0 | 0 | 0 | 0 | 0 | 0 | 0 | 0.01 | 24.99 | 123.35 | 164.86 | 173.43 | 175.92 | 175.51 | 173.79 | 176.41 | 165 | 124.42 | 27.1 | 0.02 | 0 | 0 | 0 | 0 | 0 | 0 | 0 | 0 | 0 | 0 | 0 | 3.93 | 69.9 | 146.12 | 164.11 | 160.93 | 156.39 | 158.93 | 158.01 | 145.35 | 85.37 | 7.92 | 0 | 0 | 0 | 0 | 0 | 0 | 0 | 0 | 0 | 0 | 0 | 0 | 0 | 0.27 | 33.07 | 104.17 | 130.56 | 128.7 | 123.8 | 128.87 | 126.84 | 116.86 | 63.85 | 5.25 | 0 | 0 | 0 | 0 | 0 | 0 | 0
ATHOS_5_AP2X2 |  | Solar_1Axis | Solar Tracking | CISO | South | Socal | FC | 200 | 0 | 0 | 0 | 0 | 0 | 0 | 0.1 | 23.96 | 93.84 | 122.18 | 120.96 | 118.82 | 117.53 | 117.82 | 106.72 | 77.01 | 12.99 | 0 | 0 | 0 | 0 | 0 | 0 | 0 | 0 | 0 | 0 | 0 | 0 | 0 | 1.38 | 52.31 | 127.29 | 140.65 | 137.58 | 136.37 | 135.61 | 130.78 | 127.58 | 115.97 | 49.27 | 1.97 | 0 | 0 | 0 | 0 | 0 | 0 | 0 | 0 | 0 | 0 | 0 | 0 | 0.3 | 34.21 | 118.88 | 145.93 | 146.45 | 143.48 | 141.99 | 141.33 | 134.24 | 123.78 | 92.36 | 34.74 | 5.61 | 0 | 0 | 0 | 0 | 0 | 0 | 0 | 0 | 0 | 0 | 0 | 6.13 | 73.07 | 143.15 | 153.13 | 159.46 | 159 | 160.01 | 158.32 | 156.48 | 150.8 | 142.2 | 115.28 | 36.45 | 0.59 | 0 | 0 | 0 | 0 | 0 | 0 | 0 | 0 | 0 | 0.12 | 29.66 | 109.52 | 150.44 | 162.93 | 168.26 | 169.69 | 170.26 | 169.53 | 166.66 | 162.63 | 155.08 | 136.01 | 65.66 | 5.2 | 0 | 0 | 0 | 0 | 0 | 0 | 0 | 0 | 0 | 0.48 | 36.43 | 111.28 | 148.6 | 161.48 | 168.89 | 172.12 | 171 | 171.03 | 168.38 | 163.9 | 157.09 | 141.89 | 84.89 | 13.78 | 0.01 | 0 | 0 | 0 | 0 | 0 | 0 | 0 | 0 | 0.01 | 16.16 | 85.53 | 137.09 | 157.63 | 166.04 | 169.29 | 167.73 | 165.78 | 164.34 | 160.38 | 152.17 | 131.59 | 75.46 | 11.29 | 0 | 0 | 0 | 0 | 0 | 0 | 0 | 0 | 0 | 0 | 6.19 | 68.51 | 134.58 | 157.67 | 166.11 | 170.3 | 170.91 | 167.07 | 158.85 | 155.17 | 142.61 | 113.59 | 40.6 | 1.11 | 0 | 0 | 0 | 0 | 0 | 0 | 0 | 0 | 0 | 0 | 0.99 | 45.69 | 116.96 | 144.08 | 154.36 | 157.19 | 159.8 | 156.86 | 152.41 | 142.55 | 129.22 | 68.59 | 6.09 | 0 | 0 | 0 | 0 | 0 | 0 | 0 | 0 | 0 | 0 | 0 | 0.01 | 19.99 | 98.68 | 131.89 | 138.75 | 140.74 | 140.4 | 139.03 | 141.13 | 132 | 99.54 | 21.68 | 0.01 | 0 | 0 | 0 | 0 | 0 | 0 | 0 | 0 | 0 | 0 | 0 | 3.14 | 55.92 | 116.9 | 131.29 | 128.75 | 125.11 | 127.15 | 126.41 | 116.28 | 68.3 | 6.34 | 0 | 0 | 0 | 0 | 0 | 0 | 0 | 0 | 0 | 0 | 0 | 0 | 0 | 0.22 | 26.45 | 83.34 | 104.45 | 102.96 | 99.04 | 103.09 | 101.47 | 93.49 | 51.08 | 4.2 | 0 | 0 | 0 | 0 | 0 | 0 | 0
ATWEL2_1_SOLAR1 |  | Solar_1Axis | Solar Tracking | CISO | North | Norcal | FC | 20 | 0 | 0 | 0 | 0 | 0 | 0 | 0 | 0.47 | 3.78 | 6.7 | 8.17 | 8.83 | 9.12 | 8.51 | 7.94 | 5.45 | 1.21 | 0 | 0 | 0 | 0 | 0 | 0 | 0 | 0 | 0 | 0 | 0 | 0 | 0 | 0 | 2.54 | 10.33 | 13.25 | 13.2 | 12.6 | 12.45 | 12.42 | 12.69 | 11.02 | 5.75 | 0.31 | 0 | 0 | 0 | 0 | 0 | 0 | 0 | 0 | 0 | 0 | 0 | 0 | 0 | 1.56 | 8.8 | 13.2 | 13.92 | 13.41 | 13.52 | 12.95 | 12.31 | 11.59 | 9.7 | 2.94 | 0.61 | 0 | 0 | 0 | 0 | 0 | 0 | 0 | 0 | 0 | 0 | 0 | 0.16 | 5.14 | 12.28 | 14.45 | 14.37 | 14.15 | 14.62 | 14.54 | 14.27 | 14.46 | 13.61 | 12.09 | 5.2 | 0.21 | 0 | 0 | 0 | 0 | 0 | 0 | 0 | 0 | 0 | 0 | 1.87 | 9.98 | 14.04 | 15.02 | 15.27 | 15.15 | 15.47 | 15.49 | 15.53 | 15.74 | 15.3 | 14.35 | 8.74 | 1.16 | 0 | 0 | 0 | 0 | 0 | 0 | 0 | 0 | 0 | 0.01 | 3.11 | 11.28 | 15.22 | 16.54 | 16.76 | 16.91 | 17.02 | 16.92 | 16.8 | 16.85 | 16.21 | 15.19 | 10.96 | 2.97 | 0.03 | 0 | 0 | 0 | 0 | 0 | 0 | 0 | 0 | 0 | 1.4 | 9.24 | 15.27 | 16.86 | 17.11 | 17.16 | 17.04 | 17.03 | 16.76 | 16.75 | 16.14 | 14.93 | 10.36 | 2.39 | 0.01 | 0 | 0 | 0 | 0 | 0 | 0 | 0 | 0 | 0 | 0.21 | 5.46 | 12.76 | 15.53 | 16.15 | 16.36 | 16.34 | 16.18 | 16.16 | 16.1 | 15.4 | 12.54 | 5.51 | 0.32 | 0 | 0 | 0 | 0 | 0 | 0 | 0 | 0 | 0 | 0 | 0.01 | 2.64 | 10.19 | 13.62 | 14.43 | 14.6 | 14.43 | 14.34 | 14.38 | 14.58 | 13.13 | 8.14 | 1.04 | 0 | 0 | 0 | 0 | 0 | 0 | 0 | 0 | 0 | 0 | 0 | 0 | 0.69 | 6.51 | 11.38 | 12.55 | 12.39 | 11.93 | 12.07 | 12.44 | 12.14 | 9.52 | 2.69 | 0.02 | 0 | 0 | 0 | 0 | 0 | 0 | 0 | 0 | 0 | 0 | 0 | 0.02 | 2.15 | 7.45 | 10.16 | 10.55 | 10.11 | 10.39 | 10.64 | 10.05 | 6.13 | 0.73 | 0 | 0 | 0 | 0 | 0 | 0 | 0 | 0 | 0 | 0 | 0 | 0 | 0 | 0 | 0.5 | 3.75 | 6.13 | 7.34 | 8.04 | 7.92 | 7.63 | 6.42 | 3.42 | 0.4 | 0 | 0 | 0 | 0 | 0 | 0 | 0
ATWELL_1_SOLAR |  | Solar_Fixed | Solar Fixed | CISO | North | Norcal | FC | 20 | 0 | 0 | 0 | 0 | 0 | 0 | 0 | 0.62 | 4.32 | 8.46 | 10.65 | 11.16 | 11.64 | 10.25 | 9.63 | 6.57 | 1.54 | 0 | 0 | 0 | 0 | 0 | 0 | 0 | 0 | 0 | 0 | 0 | 0 | 0 | 0 | 2.29 | 8.92 | 12.29 | 13.48 | 13.8 | 14.15 | 13.34 | 12.42 | 10.08 | 5.11 | 0.37 | 0 | 0 | 0 | 0 | 0 | 0 | 0 | 0 | 0 | 0 | 0 | 0 | 0 | 1.27 | 6.87 | 11.2 | 13.42 | 13.72 | 13.62 | 13.13 | 12.3 | 10.96 | 8.45 | 2.99 | 0.64 | 0 | 0 | 0 | 0 | 0 | 0 | 0 | 0 | 0 | 0 | 0 | 0.12 | 3.56 | 10.04 | 13.58 | 15.15 | 15.75 | 16.26 | 15.98 | 15.91 | 15.2 | 13.45 | 10.25 | 3.94 | 0.17 | 0 | 0 | 0 | 0 | 0 | 0 | 0 | 0 | 0 | 0 | 1.13 | 6.54 | 11.45 | 14.42 | 15.87 | 16.49 | 16.45 | 16.45 | 16.44 | 15.82 | 14.1 | 11.43 | 5.99 | 0.81 | 0 | 0 | 0 | 0 | 0 | 0 | 0 | 0 | 0 | 0.01 | 1.73 | 7.29 | 11.94 | 14.68 | 16.3 | 17.12 | 17.39 | 17.52 | 17.15 | 16.48 | 14.73 | 11.97 | 7.29 | 1.81 | 0.02 | 0 | 0 | 0 | 0 | 0 | 0 | 0 | 0 | 0 | 0.86 | 6.19 | 11.74 | 14.99 | 16.71 | 17.59 | 17.89 | 17.73 | 17.35 | 16.49 | 14.88 | 12.07 | 7.26 | 1.59 | 0.01 | 0 | 0 | 0 | 0 | 0 | 0 | 0 | 0 | 0 | 0.17 | 3.85 | 10.19 | 14.05 | 16.15 | 17.07 | 17.25 | 17.23 | 16.91 | 16.06 | 14.11 | 10.38 | 4.21 | 0.28 | 0 | 0 | 0 | 0 | 0 | 0 | 0 | 0 | 0 | 0 | 0.01 | 2.15 | 8.56 | 12.94 | 15.13 | 15.95 | 16.28 | 16.1 | 15.77 | 14.91 | 12.36 | 6.96 | 1.06 | 0 | 0 | 0 | 0 | 0 | 0 | 0 | 0 | 0 | 0 | 0 | 0 | 0.69 | 6.13 | 11.18 | 13.3 | 13.98 | 14.18 | 14.06 | 13.66 | 12.34 | 8.97 | 2.73 | 0.02 | 0 | 0 | 0 | 0 | 0 | 0 | 0 | 0 | 0 | 0 | 0 | 0.02 | 2.43 | 8.25 | 11.58 | 12.9 | 13.15 | 13.08 | 12.33 | 10.81 | 6.18 | 0.82 | 0 | 0 | 0 | 0 | 0 | 0 | 0 | 0 | 0 | 0 | 0 | 0 | 0 | 0 | 0.78 | 4.5 | 7.85 | 9.68 | 10.34 | 9.89 | 8.93 | 8.22 | 4.24 | 0.52 | 0 | 0 | 0 | 0 | 0 | 0 | 0
AVENAL_6_AVPARK |  | Solar_Fixed | Solar Fixed | CISO | North | Norcal | ID | 6 | 0 | 0 | 0 | 0 | 0 | 0 | 0 | 0.18 | 1.3 | 2.54 | 3.2 | 3.35 | 3.49 | 3.07 | 2.89 | 1.97 | 0.46 | 0 | 0 | 0 | 0 | 0 | 0 | 0 | 0 | 0 | 0 | 0 | 0 | 0 | 0 | 0.69 | 2.68 | 3.69 | 4.04 | 4.14 | 4.25 | 4 | 3.73 | 3.03 | 1.53 | 0.11 | 0 | 0 | 0 | 0 | 0 | 0 | 0 | 0 | 0 | 0 | 0 | 0 | 0 | 0.38 | 2.06 | 3.36 | 4.02 | 4.12 | 4.09 | 3.94 | 3.69 | 3.29 | 2.53 | 0.9 | 0.19 | 0 | 0 | 0 | 0 | 0 | 0 | 0 | 0 | 0 | 0 | 0 | 0.04 | 1.07 | 3.01 | 4.07 | 4.55 | 4.72 | 4.88 | 4.79 | 4.77 | 4.56 | 4.04 | 3.08 | 1.18 | 0.05 | 0 | 0 | 0 | 0 | 0 | 0 | 0 | 0 | 0 | 0 | 0.34 | 1.96 | 3.44 | 4.33 | 4.76 | 4.95 | 4.94 | 4.93 | 4.93 | 4.75 | 4.23 | 3.43 | 1.8 | 0.24 | 0 | 0 | 0 | 0 | 0 | 0 | 0 | 0 | 0 | 0 | 0.52 | 2.19 | 3.58 | 4.4 | 4.89 | 5.13 | 5.22 | 5.26 | 5.15 | 4.94 | 4.42 | 3.59 | 2.19 | 0.54 | 0.01 | 0 | 0 | 0 | 0 | 0 | 0 | 0 | 0 | 0 | 0.26 | 1.86 | 3.52 | 4.5 | 5.01 | 5.28 | 5.37 | 5.32 | 5.2 | 4.95 | 4.46 | 3.62 | 2.18 | 0.48 | 0 | 0 | 0 | 0 | 0 | 0 | 0 | 0 | 0 | 0 | 0.05 | 1.15 | 3.06 | 4.22 | 4.84 | 5.12 | 5.17 | 5.17 | 5.07 | 4.82 | 4.23 | 3.11 | 1.26 | 0.08 | 0 | 0 | 0 | 0 | 0 | 0 | 0 | 0 | 0 | 0 | 0 | 0.65 | 2.57 | 3.88 | 4.54 | 4.78 | 4.88 | 4.83 | 4.73 | 4.47 | 3.71 | 2.09 | 0.32 | 0 | 0 | 0 | 0 | 0 | 0 | 0 | 0 | 0 | 0 | 0 | 0 | 0.21 | 1.84 | 3.36 | 3.99 | 4.19 | 4.25 | 4.22 | 4.1 | 3.7 | 2.69 | 0.82 | 0.01 | 0 | 0 | 0 | 0 | 0 | 0 | 0 | 0 | 0 | 0 | 0 | 0.01 | 0.73 | 2.47 | 3.47 | 3.87 | 3.95 | 3.92 | 3.7 | 3.24 | 1.86 | 0.25 | 0 | 0 | 0 | 0 | 0 | 0 | 0 | 0 | 0 | 0 | 0 | 0 | 0 | 0 | 0.23 | 1.35 | 2.35 | 2.9 | 3.1 | 2.97 | 2.68 | 2.46 | 1.27 | 0.16 | 0 | 0 | 0 | 0 | 0 | 0 | 0
AVENAL_6_AVSLR1 |  | Solar_1Axis | Solar Tracking | CISO | North | Norcal | EO | 7.9 | 0 | 0 | 0 | 0 | 0 | 0 | 0 | 0.19 | 1.49 | 2.65 | 3.23 | 3.49 | 3.6 | 3.36 | 3.14 | 2.15 | 0.48 | 0 | 0 | 0 | 0 | 0 | 0 | 0 | 0 | 0 | 0 | 0 | 0 | 0 | 0 | 1 | 4.08 | 5.23 | 5.22 | 4.98 | 4.92 | 4.9 | 5.01 | 4.35 | 2.27 | 0.12 | 0 | 0 | 0 | 0 | 0 | 0 | 0 | 0 | 0 | 0 | 0 | 0 | 0 | 0.62 | 3.47 | 5.22 | 5.5 | 5.3 | 5.34 | 5.11 | 4.86 | 4.58 | 3.83 | 1.16 | 0.24 | 0 | 0 | 0 | 0 | 0 | 0 | 0 | 0 | 0 | 0 | 0 | 0.06 | 2.03 | 4.85 | 5.71 | 5.67 | 5.59 | 5.78 | 5.74 | 5.63 | 5.71 | 5.38 | 4.78 | 2.05 | 0.08 | 0 | 0 | 0 | 0 | 0 | 0 | 0 | 0 | 0 | 0 | 0.74 | 3.94 | 5.54 | 5.93 | 6.03 | 5.98 | 6.11 | 6.12 | 6.13 | 6.22 | 6.04 | 5.67 | 3.45 | 0.46 | 0 | 0 | 0 | 0 | 0 | 0 | 0 | 0 | 0 | 0 | 1.23 | 4.46 | 6.01 | 6.53 | 6.62 | 6.68 | 6.72 | 6.68 | 6.64 | 6.66 | 6.4 | 6 | 4.33 | 1.17 | 0.01 | 0 | 0 | 0 | 0 | 0 | 0 | 0 | 0 | 0 | 0.55 | 3.65 | 6.03 | 6.66 | 6.76 | 6.78 | 6.73 | 6.73 | 6.62 | 6.62 | 6.38 | 5.9 | 4.09 | 0.94 | 0 | 0 | 0 | 0 | 0 | 0 | 0 | 0 | 0 | 0 | 0.08 | 2.16 | 5.04 | 6.14 | 6.38 | 6.46 | 6.45 | 6.39 | 6.38 | 6.36 | 6.08 | 4.95 | 2.18 | 0.13 | 0 | 0 | 0 | 0 | 0 | 0 | 0 | 0 | 0 | 0 | 0 | 1.04 | 4.02 | 5.38 | 5.7 | 5.77 | 5.7 | 5.66 | 5.68 | 5.76 | 5.19 | 3.22 | 0.41 | 0 | 0 | 0 | 0 | 0 | 0 | 0 | 0 | 0 | 0 | 0 | 0 | 0.27 | 2.57 | 4.5 | 4.96 | 4.89 | 4.71 | 4.77 | 4.91 | 4.8 | 3.76 | 1.06 | 0.01 | 0 | 0 | 0 | 0 | 0 | 0 | 0 | 0 | 0 | 0 | 0 | 0.01 | 0.85 | 2.94 | 4.01 | 4.17 | 3.99 | 4.11 | 4.2 | 3.97 | 2.42 | 0.29 | 0 | 0 | 0 | 0 | 0 | 0 | 0 | 0 | 0 | 0 | 0 | 0 | 0 | 0 | 0.2 | 1.48 | 2.42 | 2.9 | 3.18 | 3.13 | 3.01 | 2.53 | 1.35 | 0.16 | 0 | 0 | 0 | 0 | 0 | 0 | 0
AVENAL_6_AVSLR2 |  | Solar_1Axis | Solar Tracking | CISO | North | Norcal | EO | 7.9 | 0 | 0 | 0 | 0 | 0 | 0 | 0 | 0.19 | 1.49 | 2.65 | 3.23 | 3.49 | 3.6 | 3.36 | 3.14 | 2.15 | 0.48 | 0 | 0 | 0 | 0 | 0 | 0 | 0 | 0 | 0 | 0 | 0 | 0 | 0 | 0 | 1 | 4.08 | 5.23 | 5.22 | 4.98 | 4.92 | 4.9 | 5.01 | 4.35 | 2.27 | 0.12 | 0 | 0 | 0 | 0 | 0 | 0 | 0 | 0 | 0 | 0 | 0 | 0 | 0 | 0.62 | 3.47 | 5.22 | 5.5 | 5.3 | 5.34 | 5.11 | 4.86 | 4.58 | 3.83 | 1.16 | 0.24 | 0 | 0 | 0 | 0 | 0 | 0 | 0 | 0 | 0 | 0 | 0 | 0.06 | 2.03 | 4.85 | 5.71 | 5.67 | 5.59 | 5.78 | 5.74 | 5.63 | 5.71 | 5.38 | 4.78 | 2.05 | 0.08 | 0 | 0 | 0 | 0 | 0 | 0 | 0 | 0 | 0 | 0 | 0.74 | 3.94 | 5.54 | 5.93 | 6.03 | 5.98 | 6.11 | 6.12 | 6.13 | 6.22 | 6.04 | 5.67 | 3.45 | 0.46 | 0 | 0 | 0 | 0 | 0 | 0 | 0 | 0 | 0 | 0 | 1.23 | 4.46 | 6.01 | 6.53 | 6.62 | 6.68 | 6.72 | 6.68 | 6.64 | 6.66 | 6.4 | 6 | 4.33 | 1.17 | 0.01 | 0 | 0 | 0 | 0 | 0 | 0 | 0 | 0 | 0 | 0.55 | 3.65 | 6.03 | 6.66 | 6.76 | 6.78 | 6.73 | 6.73 | 6.62 | 6.62 | 6.38 | 5.9 | 4.09 | 0.94 | 0 | 0 | 0 | 0 | 0 | 0 | 0 | 0 | 0 | 0 | 0.08 | 2.16 | 5.04 | 6.14 | 6.38 | 6.46 | 6.45 | 6.39 | 6.38 | 6.36 | 6.08 | 4.95 | 2.18 | 0.13 | 0 | 0 | 0 | 0 | 0 | 0 | 0 | 0 | 0 | 0 | 0 | 1.04 | 4.02 | 5.38 | 5.7 | 5.77 | 5.7 | 5.66 | 5.68 | 5.76 | 5.19 | 3.22 | 0.41 | 0 | 0 | 0 | 0 | 0 | 0 | 0 | 0 | 0 | 0 | 0 | 0 | 0.27 | 2.57 | 4.5 | 4.96 | 4.89 | 4.71 | 4.77 | 4.91 | 4.8 | 3.76 | 1.06 | 0.01 | 0 | 0 | 0 | 0 | 0 | 0 | 0 | 0 | 0 | 0 | 0 | 0.01 | 0.85 | 2.94 | 4.01 | 4.17 | 3.99 | 4.11 | 4.2 | 3.97 | 2.42 | 0.29 | 0 | 0 | 0 | 0 | 0 | 0 | 0 | 0 | 0 | 0 | 0 | 0 | 0 | 0 | 0.2 | 1.48 | 2.42 | 2.9 | 3.18 | 3.13 | 3.01 | 2.53 | 1.35 | 0.16 | 0 | 0 | 0 | 0 | 0 | 0 | 0
AVENAL_6_SANDDG |  | Solar_Fixed | Solar Fixed | CISO | North | Norcal | ID | 19 | 0 | 0 | 0 | 0 | 0 | 0 | 0 | 0.59 | 4.1 | 8.03 | 10.12 | 10.61 | 11.06 | 9.73 | 9.15 | 6.24 | 1.46 | 0 | 0 | 0 | 0 | 0 | 0 | 0 | 0 | 0 | 0 | 0 | 0 | 0 | 0 | 2.18 | 8.48 | 11.68 | 12.81 | 13.11 | 13.45 | 12.67 | 11.8 | 9.58 | 4.85 | 0.35 | 0 | 0 | 0 | 0 | 0 | 0 | 0 | 0 | 0 | 0 | 0 | 0 | 0 | 1.21 | 6.53 | 10.64 | 12.74 | 13.04 | 12.94 | 12.48 | 11.68 | 10.41 | 8.03 | 2.84 | 0.61 | 0 | 0 | 0 | 0 | 0 | 0 | 0 | 0 | 0 | 0 | 0 | 0.11 | 3.38 | 9.53 | 12.9 | 14.4 | 14.96 | 15.45 | 15.18 | 15.12 | 14.44 | 12.78 | 9.74 | 3.75 | 0.16 | 0 | 0 | 0 | 0 | 0 | 0 | 0 | 0 | 0 | 0 | 1.08 | 6.21 | 10.88 | 13.7 | 15.08 | 15.67 | 15.63 | 15.63 | 15.62 | 15.03 | 13.4 | 10.86 | 5.69 | 0.77 | 0 | 0 | 0 | 0 | 0 | 0 | 0 | 0 | 0 | 0.01 | 1.64 | 6.93 | 11.35 | 13.95 | 15.49 | 16.26 | 16.52 | 16.65 | 16.3 | 15.66 | 14 | 11.37 | 6.92 | 1.72 | 0.02 | 0 | 0 | 0 | 0 | 0 | 0 | 0 | 0 | 0 | 0.82 | 5.88 | 11.15 | 14.24 | 15.88 | 16.71 | 17 | 16.85 | 16.48 | 15.67 | 14.13 | 11.47 | 6.89 | 1.51 | 0.01 | 0 | 0 | 0 | 0 | 0 | 0 | 0 | 0 | 0 | 0.16 | 3.65 | 9.68 | 13.35 | 15.34 | 16.21 | 16.39 | 16.37 | 16.06 | 15.26 | 13.41 | 9.86 | 4 | 0.27 | 0 | 0 | 0 | 0 | 0 | 0 | 0 | 0 | 0 | 0 | 0 | 2.04 | 8.13 | 12.29 | 14.37 | 15.15 | 15.47 | 15.29 | 14.98 | 14.17 | 11.74 | 6.61 | 1.01 | 0 | 0 | 0 | 0 | 0 | 0 | 0 | 0 | 0 | 0 | 0 | 0 | 0.65 | 5.83 | 10.62 | 12.64 | 13.28 | 13.47 | 13.36 | 12.98 | 11.73 | 8.52 | 2.6 | 0.02 | 0 | 0 | 0 | 0 | 0 | 0 | 0 | 0 | 0 | 0 | 0 | 0.02 | 2.31 | 7.83 | 11 | 12.26 | 12.49 | 12.42 | 11.72 | 10.27 | 5.87 | 0.78 | 0 | 0 | 0 | 0 | 0 | 0 | 0 | 0 | 0 | 0 | 0 | 0 | 0 | 0 | 0.74 | 4.28 | 7.46 | 9.2 | 9.82 | 9.39 | 8.49 | 7.81 | 4.02 | 0.49 | 0 | 0 | 0 | 0 | 0 | 0 | 0
AVENAL_6_SUNCTY |  | Solar_Fixed | Solar Fixed | CISO | North | Norcal | ID | 20 | 0 | 0 | 0 | 0 | 0 | 0 | 0 | 0.62 | 4.32 | 8.46 | 10.65 | 11.16 | 11.64 | 10.25 | 9.63 | 6.57 | 1.54 | 0 | 0 | 0 | 0 | 0 | 0 | 0 | 0 | 0 | 0 | 0 | 0 | 0 | 0 | 2.29 | 8.92 | 12.29 | 13.48 | 13.8 | 14.15 | 13.34 | 12.42 | 10.08 | 5.11 | 0.37 | 0 | 0 | 0 | 0 | 0 | 0 | 0 | 0 | 0 | 0 | 0 | 0 | 0 | 1.27 | 6.87 | 11.2 | 13.42 | 13.72 | 13.62 | 13.13 | 12.3 | 10.96 | 8.45 | 2.99 | 0.64 | 0 | 0 | 0 | 0 | 0 | 0 | 0 | 0 | 0 | 0 | 0 | 0.12 | 3.56 | 10.04 | 13.58 | 15.15 | 15.75 | 16.26 | 15.98 | 15.91 | 15.2 | 13.45 | 10.25 | 3.94 | 0.17 | 0 | 0 | 0 | 0 | 0 | 0 | 0 | 0 | 0 | 0 | 1.13 | 6.54 | 11.45 | 14.42 | 15.87 | 16.49 | 16.45 | 16.45 | 16.44 | 15.82 | 14.1 | 11.43 | 5.99 | 0.81 | 0 | 0 | 0 | 0 | 0 | 0 | 0 | 0 | 0 | 0.01 | 1.73 | 7.29 | 11.94 | 14.68 | 16.3 | 17.12 | 17.39 | 17.52 | 17.15 | 16.48 | 14.73 | 11.97 | 7.29 | 1.81 | 0.02 | 0 | 0 | 0 | 0 | 0 | 0 | 0 | 0 | 0 | 0.86 | 6.19 | 11.74 | 14.99 | 16.71 | 17.59 | 17.89 | 17.73 | 17.35 | 16.49 | 14.88 | 12.07 | 7.26 | 1.59 | 0.01 | 0 | 0 | 0 | 0 | 0 | 0 | 0 | 0 | 0 | 0.17 | 3.85 | 10.19 | 14.05 | 16.15 | 17.07 | 17.25 | 17.23 | 16.91 | 16.06 | 14.11 | 10.38 | 4.21 | 0.28 | 0 | 0 | 0 | 0 | 0 | 0 | 0 | 0 | 0 | 0 | 0.01 | 2.15 | 8.56 | 12.94 | 15.13 | 15.95 | 16.28 | 16.1 | 15.77 | 14.91 | 12.36 | 6.96 | 1.06 | 0 | 0 | 0 | 0 | 0 | 0 | 0 | 0 | 0 | 0 | 0 | 0 | 0.69 | 6.13 | 11.18 | 13.3 | 13.98 | 14.18 | 14.06 | 13.66 | 12.34 | 8.97 | 2.73 | 0.02 | 0 | 0 | 0 | 0 | 0 | 0 | 0 | 0 | 0 | 0 | 0 | 0.02 | 2.43 | 8.25 | 11.58 | 12.9 | 13.15 | 13.08 | 12.33 | 10.81 | 6.18 | 0.82 | 0 | 0 | 0 | 0 | 0 | 0 | 0 | 0 | 0 | 0 | 0 | 0 | 0 | 0 | 0.78 | 4.5 | 7.85 | 9.68 | 10.34 | 9.89 | 8.93 | 8.22 | 4.24 | 0.52 | 0 | 0 | 0 | 0 | 0 | 0 | 0
AVSOLR_2_SOLAR |  | Solar_Fixed | Solar Fixed | CISO | South | Socal | FC | 241.5 | 0 | 0 | 0 | 0 | 0 | 0 | 0.39 | 31.97 | 107.29 | 145.55 | 157.28 | 162.42 | 158.21 | 152.35 | 127.23 | 74.25 | 10.78 | 0 | 0 | 0 | 0 | 0 | 0 | 0 | 0 | 0 | 0 | 0 | 0 | 0 | 2.66 | 59.52 | 141.17 | 168.17 | 179.93 | 180.58 | 177.36 | 170.79 | 157.13 | 120.66 | 46.78 | 1.15 | 0 | 0 | 0 | 0 | 0 | 0 | 0 | 0 | 0 | 0 | 0 | 0 | 0.52 | 34.14 | 119.11 | 165.11 | 181.24 | 184.31 | 182.03 | 177.66 | 167.08 | 147.73 | 93.2 | 43.33 | 6.53 | 0 | 0 | 0 | 0 | 0 | 0 | 0 | 0 | 0 | 0 | 0 | 6.62 | 66.73 | 143.66 | 180.36 | 196.8 | 204.94 | 205.24 | 201.06 | 195.88 | 179.67 | 152.86 | 104.85 | 26.17 | 0.34 | 0 | 0 | 0 | 0 | 0 | 0 | 0 | 0 | 0 | 0.35 | 27.62 | 101.47 | 153.92 | 182.94 | 203.33 | 211.39 | 212.54 | 210.21 | 205.94 | 191.82 | 167.73 | 121.76 | 45.73 | 2.99 | 0 | 0 | 0 | 0 | 0 | 0 | 0 | 0 | 0 | 0.89 | 33.95 | 103.56 | 157.22 | 187.82 | 207.87 | 217.29 | 218.99 | 218.72 | 211.22 | 195.55 | 171.41 | 131.01 | 62.5 | 7.89 | 0.01 | 0 | 0 | 0 | 0 | 0 | 0 | 0 | 0 | 0.04 | 16.29 | 71.2 | 131.49 | 169.18 | 194.28 | 207.05 | 211.21 | 209.51 | 200.08 | 187.17 | 162.03 | 121.87 | 55.43 | 6.32 | 0.01 | 0 | 0 | 0 | 0 | 0 | 0 | 0 | 0 | 0 | 7.24 | 64.08 | 136.76 | 175.85 | 199.86 | 212.25 | 216.25 | 212.74 | 203.85 | 185.54 | 157.01 | 104.75 | 29.92 | 0.81 | 0.01 | 0 | 0 | 0 | 0 | 0 | 0 | 0 | 0 | 0 | 2 | 49.25 | 127.73 | 172.11 | 196.23 | 207.1 | 209.6 | 207.71 | 198.06 | 174.39 | 140.43 | 62.15 | 5.55 | 0.02 | 0 | 0 | 0 | 0 | 0 | 0 | 0 | 0 | 0 | 0 | 0.23 | 26.25 | 110.73 | 158.44 | 180.3 | 191.63 | 194.3 | 191.48 | 182.09 | 162.04 | 102.53 | 20.57 | 0.09 | 0 | 0 | 0 | 0 | 0 | 0 | 0 | 0 | 0 | 0 | 0 | 5.96 | 65.18 | 130.39 | 162.15 | 173.08 | 177.17 | 171.69 | 162.56 | 133.82 | 61.11 | 4.12 | 0 | 0 | 0 | 0 | 0 | 0 | 0 | 0 | 0 | 0 | 0 | 0 | 0 | 0.73 | 34.4 | 96.55 | 129.26 | 142.45 | 149.97 | 145.4 | 133.54 | 108.87 | 48.72 | 3 | 0 | 0 | 0 | 0 | 0 | 0 | 0
BAHIA_2_LKHSR1 |  | Solar_1Axis | Solar Tracking | CISO | North | Norcal | EO | 5 | 0 | 0 | 0 | 0 | 0 | 0 | 0 | 0.12 | 0.95 | 1.67 | 2.04 | 2.21 | 2.28 | 2.13 | 1.98 | 1.36 | 0.3 | 0 | 0 | 0 | 0 | 0 | 0 | 0 | 0 | 0 | 0 | 0 | 0 | 0 | 0 | 0.63 | 2.58 | 3.31 | 3.3 | 3.15 | 3.11 | 3.1 | 3.17 | 2.75 | 1.44 | 0.08 | 0 | 0 | 0 | 0 | 0 | 0 | 0 | 0 | 0 | 0 | 0 | 0 | 0 | 0.39 | 2.2 | 3.3 | 3.48 | 3.35 | 3.38 | 3.24 | 3.08 | 2.9 | 2.43 | 0.74 | 0.15 | 0 | 0 | 0 | 0 | 0 | 0 | 0 | 0 | 0 | 0 | 0 | 0.04 | 1.29 | 3.07 | 3.61 | 3.59 | 3.54 | 3.66 | 3.64 | 3.57 | 3.61 | 3.4 | 3.02 | 1.3 | 0.05 | 0 | 0 | 0 | 0 | 0 | 0 | 0 | 0 | 0 | 0 | 0.47 | 2.49 | 3.51 | 3.75 | 3.82 | 3.79 | 3.87 | 3.87 | 3.88 | 3.93 | 3.82 | 3.59 | 2.19 | 0.29 | 0 | 0 | 0 | 0 | 0 | 0 | 0 | 0 | 0 | 0 | 0.78 | 2.82 | 3.8 | 4.14 | 4.19 | 4.23 | 4.25 | 4.23 | 4.2 | 4.21 | 4.05 | 3.8 | 2.74 | 0.74 | 0.01 | 0 | 0 | 0 | 0 | 0 | 0 | 0 | 0 | 0 | 0.35 | 2.31 | 3.82 | 4.21 | 4.28 | 4.29 | 4.26 | 4.26 | 4.19 | 4.19 | 4.04 | 3.73 | 2.59 | 0.6 | 0 | 0 | 0 | 0 | 0 | 0 | 0 | 0 | 0 | 0 | 0.05 | 1.37 | 3.19 | 3.88 | 4.04 | 4.09 | 4.08 | 4.05 | 4.04 | 4.03 | 3.85 | 3.13 | 1.38 | 0.08 | 0 | 0 | 0 | 0 | 0 | 0 | 0 | 0 | 0 | 0 | 0 | 0.66 | 2.55 | 3.41 | 3.61 | 3.65 | 3.61 | 3.58 | 3.59 | 3.65 | 3.28 | 2.04 | 0.26 | 0 | 0 | 0 | 0 | 0 | 0 | 0 | 0 | 0 | 0 | 0 | 0 | 0.17 | 1.63 | 2.85 | 3.14 | 3.1 | 2.98 | 3.02 | 3.11 | 3.04 | 2.38 | 0.67 | 0 | 0 | 0 | 0 | 0 | 0 | 0 | 0 | 0 | 0 | 0 | 0 | 0.01 | 0.54 | 1.86 | 2.54 | 2.64 | 2.53 | 2.6 | 2.66 | 2.51 | 1.53 | 0.18 | 0 | 0 | 0 | 0 | 0 | 0 | 0 | 0 | 0 | 0 | 0 | 0 | 0 | 0 | 0.13 | 0.94 | 1.53 | 1.84 | 2.01 | 1.98 | 1.91 | 1.6 | 0.85 | 0.1 | 0 | 0 | 0 | 0 | 0 | 0 | 0
BARRE_2_ALASB1 |  | Hybrid_Solar1Axis | Solar Tracking | CISO | South | Socal | FC | 10 | 0 | 0 | 0 | 0 | 0 | 0 | 0 | 1.2 | 4.69 | 6.11 | 6.05 | 5.94 | 5.88 | 5.89 | 5.34 | 3.85 | 0.65 | 0 | 0 | 0 | 0 | 0 | 0 | 0 | 0 | 0 | 0 | 0 | 0 | 0 | 0.07 | 2.62 | 6.36 | 7.03 | 6.88 | 6.82 | 6.78 | 6.54 | 6.38 | 5.8 | 2.46 | 0.1 | 0 | 0 | 0 | 0 | 0 | 0 | 0 | 0 | 0 | 0 | 0 | 0 | 0.01 | 1.71 | 5.94 | 7.3 | 7.32 | 7.17 | 7.1 | 7.07 | 6.71 | 6.19 | 4.62 | 1.74 | 0.28 | 0 | 0 | 0 | 0 | 0 | 0 | 0 | 0 | 0 | 0 | 0 | 0.31 | 3.65 | 7.16 | 7.66 | 7.97 | 7.95 | 8 | 7.92 | 7.82 | 7.54 | 7.11 | 5.76 | 1.82 | 0.03 | 0 | 0 | 0 | 0 | 0 | 0 | 0 | 0 | 0 | 0.01 | 1.48 | 5.48 | 7.52 | 8.15 | 8.41 | 8.48 | 8.51 | 8.48 | 8.33 | 8.13 | 7.75 | 6.8 | 3.28 | 0.26 | 0 | 0 | 0 | 0 | 0 | 0 | 0 | 0 | 0 | 0.02 | 1.82 | 5.56 | 7.43 | 8.07 | 8.44 | 8.61 | 8.55 | 8.55 | 8.42 | 8.19 | 7.85 | 7.09 | 4.24 | 0.69 | 0 | 0 | 0 | 0 | 0 | 0 | 0 | 0 | 0 | 0 | 0.81 | 4.28 | 6.85 | 7.88 | 8.3 | 8.46 | 8.39 | 8.29 | 8.22 | 8.02 | 7.61 | 6.58 | 3.77 | 0.56 | 0 | 0 | 0 | 0 | 0 | 0 | 0 | 0 | 0 | 0 | 0.31 | 3.43 | 6.73 | 7.88 | 8.31 | 8.52 | 8.55 | 8.35 | 7.94 | 7.76 | 7.13 | 5.68 | 2.03 | 0.06 | 0 | 0 | 0 | 0 | 0 | 0 | 0 | 0 | 0 | 0 | 0.05 | 2.28 | 5.85 | 7.2 | 7.72 | 7.86 | 7.99 | 7.84 | 7.62 | 7.13 | 6.46 | 3.43 | 0.3 | 0 | 0 | 0 | 0 | 0 | 0 | 0 | 0 | 0 | 0 | 0 | 0 | 1 | 4.93 | 6.59 | 6.94 | 7.04 | 7.02 | 6.95 | 7.06 | 6.6 | 4.98 | 1.08 | 0 | 0 | 0 | 0 | 0 | 0 | 0 | 0 | 0 | 0 | 0 | 0 | 0.16 | 2.8 | 5.84 | 6.56 | 6.44 | 6.26 | 6.36 | 6.32 | 5.81 | 3.41 | 0.32 | 0 | 0 | 0 | 0 | 0 | 0 | 0 | 0 | 0 | 0 | 0 | 0 | 0 | 0.01 | 1.32 | 4.17 | 5.22 | 5.15 | 4.95 | 5.15 | 5.07 | 4.67 | 2.55 | 0.21 | 0 | 0 | 0 | 0 | 0 | 0 | 0
BGSKYN_2_AS2SR1 |  | Paired_Solar_1Axis | Solar Tracking | CISO | South | Socal | ID | 105 | 0 | 0 | 0 | 0 | 0 | 0 | 0.05 | 12.58 | 49.26 | 64.14 | 63.5 | 62.38 | 61.7 | 61.85 | 56.03 | 40.43 | 6.82 | 0 | 0 | 0 | 0 | 0 | 0 | 0 | 0 | 0 | 0 | 0 | 0 | 0 | 0.72 | 27.46 | 66.83 | 73.84 | 72.23 | 71.59 | 71.2 | 68.66 | 66.98 | 60.88 | 25.86 | 1.04 | 0 | 0 | 0 | 0 | 0 | 0 | 0 | 0 | 0 | 0 | 0 | 0 | 0.16 | 17.96 | 62.41 | 76.61 | 76.89 | 75.32 | 74.54 | 74.2 | 70.48 | 64.98 | 48.49 | 18.24 | 2.95 | 0 | 0 | 0 | 0 | 0 | 0 | 0 | 0 | 0 | 0 | 0 | 3.22 | 38.36 | 75.15 | 80.39 | 83.72 | 83.48 | 84.01 | 83.12 | 82.15 | 79.17 | 74.65 | 60.52 | 19.14 | 0.31 | 0 | 0 | 0 | 0 | 0 | 0 | 0 | 0 | 0 | 0.06 | 15.57 | 57.5 | 78.98 | 85.54 | 88.34 | 89.09 | 89.38 | 89 | 87.5 | 85.38 | 81.42 | 71.41 | 34.47 | 2.73 | 0 | 0 | 0 | 0 | 0 | 0 | 0 | 0 | 0 | 0.25 | 19.12 | 58.42 | 78.02 | 84.77 | 88.67 | 90.36 | 89.78 | 89.79 | 88.4 | 86.05 | 82.47 | 74.49 | 44.57 | 7.23 | 0 | 0 | 0 | 0 | 0 | 0 | 0 | 0 | 0 | 0.01 | 8.48 | 44.9 | 71.97 | 82.76 | 87.17 | 88.88 | 88.06 | 87.03 | 86.28 | 84.2 | 79.89 | 69.09 | 39.62 | 5.93 | 0 | 0 | 0 | 0 | 0 | 0 | 0 | 0 | 0 | 0 | 3.25 | 35.97 | 70.66 | 82.77 | 87.21 | 89.41 | 89.73 | 87.71 | 83.39 | 81.46 | 74.87 | 59.63 | 21.32 | 0.58 | 0 | 0 | 0 | 0 | 0 | 0 | 0 | 0 | 0 | 0 | 0.52 | 23.99 | 61.4 | 75.64 | 81.04 | 82.52 | 83.9 | 82.35 | 80.02 | 74.84 | 67.84 | 36.01 | 3.2 | 0 | 0 | 0 | 0 | 0 | 0 | 0 | 0 | 0 | 0 | 0 | 0 | 10.49 | 51.8 | 69.24 | 72.84 | 73.89 | 73.71 | 72.99 | 74.09 | 69.3 | 52.26 | 11.38 | 0.01 | 0 | 0 | 0 | 0 | 0 | 0 | 0 | 0 | 0 | 0 | 0 | 1.65 | 29.36 | 61.37 | 68.93 | 67.59 | 65.68 | 66.75 | 66.36 | 61.05 | 35.86 | 3.33 | 0 | 0 | 0 | 0 | 0 | 0 | 0 | 0 | 0 | 0 | 0 | 0 | 0 | 0.11 | 13.89 | 43.75 | 54.84 | 54.05 | 52 | 54.12 | 53.27 | 49.08 | 26.82 | 2.21 | 0 | 0 | 0 | 0 | 0 | 0 | 0
BGSKYN_2_ASPSR2 |  | Paired_Solar_1Axis | Solar Tracking | CISO | South | Socal | ID | 100 | 0 | 0 | 0 | 0 | 0 | 0 | 0.05 | 11.98 | 46.92 | 61.09 | 60.48 | 59.41 | 58.77 | 58.91 | 53.36 | 38.5 | 6.5 | 0 | 0 | 0 | 0 | 0 | 0 | 0 | 0 | 0 | 0 | 0 | 0 | 0 | 0.69 | 26.16 | 63.64 | 70.33 | 68.79 | 68.19 | 67.81 | 65.39 | 63.79 | 57.98 | 24.63 | 0.99 | 0 | 0 | 0 | 0 | 0 | 0 | 0 | 0 | 0 | 0 | 0 | 0 | 0.15 | 17.11 | 59.44 | 72.97 | 73.23 | 71.74 | 70.99 | 70.67 | 67.12 | 61.89 | 46.18 | 17.37 | 2.81 | 0 | 0 | 0 | 0 | 0 | 0 | 0 | 0 | 0 | 0 | 0 | 3.06 | 36.53 | 71.58 | 76.56 | 79.73 | 79.5 | 80.01 | 79.16 | 78.24 | 75.4 | 71.1 | 57.64 | 18.23 | 0.29 | 0 | 0 | 0 | 0 | 0 | 0 | 0 | 0 | 0 | 0.06 | 14.83 | 54.76 | 75.22 | 81.46 | 84.13 | 84.85 | 85.13 | 84.76 | 83.33 | 81.32 | 77.54 | 68.01 | 32.83 | 2.6 | 0 | 0 | 0 | 0 | 0 | 0 | 0 | 0 | 0 | 0.24 | 18.21 | 55.64 | 74.3 | 80.74 | 84.44 | 86.06 | 85.5 | 85.52 | 84.19 | 81.95 | 78.55 | 70.95 | 42.44 | 6.89 | 0 | 0 | 0 | 0 | 0 | 0 | 0 | 0 | 0 | 0 | 8.08 | 42.76 | 68.55 | 78.82 | 83.02 | 84.65 | 83.87 | 82.89 | 82.17 | 80.19 | 76.08 | 65.8 | 37.73 | 5.64 | 0 | 0 | 0 | 0 | 0 | 0 | 0 | 0 | 0 | 0 | 3.1 | 34.25 | 67.29 | 78.83 | 83.05 | 85.15 | 85.45 | 83.54 | 79.42 | 77.58 | 71.3 | 56.79 | 20.3 | 0.56 | 0 | 0 | 0 | 0 | 0 | 0 | 0 | 0 | 0 | 0 | 0.49 | 22.84 | 58.48 | 72.04 | 77.18 | 78.59 | 79.9 | 78.43 | 76.21 | 71.28 | 64.61 | 34.3 | 3.05 | 0 | 0 | 0 | 0 | 0 | 0 | 0 | 0 | 0 | 0 | 0 | 0 | 10 | 49.34 | 65.94 | 69.37 | 70.37 | 70.2 | 69.52 | 70.56 | 66 | 49.77 | 10.84 | 0.01 | 0 | 0 | 0 | 0 | 0 | 0 | 0 | 0 | 0 | 0 | 0 | 1.57 | 27.96 | 58.45 | 65.64 | 64.37 | 62.56 | 63.57 | 63.2 | 58.14 | 34.15 | 3.17 | 0 | 0 | 0 | 0 | 0 | 0 | 0 | 0 | 0 | 0 | 0 | 0 | 0 | 0.11 | 13.23 | 41.67 | 52.23 | 51.48 | 49.52 | 51.55 | 50.73 | 46.74 | 25.54 | 2.1 | 0 | 0 | 0 | 0 | 0 | 0 | 0
BGSKYN_2_ASSR1B |  | Paired_Solar_1Axis | Solar Tracking | CISO | South | Socal | ID | 17 | 0 | 0 | 0 | 0 | 0 | 0 | 0.01 | 2.04 | 7.98 | 10.39 | 10.28 | 10.1 | 9.99 | 10.01 | 9.07 | 6.55 | 1.1 | 0 | 0 | 0 | 0 | 0 | 0 | 0 | 0 | 0 | 0 | 0 | 0 | 0 | 0.12 | 4.45 | 10.82 | 11.96 | 11.69 | 11.59 | 11.53 | 11.12 | 10.84 | 9.86 | 4.19 | 0.17 | 0 | 0 | 0 | 0 | 0 | 0 | 0 | 0 | 0 | 0 | 0 | 0 | 0.03 | 2.91 | 10.11 | 12.4 | 12.45 | 12.2 | 12.07 | 12.01 | 11.41 | 10.52 | 7.85 | 2.95 | 0.48 | 0 | 0 | 0 | 0 | 0 | 0 | 0 | 0 | 0 | 0 | 0 | 0.52 | 6.21 | 12.17 | 13.02 | 13.55 | 13.52 | 13.6 | 13.46 | 13.3 | 12.82 | 12.09 | 9.8 | 3.1 | 0.05 | 0 | 0 | 0 | 0 | 0 | 0 | 0 | 0 | 0 | 0.01 | 2.52 | 9.31 | 12.79 | 13.85 | 14.3 | 14.42 | 14.47 | 14.41 | 14.17 | 13.82 | 13.18 | 11.56 | 5.58 | 0.44 | 0 | 0 | 0 | 0 | 0 | 0 | 0 | 0 | 0 | 0.04 | 3.1 | 9.46 | 12.63 | 13.73 | 14.36 | 14.63 | 14.54 | 14.54 | 14.31 | 13.93 | 13.35 | 12.06 | 7.22 | 1.17 | 0 | 0 | 0 | 0 | 0 | 0 | 0 | 0 | 0 | 0 | 1.37 | 7.27 | 11.65 | 13.4 | 14.11 | 14.39 | 14.26 | 14.09 | 13.97 | 13.63 | 12.93 | 11.19 | 6.41 | 0.96 | 0 | 0 | 0 | 0 | 0 | 0 | 0 | 0 | 0 | 0 | 0.53 | 5.82 | 11.44 | 13.4 | 14.12 | 14.48 | 14.53 | 14.2 | 13.5 | 13.19 | 12.12 | 9.65 | 3.45 | 0.09 | 0 | 0 | 0 | 0 | 0 | 0 | 0 | 0 | 0 | 0 | 0.08 | 3.88 | 9.94 | 12.25 | 13.12 | 13.36 | 13.58 | 13.33 | 12.96 | 12.12 | 10.98 | 5.83 | 0.52 | 0 | 0 | 0 | 0 | 0 | 0 | 0 | 0 | 0 | 0 | 0 | 0 | 1.7 | 8.39 | 11.21 | 11.79 | 11.96 | 11.93 | 11.82 | 12 | 11.22 | 8.46 | 1.84 | 0 | 0 | 0 | 0 | 0 | 0 | 0 | 0 | 0 | 0 | 0 | 0 | 0.27 | 4.75 | 9.94 | 11.16 | 10.94 | 10.63 | 10.81 | 10.74 | 9.88 | 5.81 | 0.54 | 0 | 0 | 0 | 0 | 0 | 0 | 0 | 0 | 0 | 0 | 0 | 0 | 0 | 0.02 | 2.25 | 7.08 | 8.88 | 8.75 | 8.42 | 8.76 | 8.62 | 7.95 | 4.34 | 0.36 | 0 | 0 | 0 | 0 | 0 | 0 | 0
BGSKYN_2_ASSR3A |  | Paired_Solar_1Axis | Solar Tracking | CISO | South | Socal | ID | 15 | 0 | 0 | 0 | 0 | 0 | 0 | 0.01 | 1.8 | 7.04 | 9.16 | 9.07 | 8.91 | 8.81 | 8.84 | 8 | 5.78 | 0.97 | 0 | 0 | 0 | 0 | 0 | 0 | 0 | 0 | 0 | 0 | 0 | 0 | 0 | 0.1 | 3.92 | 9.55 | 10.55 | 10.32 | 10.23 | 10.17 | 9.81 | 9.57 | 8.7 | 3.69 | 0.15 | 0 | 0 | 0 | 0 | 0 | 0 | 0 | 0 | 0 | 0 | 0 | 0 | 0.02 | 2.57 | 8.92 | 10.94 | 10.98 | 10.76 | 10.65 | 10.6 | 10.07 | 9.28 | 6.93 | 2.61 | 0.42 | 0 | 0 | 0 | 0 | 0 | 0 | 0 | 0 | 0 | 0 | 0 | 0.46 | 5.48 | 10.74 | 11.48 | 11.96 | 11.93 | 12 | 11.87 | 11.74 | 11.31 | 10.66 | 8.65 | 2.73 | 0.04 | 0 | 0 | 0 | 0 | 0 | 0 | 0 | 0 | 0 | 0.01 | 2.22 | 8.21 | 11.28 | 12.22 | 12.62 | 12.73 | 12.77 | 12.71 | 12.5 | 12.2 | 11.63 | 10.2 | 4.92 | 0.39 | 0 | 0 | 0 | 0 | 0 | 0 | 0 | 0 | 0 | 0.04 | 2.73 | 8.35 | 11.15 | 12.11 | 12.67 | 12.91 | 12.83 | 12.83 | 12.63 | 12.29 | 11.78 | 10.64 | 6.37 | 1.03 | 0 | 0 | 0 | 0 | 0 | 0 | 0 | 0 | 0 | 0 | 1.21 | 6.41 | 10.28 | 11.82 | 12.45 | 12.7 | 12.58 | 12.43 | 12.33 | 12.03 | 11.41 | 9.87 | 5.66 | 0.85 | 0 | 0 | 0 | 0 | 0 | 0 | 0 | 0 | 0 | 0 | 0.46 | 5.14 | 10.09 | 11.82 | 12.46 | 12.77 | 12.82 | 12.53 | 11.91 | 11.64 | 10.7 | 8.52 | 3.05 | 0.08 | 0 | 0 | 0 | 0 | 0 | 0 | 0 | 0 | 0 | 0 | 0.07 | 3.43 | 8.77 | 10.81 | 11.58 | 11.79 | 11.99 | 11.76 | 11.43 | 10.69 | 9.69 | 5.14 | 0.46 | 0 | 0 | 0 | 0 | 0 | 0 | 0 | 0 | 0 | 0 | 0 | 0 | 1.5 | 7.4 | 9.89 | 10.41 | 10.56 | 10.53 | 10.43 | 10.58 | 9.9 | 7.47 | 1.63 | 0 | 0 | 0 | 0 | 0 | 0 | 0 | 0 | 0 | 0 | 0 | 0 | 0.24 | 4.19 | 8.77 | 9.85 | 9.66 | 9.38 | 9.54 | 9.48 | 8.72 | 5.12 | 0.48 | 0 | 0 | 0 | 0 | 0 | 0 | 0 | 0 | 0 | 0 | 0 | 0 | 0 | 0.02 | 1.98 | 6.25 | 7.83 | 7.72 | 7.43 | 7.73 | 7.61 | 7.01 | 3.83 | 0.32 | 0 | 0 | 0 | 0 | 0 | 0 | 0
BGSKYN_2_ASSR3B |  | Paired_Solar_1Axis | Solar Tracking | CISO | South | Socal | ID | 5 | 0 | 0 | 0 | 0 | 0 | 0 | 0 | 0.6 | 2.35 | 3.05 | 3.02 | 2.97 | 2.94 | 2.95 | 2.67 | 1.93 | 0.32 | 0 | 0 | 0 | 0 | 0 | 0 | 0 | 0 | 0 | 0 | 0 | 0 | 0 | 0.03 | 1.31 | 3.18 | 3.52 | 3.44 | 3.41 | 3.39 | 3.27 | 3.19 | 2.9 | 1.23 | 0.05 | 0 | 0 | 0 | 0 | 0 | 0 | 0 | 0 | 0 | 0 | 0 | 0 | 0.01 | 0.86 | 2.97 | 3.65 | 3.66 | 3.59 | 3.55 | 3.53 | 3.36 | 3.09 | 2.31 | 0.87 | 0.14 | 0 | 0 | 0 | 0 | 0 | 0 | 0 | 0 | 0 | 0 | 0 | 0.15 | 1.83 | 3.58 | 3.83 | 3.99 | 3.98 | 4 | 3.96 | 3.91 | 3.77 | 3.55 | 2.88 | 0.91 | 0.01 | 0 | 0 | 0 | 0 | 0 | 0 | 0 | 0 | 0 | 0 | 0.74 | 2.74 | 3.76 | 4.07 | 4.21 | 4.24 | 4.26 | 4.24 | 4.17 | 4.07 | 3.88 | 3.4 | 1.64 | 0.13 | 0 | 0 | 0 | 0 | 0 | 0 | 0 | 0 | 0 | 0.01 | 0.91 | 2.78 | 3.72 | 4.04 | 4.22 | 4.3 | 4.28 | 4.28 | 4.21 | 4.1 | 3.93 | 3.55 | 2.12 | 0.34 | 0 | 0 | 0 | 0 | 0 | 0 | 0 | 0 | 0 | 0 | 0.4 | 2.14 | 3.43 | 3.94 | 4.15 | 4.23 | 4.19 | 4.14 | 4.11 | 4.01 | 3.8 | 3.29 | 1.89 | 0.28 | 0 | 0 | 0 | 0 | 0 | 0 | 0 | 0 | 0 | 0 | 0.15 | 1.71 | 3.36 | 3.94 | 4.15 | 4.26 | 4.27 | 4.18 | 3.97 | 3.88 | 3.57 | 2.84 | 1.02 | 0.03 | 0 | 0 | 0 | 0 | 0 | 0 | 0 | 0 | 0 | 0 | 0.02 | 1.14 | 2.92 | 3.6 | 3.86 | 3.93 | 4 | 3.92 | 3.81 | 3.56 | 3.23 | 1.71 | 0.15 | 0 | 0 | 0 | 0 | 0 | 0 | 0 | 0 | 0 | 0 | 0 | 0 | 0.5 | 2.47 | 3.3 | 3.47 | 3.52 | 3.51 | 3.48 | 3.53 | 3.3 | 2.49 | 0.54 | 0 | 0 | 0 | 0 | 0 | 0 | 0 | 0 | 0 | 0 | 0 | 0 | 0.08 | 1.4 | 2.92 | 3.28 | 3.22 | 3.13 | 3.18 | 3.16 | 2.91 | 1.71 | 0.16 | 0 | 0 | 0 | 0 | 0 | 0 | 0 | 0 | 0 | 0 | 0 | 0 | 0 | 0.01 | 0.66 | 2.08 | 2.61 | 2.57 | 2.48 | 2.58 | 2.54 | 2.34 | 1.28 | 0.11 | 0 | 0 | 0 | 0 | 0 | 0 | 0
BGSKYN_2_BS3SR3 |  | Paired_Solar_1Axis | Solar Tracking | CISO | South | Socal | FC | 20 | 0 | 0 | 0 | 0 | 0 | 0 | 0.01 | 2.4 | 9.38 | 12.22 | 12.1 | 11.88 | 11.75 | 11.78 | 10.67 | 7.7 | 1.3 | 0 | 0 | 0 | 0 | 0 | 0 | 0 | 0 | 0 | 0 | 0 | 0 | 0 | 0.14 | 5.23 | 12.73 | 14.07 | 13.76 | 13.64 | 13.56 | 13.08 | 12.76 | 11.6 | 4.93 | 0.2 | 0 | 0 | 0 | 0 | 0 | 0 | 0 | 0 | 0 | 0 | 0 | 0 | 0.03 | 3.42 | 11.89 | 14.59 | 14.65 | 14.35 | 14.2 | 14.13 | 13.42 | 12.38 | 9.24 | 3.47 | 0.56 | 0 | 0 | 0 | 0 | 0 | 0 | 0 | 0 | 0 | 0 | 0 | 0.61 | 7.31 | 14.32 | 15.31 | 15.95 | 15.9 | 16 | 15.83 | 15.65 | 15.08 | 14.22 | 11.53 | 3.65 | 0.06 | 0 | 0 | 0 | 0 | 0 | 0 | 0 | 0 | 0 | 0.01 | 2.97 | 10.95 | 15.04 | 16.29 | 16.83 | 16.97 | 17.03 | 16.95 | 16.67 | 16.26 | 15.51 | 13.6 | 6.57 | 0.52 | 0 | 0 | 0 | 0 | 0 | 0 | 0 | 0 | 0 | 0.05 | 3.64 | 11.13 | 14.86 | 16.15 | 16.89 | 17.21 | 17.1 | 17.1 | 16.84 | 16.39 | 15.71 | 14.19 | 8.49 | 1.38 | 0 | 0 | 0 | 0 | 0 | 0 | 0 | 0 | 0 | 0 | 1.62 | 8.55 | 13.71 | 15.76 | 16.6 | 16.93 | 16.77 | 16.58 | 16.43 | 16.04 | 15.22 | 13.16 | 7.55 | 1.13 | 0 | 0 | 0 | 0 | 0 | 0 | 0 | 0 | 0 | 0 | 0.62 | 6.85 | 13.46 | 15.77 | 16.61 | 17.03 | 17.09 | 16.71 | 15.88 | 15.52 | 14.26 | 11.36 | 4.06 | 0.11 | 0 | 0 | 0 | 0 | 0 | 0 | 0 | 0 | 0 | 0 | 0.1 | 4.57 | 11.7 | 14.41 | 15.44 | 15.72 | 15.98 | 15.69 | 15.24 | 14.26 | 12.92 | 6.86 | 0.61 | 0 | 0 | 0 | 0 | 0 | 0 | 0 | 0 | 0 | 0 | 0 | 0 | 2 | 9.87 | 13.19 | 13.87 | 14.07 | 14.04 | 13.9 | 14.11 | 13.2 | 9.95 | 2.17 | 0 | 0 | 0 | 0 | 0 | 0 | 0 | 0 | 0 | 0 | 0 | 0 | 0.31 | 5.59 | 11.69 | 13.13 | 12.87 | 12.51 | 12.71 | 12.64 | 11.63 | 6.83 | 0.63 | 0 | 0 | 0 | 0 | 0 | 0 | 0 | 0 | 0 | 0 | 0 | 0 | 0 | 0.02 | 2.65 | 8.33 | 10.45 | 10.3 | 9.9 | 10.31 | 10.15 | 9.35 | 5.11 | 0.42 | 0 | 0 | 0 | 0 | 0 | 0 | 0
BIGSKY_2_BSKSR6 |  | Paired_Solar_1Axis | Solar Tracking | CISO | South | Socal | FC | 20 | 0 | 0 | 0 | 0 | 0 | 0 | 0.01 | 2.4 | 9.38 | 12.22 | 12.1 | 11.88 | 11.75 | 11.78 | 10.67 | 7.7 | 1.3 | 0 | 0 | 0 | 0 | 0 | 0 | 0 | 0 | 0 | 0 | 0 | 0 | 0 | 0.14 | 5.23 | 12.73 | 14.07 | 13.76 | 13.64 | 13.56 | 13.08 | 12.76 | 11.6 | 4.93 | 0.2 | 0 | 0 | 0 | 0 | 0 | 0 | 0 | 0 | 0 | 0 | 0 | 0 | 0.03 | 3.42 | 11.89 | 14.59 | 14.65 | 14.35 | 14.2 | 14.13 | 13.42 | 12.38 | 9.24 | 3.47 | 0.56 | 0 | 0 | 0 | 0 | 0 | 0 | 0 | 0 | 0 | 0 | 0 | 0.61 | 7.31 | 14.32 | 15.31 | 15.95 | 15.9 | 16 | 15.83 | 15.65 | 15.08 | 14.22 | 11.53 | 3.65 | 0.06 | 0 | 0 | 0 | 0 | 0 | 0 | 0 | 0 | 0 | 0.01 | 2.97 | 10.95 | 15.04 | 16.29 | 16.83 | 16.97 | 17.03 | 16.95 | 16.67 | 16.26 | 15.51 | 13.6 | 6.57 | 0.52 | 0 | 0 | 0 | 0 | 0 | 0 | 0 | 0 | 0 | 0.05 | 3.64 | 11.13 | 14.86 | 16.15 | 16.89 | 17.21 | 17.1 | 17.1 | 16.84 | 16.39 | 15.71 | 14.19 | 8.49 | 1.38 | 0 | 0 | 0 | 0 | 0 | 0 | 0 | 0 | 0 | 0 | 1.62 | 8.55 | 13.71 | 15.76 | 16.6 | 16.93 | 16.77 | 16.58 | 16.43 | 16.04 | 15.22 | 13.16 | 7.55 | 1.13 | 0 | 0 | 0 | 0 | 0 | 0 | 0 | 0 | 0 | 0 | 0.62 | 6.85 | 13.46 | 15.77 | 16.61 | 17.03 | 17.09 | 16.71 | 15.88 | 15.52 | 14.26 | 11.36 | 4.06 | 0.11 | 0 | 0 | 0 | 0 | 0 | 0 | 0 | 0 | 0 | 0 | 0.1 | 4.57 | 11.7 | 14.41 | 15.44 | 15.72 | 15.98 | 15.69 | 15.24 | 14.26 | 12.92 | 6.86 | 0.61 | 0 | 0 | 0 | 0 | 0 | 0 | 0 | 0 | 0 | 0 | 0 | 0 | 2 | 9.87 | 13.19 | 13.87 | 14.07 | 14.04 | 13.9 | 14.11 | 13.2 | 9.95 | 2.17 | 0 | 0 | 0 | 0 | 0 | 0 | 0 | 0 | 0 | 0 | 0 | 0 | 0.31 | 5.59 | 11.69 | 13.13 | 12.87 | 12.51 | 12.71 | 12.64 | 11.63 | 6.83 | 0.63 | 0 | 0 | 0 | 0 | 0 | 0 | 0 | 0 | 0 | 0 | 0 | 0 | 0 | 0.02 | 2.65 | 8.33 | 10.45 | 10.3 | 9.9 | 10.31 | 10.15 | 9.35 | 5.11 | 0.42 | 0 | 0 | 0 | 0 | 0 | 0 | 0
BIGSKY_2_BSKSR7 |  | Paired_Solar_1Axis | Solar Tracking | CISO | South | Socal | FC | 20 | 0 | 0 | 0 | 0 | 0 | 0 | 0.01 | 2.4 | 9.38 | 12.22 | 12.1 | 11.88 | 11.75 | 11.78 | 10.67 | 7.7 | 1.3 | 0 | 0 | 0 | 0 | 0 | 0 | 0 | 0 | 0 | 0 | 0 | 0 | 0 | 0.14 | 5.23 | 12.73 | 14.07 | 13.76 | 13.64 | 13.56 | 13.08 | 12.76 | 11.6 | 4.93 | 0.2 | 0 | 0 | 0 | 0 | 0 | 0 | 0 | 0 | 0 | 0 | 0 | 0 | 0.03 | 3.42 | 11.89 | 14.59 | 14.65 | 14.35 | 14.2 | 14.13 | 13.42 | 12.38 | 9.24 | 3.47 | 0.56 | 0 | 0 | 0 | 0 | 0 | 0 | 0 | 0 | 0 | 0 | 0 | 0.61 | 7.31 | 14.32 | 15.31 | 15.95 | 15.9 | 16 | 15.83 | 15.65 | 15.08 | 14.22 | 11.53 | 3.65 | 0.06 | 0 | 0 | 0 | 0 | 0 | 0 | 0 | 0 | 0 | 0.01 | 2.97 | 10.95 | 15.04 | 16.29 | 16.83 | 16.97 | 17.03 | 16.95 | 16.67 | 16.26 | 15.51 | 13.6 | 6.57 | 0.52 | 0 | 0 | 0 | 0 | 0 | 0 | 0 | 0 | 0 | 0.05 | 3.64 | 11.13 | 14.86 | 16.15 | 16.89 | 17.21 | 17.1 | 17.1 | 16.84 | 16.39 | 15.71 | 14.19 | 8.49 | 1.38 | 0 | 0 | 0 | 0 | 0 | 0 | 0 | 0 | 0 | 0 | 1.62 | 8.55 | 13.71 | 15.76 | 16.6 | 16.93 | 16.77 | 16.58 | 16.43 | 16.04 | 15.22 | 13.16 | 7.55 | 1.13 | 0 | 0 | 0 | 0 | 0 | 0 | 0 | 0 | 0 | 0 | 0.62 | 6.85 | 13.46 | 15.77 | 16.61 | 17.03 | 17.09 | 16.71 | 15.88 | 15.52 | 14.26 | 11.36 | 4.06 | 0.11 | 0 | 0 | 0 | 0 | 0 | 0 | 0 | 0 | 0 | 0 | 0.1 | 4.57 | 11.7 | 14.41 | 15.44 | 15.72 | 15.98 | 15.69 | 15.24 | 14.26 | 12.92 | 6.86 | 0.61 | 0 | 0 | 0 | 0 | 0 | 0 | 0 | 0 | 0 | 0 | 0 | 0 | 2 | 9.87 | 13.19 | 13.87 | 14.07 | 14.04 | 13.9 | 14.11 | 13.2 | 9.95 | 2.17 | 0 | 0 | 0 | 0 | 0 | 0 | 0 | 0 | 0 | 0 | 0 | 0 | 0.31 | 5.59 | 11.69 | 13.13 | 12.87 | 12.51 | 12.71 | 12.64 | 11.63 | 6.83 | 0.63 | 0 | 0 | 0 | 0 | 0 | 0 | 0 | 0 | 0 | 0 | 0 | 0 | 0 | 0.02 | 2.65 | 8.33 | 10.45 | 10.3 | 9.9 | 10.31 | 10.15 | 9.35 | 5.11 | 0.42 | 0 | 0 | 0 | 0 | 0 | 0 | 0
BIGSKY_2_BSKSR8 |  | Paired_Solar_1Axis | Solar Tracking | CISO | South | Socal | FC | 20 | 0 | 0 | 0 | 0 | 0 | 0 | 0.01 | 2.4 | 9.38 | 12.22 | 12.1 | 11.88 | 11.75 | 11.78 | 10.67 | 7.7 | 1.3 | 0 | 0 | 0 | 0 | 0 | 0 | 0 | 0 | 0 | 0 | 0 | 0 | 0 | 0.14 | 5.23 | 12.73 | 14.07 | 13.76 | 13.64 | 13.56 | 13.08 | 12.76 | 11.6 | 4.93 | 0.2 | 0 | 0 | 0 | 0 | 0 | 0 | 0 | 0 | 0 | 0 | 0 | 0 | 0.03 | 3.42 | 11.89 | 14.59 | 14.65 | 14.35 | 14.2 | 14.13 | 13.42 | 12.38 | 9.24 | 3.47 | 0.56 | 0 | 0 | 0 | 0 | 0 | 0 | 0 | 0 | 0 | 0 | 0 | 0.61 | 7.31 | 14.32 | 15.31 | 15.95 | 15.9 | 16 | 15.83 | 15.65 | 15.08 | 14.22 | 11.53 | 3.65 | 0.06 | 0 | 0 | 0 | 0 | 0 | 0 | 0 | 0 | 0 | 0.01 | 2.97 | 10.95 | 15.04 | 16.29 | 16.83 | 16.97 | 17.03 | 16.95 | 16.67 | 16.26 | 15.51 | 13.6 | 6.57 | 0.52 | 0 | 0 | 0 | 0 | 0 | 0 | 0 | 0 | 0 | 0.05 | 3.64 | 11.13 | 14.86 | 16.15 | 16.89 | 17.21 | 17.1 | 17.1 | 16.84 | 16.39 | 15.71 | 14.19 | 8.49 | 1.38 | 0 | 0 | 0 | 0 | 0 | 0 | 0 | 0 | 0 | 0 | 1.62 | 8.55 | 13.71 | 15.76 | 16.6 | 16.93 | 16.77 | 16.58 | 16.43 | 16.04 | 15.22 | 13.16 | 7.55 | 1.13 | 0 | 0 | 0 | 0 | 0 | 0 | 0 | 0 | 0 | 0 | 0.62 | 6.85 | 13.46 | 15.77 | 16.61 | 17.03 | 17.09 | 16.71 | 15.88 | 15.52 | 14.26 | 11.36 | 4.06 | 0.11 | 0 | 0 | 0 | 0 | 0 | 0 | 0 | 0 | 0 | 0 | 0.1 | 4.57 | 11.7 | 14.41 | 15.44 | 15.72 | 15.98 | 15.69 | 15.24 | 14.26 | 12.92 | 6.86 | 0.61 | 0 | 0 | 0 | 0 | 0 | 0 | 0 | 0 | 0 | 0 | 0 | 0 | 2 | 9.87 | 13.19 | 13.87 | 14.07 | 14.04 | 13.9 | 14.11 | 13.2 | 9.95 | 2.17 | 0 | 0 | 0 | 0 | 0 | 0 | 0 | 0 | 0 | 0 | 0 | 0 | 0.31 | 5.59 | 11.69 | 13.13 | 12.87 | 12.51 | 12.71 | 12.64 | 11.63 | 6.83 | 0.63 | 0 | 0 | 0 | 0 | 0 | 0 | 0 | 0 | 0 | 0 | 0 | 0 | 0 | 0.02 | 2.65 | 8.33 | 10.45 | 10.3 | 9.9 | 10.31 | 10.15 | 9.35 | 5.11 | 0.42 | 0 | 0 | 0 | 0 | 0 | 0 | 0
BIGSKY_2_SOLAR1 |  | Paired_Solar_1Axis | Solar Tracking | CISO | South | Socal | FC | 20 | 0 | 0 | 0 | 0 | 0 | 0 | 0.01 | 2.4 | 9.38 | 12.22 | 12.1 | 11.88 | 11.75 | 11.78 | 10.67 | 7.7 | 1.3 | 0 | 0 | 0 | 0 | 0 | 0 | 0 | 0 | 0 | 0 | 0 | 0 | 0 | 0.14 | 5.23 | 12.73 | 14.07 | 13.76 | 13.64 | 13.56 | 13.08 | 12.76 | 11.6 | 4.93 | 0.2 | 0 | 0 | 0 | 0 | 0 | 0 | 0 | 0 | 0 | 0 | 0 | 0 | 0.03 | 3.42 | 11.89 | 14.59 | 14.65 | 14.35 | 14.2 | 14.13 | 13.42 | 12.38 | 9.24 | 3.47 | 0.56 | 0 | 0 | 0 | 0 | 0 | 0 | 0 | 0 | 0 | 0 | 0 | 0.61 | 7.31 | 14.32 | 15.31 | 15.95 | 15.9 | 16 | 15.83 | 15.65 | 15.08 | 14.22 | 11.53 | 3.65 | 0.06 | 0 | 0 | 0 | 0 | 0 | 0 | 0 | 0 | 0 | 0.01 | 2.97 | 10.95 | 15.04 | 16.29 | 16.83 | 16.97 | 17.03 | 16.95 | 16.67 | 16.26 | 15.51 | 13.6 | 6.57 | 0.52 | 0 | 0 | 0 | 0 | 0 | 0 | 0 | 0 | 0 | 0.05 | 3.64 | 11.13 | 14.86 | 16.15 | 16.89 | 17.21 | 17.1 | 17.1 | 16.84 | 16.39 | 15.71 | 14.19 | 8.49 | 1.38 | 0 | 0 | 0 | 0 | 0 | 0 | 0 | 0 | 0 | 0 | 1.62 | 8.55 | 13.71 | 15.76 | 16.6 | 16.93 | 16.77 | 16.58 | 16.43 | 16.04 | 15.22 | 13.16 | 7.55 | 1.13 | 0 | 0 | 0 | 0 | 0 | 0 | 0 | 0 | 0 | 0 | 0.62 | 6.85 | 13.46 | 15.77 | 16.61 | 17.03 | 17.09 | 16.71 | 15.88 | 15.52 | 14.26 | 11.36 | 4.06 | 0.11 | 0 | 0 | 0 | 0 | 0 | 0 | 0 | 0 | 0 | 0 | 0.1 | 4.57 | 11.7 | 14.41 | 15.44 | 15.72 | 15.98 | 15.69 | 15.24 | 14.26 | 12.92 | 6.86 | 0.61 | 0 | 0 | 0 | 0 | 0 | 0 | 0 | 0 | 0 | 0 | 0 | 0 | 2 | 9.87 | 13.19 | 13.87 | 14.07 | 14.04 | 13.9 | 14.11 | 13.2 | 9.95 | 2.17 | 0 | 0 | 0 | 0 | 0 | 0 | 0 | 0 | 0 | 0 | 0 | 0 | 0.31 | 5.59 | 11.69 | 13.13 | 12.87 | 12.51 | 12.71 | 12.64 | 11.63 | 6.83 | 0.63 | 0 | 0 | 0 | 0 | 0 | 0 | 0 | 0 | 0 | 0 | 0 | 0 | 0 | 0.02 | 2.65 | 8.33 | 10.45 | 10.3 | 9.9 | 10.31 | 10.15 | 9.35 | 5.11 | 0.42 | 0 | 0 | 0 | 0 | 0 | 0 | 0
BIGSKY_2_SOLAR2 |  | Paired_Solar_1Axis | Solar Tracking | CISO | South | Socal | FC | 40 | 0 | 0 | 0 | 0 | 0 | 0 | 0.02 | 4.79 | 18.77 | 24.44 | 24.19 | 23.76 | 23.51 | 23.56 | 21.34 | 15.4 | 2.6 | 0 | 0 | 0 | 0 | 0 | 0 | 0 | 0 | 0 | 0 | 0 | 0 | 0 | 0.28 | 10.46 | 25.46 | 28.13 | 27.52 | 27.27 | 27.12 | 26.16 | 25.52 | 23.19 | 9.85 | 0.39 | 0 | 0 | 0 | 0 | 0 | 0 | 0 | 0 | 0 | 0 | 0 | 0 | 0.06 | 6.84 | 23.78 | 29.19 | 29.29 | 28.7 | 28.4 | 28.27 | 26.85 | 24.76 | 18.47 | 6.95 | 1.12 | 0 | 0 | 0 | 0 | 0 | 0 | 0 | 0 | 0 | 0 | 0 | 1.23 | 14.61 | 28.63 | 30.63 | 31.89 | 31.8 | 32 | 31.66 | 31.3 | 30.16 | 28.44 | 23.06 | 7.29 | 0.12 | 0 | 0 | 0 | 0 | 0 | 0 | 0 | 0 | 0 | 0.02 | 5.93 | 21.9 | 30.09 | 32.59 | 33.65 | 33.94 | 34.05 | 33.91 | 33.33 | 32.53 | 31.02 | 27.2 | 13.13 | 1.04 | 0 | 0 | 0 | 0 | 0 | 0 | 0 | 0 | 0 | 0.1 | 7.29 | 22.26 | 29.72 | 32.3 | 33.78 | 34.42 | 34.2 | 34.21 | 33.68 | 32.78 | 31.42 | 28.38 | 16.98 | 2.76 | 0 | 0 | 0 | 0 | 0 | 0 | 0 | 0 | 0 | 0 | 3.23 | 17.11 | 27.42 | 31.53 | 33.21 | 33.86 | 33.55 | 33.16 | 32.87 | 32.08 | 30.43 | 26.32 | 15.09 | 2.26 | 0 | 0 | 0 | 0 | 0 | 0 | 0 | 0 | 0 | 0 | 1.24 | 13.7 | 26.92 | 31.53 | 33.22 | 34.06 | 34.18 | 33.41 | 31.77 | 31.03 | 28.52 | 22.72 | 8.12 | 0.22 | 0 | 0 | 0 | 0 | 0 | 0 | 0 | 0 | 0 | 0 | 0.2 | 9.14 | 23.39 | 28.82 | 30.87 | 31.44 | 31.96 | 31.37 | 30.48 | 28.51 | 25.84 | 13.72 | 1.22 | 0 | 0 | 0 | 0 | 0 | 0 | 0 | 0 | 0 | 0 | 0 | 0 | 4 | 19.74 | 26.38 | 27.75 | 28.15 | 28.08 | 27.81 | 28.23 | 26.4 | 19.91 | 4.34 | 0 | 0 | 0 | 0 | 0 | 0 | 0 | 0 | 0 | 0 | 0 | 0 | 0.63 | 11.18 | 23.38 | 26.26 | 25.75 | 25.02 | 25.43 | 25.28 | 23.26 | 13.66 | 1.27 | 0 | 0 | 0 | 0 | 0 | 0 | 0 | 0 | 0 | 0 | 0 | 0 | 0 | 0.04 | 5.29 | 16.67 | 20.89 | 20.59 | 19.81 | 20.62 | 20.29 | 18.7 | 10.22 | 0.84 | 0 | 0 | 0 | 0 | 0 | 0 | 0
BIGSKY_2_SOLAR3 |  | Paired_Solar_1Axis | Solar Tracking | CISO | South | Socal | FC | 20 | 0 | 0 | 0 | 0 | 0 | 0 | 0.01 | 2.4 | 9.38 | 12.22 | 12.1 | 11.88 | 11.75 | 11.78 | 10.67 | 7.7 | 1.3 | 0 | 0 | 0 | 0 | 0 | 0 | 0 | 0 | 0 | 0 | 0 | 0 | 0 | 0.14 | 5.23 | 12.73 | 14.07 | 13.76 | 13.64 | 13.56 | 13.08 | 12.76 | 11.6 | 4.93 | 0.2 | 0 | 0 | 0 | 0 | 0 | 0 | 0 | 0 | 0 | 0 | 0 | 0 | 0.03 | 3.42 | 11.89 | 14.59 | 14.65 | 14.35 | 14.2 | 14.13 | 13.42 | 12.38 | 9.24 | 3.47 | 0.56 | 0 | 0 | 0 | 0 | 0 | 0 | 0 | 0 | 0 | 0 | 0 | 0.61 | 7.31 | 14.32 | 15.31 | 15.95 | 15.9 | 16 | 15.83 | 15.65 | 15.08 | 14.22 | 11.53 | 3.65 | 0.06 | 0 | 0 | 0 | 0 | 0 | 0 | 0 | 0 | 0 | 0.01 | 2.97 | 10.95 | 15.04 | 16.29 | 16.83 | 16.97 | 17.03 | 16.95 | 16.67 | 16.26 | 15.51 | 13.6 | 6.57 | 0.52 | 0 | 0 | 0 | 0 | 0 | 0 | 0 | 0 | 0 | 0.05 | 3.64 | 11.13 | 14.86 | 16.15 | 16.89 | 17.21 | 17.1 | 17.1 | 16.84 | 16.39 | 15.71 | 14.19 | 8.49 | 1.38 | 0 | 0 | 0 | 0 | 0 | 0 | 0 | 0 | 0 | 0 | 1.62 | 8.55 | 13.71 | 15.76 | 16.6 | 16.93 | 16.77 | 16.58 | 16.43 | 16.04 | 15.22 | 13.16 | 7.55 | 1.13 | 0 | 0 | 0 | 0 | 0 | 0 | 0 | 0 | 0 | 0 | 0.62 | 6.85 | 13.46 | 15.77 | 16.61 | 17.03 | 17.09 | 16.71 | 15.88 | 15.52 | 14.26 | 11.36 | 4.06 | 0.11 | 0 | 0 | 0 | 0 | 0 | 0 | 0 | 0 | 0 | 0 | 0.1 | 4.57 | 11.7 | 14.41 | 15.44 | 15.72 | 15.98 | 15.69 | 15.24 | 14.26 | 12.92 | 6.86 | 0.61 | 0 | 0 | 0 | 0 | 0 | 0 | 0 | 0 | 0 | 0 | 0 | 0 | 2 | 9.87 | 13.19 | 13.87 | 14.07 | 14.04 | 13.9 | 14.11 | 13.2 | 9.95 | 2.17 | 0 | 0 | 0 | 0 | 0 | 0 | 0 | 0 | 0 | 0 | 0 | 0 | 0.31 | 5.59 | 11.69 | 13.13 | 12.87 | 12.51 | 12.71 | 12.64 | 11.63 | 6.83 | 0.63 | 0 | 0 | 0 | 0 | 0 | 0 | 0 | 0 | 0 | 0 | 0 | 0 | 0 | 0.02 | 2.65 | 8.33 | 10.45 | 10.3 | 9.9 | 10.31 | 10.15 | 9.35 | 5.11 | 0.42 | 0 | 0 | 0 | 0 | 0 | 0 | 0
BIGSKY_2_SOLAR4 |  | Paired_Solar_1Axis | Solar Tracking | CISO | South | Socal | FC | 20 | 0 | 0 | 0 | 0 | 0 | 0 | 0.01 | 2.4 | 9.38 | 12.22 | 12.1 | 11.88 | 11.75 | 11.78 | 10.67 | 7.7 | 1.3 | 0 | 0 | 0 | 0 | 0 | 0 | 0 | 0 | 0 | 0 | 0 | 0 | 0 | 0.14 | 5.23 | 12.73 | 14.07 | 13.76 | 13.64 | 13.56 | 13.08 | 12.76 | 11.6 | 4.93 | 0.2 | 0 | 0 | 0 | 0 | 0 | 0 | 0 | 0 | 0 | 0 | 0 | 0 | 0.03 | 3.42 | 11.89 | 14.59 | 14.65 | 14.35 | 14.2 | 14.13 | 13.42 | 12.38 | 9.24 | 3.47 | 0.56 | 0 | 0 | 0 | 0 | 0 | 0 | 0 | 0 | 0 | 0 | 0 | 0.61 | 7.31 | 14.32 | 15.31 | 15.95 | 15.9 | 16 | 15.83 | 15.65 | 15.08 | 14.22 | 11.53 | 3.65 | 0.06 | 0 | 0 | 0 | 0 | 0 | 0 | 0 | 0 | 0 | 0.01 | 2.97 | 10.95 | 15.04 | 16.29 | 16.83 | 16.97 | 17.03 | 16.95 | 16.67 | 16.26 | 15.51 | 13.6 | 6.57 | 0.52 | 0 | 0 | 0 | 0 | 0 | 0 | 0 | 0 | 0 | 0.05 | 3.64 | 11.13 | 14.86 | 16.15 | 16.89 | 17.21 | 17.1 | 17.1 | 16.84 | 16.39 | 15.71 | 14.19 | 8.49 | 1.38 | 0 | 0 | 0 | 0 | 0 | 0 | 0 | 0 | 0 | 0 | 1.62 | 8.55 | 13.71 | 15.76 | 16.6 | 16.93 | 16.77 | 16.58 | 16.43 | 16.04 | 15.22 | 13.16 | 7.55 | 1.13 | 0 | 0 | 0 | 0 | 0 | 0 | 0 | 0 | 0 | 0 | 0.62 | 6.85 | 13.46 | 15.77 | 16.61 | 17.03 | 17.09 | 16.71 | 15.88 | 15.52 | 14.26 | 11.36 | 4.06 | 0.11 | 0 | 0 | 0 | 0 | 0 | 0 | 0 | 0 | 0 | 0 | 0.1 | 4.57 | 11.7 | 14.41 | 15.44 | 15.72 | 15.98 | 15.69 | 15.24 | 14.26 | 12.92 | 6.86 | 0.61 | 0 | 0 | 0 | 0 | 0 | 0 | 0 | 0 | 0 | 0 | 0 | 0 | 2 | 9.87 | 13.19 | 13.87 | 14.07 | 14.04 | 13.9 | 14.11 | 13.2 | 9.95 | 2.17 | 0 | 0 | 0 | 0 | 0 | 0 | 0 | 0 | 0 | 0 | 0 | 0 | 0.31 | 5.59 | 11.69 | 13.13 | 12.87 | 12.51 | 12.71 | 12.64 | 11.63 | 6.83 | 0.63 | 0 | 0 | 0 | 0 | 0 | 0 | 0 | 0 | 0 | 0 | 0 | 0 | 0 | 0.02 | 2.65 | 8.33 | 10.45 | 10.3 | 9.9 | 10.31 | 10.15 | 9.35 | 5.11 | 0.42 | 0 | 0 | 0 | 0 | 0 | 0 | 0
BIGSKY_2_SOLAR5 |  | Paired_Solar_1Axis | Solar Tracking | CISO | South | Socal | FC | 5 | 0 | 0 | 0 | 0 | 0 | 0 | 0 | 0.6 | 2.35 | 3.05 | 3.02 | 2.97 | 2.94 | 2.95 | 2.67 | 1.93 | 0.32 | 0 | 0 | 0 | 0 | 0 | 0 | 0 | 0 | 0 | 0 | 0 | 0 | 0 | 0.03 | 1.31 | 3.18 | 3.52 | 3.44 | 3.41 | 3.39 | 3.27 | 3.19 | 2.9 | 1.23 | 0.05 | 0 | 0 | 0 | 0 | 0 | 0 | 0 | 0 | 0 | 0 | 0 | 0 | 0.01 | 0.86 | 2.97 | 3.65 | 3.66 | 3.59 | 3.55 | 3.53 | 3.36 | 3.09 | 2.31 | 0.87 | 0.14 | 0 | 0 | 0 | 0 | 0 | 0 | 0 | 0 | 0 | 0 | 0 | 0.15 | 1.83 | 3.58 | 3.83 | 3.99 | 3.98 | 4 | 3.96 | 3.91 | 3.77 | 3.55 | 2.88 | 0.91 | 0.01 | 0 | 0 | 0 | 0 | 0 | 0 | 0 | 0 | 0 | 0 | 0.74 | 2.74 | 3.76 | 4.07 | 4.21 | 4.24 | 4.26 | 4.24 | 4.17 | 4.07 | 3.88 | 3.4 | 1.64 | 0.13 | 0 | 0 | 0 | 0 | 0 | 0 | 0 | 0 | 0 | 0.01 | 0.91 | 2.78 | 3.72 | 4.04 | 4.22 | 4.3 | 4.28 | 4.28 | 4.21 | 4.1 | 3.93 | 3.55 | 2.12 | 0.34 | 0 | 0 | 0 | 0 | 0 | 0 | 0 | 0 | 0 | 0 | 0.4 | 2.14 | 3.43 | 3.94 | 4.15 | 4.23 | 4.19 | 4.14 | 4.11 | 4.01 | 3.8 | 3.29 | 1.89 | 0.28 | 0 | 0 | 0 | 0 | 0 | 0 | 0 | 0 | 0 | 0 | 0.15 | 1.71 | 3.36 | 3.94 | 4.15 | 4.26 | 4.27 | 4.18 | 3.97 | 3.88 | 3.57 | 2.84 | 1.02 | 0.03 | 0 | 0 | 0 | 0 | 0 | 0 | 0 | 0 | 0 | 0 | 0.02 | 1.14 | 2.92 | 3.6 | 3.86 | 3.93 | 4 | 3.92 | 3.81 | 3.56 | 3.23 | 1.71 | 0.15 | 0 | 0 | 0 | 0 | 0 | 0 | 0 | 0 | 0 | 0 | 0 | 0 | 0.5 | 2.47 | 3.3 | 3.47 | 3.52 | 3.51 | 3.48 | 3.53 | 3.3 | 2.49 | 0.54 | 0 | 0 | 0 | 0 | 0 | 0 | 0 | 0 | 0 | 0 | 0 | 0 | 0.08 | 1.4 | 2.92 | 3.28 | 3.22 | 3.13 | 3.18 | 3.16 | 2.91 | 1.71 | 0.16 | 0 | 0 | 0 | 0 | 0 | 0 | 0 | 0 | 0 | 0 | 0 | 0 | 0 | 0.01 | 0.66 | 2.08 | 2.61 | 2.57 | 2.48 | 2.58 | 2.54 | 2.34 | 1.28 | 0.11 | 0 | 0 | 0 | 0 | 0 | 0 | 0
BIGSKY_2_SOLAR6 |  | Paired_Solar_1Axis | Solar Tracking | CISO | South | Socal | FC | 85 | 0 | 0 | 0 | 0 | 0 | 0 | 0.04 | 10.18 | 39.88 | 51.93 | 51.41 | 50.5 | 49.95 | 50.07 | 45.35 | 32.73 | 5.52 | 0 | 0 | 0 | 0 | 0 | 0 | 0 | 0 | 0 | 0 | 0 | 0 | 0 | 0.59 | 22.23 | 54.1 | 59.78 | 58.47 | 57.96 | 57.64 | 55.58 | 54.22 | 49.29 | 20.94 | 0.84 | 0 | 0 | 0 | 0 | 0 | 0 | 0 | 0 | 0 | 0 | 0 | 0 | 0.13 | 14.54 | 50.53 | 62.02 | 62.24 | 60.98 | 60.34 | 60.07 | 57.05 | 52.61 | 39.25 | 14.77 | 2.38 | 0 | 0 | 0 | 0 | 0 | 0 | 0 | 0 | 0 | 0 | 0 | 2.6 | 31.05 | 60.84 | 65.08 | 67.77 | 67.58 | 68.01 | 67.28 | 66.5 | 64.09 | 60.43 | 48.99 | 15.49 | 0.25 | 0 | 0 | 0 | 0 | 0 | 0 | 0 | 0 | 0 | 0.05 | 12.6 | 46.55 | 63.94 | 69.24 | 71.51 | 72.12 | 72.36 | 72.05 | 70.83 | 69.12 | 65.91 | 57.81 | 27.91 | 2.21 | 0 | 0 | 0 | 0 | 0 | 0 | 0 | 0 | 0 | 0.2 | 15.48 | 47.29 | 63.16 | 68.63 | 71.78 | 73.15 | 72.68 | 72.69 | 71.56 | 69.66 | 66.76 | 60.31 | 36.08 | 5.86 | 0 | 0 | 0 | 0 | 0 | 0 | 0 | 0 | 0 | 0 | 6.87 | 36.35 | 58.27 | 66.99 | 70.57 | 71.95 | 71.29 | 70.46 | 69.84 | 68.16 | 64.67 | 55.93 | 32.07 | 4.8 | 0 | 0 | 0 | 0 | 0 | 0 | 0 | 0 | 0 | 0 | 2.63 | 29.12 | 57.2 | 67.01 | 70.6 | 72.38 | 72.64 | 71.01 | 67.51 | 65.95 | 60.61 | 48.27 | 17.26 | 0.47 | 0 | 0 | 0 | 0 | 0 | 0 | 0 | 0 | 0 | 0 | 0.42 | 19.42 | 49.71 | 61.23 | 65.6 | 66.81 | 67.92 | 66.66 | 64.78 | 60.58 | 54.92 | 29.15 | 2.59 | 0 | 0 | 0 | 0 | 0 | 0 | 0 | 0 | 0 | 0 | 0 | 0 | 8.5 | 41.94 | 56.05 | 58.97 | 59.81 | 59.67 | 59.09 | 59.98 | 56.1 | 42.3 | 9.21 | 0.01 | 0 | 0 | 0 | 0 | 0 | 0 | 0 | 0 | 0 | 0 | 0 | 1.34 | 23.77 | 49.68 | 55.8 | 54.72 | 53.17 | 54.04 | 53.72 | 49.42 | 29.03 | 2.69 | 0 | 0 | 0 | 0 | 0 | 0 | 0 | 0 | 0 | 0 | 0 | 0 | 0 | 0.09 | 11.24 | 35.42 | 44.39 | 43.76 | 42.09 | 43.81 | 43.12 | 39.73 | 21.71 | 1.79 | 0 | 0 | 0 | 0 | 0 | 0 | 0
BIGSKY_2_SOLAR7 |  | Paired_Solar_1Axis | Solar Tracking | CISO | South | Socal | FC | 50 | 0 | 0 | 0 | 0 | 0 | 0 | 0.02 | 5.99 | 23.46 | 30.54 | 30.24 | 29.7 | 29.38 | 29.45 | 26.68 | 19.25 | 3.25 | 0 | 0 | 0 | 0 | 0 | 0 | 0 | 0 | 0 | 0 | 0 | 0 | 0 | 0.34 | 13.08 | 31.82 | 35.16 | 34.39 | 34.09 | 33.9 | 32.69 | 31.9 | 28.99 | 12.32 | 0.49 | 0 | 0 | 0 | 0 | 0 | 0 | 0 | 0 | 0 | 0 | 0 | 0 | 0.07 | 8.55 | 29.72 | 36.48 | 36.61 | 35.87 | 35.5 | 35.33 | 33.56 | 30.94 | 23.09 | 8.69 | 1.4 | 0 | 0 | 0 | 0 | 0 | 0 | 0 | 0 | 0 | 0 | 0 | 1.53 | 18.27 | 35.79 | 38.28 | 39.86 | 39.75 | 40 | 39.58 | 39.12 | 37.7 | 35.55 | 28.82 | 9.11 | 0.15 | 0 | 0 | 0 | 0 | 0 | 0 | 0 | 0 | 0 | 0.03 | 7.41 | 27.38 | 37.61 | 40.73 | 42.07 | 42.42 | 42.56 | 42.38 | 41.66 | 40.66 | 38.77 | 34 | 16.42 | 1.3 | 0 | 0 | 0 | 0 | 0 | 0 | 0 | 0 | 0 | 0.12 | 9.11 | 27.82 | 37.15 | 40.37 | 42.22 | 43.03 | 42.75 | 42.76 | 42.09 | 40.97 | 39.27 | 35.47 | 21.22 | 3.44 | 0 | 0 | 0 | 0 | 0 | 0 | 0 | 0 | 0 | 0 | 4.04 | 21.38 | 34.27 | 39.41 | 41.51 | 42.32 | 41.93 | 41.44 | 41.09 | 40.09 | 38.04 | 32.9 | 18.86 | 2.82 | 0 | 0 | 0 | 0 | 0 | 0 | 0 | 0 | 0 | 0 | 1.55 | 17.13 | 33.65 | 39.42 | 41.53 | 42.58 | 42.73 | 41.77 | 39.71 | 38.79 | 35.65 | 28.4 | 10.15 | 0.28 | 0 | 0 | 0 | 0 | 0 | 0 | 0 | 0 | 0 | 0 | 0.25 | 11.42 | 29.24 | 36.02 | 38.59 | 39.3 | 39.95 | 39.21 | 38.1 | 35.64 | 32.3 | 17.15 | 1.52 | 0 | 0 | 0 | 0 | 0 | 0 | 0 | 0 | 0 | 0 | 0 | 0 | 5 | 24.67 | 32.97 | 34.69 | 35.18 | 35.1 | 34.76 | 35.28 | 33 | 24.88 | 5.42 | 0 | 0 | 0 | 0 | 0 | 0 | 0 | 0 | 0 | 0 | 0 | 0 | 0.79 | 13.98 | 29.22 | 32.82 | 32.19 | 31.28 | 31.79 | 31.6 | 29.07 | 17.07 | 1.58 | 0 | 0 | 0 | 0 | 0 | 0 | 0 | 0 | 0 | 0 | 0 | 0 | 0 | 0.05 | 6.61 | 20.83 | 26.11 | 25.74 | 24.76 | 25.77 | 25.37 | 23.37 | 12.77 | 1.05 | 0 | 0 | 0 | 0 | 0 | 0 | 0
BKRFLD_2_SOLAR1 |  | Solar_1Axis | Solar Tracking | CISO | North | Norcal | FC | 1.38 | 0 | 0 | 0 | 0 | 0 | 0 | 0 | 0.03 | 0.26 | 0.46 | 0.56 | 0.61 | 0.63 | 0.59 | 0.55 | 0.38 | 0.08 | 0 | 0 | 0 | 0 | 0 | 0 | 0 | 0 | 0 | 0 | 0 | 0 | 0 | 0 | 0.17 | 0.71 | 0.91 | 0.91 | 0.87 | 0.86 | 0.86 | 0.88 | 0.76 | 0.4 | 0.02 | 0 | 0 | 0 | 0 | 0 | 0 | 0 | 0 | 0 | 0 | 0 | 0 | 0 | 0.11 | 0.61 | 0.91 | 0.96 | 0.93 | 0.93 | 0.89 | 0.85 | 0.8 | 0.67 | 0.2 | 0.04 | 0 | 0 | 0 | 0 | 0 | 0 | 0 | 0 | 0 | 0 | 0 | 0.01 | 0.35 | 0.85 | 1 | 0.99 | 0.98 | 1.01 | 1 | 0.98 | 1 | 0.94 | 0.83 | 0.36 | 0.01 | 0 | 0 | 0 | 0 | 0 | 0 | 0 | 0 | 0 | 0 | 0.13 | 0.69 | 0.97 | 1.04 | 1.05 | 1.05 | 1.07 | 1.07 | 1.07 | 1.09 | 1.06 | 0.99 | 0.6 | 0.08 | 0 | 0 | 0 | 0 | 0 | 0 | 0 | 0 | 0 | 0 | 0.21 | 0.78 | 1.05 | 1.14 | 1.16 | 1.17 | 1.17 | 1.17 | 1.16 | 1.16 | 1.12 | 1.05 | 0.76 | 0.2 | 0 | 0 | 0 | 0 | 0 | 0 | 0 | 0 | 0 | 0 | 0.1 | 0.64 | 1.05 | 1.16 | 1.18 | 1.18 | 1.18 | 1.18 | 1.16 | 1.16 | 1.11 | 1.03 | 0.71 | 0.16 | 0 | 0 | 0 | 0 | 0 | 0 | 0 | 0 | 0 | 0 | 0.01 | 0.38 | 0.88 | 1.07 | 1.11 | 1.13 | 1.13 | 1.12 | 1.12 | 1.11 | 1.06 | 0.87 | 0.38 | 0.02 | 0 | 0 | 0 | 0 | 0 | 0 | 0 | 0 | 0 | 0 | 0 | 0.18 | 0.7 | 0.94 | 1 | 1.01 | 1 | 0.99 | 0.99 | 1.01 | 0.91 | 0.56 | 0.07 | 0 | 0 | 0 | 0 | 0 | 0 | 0 | 0 | 0 | 0 | 0 | 0 | 0.05 | 0.45 | 0.79 | 0.87 | 0.85 | 0.82 | 0.83 | 0.86 | 0.84 | 0.66 | 0.19 | 0 | 0 | 0 | 0 | 0 | 0 | 0 | 0 | 0 | 0 | 0 | 0 | 0 | 0.15 | 0.51 | 0.7 | 0.73 | 0.7 | 0.72 | 0.73 | 0.69 | 0.42 | 0.05 | 0 | 0 | 0 | 0 | 0 | 0 | 0 | 0 | 0 | 0 | 0 | 0 | 0 | 0 | 0.03 | 0.26 | 0.42 | 0.51 | 0.55 | 0.55 | 0.53 | 0.44 | 0.24 | 0.03 | 0 | 0 | 0 | 0 | 0 | 0 | 0
BLAST_1_WIND |  | Wind | Wind | CISO | South | Socal | FC | 49 | 2.57 | 2.72 | 2.57 | 2.45 | 2.73 | 2.66 | 2.73 | 2.5 | 2.17 | 2.47 | 2.19 | 2.4 | 2.7 | 2.46 | 2.71 | 2.71 | 2.31 | 2.23 | 2.67 | 2.52 | 2.49 | 2.73 | 2.36 | 2.49 | 4.75 | 4.53 | 5.2 | 5.06 | 4.28 | 4.53 | 4.46 | 3.66 | 3.83 | 4.23 | 5.26 | 5.45 | 4.91 | 4.55 | 5.81 | 5.95 | 5.84 | 6.1 | 5.76 | 6.27 | 7.2 | 6.22 | 5.47 | 5.38 | 5.29 | 4.97 | 4.36 | 4.32 | 4.41 | 4.39 | 4.4 | 3.62 | 2.8 | 2.79 | 2.84 | 3.21 | 3.89 | 4.2 | 4.75 | 4.63 | 6.21 | 6.61 | 6.23 | 6.7 | 6.49 | 6.66 | 5.49 | 5.2 | 18.1 | 18.77 | 17.14 | 15.68 | 14.66 | 13.11 | 10.81 | 8.92 | 6.51 | 5.8 | 5.76 | 5.74 | 5.59 | 6.52 | 9.78 | 13.51 | 16.06 | 18.03 | 19.35 | 19.77 | 19.77 | 19.95 | 19.01 | 19.01 | 21.16 | 20.06 | 19.18 | 19.16 | 16.88 | 13.57 | 10.39 | 7.82 | 5.79 | 4.32 | 3.25 | 3.13 | 2.68 | 3.72 | 6.19 | 9.99 | 15.58 | 18.65 | 21.07 | 20.32 | 20.53 | 21.68 | 21.37 | 21.83 | 21.77 | 21.25 | 19.77 | 18.05 | 16.48 | 13.3 | 10.4 | 7.64 | 4.69 | 3.4 | 2.44 | 2.84 | 3.07 | 3.61 | 5.93 | 9.49 | 13.69 | 16.17 | 18.58 | 20.83 | 22.74 | 22.67 | 22.4 | 22.57 | 20.5 | 19.26 | 18.16 | 16 | 13.26 | 11.4 | 8.47 | 5.47 | 2.79 | 1.86 | 1.59 | 1.88 | 2.5 | 3.67 | 5.99 | 8.94 | 12.85 | 16.33 | 18.87 | 20.6 | 22.3 | 22.84 | 22.13 | 21.33 | 18.35 | 17.8 | 16.33 | 13.96 | 11.25 | 9.81 | 7.21 | 5.2 | 3.19 | 2.19 | 1.71 | 1.9 | 2.58 | 3.63 | 5.57 | 8.13 | 11.15 | 14.3 | 16.11 | 19.53 | 20.71 | 20.64 | 19.97 | 19.05 | 9.26 | 8.53 | 7.73 | 6.02 | 4.96 | 3.59 | 2.88 | 1.99 | 1.66 | 1.66 | 1.91 | 2.54 | 2.95 | 3.5 | 4.35 | 5.37 | 6.07 | 8.01 | 9.8 | 11.77 | 11.78 | 11.76 | 11.05 | 10.1 | 4.83 | 4.47 | 4.54 | 4.46 | 4.09 | 3.36 | 2.71 | 2.25 | 1.5 | 1.35 | 1.44 | 1.8 | 2.12 | 2.13 | 2.16 | 2.49 | 3.18 | 3.8 | 4.59 | 5.28 | 5.83 | 5.93 | 5.49 | 4.72 | 2.16 | 1.91 | 1.96 | 1.99 | 2.02 | 2.05 | 1.95 | 1.76 | 1.6 | 1.75 | 1.9 | 2.17 | 2.06 | 2.18 | 2.2 | 1.84 | 1.67 | 2.12 | 2.67 | 2.87 | 3.06 | 2.27 | 2.41 | 2.32 | 1.83 | 1.77 | 1.74 | 2 | 1.95 | 1.99 | 1.97 | 1.83 | 1.72 | 1.71 | 1.7 | 1.86 | 1.85 | 1.71 | 1.63 | 1.71 | 1.89 | 1.99 | 2.25 | 2.11 | 2.39 | 2.15 | 2.03 | 2.01
BLCKWL_6_SOLAR1 |  | Solar_1Axis | Solar Tracking | CISO | North | Norcal | FC | 12 | 0 | 0 | 0 | 0 | 0 | 0 | 0 | 0.28 | 2.27 | 4.02 | 4.9 | 5.3 | 5.47 | 5.1 | 4.76 | 3.27 | 0.72 | 0 | 0 | 0 | 0 | 0 | 0 | 0 | 0 | 0 | 0 | 0 | 0 | 0 | 0 | 1.52 | 6.2 | 7.95 | 7.92 | 7.56 | 7.47 | 7.45 | 7.61 | 6.61 | 3.45 | 0.18 | 0 | 0 | 0 | 0 | 0 | 0 | 0 | 0 | 0 | 0 | 0 | 0 | 0 | 0.94 | 5.28 | 7.92 | 8.35 | 8.05 | 8.11 | 7.77 | 7.39 | 6.95 | 5.82 | 1.76 | 0.37 | 0 | 0 | 0 | 0 | 0 | 0 | 0 | 0 | 0 | 0 | 0 | 0.09 | 3.09 | 7.37 | 8.67 | 8.62 | 8.49 | 8.77 | 8.73 | 8.56 | 8.67 | 8.17 | 7.26 | 3.12 | 0.12 | 0 | 0 | 0 | 0 | 0 | 0 | 0 | 0 | 0 | 0 | 1.12 | 5.99 | 8.42 | 9.01 | 9.16 | 9.09 | 9.28 | 9.3 | 9.32 | 9.44 | 9.18 | 8.61 | 5.24 | 0.7 | 0 | 0 | 0 | 0 | 0 | 0 | 0 | 0 | 0 | 0.01 | 1.86 | 6.77 | 9.13 | 9.93 | 10.06 | 10.15 | 10.21 | 10.15 | 10.08 | 10.11 | 9.73 | 9.11 | 6.57 | 1.78 | 0.02 | 0 | 0 | 0 | 0 | 0 | 0 | 0 | 0 | 0 | 0.84 | 5.55 | 9.16 | 10.11 | 10.27 | 10.3 | 10.22 | 10.22 | 10.06 | 10.05 | 9.69 | 8.96 | 6.21 | 1.43 | 0.01 | 0 | 0 | 0 | 0 | 0 | 0 | 0 | 0 | 0 | 0.12 | 3.28 | 7.65 | 9.32 | 9.69 | 9.81 | 9.8 | 9.71 | 9.7 | 9.66 | 9.24 | 7.52 | 3.31 | 0.19 | 0 | 0 | 0 | 0 | 0 | 0 | 0 | 0 | 0 | 0 | 0 | 1.59 | 6.11 | 8.17 | 8.66 | 8.76 | 8.66 | 8.6 | 8.63 | 8.75 | 7.88 | 4.88 | 0.63 | 0 | 0 | 0 | 0 | 0 | 0 | 0 | 0 | 0 | 0 | 0 | 0 | 0.41 | 3.91 | 6.83 | 7.53 | 7.43 | 7.16 | 7.24 | 7.46 | 7.29 | 5.71 | 1.61 | 0.01 | 0 | 0 | 0 | 0 | 0 | 0 | 0 | 0 | 0 | 0 | 0 | 0.01 | 1.29 | 4.47 | 6.1 | 6.33 | 6.06 | 6.24 | 6.38 | 6.03 | 3.68 | 0.44 | 0 | 0 | 0 | 0 | 0 | 0 | 0 | 0 | 0 | 0 | 0 | 0 | 0 | 0 | 0.3 | 2.25 | 3.68 | 4.41 | 4.82 | 4.75 | 4.58 | 3.85 | 2.05 | 0.24 | 0 | 0 | 0 | 0 | 0 | 0 | 0
BLKCRK_2_SOLAR1 |  | Paired_Solar_1Axis | Solar Tracking | CISO | South | Socal | EO | 250 | 0 | 0 | 0 | 0 | 0 | 0 | 0.12 | 29.94 | 117.3 | 152.72 | 151.2 | 148.52 | 146.92 | 147.27 | 133.4 | 96.26 | 16.24 | 0.01 | 0 | 0 | 0 | 0 | 0 | 0 | 0 | 0 | 0 | 0 | 0 | 0 | 1.72 | 65.39 | 159.11 | 175.82 | 171.97 | 170.46 | 169.52 | 163.47 | 159.48 | 144.96 | 61.58 | 2.47 | 0 | 0 | 0 | 0 | 0 | 0 | 0 | 0 | 0 | 0 | 0 | 0 | 0.37 | 42.77 | 148.6 | 182.42 | 183.07 | 179.34 | 177.48 | 176.66 | 167.8 | 154.72 | 115.45 | 43.43 | 7.01 | 0 | 0 | 0 | 0 | 0 | 0 | 0 | 0 | 0 | 0 | 0 | 7.66 | 91.34 | 178.94 | 191.41 | 199.32 | 198.75 | 200.02 | 197.9 | 195.6 | 188.5 | 177.75 | 144.09 | 45.56 | 0.74 | 0 | 0 | 0 | 0 | 0 | 0 | 0 | 0 | 0 | 0.14 | 37.07 | 136.91 | 188.05 | 203.66 | 210.33 | 212.12 | 212.82 | 211.91 | 208.32 | 203.29 | 193.85 | 170.02 | 82.08 | 6.51 | 0 | 0 | 0 | 0 | 0 | 0 | 0 | 0 | 0 | 0.6 | 45.53 | 139.1 | 185.76 | 201.84 | 211.11 | 215.15 | 213.75 | 213.79 | 210.47 | 204.87 | 196.36 | 177.37 | 106.11 | 17.22 | 0.01 | 0 | 0 | 0 | 0 | 0 | 0 | 0 | 0 | 0.01 | 20.19 | 106.91 | 171.37 | 197.04 | 207.55 | 211.62 | 209.67 | 207.22 | 205.43 | 200.47 | 190.21 | 164.49 | 94.32 | 14.11 | 0 | 0 | 0 | 0 | 0 | 0 | 0 | 0 | 0 | 0 | 7.74 | 85.63 | 168.23 | 197.08 | 207.64 | 212.88 | 213.63 | 208.84 | 198.56 | 193.96 | 178.26 | 141.98 | 50.75 | 1.39 | 0 | 0 | 0 | 0 | 0 | 0 | 0 | 0 | 0 | 0 | 1.23 | 57.11 | 146.2 | 180.1 | 192.95 | 196.49 | 199.75 | 196.07 | 190.52 | 178.19 | 161.52 | 85.74 | 7.61 | 0 | 0 | 0 | 0 | 0 | 0 | 0 | 0 | 0 | 0 | 0 | 0.01 | 24.99 | 123.35 | 164.86 | 173.43 | 175.92 | 175.51 | 173.79 | 176.41 | 165 | 124.42 | 27.1 | 0.02 | 0 | 0 | 0 | 0 | 0 | 0 | 0 | 0 | 0 | 0 | 0 | 3.93 | 69.9 | 146.12 | 164.11 | 160.93 | 156.39 | 158.93 | 158.01 | 145.35 | 85.37 | 7.92 | 0 | 0 | 0 | 0 | 0 | 0 | 0 | 0 | 0 | 0 | 0 | 0 | 0 | 0.27 | 33.07 | 104.17 | 130.56 | 128.7 | 123.8 | 128.87 | 126.84 | 116.86 | 63.85 | 5.25 | 0 | 0 | 0 | 0 | 0 | 0 | 0
BLYTHE_1_SOLAR1 |  | Solar_Fixed | Solar Fixed | CISO | South | Socal | EO | 21 | 0 | 0 | 0 | 0 | 0 | 0 | 0.03 | 2.78 | 9.33 | 12.66 | 13.68 | 14.12 | 13.76 | 13.25 | 11.06 | 6.46 | 0.94 | 0 | 0 | 0 | 0 | 0 | 0 | 0 | 0 | 0 | 0 | 0 | 0 | 0 | 0.23 | 5.18 | 12.28 | 14.62 | 15.65 | 15.7 | 15.42 | 14.85 | 13.66 | 10.49 | 4.07 | 0.1 | 0 | 0 | 0 | 0 | 0 | 0 | 0 | 0 | 0 | 0 | 0 | 0 | 0.05 | 2.97 | 10.36 | 14.36 | 15.76 | 16.03 | 15.83 | 15.45 | 14.53 | 12.85 | 8.1 | 3.77 | 0.57 | 0 | 0 | 0 | 0 | 0 | 0 | 0 | 0 | 0 | 0 | 0 | 0.58 | 5.8 | 12.49 | 15.68 | 17.11 | 17.82 | 17.85 | 17.48 | 17.03 | 15.62 | 13.29 | 9.12 | 2.28 | 0.03 | 0 | 0 | 0 | 0 | 0 | 0 | 0 | 0 | 0 | 0.03 | 2.4 | 8.82 | 13.38 | 15.91 | 17.68 | 18.38 | 18.48 | 18.28 | 17.91 | 16.68 | 14.58 | 10.59 | 3.98 | 0.26 | 0 | 0 | 0 | 0 | 0 | 0 | 0 | 0 | 0 | 0.08 | 2.95 | 9.01 | 13.67 | 16.33 | 18.08 | 18.89 | 19.04 | 19.02 | 18.37 | 17 | 14.9 | 11.39 | 5.43 | 0.69 | 0 | 0 | 0 | 0 | 0 | 0 | 0 | 0 | 0 | 0 | 1.42 | 6.19 | 11.43 | 14.71 | 16.89 | 18 | 18.37 | 18.22 | 17.4 | 16.28 | 14.09 | 10.6 | 4.82 | 0.55 | 0 | 0 | 0 | 0 | 0 | 0 | 0 | 0 | 0 | 0 | 0.63 | 5.57 | 11.89 | 15.29 | 17.38 | 18.46 | 18.8 | 18.5 | 17.73 | 16.13 | 13.65 | 9.11 | 2.6 | 0.07 | 0 | 0 | 0 | 0 | 0 | 0 | 0 | 0 | 0 | 0 | 0.17 | 4.28 | 11.11 | 14.97 | 17.06 | 18.01 | 18.23 | 18.06 | 17.22 | 15.16 | 12.21 | 5.4 | 0.48 | 0 | 0 | 0 | 0 | 0 | 0 | 0 | 0 | 0 | 0 | 0 | 0.02 | 2.28 | 9.63 | 13.78 | 15.68 | 16.66 | 16.9 | 16.65 | 15.83 | 14.09 | 8.92 | 1.79 | 0.01 | 0 | 0 | 0 | 0 | 0 | 0 | 0 | 0 | 0 | 0 | 0 | 0.52 | 5.67 | 11.34 | 14.1 | 15.05 | 15.41 | 14.93 | 14.14 | 11.64 | 5.31 | 0.36 | 0 | 0 | 0 | 0 | 0 | 0 | 0 | 0 | 0 | 0 | 0 | 0 | 0 | 0.06 | 2.99 | 8.4 | 11.24 | 12.39 | 13.04 | 12.64 | 11.61 | 9.47 | 4.24 | 0.26 | 0 | 0 | 0 | 0 | 0 | 0 | 0
BLYTHE_1_SOLAR2 |  | Solar_1Axis | Solar Tracking | CISO | South | Socal | EO | 20 | 0 | 0 | 0 | 0 | 0 | 0 | 0.01 | 2.4 | 9.38 | 12.22 | 12.1 | 11.88 | 11.75 | 11.78 | 10.67 | 7.7 | 1.3 | 0 | 0 | 0 | 0 | 0 | 0 | 0 | 0 | 0 | 0 | 0 | 0 | 0 | 0.14 | 5.23 | 12.73 | 14.07 | 13.76 | 13.64 | 13.56 | 13.08 | 12.76 | 11.6 | 4.93 | 0.2 | 0 | 0 | 0 | 0 | 0 | 0 | 0 | 0 | 0 | 0 | 0 | 0 | 0.03 | 3.42 | 11.89 | 14.59 | 14.65 | 14.35 | 14.2 | 14.13 | 13.42 | 12.38 | 9.24 | 3.47 | 0.56 | 0 | 0 | 0 | 0 | 0 | 0 | 0 | 0 | 0 | 0 | 0 | 0.61 | 7.31 | 14.32 | 15.31 | 15.95 | 15.9 | 16 | 15.83 | 15.65 | 15.08 | 14.22 | 11.53 | 3.65 | 0.06 | 0 | 0 | 0 | 0 | 0 | 0 | 0 | 0 | 0 | 0.01 | 2.97 | 10.95 | 15.04 | 16.29 | 16.83 | 16.97 | 17.03 | 16.95 | 16.67 | 16.26 | 15.51 | 13.6 | 6.57 | 0.52 | 0 | 0 | 0 | 0 | 0 | 0 | 0 | 0 | 0 | 0.05 | 3.64 | 11.13 | 14.86 | 16.15 | 16.89 | 17.21 | 17.1 | 17.1 | 16.84 | 16.39 | 15.71 | 14.19 | 8.49 | 1.38 | 0 | 0 | 0 | 0 | 0 | 0 | 0 | 0 | 0 | 0 | 1.62 | 8.55 | 13.71 | 15.76 | 16.6 | 16.93 | 16.77 | 16.58 | 16.43 | 16.04 | 15.22 | 13.16 | 7.55 | 1.13 | 0 | 0 | 0 | 0 | 0 | 0 | 0 | 0 | 0 | 0 | 0.62 | 6.85 | 13.46 | 15.77 | 16.61 | 17.03 | 17.09 | 16.71 | 15.88 | 15.52 | 14.26 | 11.36 | 4.06 | 0.11 | 0 | 0 | 0 | 0 | 0 | 0 | 0 | 0 | 0 | 0 | 0.1 | 4.57 | 11.7 | 14.41 | 15.44 | 15.72 | 15.98 | 15.69 | 15.24 | 14.26 | 12.92 | 6.86 | 0.61 | 0 | 0 | 0 | 0 | 0 | 0 | 0 | 0 | 0 | 0 | 0 | 0 | 2 | 9.87 | 13.19 | 13.87 | 14.07 | 14.04 | 13.9 | 14.11 | 13.2 | 9.95 | 2.17 | 0 | 0 | 0 | 0 | 0 | 0 | 0 | 0 | 0 | 0 | 0 | 0 | 0.31 | 5.59 | 11.69 | 13.13 | 12.87 | 12.51 | 12.71 | 12.64 | 11.63 | 6.83 | 0.63 | 0 | 0 | 0 | 0 | 0 | 0 | 0 | 0 | 0 | 0 | 0 | 0 | 0 | 0.02 | 2.65 | 8.33 | 10.45 | 10.3 | 9.9 | 10.31 | 10.15 | 9.35 | 5.11 | 0.42 | 0 | 0 | 0 | 0 | 0 | 0 | 0
BRDSLD_2_HIWIND |  | Wind | Wind | CISO | North | Norcal | FC | 162 | 8.6 | 8.2 | 7.11 | 6.71 | 7.37 | 7.6 | 7.5 | 7.91 | 7.24 | 6.2 | 6.48 | 6.87 | 5.91 | 5.43 | 4.86 | 4.23 | 4.39 | 5.78 | 6.87 | 7.55 | 7.02 | 7.49 | 8.18 | 8.23 | 19.57 | 20.74 | 19.59 | 16.53 | 15.15 | 15.46 | 15.46 | 16.48 | 13.2 | 12.4 | 13.11 | 11.7 | 10.92 | 10.59 | 9.77 | 10.19 | 9.78 | 11.17 | 11.87 | 12.37 | 13.67 | 17.09 | 18.3 | 19.88 | 22.52 | 21.35 | 19.29 | 18.22 | 16.23 | 12.8 | 12.32 | 11.4 | 11.33 | 9.42 | 7.95 | 8.05 | 7.85 | 8.45 | 8.72 | 8.81 | 10.22 | 11.55 | 15.97 | 21.58 | 25.91 | 24.64 | 24.29 | 22.7 | 61.11 | 55.66 | 54.8 | 45.41 | 40.23 | 35.27 | 32.74 | 25.83 | 18.77 | 19.81 | 17.5 | 13.88 | 14.24 | 16.46 | 19.38 | 25.78 | 34.53 | 44.12 | 47.1 | 49.51 | 55.41 | 56.5 | 60.2 | 62.66 | 78.83 | 74.75 | 74.34 | 73.11 | 62.5 | 53.6 | 49.22 | 40.66 | 41.07 | 35.84 | 29.14 | 23.03 | 25.98 | 30.2 | 33.99 | 45.56 | 60.86 | 70.57 | 77.89 | 75.64 | 77.76 | 81.61 | 78.2 | 74.82 | 59.97 | 64.09 | 57.04 | 52.45 | 47.19 | 43.03 | 36.41 | 25.47 | 20.29 | 14.18 | 12.16 | 8.64 | 6.99 | 9.28 | 10.28 | 15.65 | 26.6 | 39.88 | 49.77 | 51.96 | 56.87 | 57.77 | 57.97 | 60.29 | 96.65 | 94.27 | 87.3 | 77.91 | 73.53 | 68.83 | 58.66 | 48.91 | 34.8 | 28.24 | 17.96 | 12.81 | 11.62 | 17.88 | 21.14 | 30.89 | 50.58 | 63.8 | 67.52 | 70.64 | 80.97 | 83.91 | 92.12 | 96.92 | 78.98 | 75.51 | 70.96 | 62.92 | 54.52 | 47.06 | 40.72 | 34.7 | 22.15 | 16.47 | 12.05 | 8.04 | 5 | 7.02 | 8.68 | 13.43 | 22.11 | 34.85 | 47.14 | 61.32 | 74.73 | 78.85 | 79.9 | 81.38 | 29.81 | 29.33 | 27.64 | 25.77 | 19.8 | 15.94 | 15.36 | 12.01 | 8.95 | 5.45 | 4.22 | 2.1 | 1.44 | 2.22 | 3.42 | 4.76 | 8.28 | 10.7 | 12.02 | 18.17 | 24.04 | 26.71 | 27.78 | 28.31 | 12.41 | 11.41 | 8.39 | 6.76 | 5.55 | 4.62 | 5.3 | 4.43 | 4.07 | 2.75 | 1.67 | 1.34 | 1.07 | 1.12 | 1.51 | 1.6 | 1.43 | 1.61 | 2.91 | 3.95 | 5.74 | 6.94 | 8.93 | 10.22 | 9.34 | 8.22 | 7.47 | 8.87 | 8.13 | 8.08 | 7.66 | 8.41 | 6.96 | 5.41 | 4.81 | 4.25 | 4.27 | 3.82 | 4.15 | 4.66 | 4.36 | 4.58 | 5.54 | 5.73 | 7.65 | 8.31 | 9.53 | 9.47 | 8.85 | 8.84 | 8.51 | 7.55 | 8.22 | 8.47 | 7.39 | 8.42 | 7.91 | 6.48 | 6.14 | 5.19 | 5.29 | 5.14 | 5.51 | 5.84 | 5.41 | 5.54 | 6.94 | 8.34 | 9.58 | 9.19 | 8.46 | 9.72
BRDSLD_2_MTZUM2 |  | Wind | Wind | CISO | North | Norcal | FC | 78.2 | 4.15 | 3.96 | 3.43 | 3.24 | 3.56 | 3.67 | 3.62 | 3.82 | 3.5 | 2.99 | 3.13 | 3.32 | 2.85 | 2.62 | 2.34 | 2.04 | 2.12 | 2.79 | 3.31 | 3.64 | 3.39 | 3.61 | 3.95 | 3.97 | 9.45 | 10.01 | 9.46 | 7.98 | 7.31 | 7.46 | 7.46 | 7.95 | 6.37 | 5.99 | 6.33 | 5.65 | 5.27 | 5.11 | 4.71 | 4.92 | 4.72 | 5.39 | 5.73 | 5.97 | 6.6 | 8.25 | 8.83 | 9.6 | 10.87 | 10.31 | 9.31 | 8.79 | 7.84 | 6.18 | 5.95 | 5.5 | 5.47 | 4.55 | 3.84 | 3.89 | 3.79 | 4.08 | 4.21 | 4.25 | 4.93 | 5.58 | 7.71 | 10.42 | 12.51 | 11.89 | 11.72 | 10.96 | 29.5 | 26.87 | 26.45 | 21.92 | 19.42 | 17.02 | 15.8 | 12.47 | 9.06 | 9.56 | 8.45 | 6.7 | 6.88 | 7.94 | 9.36 | 12.44 | 16.67 | 21.3 | 22.74 | 23.9 | 26.75 | 27.27 | 29.06 | 30.24 | 38.05 | 36.08 | 35.88 | 35.29 | 30.17 | 25.87 | 23.76 | 19.63 | 19.82 | 17.3 | 14.07 | 11.11 | 12.54 | 14.58 | 16.41 | 21.99 | 29.38 | 34.07 | 37.6 | 36.51 | 37.54 | 39.39 | 37.75 | 36.12 | 28.95 | 30.94 | 27.53 | 25.32 | 22.78 | 20.77 | 17.58 | 12.29 | 9.8 | 6.85 | 5.87 | 4.17 | 3.38 | 4.48 | 4.96 | 7.55 | 12.84 | 19.25 | 24.02 | 25.08 | 27.45 | 27.89 | 27.98 | 29.1 | 46.65 | 45.5 | 42.14 | 37.61 | 35.49 | 33.23 | 28.32 | 23.61 | 16.8 | 13.63 | 8.67 | 6.18 | 5.61 | 8.63 | 10.2 | 14.91 | 24.42 | 30.8 | 32.59 | 34.1 | 39.09 | 40.5 | 44.47 | 46.79 | 38.12 | 36.45 | 34.25 | 30.37 | 26.32 | 22.72 | 19.66 | 16.75 | 10.69 | 7.95 | 5.82 | 3.88 | 2.41 | 3.39 | 4.19 | 6.49 | 10.67 | 16.82 | 22.76 | 29.6 | 36.07 | 38.06 | 38.57 | 39.28 | 14.39 | 14.16 | 13.34 | 12.44 | 9.56 | 7.69 | 7.42 | 5.8 | 4.32 | 2.63 | 2.04 | 1.01 | 0.7 | 1.07 | 1.65 | 2.3 | 4 | 5.17 | 5.8 | 8.77 | 11.6 | 12.89 | 13.41 | 13.66 | 5.99 | 5.51 | 4.05 | 3.26 | 2.68 | 2.23 | 2.56 | 2.14 | 1.96 | 1.33 | 0.81 | 0.65 | 0.51 | 0.54 | 0.73 | 0.77 | 0.69 | 0.78 | 1.41 | 1.91 | 2.77 | 3.35 | 4.31 | 4.93 | 4.51 | 3.97 | 3.61 | 4.28 | 3.93 | 3.9 | 3.7 | 4.06 | 3.36 | 2.61 | 2.32 | 2.05 | 2.06 | 1.84 | 2 | 2.25 | 2.11 | 2.21 | 2.67 | 2.77 | 3.69 | 4.01 | 4.6 | 4.57 | 4.27 | 4.27 | 4.11 | 3.65 | 3.97 | 4.09 | 3.57 | 4.06 | 3.82 | 3.13 | 2.96 | 2.51 | 2.55 | 2.48 | 2.66 | 2.82 | 2.61 | 2.67 | 3.35 | 4.03 | 4.62 | 4.43 | 4.08 | 4.69
BRDSLD_2_MTZUMA |  | Wind | Wind | CISO | North | Norcal | FC | 36.8 | 1.95 | 1.86 | 1.61 | 1.52 | 1.67 | 1.73 | 1.7 | 1.8 | 1.65 | 1.41 | 1.47 | 1.56 | 1.34 | 1.23 | 1.1 | 0.96 | 1 | 1.31 | 1.56 | 1.71 | 1.59 | 1.7 | 1.86 | 1.87 | 4.44 | 4.71 | 4.45 | 3.76 | 3.44 | 3.51 | 3.51 | 3.74 | 3 | 2.82 | 2.98 | 2.66 | 2.48 | 2.41 | 2.22 | 2.32 | 2.22 | 2.54 | 2.7 | 2.81 | 3.1 | 3.88 | 4.16 | 4.52 | 5.12 | 4.85 | 4.38 | 4.14 | 3.69 | 2.91 | 2.8 | 2.59 | 2.57 | 2.14 | 1.81 | 1.83 | 1.78 | 1.92 | 1.98 | 2 | 2.32 | 2.62 | 3.63 | 4.9 | 5.89 | 5.6 | 5.52 | 5.16 | 13.88 | 12.64 | 12.45 | 10.31 | 9.14 | 8.01 | 7.44 | 5.87 | 4.26 | 4.5 | 3.97 | 3.15 | 3.24 | 3.74 | 4.4 | 5.86 | 7.84 | 10.02 | 10.7 | 11.25 | 12.59 | 12.83 | 13.67 | 14.23 | 17.91 | 16.98 | 16.89 | 16.61 | 14.2 | 12.18 | 11.18 | 9.24 | 9.33 | 8.14 | 6.62 | 5.23 | 5.9 | 6.86 | 7.72 | 10.35 | 13.82 | 16.03 | 17.69 | 17.18 | 17.66 | 18.54 | 17.76 | 17 | 13.62 | 14.56 | 12.96 | 11.91 | 10.72 | 9.77 | 8.27 | 5.79 | 4.61 | 3.22 | 2.76 | 1.96 | 1.59 | 2.11 | 2.33 | 3.55 | 6.04 | 9.06 | 11.3 | 11.8 | 12.92 | 13.12 | 13.17 | 13.7 | 21.95 | 21.41 | 19.83 | 17.7 | 16.7 | 15.64 | 13.33 | 11.11 | 7.9 | 6.42 | 4.08 | 2.91 | 2.64 | 4.06 | 4.8 | 7.02 | 11.49 | 14.49 | 15.34 | 16.05 | 18.39 | 19.06 | 20.93 | 22.02 | 17.94 | 17.15 | 16.12 | 14.29 | 12.38 | 10.69 | 9.25 | 7.88 | 5.03 | 3.74 | 2.74 | 1.83 | 1.14 | 1.59 | 1.97 | 3.05 | 5.02 | 7.92 | 10.71 | 13.93 | 16.98 | 17.91 | 18.15 | 18.49 | 6.77 | 6.66 | 6.28 | 5.85 | 4.5 | 3.62 | 3.49 | 2.73 | 2.03 | 1.24 | 0.96 | 0.48 | 0.33 | 0.51 | 0.78 | 1.08 | 1.88 | 2.43 | 2.73 | 4.13 | 5.46 | 6.07 | 6.31 | 6.43 | 2.82 | 2.59 | 1.91 | 1.54 | 1.26 | 1.05 | 1.21 | 1.01 | 0.92 | 0.62 | 0.38 | 0.31 | 0.24 | 0.26 | 0.34 | 0.36 | 0.32 | 0.37 | 0.66 | 0.9 | 1.31 | 1.58 | 2.03 | 2.32 | 2.12 | 1.87 | 1.7 | 2.01 | 1.85 | 1.84 | 1.74 | 1.91 | 1.58 | 1.23 | 1.09 | 0.96 | 0.97 | 0.87 | 0.94 | 1.06 | 0.99 | 1.04 | 1.26 | 1.3 | 1.74 | 1.89 | 2.16 | 2.15 | 2.01 | 2.01 | 1.93 | 1.72 | 1.87 | 1.92 | 1.68 | 1.91 | 1.8 | 1.47 | 1.39 | 1.18 | 1.2 | 1.17 | 1.25 | 1.33 | 1.23 | 1.26 | 1.58 | 1.89 | 2.18 | 2.09 | 1.92 | 2.21
BRDSLD_2_SHILO1 |  | Wind | Wind | CISO | North | Norcal | FC | 150 | 7.96 | 7.6 | 6.58 | 6.21 | 6.83 | 7.03 | 6.95 | 7.33 | 6.71 | 5.74 | 6 | 6.36 | 5.47 | 5.02 | 4.5 | 3.92 | 4.07 | 5.36 | 6.36 | 6.99 | 6.5 | 6.93 | 7.57 | 7.62 | 18.12 | 19.2 | 18.14 | 15.31 | 14.03 | 14.31 | 14.31 | 15.26 | 12.22 | 11.48 | 12.14 | 10.84 | 10.11 | 9.81 | 9.04 | 9.44 | 9.05 | 10.35 | 10.99 | 11.45 | 12.66 | 15.82 | 16.94 | 18.41 | 20.85 | 19.77 | 17.86 | 16.87 | 15.03 | 11.85 | 11.41 | 10.56 | 10.49 | 8.72 | 7.36 | 7.46 | 7.27 | 7.82 | 8.07 | 8.15 | 9.46 | 10.7 | 14.79 | 19.98 | 23.99 | 22.82 | 22.49 | 21.02 | 56.58 | 51.54 | 50.74 | 42.04 | 37.25 | 32.65 | 30.31 | 23.92 | 17.38 | 18.34 | 16.2 | 12.85 | 13.19 | 15.24 | 17.95 | 23.87 | 31.97 | 40.86 | 43.61 | 45.85 | 51.3 | 52.31 | 55.74 | 58.01 | 72.99 | 69.21 | 68.83 | 67.69 | 57.87 | 49.63 | 45.57 | 37.65 | 38.03 | 33.19 | 26.99 | 21.32 | 24.05 | 27.97 | 31.48 | 42.19 | 56.35 | 65.34 | 72.12 | 70.04 | 72 | 75.56 | 72.41 | 69.28 | 55.52 | 59.34 | 52.81 | 48.56 | 43.7 | 39.84 | 33.71 | 23.58 | 18.79 | 13.13 | 11.26 | 8 | 6.48 | 8.59 | 9.52 | 14.49 | 24.63 | 36.93 | 46.08 | 48.11 | 52.66 | 53.49 | 53.68 | 55.83 | 89.49 | 87.29 | 80.84 | 72.14 | 68.08 | 63.73 | 54.32 | 45.29 | 32.22 | 26.15 | 16.63 | 11.86 | 10.76 | 16.56 | 19.57 | 28.6 | 46.84 | 59.07 | 62.52 | 65.41 | 74.97 | 77.69 | 85.3 | 89.74 | 73.13 | 69.91 | 65.7 | 58.26 | 50.48 | 43.57 | 37.71 | 32.13 | 20.51 | 15.25 | 11.16 | 7.44 | 4.63 | 6.5 | 8.03 | 12.44 | 20.47 | 32.26 | 43.65 | 56.78 | 69.19 | 73.01 | 73.98 | 75.35 | 27.6 | 27.15 | 25.59 | 23.86 | 18.33 | 14.75 | 14.23 | 11.12 | 8.29 | 5.04 | 3.9 | 1.94 | 1.34 | 2.06 | 3.17 | 4.41 | 7.66 | 9.91 | 11.13 | 16.82 | 22.26 | 24.73 | 25.73 | 26.21 | 11.49 | 10.57 | 7.77 | 6.26 | 5.14 | 4.28 | 4.91 | 4.1 | 3.76 | 2.54 | 1.55 | 1.24 | 0.99 | 1.04 | 1.4 | 1.49 | 1.32 | 1.49 | 2.7 | 3.66 | 5.32 | 6.42 | 8.27 | 9.46 | 8.65 | 7.61 | 6.92 | 8.21 | 7.53 | 7.48 | 7.09 | 7.78 | 6.45 | 5.01 | 4.45 | 3.93 | 3.95 | 3.54 | 3.84 | 4.32 | 4.04 | 4.24 | 5.13 | 5.31 | 7.08 | 7.7 | 8.82 | 8.77 | 8.2 | 8.18 | 7.88 | 6.99 | 7.62 | 7.84 | 6.84 | 7.79 | 7.32 | 6 | 5.68 | 4.81 | 4.9 | 4.76 | 5.1 | 5.41 | 5.01 | 5.13 | 6.42 | 7.72 | 8.87 | 8.51 | 7.83 | 9
BRDSLD_2_SHILO2 |  | Wind | Wind | CISO | North | Norcal | FC | 150 | 7.96 | 7.6 | 6.58 | 6.21 | 6.83 | 7.03 | 6.95 | 7.33 | 6.71 | 5.74 | 6 | 6.36 | 5.47 | 5.02 | 4.5 | 3.92 | 4.07 | 5.36 | 6.36 | 6.99 | 6.5 | 6.93 | 7.57 | 7.62 | 18.12 | 19.2 | 18.14 | 15.31 | 14.03 | 14.31 | 14.31 | 15.26 | 12.22 | 11.48 | 12.14 | 10.84 | 10.11 | 9.81 | 9.04 | 9.44 | 9.05 | 10.35 | 10.99 | 11.45 | 12.66 | 15.82 | 16.94 | 18.41 | 20.85 | 19.77 | 17.86 | 16.87 | 15.03 | 11.85 | 11.41 | 10.56 | 10.49 | 8.72 | 7.36 | 7.46 | 7.27 | 7.82 | 8.07 | 8.15 | 9.46 | 10.7 | 14.79 | 19.98 | 23.99 | 22.82 | 22.49 | 21.02 | 56.58 | 51.54 | 50.74 | 42.04 | 37.25 | 32.65 | 30.31 | 23.92 | 17.38 | 18.34 | 16.2 | 12.85 | 13.19 | 15.24 | 17.95 | 23.87 | 31.97 | 40.86 | 43.61 | 45.85 | 51.3 | 52.31 | 55.74 | 58.01 | 72.99 | 69.21 | 68.83 | 67.69 | 57.87 | 49.63 | 45.57 | 37.65 | 38.03 | 33.19 | 26.99 | 21.32 | 24.05 | 27.97 | 31.48 | 42.19 | 56.35 | 65.34 | 72.12 | 70.04 | 72 | 75.56 | 72.41 | 69.28 | 55.52 | 59.34 | 52.81 | 48.56 | 43.7 | 39.84 | 33.71 | 23.58 | 18.79 | 13.13 | 11.26 | 8 | 6.48 | 8.59 | 9.52 | 14.49 | 24.63 | 36.93 | 46.08 | 48.11 | 52.66 | 53.49 | 53.68 | 55.83 | 89.49 | 87.29 | 80.84 | 72.14 | 68.08 | 63.73 | 54.32 | 45.29 | 32.22 | 26.15 | 16.63 | 11.86 | 10.76 | 16.56 | 19.57 | 28.6 | 46.84 | 59.07 | 62.52 | 65.41 | 74.97 | 77.69 | 85.3 | 89.74 | 73.13 | 69.91 | 65.7 | 58.26 | 50.48 | 43.57 | 37.71 | 32.13 | 20.51 | 15.25 | 11.16 | 7.44 | 4.63 | 6.5 | 8.03 | 12.44 | 20.47 | 32.26 | 43.65 | 56.78 | 69.19 | 73.01 | 73.98 | 75.35 | 27.6 | 27.15 | 25.59 | 23.86 | 18.33 | 14.75 | 14.23 | 11.12 | 8.29 | 5.04 | 3.9 | 1.94 | 1.34 | 2.06 | 3.17 | 4.41 | 7.66 | 9.91 | 11.13 | 16.82 | 22.26 | 24.73 | 25.73 | 26.21 | 11.49 | 10.57 | 7.77 | 6.26 | 5.14 | 4.28 | 4.91 | 4.1 | 3.76 | 2.54 | 1.55 | 1.24 | 0.99 | 1.04 | 1.4 | 1.49 | 1.32 | 1.49 | 2.7 | 3.66 | 5.32 | 6.42 | 8.27 | 9.46 | 8.65 | 7.61 | 6.92 | 8.21 | 7.53 | 7.48 | 7.09 | 7.78 | 6.45 | 5.01 | 4.45 | 3.93 | 3.95 | 3.54 | 3.84 | 4.32 | 4.04 | 4.24 | 5.13 | 5.31 | 7.08 | 7.7 | 8.82 | 8.77 | 8.2 | 8.18 | 7.88 | 6.99 | 7.62 | 7.84 | 6.84 | 7.79 | 7.32 | 6 | 5.68 | 4.81 | 4.9 | 4.76 | 5.1 | 5.41 | 5.01 | 5.13 | 6.42 | 7.72 | 8.87 | 8.51 | 7.83 | 9
BRDSLD_2_SHLO3A |  | Wind | Wind | CISO | North | Norcal | FC | 102.5 | 5.44 | 5.19 | 4.5 | 4.24 | 4.66 | 4.81 | 4.75 | 5.01 | 4.58 | 3.92 | 4.1 | 4.35 | 3.74 | 3.43 | 3.07 | 2.68 | 2.78 | 3.66 | 4.34 | 4.77 | 4.44 | 4.74 | 5.17 | 5.21 | 12.38 | 13.12 | 12.39 | 10.46 | 9.58 | 9.78 | 9.78 | 10.43 | 8.35 | 7.85 | 8.3 | 7.41 | 6.91 | 6.7 | 6.18 | 6.45 | 6.18 | 7.07 | 7.51 | 7.82 | 8.65 | 10.81 | 11.58 | 12.58 | 14.25 | 13.51 | 12.21 | 11.53 | 10.27 | 8.1 | 7.8 | 7.22 | 7.17 | 5.96 | 5.03 | 5.1 | 4.97 | 5.35 | 5.51 | 5.57 | 6.46 | 7.31 | 10.11 | 13.65 | 16.4 | 15.59 | 15.37 | 14.37 | 38.67 | 35.22 | 34.67 | 28.73 | 25.45 | 22.31 | 20.71 | 16.34 | 11.88 | 12.53 | 11.07 | 8.78 | 9.01 | 10.41 | 12.26 | 16.31 | 21.85 | 27.92 | 29.8 | 31.33 | 35.06 | 35.75 | 38.09 | 39.64 | 49.88 | 47.29 | 47.03 | 46.26 | 39.54 | 33.91 | 31.14 | 25.73 | 25.98 | 22.68 | 18.44 | 14.57 | 16.43 | 19.11 | 21.51 | 28.83 | 38.51 | 44.65 | 49.28 | 47.86 | 49.2 | 51.63 | 49.48 | 47.34 | 37.94 | 40.55 | 36.09 | 33.19 | 29.86 | 27.22 | 23.04 | 16.12 | 12.84 | 8.97 | 7.7 | 5.47 | 4.43 | 5.87 | 6.5 | 9.9 | 16.83 | 25.24 | 31.49 | 32.88 | 35.98 | 36.55 | 36.68 | 38.15 | 61.15 | 59.64 | 55.24 | 49.3 | 46.52 | 43.55 | 37.12 | 30.94 | 22.02 | 17.87 | 11.37 | 8.11 | 7.35 | 11.31 | 13.37 | 19.55 | 32.01 | 40.37 | 42.72 | 44.7 | 51.23 | 53.09 | 58.29 | 61.32 | 49.97 | 47.77 | 44.9 | 39.81 | 34.5 | 29.77 | 25.77 | 21.95 | 14.01 | 10.42 | 7.63 | 5.09 | 3.16 | 4.44 | 5.49 | 8.5 | 13.99 | 22.05 | 29.83 | 38.8 | 47.28 | 49.89 | 50.55 | 51.49 | 18.86 | 18.56 | 17.49 | 16.3 | 12.53 | 10.08 | 9.72 | 7.6 | 5.66 | 3.45 | 2.67 | 1.33 | 0.91 | 1.41 | 2.16 | 3.01 | 5.24 | 6.77 | 7.6 | 11.5 | 15.21 | 16.9 | 17.58 | 17.91 | 7.85 | 7.22 | 5.31 | 4.28 | 3.51 | 2.92 | 3.36 | 2.8 | 2.57 | 1.74 | 1.06 | 0.85 | 0.67 | 0.71 | 0.96 | 1.02 | 0.9 | 1.02 | 1.84 | 2.5 | 3.63 | 4.39 | 5.65 | 6.47 | 5.91 | 5.2 | 4.73 | 5.61 | 5.15 | 5.11 | 4.85 | 5.32 | 4.4 | 3.42 | 3.04 | 2.69 | 2.7 | 2.42 | 2.63 | 2.95 | 2.76 | 2.9 | 3.5 | 3.63 | 4.84 | 5.26 | 6.03 | 5.99 | 5.6 | 5.59 | 5.38 | 4.78 | 5.2 | 5.36 | 4.68 | 5.33 | 5 | 4.1 | 3.88 | 3.29 | 3.35 | 3.25 | 3.49 | 3.69 | 3.42 | 3.5 | 4.39 | 5.28 | 6.06 | 5.81 | 5.35 | 6.15
BRDSLD_2_SHLO3B |  | Wind | Wind | CISO | North | Norcal | FC | 100 | 5.31 | 5.06 | 4.39 | 4.14 | 4.55 | 4.69 | 4.63 | 4.88 | 4.47 | 3.83 | 4 | 4.24 | 3.65 | 3.35 | 3 | 2.61 | 2.71 | 3.57 | 4.24 | 4.66 | 4.33 | 4.62 | 5.05 | 5.08 | 12.08 | 12.8 | 12.09 | 10.21 | 9.35 | 9.54 | 9.54 | 10.17 | 8.15 | 7.66 | 8.09 | 7.22 | 6.74 | 6.54 | 6.03 | 6.29 | 6.03 | 6.9 | 7.33 | 7.63 | 8.44 | 10.55 | 11.3 | 12.27 | 13.9 | 13.18 | 11.91 | 11.24 | 10.02 | 7.9 | 7.61 | 7.04 | 7 | 5.81 | 4.91 | 4.97 | 4.85 | 5.22 | 5.38 | 5.44 | 6.31 | 7.13 | 9.86 | 13.32 | 16 | 15.21 | 14.99 | 14.01 | 37.72 | 34.36 | 33.83 | 28.03 | 24.83 | 21.77 | 20.21 | 15.94 | 11.59 | 12.23 | 10.8 | 8.57 | 8.79 | 10.16 | 11.96 | 15.91 | 21.31 | 27.24 | 29.08 | 30.56 | 34.2 | 34.88 | 37.16 | 38.68 | 48.66 | 46.14 | 45.89 | 45.13 | 38.58 | 33.09 | 30.38 | 25.1 | 25.35 | 22.13 | 17.99 | 14.21 | 16.03 | 18.64 | 20.98 | 28.13 | 37.57 | 43.56 | 48.08 | 46.69 | 48 | 50.38 | 48.27 | 46.19 | 37.02 | 39.56 | 35.21 | 32.38 | 29.13 | 26.56 | 22.48 | 15.72 | 12.53 | 8.75 | 7.51 | 5.34 | 4.32 | 5.73 | 6.34 | 9.66 | 16.42 | 24.62 | 30.72 | 32.07 | 35.1 | 35.66 | 35.79 | 37.22 | 59.66 | 58.19 | 53.89 | 48.09 | 45.39 | 42.49 | 36.21 | 30.19 | 21.48 | 17.43 | 11.09 | 7.91 | 7.17 | 11.04 | 13.05 | 19.07 | 31.22 | 39.38 | 41.68 | 43.6 | 49.98 | 51.79 | 56.87 | 59.83 | 48.75 | 46.61 | 43.8 | 38.84 | 33.65 | 29.05 | 25.14 | 21.42 | 13.67 | 10.17 | 7.44 | 4.96 | 3.09 | 4.33 | 5.36 | 8.29 | 13.65 | 21.51 | 29.1 | 37.85 | 46.13 | 48.67 | 49.32 | 50.23 | 18.4 | 18.1 | 17.06 | 15.91 | 12.22 | 9.84 | 9.48 | 7.42 | 5.52 | 3.36 | 2.6 | 1.3 | 0.89 | 1.37 | 2.11 | 2.94 | 5.11 | 6.61 | 7.42 | 11.21 | 14.84 | 16.49 | 17.15 | 17.47 | 7.66 | 7.04 | 5.18 | 4.17 | 3.43 | 2.85 | 3.27 | 2.73 | 2.51 | 1.7 | 1.03 | 0.83 | 0.66 | 0.69 | 0.93 | 0.99 | 0.88 | 0.99 | 1.8 | 2.44 | 3.55 | 4.28 | 5.52 | 6.31 | 5.77 | 5.08 | 4.61 | 5.47 | 5.02 | 4.99 | 4.73 | 5.19 | 4.3 | 3.34 | 2.97 | 2.62 | 2.63 | 2.36 | 2.56 | 2.88 | 2.69 | 2.83 | 3.42 | 3.54 | 4.72 | 5.13 | 5.88 | 5.85 | 5.47 | 5.45 | 5.25 | 4.66 | 5.08 | 5.23 | 4.56 | 5.2 | 4.88 | 4 | 3.79 | 3.21 | 3.27 | 3.17 | 3.4 | 3.6 | 3.34 | 3.42 | 4.28 | 5.15 | 5.91 | 5.67 | 5.22 | 6
BREGGO_6_DEGRSL |  | Solar_2Axis | Solar Tracking | CISO | South | Socal | FC | 6.3 | 0 | 0 | 0 | 0 | 0 | 0 | 0 | 0.75 | 2.96 | 3.85 | 3.81 | 3.74 | 3.7 | 3.71 | 3.36 | 2.43 | 0.41 | 0 | 0 | 0 | 0 | 0 | 0 | 0 | 0 | 0 | 0 | 0 | 0 | 0 | 0.04 | 1.65 | 4.01 | 4.43 | 4.33 | 4.3 | 4.27 | 4.12 | 4.02 | 3.65 | 1.55 | 0.06 | 0 | 0 | 0 | 0 | 0 | 0 | 0 | 0 | 0 | 0 | 0 | 0 | 0.01 | 1.08 | 3.74 | 4.6 | 4.61 | 4.52 | 4.47 | 4.45 | 4.23 | 3.9 | 2.91 | 1.09 | 0.18 | 0 | 0 | 0 | 0 | 0 | 0 | 0 | 0 | 0 | 0 | 0 | 0.19 | 2.3 | 4.51 | 4.82 | 5.02 | 5.01 | 5.04 | 4.99 | 4.93 | 4.75 | 4.48 | 3.63 | 1.15 | 0.02 | 0 | 0 | 0 | 0 | 0 | 0 | 0 | 0 | 0 | 0 | 0.93 | 3.45 | 4.74 | 5.13 | 5.3 | 5.35 | 5.36 | 5.34 | 5.25 | 5.12 | 4.88 | 4.28 | 2.07 | 0.16 | 0 | 0 | 0 | 0 | 0 | 0 | 0 | 0 | 0 | 0.02 | 1.15 | 3.51 | 4.68 | 5.09 | 5.32 | 5.42 | 5.39 | 5.39 | 5.3 | 5.16 | 4.95 | 4.47 | 2.67 | 0.43 | 0 | 0 | 0 | 0 | 0 | 0 | 0 | 0 | 0 | 0 | 0.51 | 2.69 | 4.32 | 4.97 | 5.23 | 5.33 | 5.28 | 5.22 | 5.18 | 5.05 | 4.79 | 4.15 | 2.38 | 0.36 | 0 | 0 | 0 | 0 | 0 | 0 | 0 | 0 | 0 | 0 | 0.2 | 2.16 | 4.24 | 4.97 | 5.23 | 5.36 | 5.38 | 5.26 | 5 | 4.89 | 4.49 | 3.58 | 1.28 | 0.04 | 0 | 0 | 0 | 0 | 0 | 0 | 0 | 0 | 0 | 0 | 0.03 | 1.44 | 3.68 | 4.54 | 4.86 | 4.95 | 5.03 | 4.94 | 4.8 | 4.49 | 4.07 | 2.16 | 0.19 | 0 | 0 | 0 | 0 | 0 | 0 | 0 | 0 | 0 | 0 | 0 | 0 | 0.63 | 3.11 | 4.15 | 4.37 | 4.43 | 4.42 | 4.38 | 4.45 | 4.16 | 3.14 | 0.68 | 0 | 0 | 0 | 0 | 0 | 0 | 0 | 0 | 0 | 0 | 0 | 0 | 0.1 | 1.76 | 3.68 | 4.14 | 4.06 | 3.94 | 4.01 | 3.98 | 3.66 | 2.15 | 0.2 | 0 | 0 | 0 | 0 | 0 | 0 | 0 | 0 | 0 | 0 | 0 | 0 | 0 | 0.01 | 0.83 | 2.63 | 3.29 | 3.24 | 3.12 | 3.25 | 3.2 | 2.94 | 1.61 | 0.13 | 0 | 0 | 0 | 0 | 0 | 0 | 0
BREGGO_6_SOLAR |  | Solar_Fixed | Solar Fixed | CISO | South | Socal | FC | 26 | 0 | 0 | 0 | 0 | 0 | 0 | 0.04 | 3.44 | 11.55 | 15.67 | 16.93 | 17.49 | 17.03 | 16.4 | 13.7 | 7.99 | 1.16 | 0 | 0 | 0 | 0 | 0 | 0 | 0 | 0 | 0 | 0 | 0 | 0 | 0 | 0.29 | 6.41 | 15.2 | 18.11 | 19.37 | 19.44 | 19.1 | 18.39 | 16.92 | 12.99 | 5.04 | 0.12 | 0 | 0 | 0 | 0 | 0 | 0 | 0 | 0 | 0 | 0 | 0 | 0 | 0.06 | 3.68 | 12.82 | 17.78 | 19.51 | 19.84 | 19.6 | 19.13 | 17.99 | 15.91 | 10.03 | 4.66 | 0.7 | 0 | 0 | 0 | 0 | 0 | 0 | 0 | 0 | 0 | 0 | 0 | 0.71 | 7.18 | 15.47 | 19.42 | 21.19 | 22.06 | 22.1 | 21.65 | 21.09 | 19.34 | 16.46 | 11.29 | 2.82 | 0.04 | 0 | 0 | 0 | 0 | 0 | 0 | 0 | 0 | 0 | 0.04 | 2.97 | 10.92 | 16.57 | 19.7 | 21.89 | 22.76 | 22.88 | 22.63 | 22.17 | 20.65 | 18.06 | 13.11 | 4.92 | 0.32 | 0 | 0 | 0 | 0 | 0 | 0 | 0 | 0 | 0 | 0.1 | 3.66 | 11.15 | 16.93 | 20.22 | 22.38 | 23.39 | 23.58 | 23.55 | 22.74 | 21.05 | 18.45 | 14.1 | 6.73 | 0.85 | 0 | 0 | 0 | 0 | 0 | 0 | 0 | 0 | 0 | 0 | 1.75 | 7.67 | 14.16 | 18.21 | 20.92 | 22.29 | 22.74 | 22.56 | 21.54 | 20.15 | 17.44 | 13.12 | 5.97 | 0.68 | 0 | 0 | 0 | 0 | 0 | 0 | 0 | 0 | 0 | 0 | 0.78 | 6.9 | 14.72 | 18.93 | 21.52 | 22.85 | 23.28 | 22.9 | 21.95 | 19.98 | 16.9 | 11.28 | 3.22 | 0.09 | 0 | 0 | 0 | 0 | 0 | 0 | 0 | 0 | 0 | 0 | 0.22 | 5.3 | 13.75 | 18.53 | 21.13 | 22.3 | 22.57 | 22.36 | 21.32 | 18.78 | 15.12 | 6.69 | 0.6 | 0 | 0 | 0 | 0 | 0 | 0 | 0 | 0 | 0 | 0 | 0 | 0.02 | 2.83 | 11.92 | 17.06 | 19.41 | 20.63 | 20.92 | 20.61 | 19.6 | 17.45 | 11.04 | 2.21 | 0.01 | 0 | 0 | 0 | 0 | 0 | 0 | 0 | 0 | 0 | 0 | 0 | 0.64 | 7.02 | 14.04 | 17.46 | 18.63 | 19.07 | 18.48 | 17.5 | 14.41 | 6.58 | 0.44 | 0 | 0 | 0 | 0 | 0 | 0 | 0 | 0 | 0 | 0 | 0 | 0 | 0 | 0.08 | 3.7 | 10.4 | 13.92 | 15.34 | 16.15 | 15.65 | 14.38 | 11.72 | 5.25 | 0.32 | 0 | 0 | 0 | 0 | 0 | 0 | 0
BRODIE_2_WIND |  | Wind | Wind | CISO | South | Socal | FC | 102 | 5.35 | 5.67 | 5.34 | 5.09 | 5.69 | 5.54 | 5.68 | 5.21 | 4.53 | 5.13 | 4.57 | 5 | 5.62 | 5.12 | 5.65 | 5.63 | 4.82 | 4.65 | 5.56 | 5.25 | 5.18 | 5.69 | 4.91 | 5.18 | 9.89 | 9.43 | 10.81 | 10.54 | 8.9 | 9.44 | 9.29 | 7.62 | 7.96 | 8.8 | 10.95 | 11.35 | 10.23 | 9.47 | 12.09 | 12.39 | 12.15 | 12.7 | 12 | 13.05 | 14.98 | 12.94 | 11.39 | 11.2 | 11.01 | 10.34 | 9.07 | 8.99 | 9.17 | 9.14 | 9.16 | 7.54 | 5.82 | 5.81 | 5.91 | 6.68 | 8.1 | 8.75 | 9.88 | 9.64 | 12.92 | 13.75 | 12.96 | 13.94 | 13.51 | 13.86 | 11.43 | 10.83 | 37.67 | 39.07 | 35.69 | 32.64 | 30.52 | 27.28 | 22.51 | 18.57 | 13.55 | 12.07 | 11.98 | 11.95 | 11.63 | 13.57 | 20.35 | 28.12 | 33.42 | 37.53 | 40.27 | 41.16 | 41.16 | 41.52 | 39.58 | 39.57 | 44.06 | 41.76 | 39.92 | 39.89 | 35.14 | 28.24 | 21.64 | 16.27 | 12.06 | 9 | 6.76 | 6.51 | 5.59 | 7.74 | 12.88 | 20.8 | 32.44 | 38.83 | 43.86 | 42.29 | 42.73 | 45.14 | 44.48 | 45.45 | 45.33 | 44.24 | 41.15 | 37.57 | 34.3 | 27.69 | 21.66 | 15.91 | 9.77 | 7.08 | 5.08 | 5.91 | 6.4 | 7.52 | 12.35 | 19.75 | 28.5 | 33.66 | 38.67 | 43.35 | 47.35 | 47.19 | 46.63 | 46.98 | 42.68 | 40.1 | 37.81 | 33.3 | 27.6 | 23.73 | 17.63 | 11.4 | 5.8 | 3.87 | 3.31 | 3.91 | 5.21 | 7.63 | 12.48 | 18.6 | 26.74 | 33.99 | 39.28 | 42.88 | 46.41 | 47.55 | 46.06 | 44.41 | 38.2 | 37.04 | 33.99 | 29.06 | 23.41 | 20.41 | 15.02 | 10.83 | 6.65 | 4.55 | 3.57 | 3.96 | 5.36 | 7.55 | 11.6 | 16.92 | 23.21 | 29.76 | 33.53 | 40.66 | 43.12 | 42.97 | 41.57 | 39.65 | 19.27 | 17.77 | 16.1 | 12.53 | 10.32 | 7.46 | 5.99 | 4.14 | 3.45 | 3.46 | 3.97 | 5.29 | 6.14 | 7.29 | 9.05 | 11.18 | 12.64 | 16.67 | 20.41 | 24.49 | 24.51 | 24.48 | 23 | 21.03 | 10.05 | 9.31 | 9.44 | 9.29 | 8.52 | 7 | 5.65 | 4.68 | 3.13 | 2.81 | 3 | 3.75 | 4.42 | 4.43 | 4.5 | 5.19 | 6.62 | 7.91 | 9.55 | 11 | 12.14 | 12.35 | 11.42 | 9.82 | 4.5 | 3.98 | 4.08 | 4.14 | 4.2 | 4.26 | 4.07 | 3.66 | 3.33 | 3.64 | 3.96 | 4.51 | 4.28 | 4.53 | 4.57 | 3.82 | 3.47 | 4.41 | 5.55 | 5.98 | 6.38 | 4.73 | 5.01 | 4.83 | 3.8 | 3.69 | 3.62 | 4.16 | 4.07 | 4.13 | 4.1 | 3.82 | 3.58 | 3.57 | 3.54 | 3.87 | 3.84 | 3.55 | 3.38 | 3.55 | 3.93 | 4.14 | 4.68 | 4.39 | 4.97 | 4.47 | 4.22 | 4.18
BUCKWD_1_NPALM1 |  | Solar_1Axis | Solar Tracking | CISO | South | Socal | FC | 2.4 | 0 | 0 | 0 | 0 | 0 | 0 | 0 | 0.29 | 1.13 | 1.47 | 1.45 | 1.43 | 1.41 | 1.41 | 1.28 | 0.92 | 0.16 | 0 | 0 | 0 | 0 | 0 | 0 | 0 | 0 | 0 | 0 | 0 | 0 | 0 | 0.02 | 0.63 | 1.53 | 1.69 | 1.65 | 1.64 | 1.63 | 1.57 | 1.53 | 1.39 | 0.59 | 0.02 | 0 | 0 | 0 | 0 | 0 | 0 | 0 | 0 | 0 | 0 | 0 | 0 | 0 | 0.41 | 1.43 | 1.75 | 1.76 | 1.72 | 1.7 | 1.7 | 1.61 | 1.49 | 1.11 | 0.42 | 0.07 | 0 | 0 | 0 | 0 | 0 | 0 | 0 | 0 | 0 | 0 | 0 | 0.07 | 0.88 | 1.72 | 1.84 | 1.91 | 1.91 | 1.92 | 1.9 | 1.88 | 1.81 | 1.71 | 1.38 | 0.44 | 0.01 | 0 | 0 | 0 | 0 | 0 | 0 | 0 | 0 | 0 | 0 | 0.36 | 1.31 | 1.81 | 1.96 | 2.02 | 2.04 | 2.04 | 2.03 | 2 | 1.95 | 1.86 | 1.63 | 0.79 | 0.06 | 0 | 0 | 0 | 0 | 0 | 0 | 0 | 0 | 0 | 0.01 | 0.44 | 1.34 | 1.78 | 1.94 | 2.03 | 2.07 | 2.05 | 2.05 | 2.02 | 1.97 | 1.89 | 1.7 | 1.02 | 0.17 | 0 | 0 | 0 | 0 | 0 | 0 | 0 | 0 | 0 | 0 | 0.19 | 1.03 | 1.65 | 1.89 | 1.99 | 2.03 | 2.01 | 1.99 | 1.97 | 1.92 | 1.83 | 1.58 | 0.91 | 0.14 | 0 | 0 | 0 | 0 | 0 | 0 | 0 | 0 | 0 | 0 | 0.07 | 0.82 | 1.61 | 1.89 | 1.99 | 2.04 | 2.05 | 2 | 1.91 | 1.86 | 1.71 | 1.36 | 0.49 | 0.01 | 0 | 0 | 0 | 0 | 0 | 0 | 0 | 0 | 0 | 0 | 0.01 | 0.55 | 1.4 | 1.73 | 1.85 | 1.89 | 1.92 | 1.88 | 1.83 | 1.71 | 1.55 | 0.82 | 0.07 | 0 | 0 | 0 | 0 | 0 | 0 | 0 | 0 | 0 | 0 | 0 | 0 | 0.24 | 1.18 | 1.58 | 1.66 | 1.69 | 1.68 | 1.67 | 1.69 | 1.58 | 1.19 | 0.26 | 0 | 0 | 0 | 0 | 0 | 0 | 0 | 0 | 0 | 0 | 0 | 0 | 0.04 | 0.67 | 1.4 | 1.58 | 1.54 | 1.5 | 1.53 | 1.52 | 1.4 | 0.82 | 0.08 | 0 | 0 | 0 | 0 | 0 | 0 | 0 | 0 | 0 | 0 | 0 | 0 | 0 | 0 | 0.32 | 1 | 1.25 | 1.24 | 1.19 | 1.24 | 1.22 | 1.12 | 0.61 | 0.05 | 0 | 0 | 0 | 0 | 0 | 0 | 0
BUCKWD_1_QF |  | Wind | Wind | CISO | South | Socal | FC | 16.5 | 0.87 | 0.92 | 0.86 | 0.82 | 0.92 | 0.9 | 0.92 | 0.84 | 0.73 | 0.83 | 0.74 | 0.81 | 0.91 | 0.83 | 0.91 | 0.91 | 0.78 | 0.75 | 0.9 | 0.85 | 0.84 | 0.92 | 0.79 | 0.84 | 1.6 | 1.53 | 1.75 | 1.71 | 1.44 | 1.53 | 1.5 | 1.23 | 1.29 | 1.42 | 1.77 | 1.84 | 1.65 | 1.53 | 1.95 | 2 | 1.96 | 2.05 | 1.94 | 2.11 | 2.42 | 2.09 | 1.84 | 1.81 | 1.78 | 1.67 | 1.47 | 1.45 | 1.48 | 1.48 | 1.48 | 1.22 | 0.94 | 0.94 | 0.96 | 1.08 | 1.31 | 1.42 | 1.6 | 1.56 | 2.09 | 2.22 | 2.1 | 2.25 | 2.19 | 2.24 | 1.85 | 1.75 | 6.09 | 6.32 | 5.77 | 5.28 | 4.94 | 4.41 | 3.64 | 3 | 2.19 | 1.95 | 1.94 | 1.93 | 1.88 | 2.2 | 3.29 | 4.55 | 5.41 | 6.07 | 6.51 | 6.66 | 6.66 | 6.72 | 6.4 | 6.4 | 7.13 | 6.75 | 6.46 | 6.45 | 5.68 | 4.57 | 3.5 | 2.63 | 1.95 | 1.46 | 1.09 | 1.05 | 0.9 | 1.25 | 2.08 | 3.36 | 5.25 | 6.28 | 7.1 | 6.84 | 6.91 | 7.3 | 7.2 | 7.35 | 7.33 | 7.16 | 6.66 | 6.08 | 5.55 | 4.48 | 3.5 | 2.57 | 1.58 | 1.14 | 0.82 | 0.96 | 1.03 | 1.22 | 2 | 3.19 | 4.61 | 5.45 | 6.26 | 7.01 | 7.66 | 7.63 | 7.54 | 7.6 | 6.9 | 6.49 | 6.12 | 5.39 | 4.46 | 3.84 | 2.85 | 1.84 | 0.94 | 0.63 | 0.54 | 0.63 | 0.84 | 1.23 | 2.02 | 3.01 | 4.33 | 5.5 | 6.35 | 6.94 | 7.51 | 7.69 | 7.45 | 7.18 | 6.18 | 5.99 | 5.5 | 4.7 | 3.79 | 3.3 | 2.43 | 1.75 | 1.08 | 0.74 | 0.58 | 0.64 | 0.87 | 1.22 | 1.88 | 2.74 | 3.76 | 4.81 | 5.42 | 6.58 | 6.97 | 6.95 | 6.72 | 6.41 | 3.12 | 2.87 | 2.6 | 2.03 | 1.67 | 1.21 | 0.97 | 0.67 | 0.56 | 0.56 | 0.64 | 0.85 | 0.99 | 1.18 | 1.46 | 1.81 | 2.04 | 2.7 | 3.3 | 3.96 | 3.97 | 3.96 | 3.72 | 3.4 | 1.63 | 1.51 | 1.53 | 1.5 | 1.38 | 1.13 | 0.91 | 0.76 | 0.51 | 0.45 | 0.49 | 0.61 | 0.71 | 0.72 | 0.73 | 0.84 | 1.07 | 1.28 | 1.54 | 1.78 | 1.96 | 2 | 1.85 | 1.59 | 0.73 | 0.64 | 0.66 | 0.67 | 0.68 | 0.69 | 0.66 | 0.59 | 0.54 | 0.59 | 0.64 | 0.73 | 0.69 | 0.73 | 0.74 | 0.62 | 0.56 | 0.71 | 0.9 | 0.97 | 1.03 | 0.77 | 0.81 | 0.78 | 0.61 | 0.6 | 0.59 | 0.67 | 0.66 | 0.67 | 0.66 | 0.62 | 0.58 | 0.58 | 0.57 | 0.63 | 0.62 | 0.57 | 0.55 | 0.57 | 0.64 | 0.67 | 0.76 | 0.71 | 0.8 | 0.72 | 0.68 | 0.68
BUCKWD_7_WINTCV |  | Wind | Wind | CISO | South | Socal | FC | 1.32 | 0.07 | 0.07 | 0.07 | 0.07 | 0.07 | 0.07 | 0.07 | 0.07 | 0.06 | 0.07 | 0.06 | 0.06 | 0.07 | 0.07 | 0.07 | 0.07 | 0.06 | 0.06 | 0.07 | 0.07 | 0.07 | 0.07 | 0.06 | 0.07 | 0.13 | 0.12 | 0.14 | 0.14 | 0.12 | 0.12 | 0.12 | 0.1 | 0.1 | 0.11 | 0.14 | 0.15 | 0.13 | 0.12 | 0.16 | 0.16 | 0.16 | 0.16 | 0.16 | 0.17 | 0.19 | 0.17 | 0.15 | 0.14 | 0.14 | 0.13 | 0.12 | 0.12 | 0.12 | 0.12 | 0.12 | 0.1 | 0.08 | 0.08 | 0.08 | 0.09 | 0.1 | 0.11 | 0.13 | 0.12 | 0.17 | 0.18 | 0.17 | 0.18 | 0.17 | 0.18 | 0.15 | 0.14 | 0.49 | 0.51 | 0.46 | 0.42 | 0.4 | 0.35 | 0.29 | 0.24 | 0.18 | 0.16 | 0.16 | 0.15 | 0.15 | 0.18 | 0.26 | 0.36 | 0.43 | 0.49 | 0.52 | 0.53 | 0.53 | 0.54 | 0.51 | 0.51 | 0.57 | 0.54 | 0.52 | 0.52 | 0.45 | 0.37 | 0.28 | 0.21 | 0.16 | 0.12 | 0.09 | 0.08 | 0.07 | 0.1 | 0.17 | 0.27 | 0.42 | 0.5 | 0.57 | 0.55 | 0.55 | 0.58 | 0.58 | 0.59 | 0.59 | 0.57 | 0.53 | 0.49 | 0.44 | 0.36 | 0.28 | 0.21 | 0.13 | 0.09 | 0.07 | 0.08 | 0.08 | 0.1 | 0.16 | 0.26 | 0.37 | 0.44 | 0.5 | 0.56 | 0.61 | 0.61 | 0.6 | 0.61 | 0.55 | 0.52 | 0.49 | 0.43 | 0.36 | 0.31 | 0.23 | 0.15 | 0.08 | 0.05 | 0.04 | 0.05 | 0.07 | 0.1 | 0.16 | 0.24 | 0.35 | 0.44 | 0.51 | 0.55 | 0.6 | 0.62 | 0.6 | 0.57 | 0.49 | 0.48 | 0.44 | 0.38 | 0.3 | 0.26 | 0.19 | 0.14 | 0.09 | 0.06 | 0.05 | 0.05 | 0.07 | 0.1 | 0.15 | 0.22 | 0.3 | 0.39 | 0.43 | 0.53 | 0.56 | 0.56 | 0.54 | 0.51 | 0.25 | 0.23 | 0.21 | 0.16 | 0.13 | 0.1 | 0.08 | 0.05 | 0.04 | 0.04 | 0.05 | 0.07 | 0.08 | 0.09 | 0.12 | 0.14 | 0.16 | 0.22 | 0.26 | 0.32 | 0.32 | 0.32 | 0.3 | 0.27 | 0.13 | 0.12 | 0.12 | 0.12 | 0.11 | 0.09 | 0.07 | 0.06 | 0.04 | 0.04 | 0.04 | 0.05 | 0.06 | 0.06 | 0.06 | 0.07 | 0.09 | 0.1 | 0.12 | 0.14 | 0.16 | 0.16 | 0.15 | 0.13 | 0.06 | 0.05 | 0.05 | 0.05 | 0.05 | 0.06 | 0.05 | 0.05 | 0.04 | 0.05 | 0.05 | 0.06 | 0.06 | 0.06 | 0.06 | 0.05 | 0.04 | 0.06 | 0.07 | 0.08 | 0.08 | 0.06 | 0.06 | 0.06 | 0.05 | 0.05 | 0.05 | 0.05 | 0.05 | 0.05 | 0.05 | 0.05 | 0.05 | 0.05 | 0.05 | 0.05 | 0.05 | 0.05 | 0.04 | 0.05 | 0.05 | 0.05 | 0.06 | 0.06 | 0.06 | 0.06 | 0.05 | 0.05
CABALO_2_M2BSR1 |  | Solar_1Axis | Solar Tracking | CISO | North | Norcal | ID | 50 | 0 | 0 | 0 | 0 | 0 | 0 | 0 | 1.17 | 9.45 | 16.74 | 20.41 | 22.07 | 22.79 | 21.27 | 19.85 | 13.62 | 3.02 | 0 | 0 | 0 | 0 | 0 | 0 | 0 | 0 | 0 | 0 | 0 | 0 | 0 | 0.01 | 6.34 | 25.83 | 33.13 | 33.01 | 31.51 | 31.11 | 31.04 | 31.72 | 27.54 | 14.38 | 0.77 | 0 | 0 | 0 | 0 | 0 | 0 | 0 | 0 | 0 | 0 | 0 | 0 | 0 | 3.9 | 21.99 | 33.01 | 34.8 | 33.53 | 33.81 | 32.37 | 30.78 | 28.97 | 24.26 | 7.35 | 1.52 | 0 | 0 | 0 | 0 | 0 | 0 | 0 | 0 | 0 | 0 | 0 | 0.39 | 12.86 | 30.7 | 36.12 | 35.91 | 35.38 | 36.56 | 36.35 | 35.66 | 36.14 | 34.03 | 30.24 | 13 | 0.52 | 0 | 0 | 0 | 0 | 0 | 0 | 0 | 0 | 0 | 0 | 4.67 | 24.94 | 35.09 | 37.54 | 38.17 | 37.87 | 38.67 | 38.73 | 38.82 | 39.35 | 38.24 | 35.87 | 21.85 | 2.9 | 0 | 0 | 0 | 0 | 0 | 0 | 0 | 0 | 0 | 0.03 | 7.77 | 28.21 | 38.04 | 41.36 | 41.91 | 42.27 | 42.54 | 42.3 | 42 | 42.13 | 40.53 | 37.97 | 27.39 | 7.41 | 0.06 | 0 | 0 | 0 | 0 | 0 | 0 | 0 | 0 | 0 | 3.49 | 23.11 | 38.17 | 42.15 | 42.78 | 42.91 | 42.59 | 42.58 | 41.91 | 41.87 | 40.36 | 37.33 | 25.9 | 5.98 | 0.03 | 0 | 0 | 0 | 0 | 0 | 0 | 0 | 0 | 0 | 0.51 | 13.66 | 31.89 | 38.84 | 40.38 | 40.89 | 40.84 | 40.46 | 40.4 | 40.25 | 38.5 | 31.35 | 13.78 | 0.8 | 0 | 0 | 0 | 0 | 0 | 0 | 0 | 0 | 0 | 0 | 0.02 | 6.61 | 25.47 | 34.05 | 36.07 | 36.5 | 36.07 | 35.84 | 35.95 | 36.46 | 32.82 | 20.35 | 2.61 | 0 | 0 | 0 | 0 | 0 | 0 | 0 | 0 | 0 | 0 | 0 | 0 | 1.72 | 16.28 | 28.46 | 31.39 | 30.96 | 29.82 | 30.18 | 31.1 | 30.36 | 23.79 | 6.72 | 0.04 | 0 | 0 | 0 | 0 | 0 | 0 | 0 | 0 | 0 | 0 | 0 | 0.05 | 5.36 | 18.62 | 25.4 | 26.38 | 25.26 | 25.99 | 26.6 | 25.13 | 15.34 | 1.83 | 0 | 0 | 0 | 0 | 0 | 0 | 0 | 0 | 0 | 0 | 0 | 0 | 0 | 0 | 1.26 | 9.36 | 15.33 | 18.36 | 20.1 | 19.81 | 19.08 | 16.04 | 8.55 | 1 | 0 | 0 | 0 | 0 | 0 | 0 | 0
CABALO_2_M2WSR2 |  | Solar_1Axis | Solar Tracking | CISO | North | Norcal | ID | 100 | 0 | 0 | 0 | 0 | 0 | 0 | 0 | 2.35 | 18.9 | 33.48 | 40.83 | 44.14 | 45.59 | 42.53 | 39.69 | 27.24 | 6.03 | 0 | 0 | 0 | 0 | 0 | 0 | 0 | 0 | 0 | 0 | 0 | 0 | 0 | 0.02 | 12.68 | 51.66 | 66.26 | 66.02 | 63.02 | 62.23 | 62.08 | 63.44 | 55.08 | 28.76 | 1.53 | 0 | 0 | 0 | 0 | 0 | 0 | 0 | 0 | 0 | 0 | 0 | 0 | 0 | 7.79 | 43.98 | 66.02 | 69.6 | 67.06 | 67.62 | 64.74 | 61.56 | 57.94 | 48.52 | 14.7 | 3.05 | 0 | 0 | 0 | 0 | 0 | 0 | 0 | 0 | 0 | 0 | 0 | 0.78 | 25.71 | 61.41 | 72.25 | 71.83 | 70.75 | 73.12 | 72.71 | 71.33 | 72.28 | 68.05 | 60.47 | 26 | 1.04 | 0 | 0 | 0 | 0 | 0 | 0 | 0 | 0 | 0 | 0 | 9.34 | 49.88 | 70.19 | 75.09 | 76.34 | 75.74 | 77.34 | 77.47 | 77.65 | 78.69 | 76.48 | 71.75 | 43.71 | 5.8 | 0 | 0 | 0 | 0 | 0 | 0 | 0 | 0 | 0 | 0.06 | 15.53 | 56.42 | 76.09 | 82.71 | 83.82 | 84.54 | 85.09 | 84.6 | 84.01 | 84.26 | 81.05 | 75.93 | 54.78 | 14.83 | 0.13 | 0 | 0 | 0 | 0 | 0 | 0 | 0 | 0 | 0 | 6.98 | 46.22 | 76.33 | 84.29 | 85.57 | 85.81 | 85.18 | 85.16 | 83.81 | 83.75 | 80.72 | 74.66 | 51.79 | 11.96 | 0.06 | 0 | 0 | 0 | 0 | 0 | 0 | 0 | 0 | 0 | 1.03 | 27.32 | 63.78 | 77.67 | 80.76 | 81.79 | 81.68 | 80.92 | 80.8 | 80.5 | 76.99 | 62.7 | 27.57 | 1.61 | 0 | 0 | 0 | 0 | 0 | 0 | 0 | 0 | 0 | 0 | 0.04 | 13.21 | 50.93 | 68.1 | 72.15 | 73 | 72.14 | 71.69 | 71.89 | 72.92 | 65.64 | 40.7 | 5.22 | 0 | 0 | 0 | 0 | 0 | 0 | 0 | 0 | 0 | 0 | 0 | 0 | 3.45 | 32.56 | 56.92 | 62.77 | 61.93 | 59.65 | 60.35 | 62.19 | 60.71 | 47.59 | 13.44 | 0.09 | 0 | 0 | 0 | 0 | 0 | 0 | 0 | 0 | 0 | 0 | 0 | 0.1 | 10.73 | 37.23 | 50.81 | 52.77 | 50.53 | 51.97 | 53.2 | 50.25 | 30.67 | 3.66 | 0 | 0 | 0 | 0 | 0 | 0 | 0 | 0 | 0 | 0 | 0 | 0 | 0 | 0 | 2.52 | 18.73 | 30.66 | 36.72 | 40.2 | 39.61 | 38.16 | 32.08 | 17.09 | 2.01 | 0 | 0 | 0 | 0 | 0 | 0 | 0
CABZON_1_WINDA1 |  | Wind | Wind | CISO | South | Socal | FC | 41 | 2.15 | 2.28 | 2.15 | 2.05 | 2.29 | 2.22 | 2.28 | 2.09 | 1.82 | 2.06 | 1.84 | 2.01 | 2.26 | 2.06 | 2.27 | 2.27 | 1.94 | 1.87 | 2.24 | 2.11 | 2.08 | 2.29 | 1.97 | 2.08 | 3.97 | 3.79 | 4.35 | 4.24 | 3.58 | 3.79 | 3.73 | 3.06 | 3.2 | 3.54 | 4.4 | 4.56 | 4.11 | 3.81 | 4.86 | 4.98 | 4.88 | 5.1 | 4.82 | 5.25 | 6.02 | 5.2 | 4.58 | 4.5 | 4.43 | 4.16 | 3.65 | 3.61 | 3.69 | 3.67 | 3.68 | 3.03 | 2.34 | 2.33 | 2.37 | 2.69 | 3.26 | 3.52 | 3.97 | 3.88 | 5.19 | 5.53 | 5.21 | 5.6 | 5.43 | 5.57 | 4.59 | 4.35 | 15.14 | 15.7 | 14.35 | 13.12 | 12.27 | 10.97 | 9.05 | 7.46 | 5.45 | 4.85 | 4.82 | 4.8 | 4.67 | 5.46 | 8.18 | 11.3 | 13.43 | 15.09 | 16.19 | 16.54 | 16.54 | 16.69 | 15.91 | 15.9 | 17.71 | 16.78 | 16.04 | 16.04 | 14.12 | 11.35 | 8.7 | 6.54 | 4.85 | 3.62 | 2.72 | 2.62 | 2.25 | 3.11 | 5.18 | 8.36 | 13.04 | 15.61 | 17.63 | 17 | 17.18 | 18.14 | 17.88 | 18.27 | 18.22 | 17.78 | 16.54 | 15.1 | 13.79 | 11.13 | 8.7 | 6.39 | 3.93 | 2.85 | 2.04 | 2.38 | 2.57 | 3.02 | 4.97 | 7.94 | 11.46 | 13.53 | 15.54 | 17.43 | 19.03 | 18.97 | 18.74 | 18.88 | 17.15 | 16.12 | 15.2 | 13.39 | 11.09 | 9.54 | 7.09 | 4.58 | 2.33 | 1.56 | 1.33 | 1.57 | 2.09 | 3.07 | 5.02 | 7.48 | 10.75 | 13.66 | 15.79 | 17.24 | 18.66 | 19.11 | 18.51 | 17.85 | 15.36 | 14.89 | 13.66 | 11.68 | 9.41 | 8.21 | 6.04 | 4.35 | 2.67 | 1.83 | 1.43 | 1.59 | 2.15 | 3.04 | 4.66 | 6.8 | 9.33 | 11.96 | 13.48 | 16.34 | 17.33 | 17.27 | 16.71 | 15.94 | 7.75 | 7.14 | 6.47 | 5.04 | 4.15 | 3 | 2.41 | 1.66 | 1.39 | 1.39 | 1.6 | 2.12 | 2.47 | 2.93 | 3.64 | 4.49 | 5.08 | 6.7 | 8.2 | 9.85 | 9.85 | 9.84 | 9.25 | 8.45 | 4.04 | 3.74 | 3.8 | 3.74 | 3.42 | 2.82 | 2.27 | 1.88 | 1.26 | 1.13 | 1.21 | 1.51 | 1.78 | 1.78 | 1.81 | 2.09 | 2.66 | 3.18 | 3.84 | 4.42 | 4.88 | 4.97 | 4.59 | 3.95 | 1.81 | 1.6 | 1.64 | 1.66 | 1.69 | 1.71 | 1.63 | 1.47 | 1.34 | 1.46 | 1.59 | 1.81 | 1.72 | 1.82 | 1.84 | 1.54 | 1.4 | 1.77 | 2.23 | 2.41 | 2.56 | 1.9 | 2.01 | 1.94 | 1.53 | 1.48 | 1.46 | 1.67 | 1.64 | 1.66 | 1.65 | 1.54 | 1.44 | 1.43 | 1.42 | 1.56 | 1.54 | 1.43 | 1.36 | 1.43 | 1.58 | 1.67 | 1.88 | 1.76 | 2 | 1.8 | 1.7 | 1.68
CALFTN_2_SOLAR |  | Paired_Solar_Fixed | Solar Fixed | CISO | North | Norcal | ID | 130 | 0 | 0 | 0 | 0 | 0 | 0 | 0 | 4.01 | 28.08 | 54.96 | 69.23 | 72.56 | 75.68 | 66.59 | 62.58 | 42.68 | 10.02 | 0.01 | 0 | 0 | 0 | 0 | 0 | 0 | 0 | 0 | 0 | 0 | 0 | 0 | 0.02 | 14.91 | 58 | 79.9 | 87.63 | 89.72 | 92 | 86.7 | 80.71 | 65.54 | 33.21 | 2.39 | 0 | 0 | 0 | 0 | 0 | 0 | 0 | 0 | 0 | 0 | 0 | 0 | 0 | 8.25 | 44.65 | 72.79 | 87.2 | 89.2 | 88.51 | 85.37 | 79.93 | 71.23 | 54.92 | 19.44 | 4.19 | 0.01 | 0 | 0 | 0 | 0 | 0 | 0 | 0 | 0 | 0 | 0 | 0.76 | 23.14 | 65.23 | 88.27 | 98.51 | 102.34 | 105.68 | 103.86 | 103.43 | 98.81 | 87.45 | 66.63 | 25.63 | 1.09 | 0 | 0 | 0 | 0 | 0 | 0 | 0 | 0 | 0 | 0 | 7.36 | 42.5 | 74.44 | 93.72 | 103.19 | 107.21 | 106.94 | 106.92 | 106.88 | 102.85 | 91.68 | 74.29 | 38.96 | 5.24 | 0 | 0 | 0 | 0 | 0 | 0 | 0 | 0 | 0 | 0.04 | 11.25 | 47.41 | 77.63 | 95.44 | 105.98 | 111.25 | 113.02 | 113.9 | 111.5 | 107.13 | 95.76 | 77.82 | 47.36 | 11.76 | 0.13 | 0 | 0 | 0 | 0 | 0 | 0 | 0 | 0 | 0 | 5.58 | 40.24 | 76.28 | 97.43 | 108.65 | 114.36 | 116.29 | 115.26 | 112.75 | 107.19 | 96.69 | 78.46 | 47.16 | 10.31 | 0.06 | 0 | 0 | 0 | 0 | 0 | 0 | 0 | 0 | 0 | 1.08 | 25 | 66.22 | 91.33 | 104.96 | 110.93 | 112.12 | 112.02 | 109.9 | 104.39 | 91.74 | 67.49 | 27.37 | 1.83 | 0 | 0 | 0 | 0 | 0 | 0 | 0 | 0 | 0 | 0 | 0.03 | 13.99 | 55.66 | 84.1 | 98.32 | 103.65 | 105.82 | 104.62 | 102.49 | 96.92 | 80.33 | 45.22 | 6.92 | 0 | 0 | 0 | 0 | 0 | 0 | 0 | 0 | 0 | 0 | 0 | 0 | 4.45 | 39.87 | 72.69 | 86.48 | 90.86 | 92.16 | 91.41 | 88.8 | 80.23 | 58.27 | 17.76 | 0.15 | 0 | 0 | 0 | 0 | 0 | 0 | 0 | 0 | 0 | 0 | 0 | 0.14 | 15.81 | 53.6 | 75.24 | 83.86 | 85.48 | 85.01 | 80.17 | 70.28 | 40.19 | 5.33 | 0 | 0 | 0 | 0 | 0 | 0 | 0 | 0 | 0 | 0 | 0 | 0 | 0 | 0 | 5.07 | 29.28 | 51.02 | 62.92 | 67.21 | 64.26 | 58.07 | 53.41 | 27.53 | 3.37 | 0 | 0 | 0 | 0 | 0 | 0 | 0
CALFTS_2_CFSSR1 |  | Solar_1Axis | Solar Tracking | CISO | North | Norcal | FC | 150 | 0 | 0 | 0 | 0 | 0 | 0 | 0 | 3.52 | 28.36 | 50.22 | 61.24 | 66.2 | 68.38 | 63.8 | 59.54 | 40.85 | 9.05 | 0.01 | 0 | 0 | 0 | 0 | 0 | 0 | 0 | 0 | 0 | 0 | 0 | 0 | 0.03 | 19.02 | 77.49 | 99.39 | 99.03 | 94.53 | 93.34 | 93.12 | 95.16 | 82.62 | 43.14 | 2.3 | 0 | 0 | 0 | 0 | 0 | 0 | 0 | 0 | 0 | 0 | 0 | 0 | 0 | 11.69 | 65.98 | 99.03 | 104.41 | 100.6 | 101.42 | 97.12 | 92.34 | 86.91 | 72.78 | 22.05 | 4.57 | 0.01 | 0 | 0 | 0 | 0 | 0 | 0 | 0 | 0 | 0 | 0 | 1.18 | 38.57 | 92.11 | 108.37 | 107.74 | 106.13 | 109.68 | 109.06 | 106.99 | 108.42 | 102.08 | 90.71 | 39 | 1.55 | 0 | 0 | 0 | 0 | 0 | 0 | 0 | 0 | 0 | 0.01 | 14.01 | 74.83 | 105.28 | 112.63 | 114.52 | 113.61 | 116.01 | 116.2 | 116.47 | 118.04 | 114.73 | 107.62 | 65.56 | 8.7 | 0 | 0 | 0 | 0 | 0 | 0 | 0 | 0 | 0 | 0.08 | 23.3 | 84.62 | 114.13 | 124.07 | 125.73 | 126.82 | 127.63 | 126.9 | 126.01 | 126.39 | 121.58 | 113.9 | 82.17 | 22.24 | 0.19 | 0 | 0 | 0 | 0 | 0 | 0 | 0 | 0 | 0 | 10.47 | 69.33 | 114.5 | 126.44 | 128.35 | 128.72 | 127.76 | 127.74 | 125.72 | 125.62 | 121.09 | 112 | 77.69 | 17.93 | 0.09 | 0 | 0 | 0 | 0 | 0 | 0 | 0 | 0 | 0 | 1.54 | 40.97 | 95.67 | 116.51 | 121.15 | 122.68 | 122.52 | 121.38 | 121.2 | 120.76 | 115.49 | 94.05 | 41.35 | 2.41 | 0 | 0 | 0 | 0 | 0 | 0 | 0 | 0 | 0 | 0 | 0.06 | 19.82 | 76.4 | 102.15 | 108.22 | 109.5 | 108.21 | 107.53 | 107.84 | 109.39 | 98.46 | 61.05 | 7.83 | 0 | 0 | 0 | 0 | 0 | 0 | 0 | 0 | 0 | 0 | 0 | 0 | 5.17 | 48.84 | 85.38 | 94.16 | 92.89 | 89.47 | 90.53 | 93.29 | 91.07 | 71.38 | 20.16 | 0.13 | 0 | 0 | 0 | 0 | 0 | 0 | 0 | 0 | 0 | 0 | 0 | 0.16 | 16.09 | 55.85 | 76.21 | 79.15 | 75.79 | 77.96 | 79.81 | 75.38 | 46.01 | 5.5 | 0 | 0 | 0 | 0 | 0 | 0 | 0 | 0 | 0 | 0 | 0 | 0 | 0 | 0 | 3.78 | 28.09 | 45.99 | 55.08 | 60.3 | 59.42 | 57.24 | 48.12 | 25.64 | 3.01 | 0 | 0 | 0 | 0 | 0 | 0 | 0
CAMLOT_2_SOLAR1 |  | Solar_Fixed | Solar Fixed | CISO | South | Socal | FC | 45 | 0 | 0 | 0 | 0 | 0 | 0 | 0.07 | 5.96 | 19.99 | 27.12 | 29.31 | 30.27 | 29.48 | 28.39 | 23.71 | 13.83 | 2.01 | 0 | 0 | 0 | 0 | 0 | 0 | 0 | 0 | 0 | 0 | 0 | 0 | 0 | 0.5 | 11.09 | 26.31 | 31.34 | 33.53 | 33.65 | 33.05 | 31.82 | 29.28 | 22.48 | 8.72 | 0.21 | 0 | 0 | 0 | 0 | 0 | 0 | 0 | 0 | 0 | 0 | 0 | 0 | 0.1 | 6.36 | 22.19 | 30.77 | 33.77 | 34.34 | 33.92 | 33.1 | 31.13 | 27.53 | 17.37 | 8.07 | 1.22 | 0 | 0 | 0 | 0 | 0 | 0 | 0 | 0 | 0 | 0 | 0 | 1.23 | 12.43 | 26.77 | 33.61 | 36.67 | 38.19 | 38.24 | 37.46 | 36.5 | 33.48 | 28.48 | 19.54 | 4.88 | 0.06 | 0 | 0 | 0 | 0 | 0 | 0 | 0 | 0 | 0 | 0.06 | 5.15 | 18.91 | 28.68 | 34.09 | 37.89 | 39.39 | 39.6 | 39.17 | 38.37 | 35.74 | 31.25 | 22.69 | 8.52 | 0.56 | 0 | 0 | 0 | 0 | 0 | 0 | 0 | 0 | 0 | 0.17 | 6.33 | 19.3 | 29.3 | 35 | 38.73 | 40.49 | 40.81 | 40.76 | 39.36 | 36.44 | 31.94 | 24.41 | 11.65 | 1.47 | 0 | 0 | 0 | 0 | 0 | 0 | 0 | 0 | 0 | 0.01 | 3.03 | 13.27 | 24.5 | 31.52 | 36.2 | 38.58 | 39.36 | 39.04 | 37.28 | 34.88 | 30.19 | 22.71 | 10.33 | 1.18 | 0 | 0 | 0 | 0 | 0 | 0 | 0 | 0 | 0 | 0 | 1.35 | 11.94 | 25.48 | 32.77 | 37.24 | 39.55 | 40.3 | 39.64 | 37.98 | 34.57 | 29.26 | 19.52 | 5.58 | 0.15 | 0 | 0 | 0 | 0 | 0 | 0 | 0 | 0 | 0 | 0 | 0.37 | 9.18 | 23.8 | 32.07 | 36.56 | 38.59 | 39.06 | 38.7 | 36.91 | 32.5 | 26.17 | 11.58 | 1.03 | 0 | 0 | 0 | 0 | 0 | 0 | 0 | 0 | 0 | 0 | 0 | 0.04 | 4.89 | 20.63 | 29.52 | 33.6 | 35.71 | 36.2 | 35.68 | 33.93 | 30.19 | 19.1 | 3.83 | 0.02 | 0 | 0 | 0 | 0 | 0 | 0 | 0 | 0 | 0 | 0 | 0 | 1.11 | 12.15 | 24.3 | 30.21 | 32.25 | 33.01 | 31.99 | 30.29 | 24.94 | 11.39 | 0.77 | 0 | 0 | 0 | 0 | 0 | 0 | 0 | 0 | 0 | 0 | 0 | 0 | 0 | 0.14 | 6.41 | 17.99 | 24.09 | 26.54 | 27.95 | 27.09 | 24.88 | 20.29 | 9.08 | 0.56 | 0 | 0 | 0 | 0 | 0 | 0 | 0
CAMLOT_2_SOLAR2 |  | Solar_Fixed | Solar Fixed | CISO | South | Socal | FC | 15 | 0 | 0 | 0 | 0 | 0 | 0 | 0.02 | 1.99 | 6.66 | 9.04 | 9.77 | 10.09 | 9.83 | 9.46 | 7.9 | 4.61 | 0.67 | 0 | 0 | 0 | 0 | 0 | 0 | 0 | 0 | 0 | 0 | 0 | 0 | 0 | 0.17 | 3.7 | 8.77 | 10.45 | 11.18 | 11.22 | 11.02 | 10.61 | 9.76 | 7.49 | 2.91 | 0.07 | 0 | 0 | 0 | 0 | 0 | 0 | 0 | 0 | 0 | 0 | 0 | 0 | 0.03 | 2.12 | 7.4 | 10.26 | 11.26 | 11.45 | 11.31 | 11.03 | 10.38 | 9.18 | 5.79 | 2.69 | 0.41 | 0 | 0 | 0 | 0 | 0 | 0 | 0 | 0 | 0 | 0 | 0 | 0.41 | 4.14 | 8.92 | 11.2 | 12.22 | 12.73 | 12.75 | 12.49 | 12.17 | 11.16 | 9.49 | 6.51 | 1.63 | 0.02 | 0 | 0 | 0 | 0 | 0 | 0 | 0 | 0 | 0 | 0.02 | 1.72 | 6.3 | 9.56 | 11.36 | 12.63 | 13.13 | 13.2 | 13.06 | 12.79 | 11.91 | 10.42 | 7.56 | 2.84 | 0.19 | 0 | 0 | 0 | 0 | 0 | 0 | 0 | 0 | 0 | 0.06 | 2.11 | 6.43 | 9.77 | 11.67 | 12.91 | 13.5 | 13.6 | 13.59 | 13.12 | 12.15 | 10.65 | 8.14 | 3.88 | 0.49 | 0 | 0 | 0 | 0 | 0 | 0 | 0 | 0 | 0 | 0 | 1.01 | 4.42 | 8.17 | 10.51 | 12.07 | 12.86 | 13.12 | 13.01 | 12.43 | 11.63 | 10.06 | 7.57 | 3.44 | 0.39 | 0 | 0 | 0 | 0 | 0 | 0 | 0 | 0 | 0 | 0 | 0.45 | 3.98 | 8.49 | 10.92 | 12.41 | 13.18 | 13.43 | 13.21 | 12.66 | 11.52 | 9.75 | 6.51 | 1.86 | 0.05 | 0 | 0 | 0 | 0 | 0 | 0 | 0 | 0 | 0 | 0 | 0.12 | 3.06 | 7.93 | 10.69 | 12.19 | 12.86 | 13.02 | 12.9 | 12.3 | 10.83 | 8.72 | 3.86 | 0.34 | 0 | 0 | 0 | 0 | 0 | 0 | 0 | 0 | 0 | 0 | 0 | 0.01 | 1.63 | 6.88 | 9.84 | 11.2 | 11.9 | 12.07 | 11.89 | 11.31 | 10.06 | 6.37 | 1.28 | 0.01 | 0 | 0 | 0 | 0 | 0 | 0 | 0 | 0 | 0 | 0 | 0 | 0.37 | 4.05 | 8.1 | 10.07 | 10.75 | 11 | 10.66 | 10.1 | 8.31 | 3.8 | 0.26 | 0 | 0 | 0 | 0 | 0 | 0 | 0 | 0 | 0 | 0 | 0 | 0 | 0 | 0.05 | 2.14 | 6 | 8.03 | 8.85 | 9.32 | 9.03 | 8.29 | 6.76 | 3.03 | 0.19 | 0 | 0 | 0 | 0 | 0 | 0 | 0
CANTUA_1_SOLAR |  | Solar_Fixed | Solar Fixed | CISO | North | Norcal | FC | 20 | 0 | 0 | 0 | 0 | 0 | 0 | 0 | 0.62 | 4.32 | 8.46 | 10.65 | 11.16 | 11.64 | 10.25 | 9.63 | 6.57 | 1.54 | 0 | 0 | 0 | 0 | 0 | 0 | 0 | 0 | 0 | 0 | 0 | 0 | 0 | 0 | 2.29 | 8.92 | 12.29 | 13.48 | 13.8 | 14.15 | 13.34 | 12.42 | 10.08 | 5.11 | 0.37 | 0 | 0 | 0 | 0 | 0 | 0 | 0 | 0 | 0 | 0 | 0 | 0 | 0 | 1.27 | 6.87 | 11.2 | 13.42 | 13.72 | 13.62 | 13.13 | 12.3 | 10.96 | 8.45 | 2.99 | 0.64 | 0 | 0 | 0 | 0 | 0 | 0 | 0 | 0 | 0 | 0 | 0 | 0.12 | 3.56 | 10.04 | 13.58 | 15.15 | 15.75 | 16.26 | 15.98 | 15.91 | 15.2 | 13.45 | 10.25 | 3.94 | 0.17 | 0 | 0 | 0 | 0 | 0 | 0 | 0 | 0 | 0 | 0 | 1.13 | 6.54 | 11.45 | 14.42 | 15.87 | 16.49 | 16.45 | 16.45 | 16.44 | 15.82 | 14.1 | 11.43 | 5.99 | 0.81 | 0 | 0 | 0 | 0 | 0 | 0 | 0 | 0 | 0 | 0.01 | 1.73 | 7.29 | 11.94 | 14.68 | 16.3 | 17.12 | 17.39 | 17.52 | 17.15 | 16.48 | 14.73 | 11.97 | 7.29 | 1.81 | 0.02 | 0 | 0 | 0 | 0 | 0 | 0 | 0 | 0 | 0 | 0.86 | 6.19 | 11.74 | 14.99 | 16.71 | 17.59 | 17.89 | 17.73 | 17.35 | 16.49 | 14.88 | 12.07 | 7.26 | 1.59 | 0.01 | 0 | 0 | 0 | 0 | 0 | 0 | 0 | 0 | 0 | 0.17 | 3.85 | 10.19 | 14.05 | 16.15 | 17.07 | 17.25 | 17.23 | 16.91 | 16.06 | 14.11 | 10.38 | 4.21 | 0.28 | 0 | 0 | 0 | 0 | 0 | 0 | 0 | 0 | 0 | 0 | 0.01 | 2.15 | 8.56 | 12.94 | 15.13 | 15.95 | 16.28 | 16.1 | 15.77 | 14.91 | 12.36 | 6.96 | 1.06 | 0 | 0 | 0 | 0 | 0 | 0 | 0 | 0 | 0 | 0 | 0 | 0 | 0.69 | 6.13 | 11.18 | 13.3 | 13.98 | 14.18 | 14.06 | 13.66 | 12.34 | 8.97 | 2.73 | 0.02 | 0 | 0 | 0 | 0 | 0 | 0 | 0 | 0 | 0 | 0 | 0 | 0.02 | 2.43 | 8.25 | 11.58 | 12.9 | 13.15 | 13.08 | 12.33 | 10.81 | 6.18 | 0.82 | 0 | 0 | 0 | 0 | 0 | 0 | 0 | 0 | 0 | 0 | 0 | 0 | 0 | 0 | 0.78 | 4.5 | 7.85 | 9.68 | 10.34 | 9.89 | 8.93 | 8.22 | 4.24 | 0.52 | 0 | 0 | 0 | 0 | 0 | 0 | 0
CAPWD_1_QF |  | Wind | Wind | CISO | South | Socal | FC | 19.55 | 1.03 | 1.09 | 1.02 | 0.98 | 1.09 | 1.06 | 1.09 | 1 | 0.87 | 0.98 | 0.88 | 0.96 | 1.08 | 0.98 | 1.08 | 1.08 | 0.92 | 0.89 | 1.07 | 1.01 | 0.99 | 1.09 | 0.94 | 0.99 | 1.9 | 1.81 | 2.07 | 2.02 | 1.71 | 1.81 | 1.78 | 1.46 | 1.53 | 1.69 | 2.1 | 2.17 | 1.96 | 1.81 | 2.32 | 2.37 | 2.33 | 2.43 | 2.3 | 2.5 | 2.87 | 2.48 | 2.18 | 2.15 | 2.11 | 1.98 | 1.74 | 1.72 | 1.76 | 1.75 | 1.76 | 1.44 | 1.12 | 1.11 | 1.13 | 1.28 | 1.55 | 1.68 | 1.89 | 1.85 | 2.48 | 2.64 | 2.48 | 2.67 | 2.59 | 2.66 | 2.19 | 2.07 | 7.22 | 7.49 | 6.84 | 6.26 | 5.85 | 5.23 | 4.31 | 3.56 | 2.6 | 2.31 | 2.3 | 2.29 | 2.23 | 2.6 | 3.9 | 5.39 | 6.41 | 7.19 | 7.72 | 7.89 | 7.89 | 7.96 | 7.59 | 7.58 | 8.44 | 8 | 7.65 | 7.65 | 6.73 | 5.41 | 4.15 | 3.12 | 2.31 | 1.72 | 1.3 | 1.25 | 1.07 | 1.48 | 2.47 | 3.99 | 6.22 | 7.44 | 8.41 | 8.11 | 8.19 | 8.65 | 8.53 | 8.71 | 8.69 | 8.48 | 7.89 | 7.2 | 6.57 | 5.31 | 4.15 | 3.05 | 1.87 | 1.36 | 0.97 | 1.13 | 1.23 | 1.44 | 2.37 | 3.78 | 5.46 | 6.45 | 7.41 | 8.31 | 9.07 | 9.04 | 8.94 | 9 | 8.18 | 7.69 | 7.25 | 6.38 | 5.29 | 4.55 | 3.38 | 2.18 | 1.11 | 0.74 | 0.64 | 0.75 | 1 | 1.46 | 2.39 | 3.57 | 5.13 | 6.51 | 7.53 | 8.22 | 8.9 | 9.11 | 8.83 | 8.51 | 7.32 | 7.1 | 6.52 | 5.57 | 4.49 | 3.91 | 2.88 | 2.08 | 1.27 | 0.87 | 0.68 | 0.76 | 1.03 | 1.45 | 2.22 | 3.24 | 4.45 | 5.7 | 6.43 | 7.79 | 8.26 | 8.24 | 7.97 | 7.6 | 3.69 | 3.4 | 3.09 | 2.4 | 1.98 | 1.43 | 1.15 | 0.79 | 0.66 | 0.66 | 0.76 | 1.01 | 1.18 | 1.4 | 1.73 | 2.14 | 2.42 | 3.2 | 3.91 | 4.69 | 4.7 | 4.69 | 4.41 | 4.03 | 1.93 | 1.78 | 1.81 | 1.78 | 1.63 | 1.34 | 1.08 | 0.9 | 0.6 | 0.54 | 0.58 | 0.72 | 0.85 | 0.85 | 0.86 | 1 | 1.27 | 1.52 | 1.83 | 2.11 | 2.33 | 2.37 | 2.19 | 1.88 | 0.86 | 0.76 | 0.78 | 0.79 | 0.81 | 0.82 | 0.78 | 0.7 | 0.64 | 0.7 | 0.76 | 0.86 | 0.82 | 0.87 | 0.88 | 0.73 | 0.67 | 0.85 | 1.06 | 1.15 | 1.22 | 0.91 | 0.96 | 0.93 | 0.73 | 0.71 | 0.69 | 0.8 | 0.78 | 0.79 | 0.79 | 0.73 | 0.69 | 0.68 | 0.68 | 0.74 | 0.74 | 0.68 | 0.65 | 0.68 | 0.75 | 0.79 | 0.9 | 0.84 | 0.95 | 0.86 | 0.81 | 0.8
CATLNA_2_SOLAR |  | Solar_Fixed | Solar Fixed | CISO | South | Socal | FC | 110 | 0 | 0 | 0 | 0 | 0 | 0 | 0.18 | 14.56 | 48.87 | 66.3 | 71.64 | 73.98 | 72.06 | 69.39 | 57.95 | 33.82 | 4.91 | 0 | 0 | 0 | 0 | 0 | 0 | 0 | 0 | 0 | 0 | 0 | 0 | 0 | 1.21 | 27.11 | 64.3 | 76.6 | 81.95 | 82.25 | 80.79 | 77.79 | 71.57 | 54.96 | 21.31 | 0.53 | 0 | 0 | 0 | 0 | 0 | 0 | 0 | 0 | 0 | 0 | 0 | 0 | 0.24 | 15.55 | 54.25 | 75.2 | 82.55 | 83.95 | 82.91 | 80.92 | 76.1 | 67.29 | 42.45 | 19.74 | 2.97 | 0 | 0 | 0 | 0 | 0 | 0 | 0 | 0 | 0 | 0 | 0 | 3.01 | 30.39 | 65.44 | 82.15 | 89.64 | 93.35 | 93.49 | 91.58 | 89.22 | 81.84 | 69.62 | 47.76 | 11.92 | 0.16 | 0 | 0 | 0 | 0 | 0 | 0 | 0 | 0 | 0 | 0.16 | 12.58 | 46.22 | 70.11 | 83.33 | 92.62 | 96.29 | 96.81 | 95.75 | 93.8 | 87.37 | 76.4 | 55.46 | 20.83 | 1.36 | 0 | 0 | 0 | 0 | 0 | 0 | 0 | 0 | 0 | 0.41 | 15.46 | 47.17 | 71.61 | 85.55 | 94.68 | 98.97 | 99.75 | 99.62 | 96.21 | 89.07 | 78.07 | 59.67 | 28.47 | 3.59 | 0.01 | 0 | 0 | 0 | 0 | 0 | 0 | 0 | 0 | 0.02 | 7.42 | 32.43 | 59.89 | 77.06 | 88.49 | 94.31 | 96.2 | 95.43 | 91.13 | 85.25 | 73.8 | 55.51 | 25.25 | 2.88 | 0 | 0 | 0 | 0 | 0 | 0 | 0 | 0 | 0 | 0 | 3.3 | 29.19 | 62.29 | 80.1 | 91.03 | 96.68 | 98.5 | 96.9 | 92.85 | 84.51 | 71.52 | 47.71 | 13.63 | 0.37 | 0 | 0 | 0 | 0 | 0 | 0 | 0 | 0 | 0 | 0 | 0.91 | 22.43 | 58.18 | 78.39 | 89.38 | 94.33 | 95.47 | 94.61 | 90.21 | 79.43 | 63.96 | 28.31 | 2.53 | 0.01 | 0 | 0 | 0 | 0 | 0 | 0 | 0 | 0 | 0 | 0 | 0.1 | 11.96 | 50.43 | 72.17 | 82.12 | 87.28 | 88.5 | 87.22 | 82.94 | 73.81 | 46.7 | 9.37 | 0.04 | 0 | 0 | 0 | 0 | 0 | 0 | 0 | 0 | 0 | 0 | 0 | 2.72 | 29.69 | 59.39 | 73.86 | 78.84 | 80.7 | 78.2 | 74.04 | 60.95 | 27.84 | 1.88 | 0 | 0 | 0 | 0 | 0 | 0 | 0 | 0 | 0 | 0 | 0 | 0 | 0 | 0.33 | 15.67 | 43.98 | 58.88 | 64.88 | 68.31 | 66.23 | 60.83 | 49.59 | 22.19 | 1.37 | 0 | 0 | 0 | 0 | 0 | 0 | 0
CATLNA_2_SOLAR2 |  | Solar_1Axis | Solar Tracking | CISO | South | Socal | FC | 18 | 0 | 0 | 0 | 0 | 0 | 0 | 0.01 | 2.16 | 8.45 | 11 | 10.89 | 10.69 | 10.58 | 10.6 | 9.6 | 6.93 | 1.17 | 0 | 0 | 0 | 0 | 0 | 0 | 0 | 0 | 0 | 0 | 0 | 0 | 0 | 0.12 | 4.71 | 11.46 | 12.66 | 12.38 | 12.27 | 12.21 | 11.77 | 11.48 | 10.44 | 4.43 | 0.18 | 0 | 0 | 0 | 0 | 0 | 0 | 0 | 0 | 0 | 0 | 0 | 0 | 0.03 | 3.08 | 10.7 | 13.13 | 13.18 | 12.91 | 12.78 | 12.72 | 12.08 | 11.14 | 8.31 | 3.13 | 0.5 | 0 | 0 | 0 | 0 | 0 | 0 | 0 | 0 | 0 | 0 | 0 | 0.55 | 6.58 | 12.88 | 13.78 | 14.35 | 14.31 | 14.4 | 14.25 | 14.08 | 13.57 | 12.8 | 10.37 | 3.28 | 0.05 | 0 | 0 | 0 | 0 | 0 | 0 | 0 | 0 | 0 | 0.01 | 2.67 | 9.86 | 13.54 | 14.66 | 15.14 | 15.27 | 15.32 | 15.26 | 15 | 14.64 | 13.96 | 12.24 | 5.91 | 0.47 | 0 | 0 | 0 | 0 | 0 | 0 | 0 | 0 | 0 | 0.04 | 3.28 | 10.02 | 13.37 | 14.53 | 15.2 | 15.49 | 15.39 | 15.39 | 15.15 | 14.75 | 14.14 | 12.77 | 7.64 | 1.24 | 0 | 0 | 0 | 0 | 0 | 0 | 0 | 0 | 0 | 0 | 1.45 | 7.7 | 12.34 | 14.19 | 14.94 | 15.24 | 15.1 | 14.92 | 14.79 | 14.43 | 13.7 | 11.84 | 6.79 | 1.02 | 0 | 0 | 0 | 0 | 0 | 0 | 0 | 0 | 0 | 0 | 0.56 | 6.17 | 12.11 | 14.19 | 14.95 | 15.33 | 15.38 | 15.04 | 14.3 | 13.96 | 12.83 | 10.22 | 3.65 | 0.1 | 0 | 0 | 0 | 0 | 0 | 0 | 0 | 0 | 0 | 0 | 0.09 | 4.11 | 10.53 | 12.97 | 13.89 | 14.15 | 14.38 | 14.12 | 13.72 | 12.83 | 11.63 | 6.17 | 0.55 | 0 | 0 | 0 | 0 | 0 | 0 | 0 | 0 | 0 | 0 | 0 | 0 | 1.8 | 8.88 | 11.87 | 12.49 | 12.67 | 12.64 | 12.51 | 12.7 | 11.88 | 8.96 | 1.95 | 0 | 0 | 0 | 0 | 0 | 0 | 0 | 0 | 0 | 0 | 0 | 0 | 0.28 | 5.03 | 10.52 | 11.82 | 11.59 | 11.26 | 11.44 | 11.38 | 10.47 | 6.15 | 0.57 | 0 | 0 | 0 | 0 | 0 | 0 | 0 | 0 | 0 | 0 | 0 | 0 | 0 | 0.02 | 2.38 | 7.5 | 9.4 | 9.27 | 8.91 | 9.28 | 9.13 | 8.41 | 4.6 | 0.38 | 0 | 0 | 0 | 0 | 0 | 0 | 0
CAVLSR_2_BSOLAR |  | Solar_Fixed | Solar Fixed | CISO | North | Norcal | FC | 40 | 0 | 0 | 0 | 0 | 0 | 0 | 0 | 1.23 | 8.64 | 16.91 | 21.3 | 22.33 | 23.29 | 20.49 | 19.25 | 13.13 | 3.08 | 0 | 0 | 0 | 0 | 0 | 0 | 0 | 0 | 0 | 0 | 0 | 0 | 0 | 0.01 | 4.59 | 17.85 | 24.58 | 26.96 | 27.61 | 28.31 | 26.68 | 24.83 | 20.17 | 10.22 | 0.73 | 0 | 0 | 0 | 0 | 0 | 0 | 0 | 0 | 0 | 0 | 0 | 0 | 0 | 2.54 | 13.74 | 22.4 | 26.83 | 27.45 | 27.23 | 26.27 | 24.59 | 21.92 | 16.9 | 5.98 | 1.29 | 0 | 0 | 0 | 0 | 0 | 0 | 0 | 0 | 0 | 0 | 0 | 0.24 | 7.12 | 20.07 | 27.16 | 30.31 | 31.49 | 32.52 | 31.96 | 31.82 | 30.4 | 26.91 | 20.5 | 7.89 | 0.34 | 0 | 0 | 0 | 0 | 0 | 0 | 0 | 0 | 0 | 0 | 2.26 | 13.08 | 22.9 | 28.84 | 31.75 | 32.99 | 32.91 | 32.9 | 32.89 | 31.65 | 28.21 | 22.86 | 11.99 | 1.61 | 0 | 0 | 0 | 0 | 0 | 0 | 0 | 0 | 0 | 0.01 | 3.46 | 14.59 | 23.89 | 29.37 | 32.61 | 34.23 | 34.77 | 35.05 | 34.31 | 32.96 | 29.47 | 23.95 | 14.57 | 3.62 | 0.04 | 0 | 0 | 0 | 0 | 0 | 0 | 0 | 0 | 0 | 1.72 | 12.38 | 23.47 | 29.98 | 33.43 | 35.19 | 35.78 | 35.47 | 34.69 | 32.98 | 29.75 | 24.14 | 14.51 | 3.17 | 0.02 | 0 | 0 | 0 | 0 | 0 | 0 | 0 | 0 | 0 | 0.33 | 7.69 | 20.38 | 28.1 | 32.3 | 34.13 | 34.5 | 34.47 | 33.82 | 32.12 | 28.23 | 20.77 | 8.42 | 0.56 | 0 | 0 | 0 | 0 | 0 | 0 | 0 | 0 | 0 | 0 | 0.01 | 4.3 | 17.13 | 25.88 | 30.25 | 31.89 | 32.56 | 32.19 | 31.54 | 29.82 | 24.72 | 13.91 | 2.13 | 0 | 0 | 0 | 0 | 0 | 0 | 0 | 0 | 0 | 0 | 0 | 0 | 1.37 | 12.27 | 22.37 | 26.61 | 27.96 | 28.36 | 28.13 | 27.32 | 24.69 | 17.93 | 5.46 | 0.05 | 0 | 0 | 0 | 0 | 0 | 0 | 0 | 0 | 0 | 0 | 0 | 0.04 | 4.87 | 16.49 | 23.15 | 25.8 | 26.3 | 26.16 | 24.67 | 21.62 | 12.37 | 1.64 | 0 | 0 | 0 | 0 | 0 | 0 | 0 | 0 | 0 | 0 | 0 | 0 | 0 | 0 | 1.56 | 9.01 | 15.7 | 19.36 | 20.68 | 19.77 | 17.87 | 16.43 | 8.47 | 1.04 | 0 | 0 | 0 | 0 | 0 | 0 | 0
CAVLSR_2_RSOLAR |  | Solar_Fixed | Solar Fixed | CISO | North | Norcal | FC | 210 | 0 | 0 | 0 | 0 | 0 | 0 | 0 | 6.47 | 45.36 | 88.78 | 111.83 | 117.21 | 122.26 | 107.57 | 101.09 | 68.95 | 16.18 | 0.01 | 0 | 0 | 0 | 0 | 0 | 0 | 0 | 0 | 0 | 0 | 0 | 0 | 0.03 | 24.09 | 93.69 | 129.06 | 141.55 | 144.94 | 148.62 | 140.05 | 130.38 | 105.88 | 53.64 | 3.85 | 0 | 0 | 0 | 0 | 0 | 0 | 0 | 0 | 0 | 0 | 0 | 0 | 0 | 13.33 | 72.13 | 117.58 | 140.86 | 144.1 | 142.98 | 137.9 | 129.12 | 115.06 | 88.72 | 31.4 | 6.77 | 0.02 | 0 | 0 | 0 | 0 | 0 | 0 | 0 | 0 | 0 | 0 | 1.24 | 37.39 | 105.38 | 142.6 | 159.13 | 165.33 | 170.72 | 167.78 | 167.08 | 159.61 | 141.26 | 107.63 | 41.4 | 1.76 | 0 | 0 | 0 | 0 | 0 | 0 | 0 | 0 | 0 | 0 | 11.89 | 68.65 | 120.25 | 151.4 | 166.69 | 173.18 | 172.75 | 172.72 | 172.65 | 166.14 | 148.1 | 120.01 | 62.93 | 8.46 | 0 | 0 | 0 | 0 | 0 | 0 | 0 | 0 | 0 | 0.07 | 18.17 | 76.59 | 125.41 | 154.17 | 171.19 | 179.71 | 182.57 | 183.99 | 180.11 | 173.05 | 154.7 | 125.72 | 76.51 | 18.99 | 0.21 | 0 | 0 | 0 | 0 | 0 | 0 | 0 | 0 | 0 | 9.01 | 65.01 | 123.22 | 157.39 | 175.5 | 184.74 | 187.86 | 186.19 | 182.14 | 173.15 | 156.19 | 126.75 | 76.19 | 16.65 | 0.09 | 0 | 0 | 0 | 0 | 0 | 0 | 0 | 0 | 0 | 1.74 | 40.38 | 106.97 | 147.53 | 169.55 | 179.19 | 181.12 | 180.96 | 177.54 | 168.63 | 148.19 | 109.02 | 44.22 | 2.96 | 0 | 0 | 0 | 0 | 0 | 0 | 0 | 0 | 0 | 0 | 0.05 | 22.6 | 89.91 | 135.86 | 158.83 | 167.43 | 170.94 | 169.01 | 165.56 | 156.57 | 129.76 | 73.05 | 11.17 | 0 | 0 | 0 | 0 | 0 | 0 | 0 | 0 | 0 | 0 | 0 | 0 | 7.19 | 64.41 | 117.43 | 139.69 | 146.77 | 148.88 | 147.66 | 143.44 | 129.6 | 94.14 | 28.69 | 0.25 | 0 | 0 | 0 | 0 | 0 | 0 | 0 | 0 | 0 | 0 | 0 | 0.23 | 25.54 | 86.59 | 121.54 | 135.46 | 138.08 | 137.32 | 129.51 | 113.53 | 64.93 | 8.61 | 0 | 0 | 0 | 0 | 0 | 0 | 0 | 0 | 0 | 0 | 0 | 0 | 0 | 0 | 8.19 | 47.3 | 82.41 | 101.64 | 108.58 | 103.8 | 93.81 | 86.27 | 44.47 | 5.44 | 0 | 0 | 0 | 0 | 0 | 0 | 0
CEDUCR_2_SOLAR1 |  | Solar_1Axis | Solar Tracking | CISO | South | Socal | EO | 20 | 0 | 0 | 0 | 0 | 0 | 0 | 0.01 | 2.4 | 9.38 | 12.22 | 12.1 | 11.88 | 11.75 | 11.78 | 10.67 | 7.7 | 1.3 | 0 | 0 | 0 | 0 | 0 | 0 | 0 | 0 | 0 | 0 | 0 | 0 | 0 | 0.14 | 5.23 | 12.73 | 14.07 | 13.76 | 13.64 | 13.56 | 13.08 | 12.76 | 11.6 | 4.93 | 0.2 | 0 | 0 | 0 | 0 | 0 | 0 | 0 | 0 | 0 | 0 | 0 | 0 | 0.03 | 3.42 | 11.89 | 14.59 | 14.65 | 14.35 | 14.2 | 14.13 | 13.42 | 12.38 | 9.24 | 3.47 | 0.56 | 0 | 0 | 0 | 0 | 0 | 0 | 0 | 0 | 0 | 0 | 0 | 0.61 | 7.31 | 14.32 | 15.31 | 15.95 | 15.9 | 16 | 15.83 | 15.65 | 15.08 | 14.22 | 11.53 | 3.65 | 0.06 | 0 | 0 | 0 | 0 | 0 | 0 | 0 | 0 | 0 | 0.01 | 2.97 | 10.95 | 15.04 | 16.29 | 16.83 | 16.97 | 17.03 | 16.95 | 16.67 | 16.26 | 15.51 | 13.6 | 6.57 | 0.52 | 0 | 0 | 0 | 0 | 0 | 0 | 0 | 0 | 0 | 0.05 | 3.64 | 11.13 | 14.86 | 16.15 | 16.89 | 17.21 | 17.1 | 17.1 | 16.84 | 16.39 | 15.71 | 14.19 | 8.49 | 1.38 | 0 | 0 | 0 | 0 | 0 | 0 | 0 | 0 | 0 | 0 | 1.62 | 8.55 | 13.71 | 15.76 | 16.6 | 16.93 | 16.77 | 16.58 | 16.43 | 16.04 | 15.22 | 13.16 | 7.55 | 1.13 | 0 | 0 | 0 | 0 | 0 | 0 | 0 | 0 | 0 | 0 | 0.62 | 6.85 | 13.46 | 15.77 | 16.61 | 17.03 | 17.09 | 16.71 | 15.88 | 15.52 | 14.26 | 11.36 | 4.06 | 0.11 | 0 | 0 | 0 | 0 | 0 | 0 | 0 | 0 | 0 | 0 | 0.1 | 4.57 | 11.7 | 14.41 | 15.44 | 15.72 | 15.98 | 15.69 | 15.24 | 14.26 | 12.92 | 6.86 | 0.61 | 0 | 0 | 0 | 0 | 0 | 0 | 0 | 0 | 0 | 0 | 0 | 0 | 2 | 9.87 | 13.19 | 13.87 | 14.07 | 14.04 | 13.9 | 14.11 | 13.2 | 9.95 | 2.17 | 0 | 0 | 0 | 0 | 0 | 0 | 0 | 0 | 0 | 0 | 0 | 0 | 0.31 | 5.59 | 11.69 | 13.13 | 12.87 | 12.51 | 12.71 | 12.64 | 11.63 | 6.83 | 0.63 | 0 | 0 | 0 | 0 | 0 | 0 | 0 | 0 | 0 | 0 | 0 | 0 | 0 | 0.02 | 2.65 | 8.33 | 10.45 | 10.3 | 9.9 | 10.31 | 10.15 | 9.35 | 5.11 | 0.42 | 0 | 0 | 0 | 0 | 0 | 0 | 0
CEDUCR_2_SOLAR2 |  | Solar_1Axis | Solar Tracking | CISO | South | Socal | EO | 20 | 0 | 0 | 0 | 0 | 0 | 0 | 0.01 | 2.4 | 9.38 | 12.22 | 12.1 | 11.88 | 11.75 | 11.78 | 10.67 | 7.7 | 1.3 | 0 | 0 | 0 | 0 | 0 | 0 | 0 | 0 | 0 | 0 | 0 | 0 | 0 | 0.14 | 5.23 | 12.73 | 14.07 | 13.76 | 13.64 | 13.56 | 13.08 | 12.76 | 11.6 | 4.93 | 0.2 | 0 | 0 | 0 | 0 | 0 | 0 | 0 | 0 | 0 | 0 | 0 | 0 | 0.03 | 3.42 | 11.89 | 14.59 | 14.65 | 14.35 | 14.2 | 14.13 | 13.42 | 12.38 | 9.24 | 3.47 | 0.56 | 0 | 0 | 0 | 0 | 0 | 0 | 0 | 0 | 0 | 0 | 0 | 0.61 | 7.31 | 14.32 | 15.31 | 15.95 | 15.9 | 16 | 15.83 | 15.65 | 15.08 | 14.22 | 11.53 | 3.65 | 0.06 | 0 | 0 | 0 | 0 | 0 | 0 | 0 | 0 | 0 | 0.01 | 2.97 | 10.95 | 15.04 | 16.29 | 16.83 | 16.97 | 17.03 | 16.95 | 16.67 | 16.26 | 15.51 | 13.6 | 6.57 | 0.52 | 0 | 0 | 0 | 0 | 0 | 0 | 0 | 0 | 0 | 0.05 | 3.64 | 11.13 | 14.86 | 16.15 | 16.89 | 17.21 | 17.1 | 17.1 | 16.84 | 16.39 | 15.71 | 14.19 | 8.49 | 1.38 | 0 | 0 | 0 | 0 | 0 | 0 | 0 | 0 | 0 | 0 | 1.62 | 8.55 | 13.71 | 15.76 | 16.6 | 16.93 | 16.77 | 16.58 | 16.43 | 16.04 | 15.22 | 13.16 | 7.55 | 1.13 | 0 | 0 | 0 | 0 | 0 | 0 | 0 | 0 | 0 | 0 | 0.62 | 6.85 | 13.46 | 15.77 | 16.61 | 17.03 | 17.09 | 16.71 | 15.88 | 15.52 | 14.26 | 11.36 | 4.06 | 0.11 | 0 | 0 | 0 | 0 | 0 | 0 | 0 | 0 | 0 | 0 | 0.1 | 4.57 | 11.7 | 14.41 | 15.44 | 15.72 | 15.98 | 15.69 | 15.24 | 14.26 | 12.92 | 6.86 | 0.61 | 0 | 0 | 0 | 0 | 0 | 0 | 0 | 0 | 0 | 0 | 0 | 0 | 2 | 9.87 | 13.19 | 13.87 | 14.07 | 14.04 | 13.9 | 14.11 | 13.2 | 9.95 | 2.17 | 0 | 0 | 0 | 0 | 0 | 0 | 0 | 0 | 0 | 0 | 0 | 0 | 0.31 | 5.59 | 11.69 | 13.13 | 12.87 | 12.51 | 12.71 | 12.64 | 11.63 | 6.83 | 0.63 | 0 | 0 | 0 | 0 | 0 | 0 | 0 | 0 | 0 | 0 | 0 | 0 | 0 | 0.02 | 2.65 | 8.33 | 10.45 | 10.3 | 9.9 | 10.31 | 10.15 | 9.35 | 5.11 | 0.42 | 0 | 0 | 0 | 0 | 0 | 0 | 0
CEDUCR_2_SOLAR3 |  | Solar_1Axis | Solar Tracking | CISO | South | Socal | EO | 15 | 0 | 0 | 0 | 0 | 0 | 0 | 0.01 | 1.8 | 7.04 | 9.16 | 9.07 | 8.91 | 8.81 | 8.84 | 8 | 5.78 | 0.97 | 0 | 0 | 0 | 0 | 0 | 0 | 0 | 0 | 0 | 0 | 0 | 0 | 0 | 0.1 | 3.92 | 9.55 | 10.55 | 10.32 | 10.23 | 10.17 | 9.81 | 9.57 | 8.7 | 3.69 | 0.15 | 0 | 0 | 0 | 0 | 0 | 0 | 0 | 0 | 0 | 0 | 0 | 0 | 0.02 | 2.57 | 8.92 | 10.94 | 10.98 | 10.76 | 10.65 | 10.6 | 10.07 | 9.28 | 6.93 | 2.61 | 0.42 | 0 | 0 | 0 | 0 | 0 | 0 | 0 | 0 | 0 | 0 | 0 | 0.46 | 5.48 | 10.74 | 11.48 | 11.96 | 11.93 | 12 | 11.87 | 11.74 | 11.31 | 10.66 | 8.65 | 2.73 | 0.04 | 0 | 0 | 0 | 0 | 0 | 0 | 0 | 0 | 0 | 0.01 | 2.22 | 8.21 | 11.28 | 12.22 | 12.62 | 12.73 | 12.77 | 12.71 | 12.5 | 12.2 | 11.63 | 10.2 | 4.92 | 0.39 | 0 | 0 | 0 | 0 | 0 | 0 | 0 | 0 | 0 | 0.04 | 2.73 | 8.35 | 11.15 | 12.11 | 12.67 | 12.91 | 12.83 | 12.83 | 12.63 | 12.29 | 11.78 | 10.64 | 6.37 | 1.03 | 0 | 0 | 0 | 0 | 0 | 0 | 0 | 0 | 0 | 0 | 1.21 | 6.41 | 10.28 | 11.82 | 12.45 | 12.7 | 12.58 | 12.43 | 12.33 | 12.03 | 11.41 | 9.87 | 5.66 | 0.85 | 0 | 0 | 0 | 0 | 0 | 0 | 0 | 0 | 0 | 0 | 0.46 | 5.14 | 10.09 | 11.82 | 12.46 | 12.77 | 12.82 | 12.53 | 11.91 | 11.64 | 10.7 | 8.52 | 3.05 | 0.08 | 0 | 0 | 0 | 0 | 0 | 0 | 0 | 0 | 0 | 0 | 0.07 | 3.43 | 8.77 | 10.81 | 11.58 | 11.79 | 11.99 | 11.76 | 11.43 | 10.69 | 9.69 | 5.14 | 0.46 | 0 | 0 | 0 | 0 | 0 | 0 | 0 | 0 | 0 | 0 | 0 | 0 | 1.5 | 7.4 | 9.89 | 10.41 | 10.56 | 10.53 | 10.43 | 10.58 | 9.9 | 7.47 | 1.63 | 0 | 0 | 0 | 0 | 0 | 0 | 0 | 0 | 0 | 0 | 0 | 0 | 0.24 | 4.19 | 8.77 | 9.85 | 9.66 | 9.38 | 9.54 | 9.48 | 8.72 | 5.12 | 0.48 | 0 | 0 | 0 | 0 | 0 | 0 | 0 | 0 | 0 | 0 | 0 | 0 | 0 | 0.02 | 1.98 | 6.25 | 7.83 | 7.72 | 7.43 | 7.73 | 7.61 | 7.01 | 3.83 | 0.32 | 0 | 0 | 0 | 0 | 0 | 0 | 0
CEDUCR_2_SOLAR4 |  | Solar_1Axis | Solar Tracking | CISO | South | Socal | EO | 20 | 0 | 0 | 0 | 0 | 0 | 0 | 0.01 | 2.4 | 9.38 | 12.22 | 12.1 | 11.88 | 11.75 | 11.78 | 10.67 | 7.7 | 1.3 | 0 | 0 | 0 | 0 | 0 | 0 | 0 | 0 | 0 | 0 | 0 | 0 | 0 | 0.14 | 5.23 | 12.73 | 14.07 | 13.76 | 13.64 | 13.56 | 13.08 | 12.76 | 11.6 | 4.93 | 0.2 | 0 | 0 | 0 | 0 | 0 | 0 | 0 | 0 | 0 | 0 | 0 | 0 | 0.03 | 3.42 | 11.89 | 14.59 | 14.65 | 14.35 | 14.2 | 14.13 | 13.42 | 12.38 | 9.24 | 3.47 | 0.56 | 0 | 0 | 0 | 0 | 0 | 0 | 0 | 0 | 0 | 0 | 0 | 0.61 | 7.31 | 14.32 | 15.31 | 15.95 | 15.9 | 16 | 15.83 | 15.65 | 15.08 | 14.22 | 11.53 | 3.65 | 0.06 | 0 | 0 | 0 | 0 | 0 | 0 | 0 | 0 | 0 | 0.01 | 2.97 | 10.95 | 15.04 | 16.29 | 16.83 | 16.97 | 17.03 | 16.95 | 16.67 | 16.26 | 15.51 | 13.6 | 6.57 | 0.52 | 0 | 0 | 0 | 0 | 0 | 0 | 0 | 0 | 0 | 0.05 | 3.64 | 11.13 | 14.86 | 16.15 | 16.89 | 17.21 | 17.1 | 17.1 | 16.84 | 16.39 | 15.71 | 14.19 | 8.49 | 1.38 | 0 | 0 | 0 | 0 | 0 | 0 | 0 | 0 | 0 | 0 | 1.62 | 8.55 | 13.71 | 15.76 | 16.6 | 16.93 | 16.77 | 16.58 | 16.43 | 16.04 | 15.22 | 13.16 | 7.55 | 1.13 | 0 | 0 | 0 | 0 | 0 | 0 | 0 | 0 | 0 | 0 | 0.62 | 6.85 | 13.46 | 15.77 | 16.61 | 17.03 | 17.09 | 16.71 | 15.88 | 15.52 | 14.26 | 11.36 | 4.06 | 0.11 | 0 | 0 | 0 | 0 | 0 | 0 | 0 | 0 | 0 | 0 | 0.1 | 4.57 | 11.7 | 14.41 | 15.44 | 15.72 | 15.98 | 15.69 | 15.24 | 14.26 | 12.92 | 6.86 | 0.61 | 0 | 0 | 0 | 0 | 0 | 0 | 0 | 0 | 0 | 0 | 0 | 0 | 2 | 9.87 | 13.19 | 13.87 | 14.07 | 14.04 | 13.9 | 14.11 | 13.2 | 9.95 | 2.17 | 0 | 0 | 0 | 0 | 0 | 0 | 0 | 0 | 0 | 0 | 0 | 0 | 0.31 | 5.59 | 11.69 | 13.13 | 12.87 | 12.51 | 12.71 | 12.64 | 11.63 | 6.83 | 0.63 | 0 | 0 | 0 | 0 | 0 | 0 | 0 | 0 | 0 | 0 | 0 | 0 | 0 | 0.02 | 2.65 | 8.33 | 10.45 | 10.3 | 9.9 | 10.31 | 10.15 | 9.35 | 5.11 | 0.42 | 0 | 0 | 0 | 0 | 0 | 0 | 0
CENT40_1_C40SR1 |  | Solar_1Axis | Solar Tracking | CISO | North | Norcal | FC | 40 | 0 | 0 | 0 | 0 | 0 | 0 | 0 | 0.94 | 7.56 | 13.39 | 16.33 | 17.65 | 18.24 | 17.01 | 15.88 | 10.89 | 2.41 | 0 | 0 | 0 | 0 | 0 | 0 | 0 | 0 | 0 | 0 | 0 | 0 | 0 | 0.01 | 5.07 | 20.66 | 26.5 | 26.41 | 25.21 | 24.89 | 24.83 | 25.38 | 22.03 | 11.5 | 0.61 | 0 | 0 | 0 | 0 | 0 | 0 | 0 | 0 | 0 | 0 | 0 | 0 | 0 | 3.12 | 17.59 | 26.41 | 27.84 | 26.83 | 27.05 | 25.9 | 24.62 | 23.18 | 19.41 | 5.88 | 1.22 | 0 | 0 | 0 | 0 | 0 | 0 | 0 | 0 | 0 | 0 | 0 | 0.31 | 10.29 | 24.56 | 28.9 | 28.73 | 28.3 | 29.25 | 29.08 | 28.53 | 28.91 | 27.22 | 24.19 | 10.4 | 0.41 | 0 | 0 | 0 | 0 | 0 | 0 | 0 | 0 | 0 | 0 | 3.74 | 19.95 | 28.07 | 30.03 | 30.54 | 30.3 | 30.94 | 30.99 | 31.06 | 31.48 | 30.59 | 28.7 | 17.48 | 2.32 | 0 | 0 | 0 | 0 | 0 | 0 | 0 | 0 | 0 | 0.02 | 6.21 | 22.57 | 30.43 | 33.08 | 33.53 | 33.82 | 34.03 | 33.84 | 33.6 | 33.7 | 32.42 | 30.37 | 21.91 | 5.93 | 0.05 | 0 | 0 | 0 | 0 | 0 | 0 | 0 | 0 | 0 | 2.79 | 18.49 | 30.53 | 33.72 | 34.23 | 34.33 | 34.07 | 34.06 | 33.53 | 33.5 | 32.29 | 29.87 | 20.72 | 4.78 | 0.03 | 0 | 0 | 0 | 0 | 0 | 0 | 0 | 0 | 0 | 0.41 | 10.93 | 25.51 | 31.07 | 32.31 | 32.71 | 32.67 | 32.37 | 32.32 | 32.2 | 30.8 | 25.08 | 11.03 | 0.64 | 0 | 0 | 0 | 0 | 0 | 0 | 0 | 0 | 0 | 0 | 0.02 | 5.28 | 20.37 | 27.24 | 28.86 | 29.2 | 28.86 | 28.67 | 28.76 | 29.17 | 26.26 | 16.28 | 2.09 | 0 | 0 | 0 | 0 | 0 | 0 | 0 | 0 | 0 | 0 | 0 | 0 | 1.38 | 13.03 | 22.77 | 25.11 | 24.77 | 23.86 | 24.14 | 24.88 | 24.29 | 19.03 | 5.38 | 0.04 | 0 | 0 | 0 | 0 | 0 | 0 | 0 | 0 | 0 | 0 | 0 | 0.04 | 4.29 | 14.89 | 20.32 | 21.11 | 20.21 | 20.79 | 21.28 | 20.1 | 12.27 | 1.47 | 0 | 0 | 0 | 0 | 0 | 0 | 0 | 0 | 0 | 0 | 0 | 0 | 0 | 0 | 1.01 | 7.49 | 12.26 | 14.69 | 16.08 | 15.84 | 15.26 | 12.83 | 6.84 | 0.8 | 0 | 0 | 0 | 0 | 0 | 0 | 0
CENTER_2_SOLAR1 |  | Solar_1Axis | Solar Tracking | CISO | South | Socal | EO | 0.9 | 0 | 0 | 0 | 0 | 0 | 0 | 0 | 0.11 | 0.42 | 0.55 | 0.54 | 0.53 | 0.53 | 0.53 | 0.48 | 0.35 | 0.06 | 0 | 0 | 0 | 0 | 0 | 0 | 0 | 0 | 0 | 0 | 0 | 0 | 0 | 0.01 | 0.24 | 0.57 | 0.63 | 0.62 | 0.61 | 0.61 | 0.59 | 0.57 | 0.52 | 0.22 | 0.01 | 0 | 0 | 0 | 0 | 0 | 0 | 0 | 0 | 0 | 0 | 0 | 0 | 0 | 0.15 | 0.53 | 0.66 | 0.66 | 0.65 | 0.64 | 0.64 | 0.6 | 0.56 | 0.42 | 0.16 | 0.03 | 0 | 0 | 0 | 0 | 0 | 0 | 0 | 0 | 0 | 0 | 0 | 0.03 | 0.33 | 0.64 | 0.69 | 0.72 | 0.72 | 0.72 | 0.71 | 0.7 | 0.68 | 0.64 | 0.52 | 0.16 | 0 | 0 | 0 | 0 | 0 | 0 | 0 | 0 | 0 | 0 | 0 | 0.13 | 0.49 | 0.68 | 0.73 | 0.76 | 0.76 | 0.77 | 0.76 | 0.75 | 0.73 | 0.7 | 0.61 | 0.3 | 0.02 | 0 | 0 | 0 | 0 | 0 | 0 | 0 | 0 | 0 | 0 | 0.16 | 0.5 | 0.67 | 0.73 | 0.76 | 0.77 | 0.77 | 0.77 | 0.76 | 0.74 | 0.71 | 0.64 | 0.38 | 0.06 | 0 | 0 | 0 | 0 | 0 | 0 | 0 | 0 | 0 | 0 | 0.07 | 0.38 | 0.62 | 0.71 | 0.75 | 0.76 | 0.75 | 0.75 | 0.74 | 0.72 | 0.68 | 0.59 | 0.34 | 0.05 | 0 | 0 | 0 | 0 | 0 | 0 | 0 | 0 | 0 | 0 | 0.03 | 0.31 | 0.61 | 0.71 | 0.75 | 0.77 | 0.77 | 0.75 | 0.71 | 0.7 | 0.64 | 0.51 | 0.18 | 0.01 | 0 | 0 | 0 | 0 | 0 | 0 | 0 | 0 | 0 | 0 | 0 | 0.21 | 0.53 | 0.65 | 0.69 | 0.71 | 0.72 | 0.71 | 0.69 | 0.64 | 0.58 | 0.31 | 0.03 | 0 | 0 | 0 | 0 | 0 | 0 | 0 | 0 | 0 | 0 | 0 | 0 | 0.09 | 0.44 | 0.59 | 0.62 | 0.63 | 0.63 | 0.63 | 0.64 | 0.59 | 0.45 | 0.1 | 0 | 0 | 0 | 0 | 0 | 0 | 0 | 0 | 0 | 0 | 0 | 0 | 0.01 | 0.25 | 0.53 | 0.59 | 0.58 | 0.56 | 0.57 | 0.57 | 0.52 | 0.31 | 0.03 | 0 | 0 | 0 | 0 | 0 | 0 | 0 | 0 | 0 | 0 | 0 | 0 | 0 | 0 | 0.12 | 0.38 | 0.47 | 0.46 | 0.45 | 0.46 | 0.46 | 0.42 | 0.23 | 0.02 | 0 | 0 | 0 | 0 | 0 | 0 | 0
CENTPD_2_BMSSX2 |  | Paired_Solar_1Axis | Solar Tracking | CISO | South | Socal | FC | 223.6 | 0 | 0 | 0 | 0 | 0 | 0 | 0.11 | 26.78 | 104.91 | 136.6 | 135.23 | 132.84 | 131.4 | 131.72 | 119.31 | 86.1 | 14.53 | 0.01 | 0 | 0 | 0 | 0 | 0 | 0 | 0 | 0 | 0 | 0 | 0 | 0 | 1.54 | 58.48 | 142.31 | 157.25 | 153.81 | 152.46 | 151.62 | 146.21 | 142.64 | 129.65 | 55.08 | 2.21 | 0 | 0 | 0 | 0 | 0 | 0 | 0 | 0 | 0 | 0 | 0 | 0 | 0.33 | 38.25 | 132.91 | 163.15 | 163.74 | 160.41 | 158.74 | 158.01 | 150.08 | 138.38 | 103.26 | 38.84 | 6.27 | 0 | 0 | 0 | 0 | 0 | 0 | 0 | 0 | 0 | 0 | 0 | 6.85 | 81.69 | 160.04 | 171.19 | 178.28 | 177.76 | 178.89 | 177 | 174.94 | 168.59 | 158.98 | 128.88 | 40.75 | 0.66 | 0 | 0 | 0 | 0 | 0 | 0 | 0 | 0 | 0 | 0.13 | 33.16 | 122.45 | 168.19 | 182.15 | 188.12 | 189.72 | 190.35 | 189.53 | 186.32 | 181.82 | 173.38 | 152.06 | 73.41 | 5.82 | 0 | 0 | 0 | 0 | 0 | 0 | 0 | 0 | 0 | 0.54 | 40.73 | 124.41 | 166.14 | 180.53 | 188.82 | 192.43 | 191.18 | 191.22 | 188.25 | 183.24 | 175.63 | 158.64 | 94.9 | 15.41 | 0.01 | 0 | 0 | 0 | 0 | 0 | 0 | 0 | 0 | 0.01 | 18.06 | 95.62 | 153.27 | 176.24 | 185.63 | 189.27 | 187.52 | 185.34 | 183.73 | 179.3 | 170.13 | 147.12 | 84.36 | 12.62 | 0 | 0 | 0 | 0 | 0 | 0 | 0 | 0 | 0 | 0 | 6.92 | 76.59 | 150.46 | 176.27 | 185.71 | 190.4 | 191.07 | 186.79 | 177.59 | 173.48 | 159.44 | 126.99 | 45.39 | 1.25 | 0 | 0 | 0 | 0 | 0 | 0 | 0 | 0 | 0 | 0 | 1.1 | 51.08 | 130.76 | 161.08 | 172.57 | 175.74 | 178.66 | 175.37 | 170.4 | 159.37 | 144.46 | 76.69 | 6.81 | 0 | 0 | 0 | 0 | 0 | 0 | 0 | 0 | 0 | 0 | 0 | 0.01 | 22.35 | 110.32 | 147.45 | 155.12 | 157.34 | 156.97 | 155.44 | 157.78 | 147.57 | 111.28 | 24.24 | 0.02 | 0 | 0 | 0 | 0 | 0 | 0 | 0 | 0 | 0 | 0 | 0 | 3.51 | 62.52 | 130.69 | 146.78 | 143.94 | 139.88 | 142.15 | 141.33 | 130 | 76.36 | 7.09 | 0 | 0 | 0 | 0 | 0 | 0 | 0 | 0 | 0 | 0 | 0 | 0 | 0 | 0.24 | 29.57 | 93.17 | 116.78 | 115.11 | 110.73 | 115.26 | 113.44 | 104.52 | 57.11 | 4.7 | 0 | 0 | 0 | 0 | 0 | 0 | 0
CHINO_2_JURUPA |  | Solar_Fixed | Solar Fixed | CISO | South | Socal | EO | 1.5 | 0 | 0 | 0 | 0 | 0 | 0 | 0 | 0.2 | 0.67 | 0.9 | 0.98 | 1.01 | 0.98 | 0.95 | 0.79 | 0.46 | 0.07 | 0 | 0 | 0 | 0 | 0 | 0 | 0 | 0 | 0 | 0 | 0 | 0 | 0 | 0.02 | 0.37 | 0.88 | 1.04 | 1.12 | 1.12 | 1.1 | 1.06 | 0.98 | 0.75 | 0.29 | 0.01 | 0 | 0 | 0 | 0 | 0 | 0 | 0 | 0 | 0 | 0 | 0 | 0 | 0 | 0.21 | 0.74 | 1.03 | 1.13 | 1.14 | 1.13 | 1.1 | 1.04 | 0.92 | 0.58 | 0.27 | 0.04 | 0 | 0 | 0 | 0 | 0 | 0 | 0 | 0 | 0 | 0 | 0 | 0.04 | 0.41 | 0.89 | 1.12 | 1.22 | 1.27 | 1.27 | 1.25 | 1.22 | 1.12 | 0.95 | 0.65 | 0.16 | 0 | 0 | 0 | 0 | 0 | 0 | 0 | 0 | 0 | 0 | 0 | 0.17 | 0.63 | 0.96 | 1.14 | 1.26 | 1.31 | 1.32 | 1.31 | 1.28 | 1.19 | 1.04 | 0.76 | 0.28 | 0.02 | 0 | 0 | 0 | 0 | 0 | 0 | 0 | 0 | 0 | 0.01 | 0.21 | 0.64 | 0.98 | 1.17 | 1.29 | 1.35 | 1.36 | 1.36 | 1.31 | 1.21 | 1.06 | 0.81 | 0.39 | 0.05 | 0 | 0 | 0 | 0 | 0 | 0 | 0 | 0 | 0 | 0 | 0.1 | 0.44 | 0.82 | 1.05 | 1.21 | 1.29 | 1.31 | 1.3 | 1.24 | 1.16 | 1.01 | 0.76 | 0.34 | 0.04 | 0 | 0 | 0 | 0 | 0 | 0 | 0 | 0 | 0 | 0 | 0.04 | 0.4 | 0.85 | 1.09 | 1.24 | 1.32 | 1.34 | 1.32 | 1.27 | 1.15 | 0.98 | 0.65 | 0.19 | 0.01 | 0 | 0 | 0 | 0 | 0 | 0 | 0 | 0 | 0 | 0 | 0.01 | 0.31 | 0.79 | 1.07 | 1.22 | 1.29 | 1.3 | 1.29 | 1.23 | 1.08 | 0.87 | 0.39 | 0.03 | 0 | 0 | 0 | 0 | 0 | 0 | 0 | 0 | 0 | 0 | 0 | 0 | 0.16 | 0.69 | 0.98 | 1.12 | 1.19 | 1.21 | 1.19 | 1.13 | 1.01 | 0.64 | 0.13 | 0 | 0 | 0 | 0 | 0 | 0 | 0 | 0 | 0 | 0 | 0 | 0 | 0.04 | 0.4 | 0.81 | 1.01 | 1.08 | 1.1 | 1.07 | 1.01 | 0.83 | 0.38 | 0.03 | 0 | 0 | 0 | 0 | 0 | 0 | 0 | 0 | 0 | 0 | 0 | 0 | 0 | 0 | 0.21 | 0.6 | 0.8 | 0.88 | 0.93 | 0.9 | 0.83 | 0.68 | 0.3 | 0.02 | 0 | 0 | 0 | 0 | 0 | 0 | 0
CHINO_2_SASOLR |  | Solar_Fixed | Solar Fixed | CISO | South | Socal | EO | 1.5 | 0 | 0 | 0 | 0 | 0 | 0 | 0 | 0.2 | 0.67 | 0.9 | 0.98 | 1.01 | 0.98 | 0.95 | 0.79 | 0.46 | 0.07 | 0 | 0 | 0 | 0 | 0 | 0 | 0 | 0 | 0 | 0 | 0 | 0 | 0 | 0.02 | 0.37 | 0.88 | 1.04 | 1.12 | 1.12 | 1.1 | 1.06 | 0.98 | 0.75 | 0.29 | 0.01 | 0 | 0 | 0 | 0 | 0 | 0 | 0 | 0 | 0 | 0 | 0 | 0 | 0 | 0.21 | 0.74 | 1.03 | 1.13 | 1.14 | 1.13 | 1.1 | 1.04 | 0.92 | 0.58 | 0.27 | 0.04 | 0 | 0 | 0 | 0 | 0 | 0 | 0 | 0 | 0 | 0 | 0 | 0.04 | 0.41 | 0.89 | 1.12 | 1.22 | 1.27 | 1.27 | 1.25 | 1.22 | 1.12 | 0.95 | 0.65 | 0.16 | 0 | 0 | 0 | 0 | 0 | 0 | 0 | 0 | 0 | 0 | 0 | 0.17 | 0.63 | 0.96 | 1.14 | 1.26 | 1.31 | 1.32 | 1.31 | 1.28 | 1.19 | 1.04 | 0.76 | 0.28 | 0.02 | 0 | 0 | 0 | 0 | 0 | 0 | 0 | 0 | 0 | 0.01 | 0.21 | 0.64 | 0.98 | 1.17 | 1.29 | 1.35 | 1.36 | 1.36 | 1.31 | 1.21 | 1.06 | 0.81 | 0.39 | 0.05 | 0 | 0 | 0 | 0 | 0 | 0 | 0 | 0 | 0 | 0 | 0.1 | 0.44 | 0.82 | 1.05 | 1.21 | 1.29 | 1.31 | 1.3 | 1.24 | 1.16 | 1.01 | 0.76 | 0.34 | 0.04 | 0 | 0 | 0 | 0 | 0 | 0 | 0 | 0 | 0 | 0 | 0.04 | 0.4 | 0.85 | 1.09 | 1.24 | 1.32 | 1.34 | 1.32 | 1.27 | 1.15 | 0.98 | 0.65 | 0.19 | 0.01 | 0 | 0 | 0 | 0 | 0 | 0 | 0 | 0 | 0 | 0 | 0.01 | 0.31 | 0.79 | 1.07 | 1.22 | 1.29 | 1.3 | 1.29 | 1.23 | 1.08 | 0.87 | 0.39 | 0.03 | 0 | 0 | 0 | 0 | 0 | 0 | 0 | 0 | 0 | 0 | 0 | 0 | 0.16 | 0.69 | 0.98 | 1.12 | 1.19 | 1.21 | 1.19 | 1.13 | 1.01 | 0.64 | 0.13 | 0 | 0 | 0 | 0 | 0 | 0 | 0 | 0 | 0 | 0 | 0 | 0 | 0.04 | 0.4 | 0.81 | 1.01 | 1.08 | 1.1 | 1.07 | 1.01 | 0.83 | 0.38 | 0.03 | 0 | 0 | 0 | 0 | 0 | 0 | 0 | 0 | 0 | 0 | 0 | 0 | 0 | 0 | 0.21 | 0.6 | 0.8 | 0.88 | 0.93 | 0.9 | 0.83 | 0.68 | 0.3 | 0.02 | 0 | 0 | 0 | 0 | 0 | 0 | 0
CHINO_2_SOLAR2 |  | Solar_1Axis | Solar Tracking | CISO | South | Socal | EO | 1.49 | 0 | 0 | 0 | 0 | 0 | 0 | 0 | 0.18 | 0.7 | 0.91 | 0.9 | 0.89 | 0.88 | 0.88 | 0.8 | 0.57 | 0.1 | 0 | 0 | 0 | 0 | 0 | 0 | 0 | 0 | 0 | 0 | 0 | 0 | 0 | 0.01 | 0.39 | 0.95 | 1.05 | 1.02 | 1.02 | 1.01 | 0.97 | 0.95 | 0.86 | 0.37 | 0.01 | 0 | 0 | 0 | 0 | 0 | 0 | 0 | 0 | 0 | 0 | 0 | 0 | 0 | 0.25 | 0.89 | 1.09 | 1.09 | 1.07 | 1.06 | 1.05 | 1 | 0.92 | 0.69 | 0.26 | 0.04 | 0 | 0 | 0 | 0 | 0 | 0 | 0 | 0 | 0 | 0 | 0 | 0.05 | 0.54 | 1.07 | 1.14 | 1.19 | 1.18 | 1.19 | 1.18 | 1.17 | 1.12 | 1.06 | 0.86 | 0.27 | 0 | 0 | 0 | 0 | 0 | 0 | 0 | 0 | 0 | 0 | 0 | 0.22 | 0.82 | 1.12 | 1.21 | 1.25 | 1.26 | 1.27 | 1.26 | 1.24 | 1.21 | 1.16 | 1.01 | 0.49 | 0.04 | 0 | 0 | 0 | 0 | 0 | 0 | 0 | 0 | 0 | 0 | 0.27 | 0.83 | 1.11 | 1.2 | 1.26 | 1.28 | 1.27 | 1.27 | 1.25 | 1.22 | 1.17 | 1.06 | 0.63 | 0.1 | 0 | 0 | 0 | 0 | 0 | 0 | 0 | 0 | 0 | 0 | 0.12 | 0.64 | 1.02 | 1.17 | 1.24 | 1.26 | 1.25 | 1.24 | 1.22 | 1.19 | 1.13 | 0.98 | 0.56 | 0.08 | 0 | 0 | 0 | 0 | 0 | 0 | 0 | 0 | 0 | 0 | 0.05 | 0.51 | 1 | 1.17 | 1.24 | 1.27 | 1.27 | 1.24 | 1.18 | 1.16 | 1.06 | 0.85 | 0.3 | 0.01 | 0 | 0 | 0 | 0 | 0 | 0 | 0 | 0 | 0 | 0 | 0.01 | 0.34 | 0.87 | 1.07 | 1.15 | 1.17 | 1.19 | 1.17 | 1.14 | 1.06 | 0.96 | 0.51 | 0.05 | 0 | 0 | 0 | 0 | 0 | 0 | 0 | 0 | 0 | 0 | 0 | 0 | 0.15 | 0.74 | 0.98 | 1.03 | 1.05 | 1.05 | 1.04 | 1.05 | 0.98 | 0.74 | 0.16 | 0 | 0 | 0 | 0 | 0 | 0 | 0 | 0 | 0 | 0 | 0 | 0 | 0.02 | 0.42 | 0.87 | 0.98 | 0.96 | 0.93 | 0.95 | 0.94 | 0.87 | 0.51 | 0.05 | 0 | 0 | 0 | 0 | 0 | 0 | 0 | 0 | 0 | 0 | 0 | 0 | 0 | 0 | 0.2 | 0.62 | 0.78 | 0.77 | 0.74 | 0.77 | 0.76 | 0.7 | 0.38 | 0.03 | 0 | 0 | 0 | 0 | 0 | 0 | 0
CLOVDL_1_SOLAR |  | Solar_Fixed | Solar Fixed | CISO | North | Norcal | FC | 1.5 | 0 | 0 | 0 | 0 | 0 | 0 | 0 | 0.05 | 0.32 | 0.63 | 0.8 | 0.84 | 0.87 | 0.77 | 0.72 | 0.49 | 0.12 | 0 | 0 | 0 | 0 | 0 | 0 | 0 | 0 | 0 | 0 | 0 | 0 | 0 | 0 | 0.17 | 0.67 | 0.92 | 1.01 | 1.04 | 1.06 | 1 | 0.93 | 0.76 | 0.38 | 0.03 | 0 | 0 | 0 | 0 | 0 | 0 | 0 | 0 | 0 | 0 | 0 | 0 | 0 | 0.1 | 0.52 | 0.84 | 1.01 | 1.03 | 1.02 | 0.99 | 0.92 | 0.82 | 0.63 | 0.22 | 0.05 | 0 | 0 | 0 | 0 | 0 | 0 | 0 | 0 | 0 | 0 | 0 | 0.01 | 0.27 | 0.75 | 1.02 | 1.14 | 1.18 | 1.22 | 1.2 | 1.19 | 1.14 | 1.01 | 0.77 | 0.3 | 0.01 | 0 | 0 | 0 | 0 | 0 | 0 | 0 | 0 | 0 | 0 | 0.08 | 0.49 | 0.86 | 1.08 | 1.19 | 1.24 | 1.23 | 1.23 | 1.23 | 1.19 | 1.06 | 0.86 | 0.45 | 0.06 | 0 | 0 | 0 | 0 | 0 | 0 | 0 | 0 | 0 | 0 | 0.13 | 0.55 | 0.9 | 1.1 | 1.22 | 1.28 | 1.3 | 1.31 | 1.29 | 1.24 | 1.1 | 0.9 | 0.55 | 0.14 | 0 | 0 | 0 | 0 | 0 | 0 | 0 | 0 | 0 | 0 | 0.06 | 0.46 | 0.88 | 1.12 | 1.25 | 1.32 | 1.34 | 1.33 | 1.3 | 1.24 | 1.12 | 0.91 | 0.54 | 0.12 | 0 | 0 | 0 | 0 | 0 | 0 | 0 | 0 | 0 | 0 | 0.01 | 0.29 | 0.76 | 1.05 | 1.21 | 1.28 | 1.29 | 1.29 | 1.27 | 1.2 | 1.06 | 0.78 | 0.32 | 0.02 | 0 | 0 | 0 | 0 | 0 | 0 | 0 | 0 | 0 | 0 | 0 | 0.16 | 0.64 | 0.97 | 1.13 | 1.2 | 1.22 | 1.21 | 1.18 | 1.12 | 0.93 | 0.52 | 0.08 | 0 | 0 | 0 | 0 | 0 | 0 | 0 | 0 | 0 | 0 | 0 | 0 | 0.05 | 0.46 | 0.84 | 1 | 1.05 | 1.06 | 1.05 | 1.02 | 0.93 | 0.67 | 0.2 | 0 | 0 | 0 | 0 | 0 | 0 | 0 | 0 | 0 | 0 | 0 | 0 | 0 | 0.18 | 0.62 | 0.87 | 0.97 | 0.99 | 0.98 | 0.93 | 0.81 | 0.46 | 0.06 | 0 | 0 | 0 | 0 | 0 | 0 | 0 | 0 | 0 | 0 | 0 | 0 | 0 | 0 | 0.06 | 0.34 | 0.59 | 0.73 | 0.78 | 0.74 | 0.67 | 0.62 | 0.32 | 0.04 | 0 | 0 | 0 | 0 | 0 | 0 | 0
CMBLND_2_DS2SR1 |  | Paired_Solar_1Axis | Solar Tracking | CISO | South | Socal | ID | 65 | 0 | 0 | 0 | 0 | 0 | 0 | 0.03 | 7.79 | 30.5 | 39.71 | 39.31 | 38.62 | 38.2 | 38.29 | 34.68 | 25.03 | 4.22 | 0 | 0 | 0 | 0 | 0 | 0 | 0 | 0 | 0 | 0 | 0 | 0 | 0 | 0.45 | 17 | 41.37 | 45.71 | 44.71 | 44.32 | 44.07 | 42.5 | 41.46 | 37.69 | 16.01 | 0.64 | 0 | 0 | 0 | 0 | 0 | 0 | 0 | 0 | 0 | 0 | 0 | 0 | 0.1 | 11.12 | 38.64 | 47.43 | 47.6 | 46.63 | 46.15 | 45.93 | 43.63 | 40.23 | 30.02 | 11.29 | 1.82 | 0 | 0 | 0 | 0 | 0 | 0 | 0 | 0 | 0 | 0 | 0 | 1.99 | 23.75 | 46.52 | 49.77 | 51.82 | 51.68 | 52 | 51.45 | 50.86 | 49.01 | 46.21 | 37.46 | 11.85 | 0.19 | 0 | 0 | 0 | 0 | 0 | 0 | 0 | 0 | 0 | 0.04 | 9.64 | 35.6 | 48.89 | 52.95 | 54.69 | 55.15 | 55.33 | 55.1 | 54.16 | 52.86 | 50.4 | 44.2 | 21.34 | 1.69 | 0 | 0 | 0 | 0 | 0 | 0 | 0 | 0 | 0 | 0.16 | 11.84 | 36.17 | 48.3 | 52.48 | 54.89 | 55.94 | 55.58 | 55.59 | 54.72 | 53.27 | 51.05 | 46.12 | 27.59 | 4.48 | 0 | 0 | 0 | 0 | 0 | 0 | 0 | 0 | 0 | 0 | 5.25 | 27.8 | 44.56 | 51.23 | 53.96 | 55.02 | 54.51 | 53.88 | 53.41 | 52.12 | 49.46 | 42.77 | 24.52 | 3.67 | 0 | 0 | 0 | 0 | 0 | 0 | 0 | 0 | 0 | 0 | 2.01 | 22.26 | 43.74 | 51.24 | 53.99 | 55.35 | 55.54 | 54.3 | 51.63 | 50.43 | 46.35 | 36.92 | 13.2 | 0.36 | 0 | 0 | 0 | 0 | 0 | 0 | 0 | 0 | 0 | 0 | 0.32 | 14.85 | 38.01 | 46.82 | 50.17 | 51.09 | 51.94 | 50.98 | 49.53 | 46.33 | 42 | 22.29 | 1.98 | 0 | 0 | 0 | 0 | 0 | 0 | 0 | 0 | 0 | 0 | 0 | 0 | 6.5 | 32.07 | 42.86 | 45.09 | 45.74 | 45.63 | 45.19 | 45.87 | 42.9 | 32.35 | 7.05 | 0 | 0 | 0 | 0 | 0 | 0 | 0 | 0 | 0 | 0 | 0 | 0 | 1.02 | 18.17 | 37.99 | 42.67 | 41.84 | 40.66 | 41.32 | 41.08 | 37.79 | 22.2 | 2.06 | 0 | 0 | 0 | 0 | 0 | 0 | 0 | 0 | 0 | 0 | 0 | 0 | 0 | 0.07 | 8.6 | 27.08 | 33.95 | 33.46 | 32.19 | 33.51 | 32.98 | 30.38 | 16.6 | 1.37 | 0 | 0 | 0 | 0 | 0 | 0 | 0
CMBLND_2_DS2SR2 |  | Paired_Solar_1Axis | Solar Tracking | CISO | South | Socal | ID | 65 | 0 | 0 | 0 | 0 | 0 | 0 | 0.03 | 7.79 | 30.5 | 39.71 | 39.31 | 38.62 | 38.2 | 38.29 | 34.68 | 25.03 | 4.22 | 0 | 0 | 0 | 0 | 0 | 0 | 0 | 0 | 0 | 0 | 0 | 0 | 0 | 0.45 | 17 | 41.37 | 45.71 | 44.71 | 44.32 | 44.07 | 42.5 | 41.46 | 37.69 | 16.01 | 0.64 | 0 | 0 | 0 | 0 | 0 | 0 | 0 | 0 | 0 | 0 | 0 | 0 | 0.1 | 11.12 | 38.64 | 47.43 | 47.6 | 46.63 | 46.15 | 45.93 | 43.63 | 40.23 | 30.02 | 11.29 | 1.82 | 0 | 0 | 0 | 0 | 0 | 0 | 0 | 0 | 0 | 0 | 0 | 1.99 | 23.75 | 46.52 | 49.77 | 51.82 | 51.68 | 52 | 51.45 | 50.86 | 49.01 | 46.21 | 37.46 | 11.85 | 0.19 | 0 | 0 | 0 | 0 | 0 | 0 | 0 | 0 | 0 | 0.04 | 9.64 | 35.6 | 48.89 | 52.95 | 54.69 | 55.15 | 55.33 | 55.1 | 54.16 | 52.86 | 50.4 | 44.2 | 21.34 | 1.69 | 0 | 0 | 0 | 0 | 0 | 0 | 0 | 0 | 0 | 0.16 | 11.84 | 36.17 | 48.3 | 52.48 | 54.89 | 55.94 | 55.58 | 55.59 | 54.72 | 53.27 | 51.05 | 46.12 | 27.59 | 4.48 | 0 | 0 | 0 | 0 | 0 | 0 | 0 | 0 | 0 | 0 | 5.25 | 27.8 | 44.56 | 51.23 | 53.96 | 55.02 | 54.51 | 53.88 | 53.41 | 52.12 | 49.46 | 42.77 | 24.52 | 3.67 | 0 | 0 | 0 | 0 | 0 | 0 | 0 | 0 | 0 | 0 | 2.01 | 22.26 | 43.74 | 51.24 | 53.99 | 55.35 | 55.54 | 54.3 | 51.63 | 50.43 | 46.35 | 36.92 | 13.2 | 0.36 | 0 | 0 | 0 | 0 | 0 | 0 | 0 | 0 | 0 | 0 | 0.32 | 14.85 | 38.01 | 46.82 | 50.17 | 51.09 | 51.94 | 50.98 | 49.53 | 46.33 | 42 | 22.29 | 1.98 | 0 | 0 | 0 | 0 | 0 | 0 | 0 | 0 | 0 | 0 | 0 | 0 | 6.5 | 32.07 | 42.86 | 45.09 | 45.74 | 45.63 | 45.19 | 45.87 | 42.9 | 32.35 | 7.05 | 0 | 0 | 0 | 0 | 0 | 0 | 0 | 0 | 0 | 0 | 0 | 0 | 1.02 | 18.17 | 37.99 | 42.67 | 41.84 | 40.66 | 41.32 | 41.08 | 37.79 | 22.2 | 2.06 | 0 | 0 | 0 | 0 | 0 | 0 | 0 | 0 | 0 | 0 | 0 | 0 | 0 | 0.07 | 8.6 | 27.08 | 33.95 | 33.46 | 32.19 | 33.51 | 32.98 | 30.38 | 16.6 | 1.37 | 0 | 0 | 0 | 0 | 0 | 0 | 0
CNTNLA_2_SOLAR1 |  | Solar_Fixed | Solar Fixed | CISO | South | Socal | FC | 125 | 0 | 0 | 0 | 0 | 0 | 0 | 0.2 | 16.55 | 55.53 | 75.34 | 81.41 | 84.07 | 81.89 | 78.85 | 65.85 | 38.43 | 5.58 | 0 | 0 | 0 | 0 | 0 | 0 | 0 | 0 | 0 | 0 | 0 | 0 | 0 | 1.38 | 30.81 | 73.07 | 87.04 | 93.13 | 93.47 | 91.8 | 88.4 | 81.33 | 62.46 | 24.21 | 0.6 | 0 | 0 | 0 | 0 | 0 | 0 | 0 | 0 | 0 | 0 | 0 | 0 | 0.27 | 17.67 | 61.65 | 85.46 | 93.81 | 95.4 | 94.22 | 91.96 | 86.48 | 76.47 | 48.24 | 22.43 | 3.38 | 0 | 0 | 0 | 0 | 0 | 0 | 0 | 0 | 0 | 0 | 0 | 3.43 | 34.54 | 74.36 | 93.35 | 101.87 | 106.07 | 106.23 | 104.07 | 101.39 | 93 | 79.12 | 54.27 | 13.55 | 0.18 | 0 | 0 | 0 | 0 | 0 | 0 | 0 | 0 | 0 | 0.18 | 14.3 | 52.52 | 79.67 | 94.69 | 105.24 | 109.42 | 110.01 | 108.8 | 106.6 | 99.29 | 86.81 | 63.02 | 23.67 | 1.55 | 0 | 0 | 0 | 0 | 0 | 0 | 0 | 0 | 0 | 0.46 | 17.57 | 53.6 | 81.38 | 97.21 | 107.59 | 112.47 | 113.35 | 113.21 | 109.33 | 101.22 | 88.72 | 67.81 | 32.35 | 4.08 | 0.01 | 0 | 0 | 0 | 0 | 0 | 0 | 0 | 0 | 0.02 | 8.43 | 36.85 | 68.06 | 87.57 | 100.56 | 107.17 | 109.32 | 108.44 | 103.56 | 96.88 | 83.87 | 63.08 | 28.69 | 3.27 | 0 | 0 | 0 | 0 | 0 | 0 | 0 | 0 | 0 | 0 | 3.75 | 33.17 | 70.78 | 91.02 | 103.45 | 109.86 | 111.93 | 110.11 | 105.51 | 96.04 | 81.27 | 54.22 | 15.49 | 0.42 | 0 | 0 | 0 | 0 | 0 | 0 | 0 | 0 | 0 | 0 | 1.04 | 25.49 | 66.11 | 89.08 | 101.57 | 107.2 | 108.49 | 107.51 | 102.52 | 90.27 | 72.69 | 32.17 | 2.87 | 0.01 | 0 | 0 | 0 | 0 | 0 | 0 | 0 | 0 | 0 | 0 | 0.12 | 13.59 | 57.31 | 82.01 | 93.32 | 99.19 | 100.57 | 99.11 | 94.25 | 83.87 | 53.07 | 10.65 | 0.05 | 0 | 0 | 0 | 0 | 0 | 0 | 0 | 0 | 0 | 0 | 0 | 3.09 | 33.74 | 67.49 | 83.93 | 89.59 | 91.7 | 88.87 | 84.14 | 69.27 | 31.63 | 2.13 | 0 | 0 | 0 | 0 | 0 | 0 | 0 | 0 | 0 | 0 | 0 | 0 | 0 | 0.38 | 17.8 | 49.98 | 66.9 | 73.73 | 77.63 | 75.26 | 69.12 | 56.35 | 25.22 | 1.55 | 0 | 0 | 0 | 0 | 0 | 0 | 0
CNTNLA_2_SOLAR2 |  | Solar_Fixed | Solar Fixed | CISO | South | Socal | FC | 45.6 | 0 | 0 | 0 | 0 | 0 | 0 | 0.07 | 6.04 | 20.26 | 27.48 | 29.7 | 30.67 | 29.87 | 28.77 | 24.02 | 14.02 | 2.04 | 0 | 0 | 0 | 0 | 0 | 0 | 0 | 0 | 0 | 0 | 0 | 0 | 0 | 0.5 | 11.24 | 26.66 | 31.75 | 33.97 | 34.1 | 33.49 | 32.25 | 29.67 | 22.78 | 8.83 | 0.22 | 0 | 0 | 0 | 0 | 0 | 0 | 0 | 0 | 0 | 0 | 0 | 0 | 0.1 | 6.45 | 22.49 | 31.18 | 34.22 | 34.8 | 34.37 | 33.55 | 31.55 | 27.9 | 17.6 | 8.18 | 1.23 | 0 | 0 | 0 | 0 | 0 | 0 | 0 | 0 | 0 | 0 | 0 | 1.25 | 12.6 | 27.13 | 34.05 | 37.16 | 38.7 | 38.75 | 37.96 | 36.99 | 33.92 | 28.86 | 19.8 | 4.94 | 0.07 | 0 | 0 | 0 | 0 | 0 | 0 | 0 | 0 | 0 | 0.07 | 5.22 | 19.16 | 29.06 | 34.54 | 38.39 | 39.92 | 40.13 | 39.69 | 38.89 | 36.22 | 31.67 | 22.99 | 8.64 | 0.56 | 0 | 0 | 0 | 0 | 0 | 0 | 0 | 0 | 0 | 0.17 | 6.41 | 19.55 | 29.69 | 35.46 | 39.25 | 41.03 | 41.35 | 41.3 | 39.88 | 36.92 | 32.37 | 24.74 | 11.8 | 1.49 | 0 | 0 | 0 | 0 | 0 | 0 | 0 | 0 | 0 | 0.01 | 3.07 | 13.44 | 24.83 | 31.94 | 36.68 | 39.1 | 39.88 | 39.56 | 37.78 | 35.34 | 30.6 | 23.01 | 10.47 | 1.19 | 0 | 0 | 0 | 0 | 0 | 0 | 0 | 0 | 0 | 0 | 1.37 | 12.1 | 25.82 | 33.2 | 37.74 | 40.08 | 40.83 | 40.17 | 38.49 | 35.03 | 29.65 | 19.78 | 5.65 | 0.15 | 0 | 0 | 0 | 0 | 0 | 0 | 0 | 0 | 0 | 0 | 0.38 | 9.3 | 24.12 | 32.5 | 37.05 | 39.11 | 39.58 | 39.22 | 37.4 | 32.93 | 26.52 | 11.74 | 1.05 | 0 | 0 | 0 | 0 | 0 | 0 | 0 | 0 | 0 | 0 | 0 | 0.04 | 4.96 | 20.91 | 29.92 | 34.04 | 36.18 | 36.69 | 36.15 | 34.38 | 30.6 | 19.36 | 3.88 | 0.02 | 0 | 0 | 0 | 0 | 0 | 0 | 0 | 0 | 0 | 0 | 0 | 1.13 | 12.31 | 24.62 | 30.62 | 32.68 | 33.45 | 32.42 | 30.69 | 25.27 | 11.54 | 0.78 | 0 | 0 | 0 | 0 | 0 | 0 | 0 | 0 | 0 | 0 | 0 | 0 | 0 | 0.14 | 6.49 | 18.23 | 24.41 | 26.9 | 28.32 | 27.45 | 25.22 | 20.56 | 9.2 | 0.57 | 0 | 0 | 0 | 0 | 0 | 0 | 0
COCOSB_6_SOLAR |  | Solar_Fixed | Solar Fixed | CISO | North | Norcal | EO | 1.5 | 0 | 0 | 0 | 0 | 0 | 0 | 0 | 0.05 | 0.32 | 0.63 | 0.8 | 0.84 | 0.87 | 0.77 | 0.72 | 0.49 | 0.12 | 0 | 0 | 0 | 0 | 0 | 0 | 0 | 0 | 0 | 0 | 0 | 0 | 0 | 0 | 0.17 | 0.67 | 0.92 | 1.01 | 1.04 | 1.06 | 1 | 0.93 | 0.76 | 0.38 | 0.03 | 0 | 0 | 0 | 0 | 0 | 0 | 0 | 0 | 0 | 0 | 0 | 0 | 0 | 0.1 | 0.52 | 0.84 | 1.01 | 1.03 | 1.02 | 0.99 | 0.92 | 0.82 | 0.63 | 0.22 | 0.05 | 0 | 0 | 0 | 0 | 0 | 0 | 0 | 0 | 0 | 0 | 0 | 0.01 | 0.27 | 0.75 | 1.02 | 1.14 | 1.18 | 1.22 | 1.2 | 1.19 | 1.14 | 1.01 | 0.77 | 0.3 | 0.01 | 0 | 0 | 0 | 0 | 0 | 0 | 0 | 0 | 0 | 0 | 0.08 | 0.49 | 0.86 | 1.08 | 1.19 | 1.24 | 1.23 | 1.23 | 1.23 | 1.19 | 1.06 | 0.86 | 0.45 | 0.06 | 0 | 0 | 0 | 0 | 0 | 0 | 0 | 0 | 0 | 0 | 0.13 | 0.55 | 0.9 | 1.1 | 1.22 | 1.28 | 1.3 | 1.31 | 1.29 | 1.24 | 1.1 | 0.9 | 0.55 | 0.14 | 0 | 0 | 0 | 0 | 0 | 0 | 0 | 0 | 0 | 0 | 0.06 | 0.46 | 0.88 | 1.12 | 1.25 | 1.32 | 1.34 | 1.33 | 1.3 | 1.24 | 1.12 | 0.91 | 0.54 | 0.12 | 0 | 0 | 0 | 0 | 0 | 0 | 0 | 0 | 0 | 0 | 0.01 | 0.29 | 0.76 | 1.05 | 1.21 | 1.28 | 1.29 | 1.29 | 1.27 | 1.2 | 1.06 | 0.78 | 0.32 | 0.02 | 0 | 0 | 0 | 0 | 0 | 0 | 0 | 0 | 0 | 0 | 0 | 0.16 | 0.64 | 0.97 | 1.13 | 1.2 | 1.22 | 1.21 | 1.18 | 1.12 | 0.93 | 0.52 | 0.08 | 0 | 0 | 0 | 0 | 0 | 0 | 0 | 0 | 0 | 0 | 0 | 0 | 0.05 | 0.46 | 0.84 | 1 | 1.05 | 1.06 | 1.05 | 1.02 | 0.93 | 0.67 | 0.2 | 0 | 0 | 0 | 0 | 0 | 0 | 0 | 0 | 0 | 0 | 0 | 0 | 0 | 0.18 | 0.62 | 0.87 | 0.97 | 0.99 | 0.98 | 0.93 | 0.81 | 0.46 | 0.06 | 0 | 0 | 0 | 0 | 0 | 0 | 0 | 0 | 0 | 0 | 0 | 0 | 0 | 0 | 0.06 | 0.34 | 0.59 | 0.73 | 0.78 | 0.74 | 0.67 | 0.62 | 0.32 | 0.04 | 0 | 0 | 0 | 0 | 0 | 0 | 0
COPMT2_2_SOLAR2 |  | Solar_Fixed | Solar Fixed | CISO | South | Socal | FC | 155 | 0 | 0 | 0 | 0 | 0 | 0 | 0.25 | 20.52 | 68.86 | 93.42 | 100.94 | 104.25 | 101.55 | 97.78 | 81.66 | 47.65 | 6.92 | 0 | 0 | 0 | 0 | 0 | 0 | 0 | 0 | 0 | 0 | 0 | 0 | 0 | 1.71 | 38.2 | 90.61 | 107.93 | 115.48 | 115.9 | 113.84 | 109.62 | 100.85 | 77.44 | 30.02 | 0.74 | 0 | 0 | 0 | 0 | 0 | 0 | 0 | 0 | 0 | 0 | 0 | 0 | 0.33 | 21.91 | 76.45 | 105.97 | 116.32 | 118.29 | 116.83 | 114.03 | 107.24 | 94.82 | 59.82 | 27.81 | 4.19 | 0 | 0 | 0 | 0 | 0 | 0 | 0 | 0 | 0 | 0 | 0 | 4.25 | 42.83 | 92.21 | 115.76 | 126.31 | 131.53 | 131.73 | 129.04 | 125.72 | 115.31 | 98.11 | 67.3 | 16.8 | 0.22 | 0 | 0 | 0 | 0 | 0 | 0 | 0 | 0 | 0 | 0.22 | 17.73 | 65.12 | 98.79 | 117.42 | 130.5 | 135.68 | 136.41 | 134.92 | 132.18 | 123.11 | 107.65 | 78.15 | 29.35 | 1.92 | 0 | 0 | 0 | 0 | 0 | 0 | 0 | 0 | 0 | 0.57 | 21.79 | 66.47 | 100.91 | 120.55 | 133.42 | 139.46 | 140.55 | 140.38 | 135.57 | 125.51 | 110.01 | 84.08 | 40.11 | 5.07 | 0.01 | 0 | 0 | 0 | 0 | 0 | 0 | 0 | 0 | 0.03 | 10.45 | 45.7 | 84.39 | 108.58 | 124.69 | 132.89 | 135.56 | 134.47 | 128.42 | 120.13 | 104 | 78.22 | 35.58 | 4.06 | 0 | 0 | 0 | 0 | 0 | 0 | 0 | 0 | 0 | 0 | 4.64 | 41.13 | 87.77 | 112.86 | 128.27 | 136.23 | 138.8 | 136.54 | 130.83 | 119.08 | 100.77 | 67.23 | 19.21 | 0.52 | 0 | 0 | 0 | 0 | 0 | 0 | 0 | 0 | 0 | 0 | 1.29 | 31.61 | 81.98 | 110.46 | 125.94 | 132.92 | 134.52 | 133.31 | 127.12 | 111.93 | 90.13 | 39.89 | 3.56 | 0.01 | 0 | 0 | 0 | 0 | 0 | 0 | 0 | 0 | 0 | 0 | 0.15 | 16.85 | 71.07 | 101.69 | 115.72 | 122.99 | 124.7 | 122.89 | 116.87 | 104 | 65.81 | 13.2 | 0.06 | 0 | 0 | 0 | 0 | 0 | 0 | 0 | 0 | 0 | 0 | 0 | 3.83 | 41.83 | 83.69 | 104.07 | 111.09 | 113.71 | 110.19 | 104.33 | 85.89 | 39.22 | 2.64 | 0 | 0 | 0 | 0 | 0 | 0 | 0 | 0 | 0 | 0 | 0 | 0 | 0 | 0.47 | 22.08 | 61.97 | 82.96 | 91.43 | 96.26 | 93.32 | 85.71 | 69.88 | 31.27 | 1.93 | 0 | 0 | 0 | 0 | 0 | 0 | 0
COPMT4_2_SOLAR4 |  | Solar_Fixed | Solar Fixed | CISO | South | Socal | FC | 92 | 0 | 0 | 0 | 0 | 0 | 0 | 0.15 | 12.18 | 40.87 | 55.45 | 59.92 | 61.88 | 60.27 | 58.04 | 48.47 | 28.28 | 4.11 | 0 | 0 | 0 | 0 | 0 | 0 | 0 | 0 | 0 | 0 | 0 | 0 | 0 | 1.01 | 22.67 | 53.78 | 64.06 | 68.54 | 68.79 | 67.57 | 65.06 | 59.86 | 45.97 | 17.82 | 0.44 | 0 | 0 | 0 | 0 | 0 | 0 | 0 | 0 | 0 | 0 | 0 | 0 | 0.2 | 13.01 | 45.37 | 62.9 | 69.04 | 70.21 | 69.35 | 67.68 | 63.65 | 56.28 | 35.51 | 16.51 | 2.49 | 0 | 0 | 0 | 0 | 0 | 0 | 0 | 0 | 0 | 0 | 0 | 2.52 | 25.42 | 54.73 | 68.71 | 74.97 | 78.07 | 78.19 | 76.59 | 74.62 | 68.44 | 58.23 | 39.94 | 9.97 | 0.13 | 0 | 0 | 0 | 0 | 0 | 0 | 0 | 0 | 0 | 0.13 | 10.52 | 38.65 | 58.64 | 69.69 | 77.46 | 80.53 | 80.97 | 80.08 | 78.45 | 73.07 | 63.9 | 46.38 | 17.42 | 1.14 | 0 | 0 | 0 | 0 | 0 | 0 | 0 | 0 | 0 | 0.34 | 12.93 | 39.45 | 59.9 | 71.55 | 79.19 | 82.78 | 83.42 | 83.32 | 80.47 | 74.5 | 65.3 | 49.91 | 23.81 | 3.01 | 0 | 0 | 0 | 0 | 0 | 0 | 0 | 0 | 0 | 0.02 | 6.2 | 27.12 | 50.09 | 64.45 | 74.01 | 78.88 | 80.46 | 79.81 | 76.22 | 71.3 | 61.73 | 46.43 | 21.12 | 2.41 | 0 | 0 | 0 | 0 | 0 | 0 | 0 | 0 | 0 | 0 | 2.76 | 24.41 | 52.1 | 66.99 | 76.14 | 80.86 | 82.38 | 81.04 | 77.66 | 70.68 | 59.81 | 39.9 | 11.4 | 0.31 | 0 | 0 | 0 | 0 | 0 | 0 | 0 | 0 | 0 | 0 | 0.76 | 18.76 | 48.66 | 65.57 | 74.75 | 78.9 | 79.85 | 79.13 | 75.45 | 66.44 | 53.5 | 23.68 | 2.11 | 0.01 | 0 | 0 | 0 | 0 | 0 | 0 | 0 | 0 | 0 | 0 | 0.09 | 10 | 42.18 | 60.36 | 68.69 | 73 | 74.02 | 72.94 | 69.37 | 61.73 | 39.06 | 7.84 | 0.04 | 0 | 0 | 0 | 0 | 0 | 0 | 0 | 0 | 0 | 0 | 0 | 2.27 | 24.83 | 49.67 | 61.77 | 65.94 | 67.49 | 65.4 | 61.93 | 50.98 | 23.28 | 1.57 | 0 | 0 | 0 | 0 | 0 | 0 | 0 | 0 | 0 | 0 | 0 | 0 | 0 | 0.28 | 13.1 | 36.78 | 49.24 | 54.27 | 57.13 | 55.39 | 50.87 | 41.48 | 18.56 | 1.14 | 0 | 0 | 0 | 0 | 0 | 0 | 0
COPMTN_2_CM10 |  | Solar_Fixed | Solar Fixed | CISO | South | Socal | PD | 10 | 0 | 0 | 0 | 0 | 0 | 0 | 0.02 | 1.32 | 4.44 | 6.03 | 6.51 | 6.73 | 6.55 | 6.31 | 5.27 | 3.07 | 0.45 | 0 | 0 | 0 | 0 | 0 | 0 | 0 | 0 | 0 | 0 | 0 | 0 | 0 | 0.11 | 2.46 | 5.85 | 6.96 | 7.45 | 7.48 | 7.34 | 7.07 | 6.51 | 5 | 1.94 | 0.05 | 0 | 0 | 0 | 0 | 0 | 0 | 0 | 0 | 0 | 0 | 0 | 0 | 0.02 | 1.41 | 4.93 | 6.84 | 7.5 | 7.63 | 7.54 | 7.36 | 6.92 | 6.12 | 3.86 | 1.79 | 0.27 | 0 | 0 | 0 | 0 | 0 | 0 | 0 | 0 | 0 | 0 | 0 | 0.27 | 2.76 | 5.95 | 7.47 | 8.15 | 8.49 | 8.5 | 8.33 | 8.11 | 7.44 | 6.33 | 4.34 | 1.08 | 0.01 | 0 | 0 | 0 | 0 | 0 | 0 | 0 | 0 | 0 | 0.01 | 1.14 | 4.2 | 6.37 | 7.58 | 8.42 | 8.75 | 8.8 | 8.7 | 8.53 | 7.94 | 6.95 | 5.04 | 1.89 | 0.12 | 0 | 0 | 0 | 0 | 0 | 0 | 0 | 0 | 0 | 0.04 | 1.41 | 4.29 | 6.51 | 7.78 | 8.61 | 9 | 9.07 | 9.06 | 8.75 | 8.1 | 7.1 | 5.42 | 2.59 | 0.33 | 0 | 0 | 0 | 0 | 0 | 0 | 0 | 0 | 0 | 0 | 0.67 | 2.95 | 5.44 | 7.01 | 8.04 | 8.57 | 8.75 | 8.68 | 8.28 | 7.75 | 6.71 | 5.05 | 2.3 | 0.26 | 0 | 0 | 0 | 0 | 0 | 0 | 0 | 0 | 0 | 0 | 0.3 | 2.65 | 5.66 | 7.28 | 8.28 | 8.79 | 8.95 | 8.81 | 8.44 | 7.68 | 6.5 | 4.34 | 1.24 | 0.03 | 0 | 0 | 0 | 0 | 0 | 0 | 0 | 0 | 0 | 0 | 0.08 | 2.04 | 5.29 | 7.13 | 8.13 | 8.58 | 8.68 | 8.6 | 8.2 | 7.22 | 5.81 | 2.57 | 0.23 | 0 | 0 | 0 | 0 | 0 | 0 | 0 | 0 | 0 | 0 | 0 | 0.01 | 1.09 | 4.58 | 6.56 | 7.47 | 7.93 | 8.05 | 7.93 | 7.54 | 6.71 | 4.25 | 0.85 | 0 | 0 | 0 | 0 | 0 | 0 | 0 | 0 | 0 | 0 | 0 | 0 | 0.25 | 2.7 | 5.4 | 6.71 | 7.17 | 7.34 | 7.11 | 6.73 | 5.54 | 2.53 | 0.17 | 0 | 0 | 0 | 0 | 0 | 0 | 0 | 0 | 0 | 0 | 0 | 0 | 0 | 0.03 | 1.42 | 4 | 5.35 | 5.9 | 6.21 | 6.02 | 5.53 | 4.51 | 2.02 | 0.12 | 0 | 0 | 0 | 0 | 0 | 0 | 0
COPMTN_2_SOLAR1 |  | Solar_Fixed | Solar Fixed | CISO | South | Socal | PD | 48 | 0 | 0 | 0 | 0 | 0 | 0 | 0.08 | 6.35 | 21.32 | 28.93 | 31.26 | 32.28 | 31.45 | 30.28 | 25.29 | 14.76 | 2.14 | 0 | 0 | 0 | 0 | 0 | 0 | 0 | 0 | 0 | 0 | 0 | 0 | 0 | 0.53 | 11.83 | 28.06 | 33.42 | 35.76 | 35.89 | 35.25 | 33.95 | 31.23 | 23.98 | 9.3 | 0.23 | 0 | 0 | 0 | 0 | 0 | 0 | 0 | 0 | 0 | 0 | 0 | 0 | 0.1 | 6.79 | 23.67 | 32.82 | 36.02 | 36.63 | 36.18 | 35.31 | 33.21 | 29.36 | 18.52 | 8.61 | 1.3 | 0 | 0 | 0 | 0 | 0 | 0 | 0 | 0 | 0 | 0 | 0 | 1.32 | 13.26 | 28.55 | 35.85 | 39.12 | 40.73 | 40.79 | 39.96 | 38.93 | 35.71 | 30.38 | 20.84 | 5.2 | 0.07 | 0 | 0 | 0 | 0 | 0 | 0 | 0 | 0 | 0 | 0.07 | 5.49 | 20.17 | 30.59 | 36.36 | 40.41 | 42.02 | 42.24 | 41.78 | 40.93 | 38.13 | 33.34 | 24.2 | 9.09 | 0.59 | 0 | 0 | 0 | 0 | 0 | 0 | 0 | 0 | 0 | 0.18 | 6.75 | 20.58 | 31.25 | 37.33 | 41.32 | 43.19 | 43.53 | 43.47 | 41.98 | 38.87 | 34.07 | 26.04 | 12.42 | 1.57 | 0 | 0 | 0 | 0 | 0 | 0 | 0 | 0 | 0 | 0.01 | 3.24 | 14.15 | 26.13 | 33.63 | 38.61 | 41.15 | 41.98 | 41.64 | 39.77 | 37.2 | 32.21 | 24.22 | 11.02 | 1.26 | 0 | 0 | 0 | 0 | 0 | 0 | 0 | 0 | 0 | 0 | 1.44 | 12.74 | 27.18 | 34.95 | 39.72 | 42.19 | 42.98 | 42.28 | 40.52 | 36.88 | 31.21 | 20.82 | 5.95 | 0.16 | 0 | 0 | 0 | 0 | 0 | 0 | 0 | 0 | 0 | 0 | 0.4 | 9.79 | 25.39 | 34.21 | 39 | 41.16 | 41.66 | 41.28 | 39.37 | 34.66 | 27.91 | 12.35 | 1.1 | 0 | 0 | 0 | 0 | 0 | 0 | 0 | 0 | 0 | 0 | 0 | 0.04 | 5.22 | 22.01 | 31.49 | 35.84 | 38.09 | 38.62 | 38.06 | 36.19 | 32.21 | 20.38 | 4.09 | 0.02 | 0 | 0 | 0 | 0 | 0 | 0 | 0 | 0 | 0 | 0 | 0 | 1.19 | 12.95 | 25.92 | 32.23 | 34.4 | 35.21 | 34.12 | 32.31 | 26.6 | 12.15 | 0.82 | 0 | 0 | 0 | 0 | 0 | 0 | 0 | 0 | 0 | 0 | 0 | 0 | 0 | 0.15 | 6.84 | 19.19 | 25.69 | 28.31 | 29.81 | 28.9 | 26.54 | 21.64 | 9.68 | 0.6 | 0 | 0 | 0 | 0 | 0 | 0 | 0
CORCAN_1_SOLAR1 |  | Solar_Fixed | Solar Fixed | CISO | North | Norcal | FC | 20 | 0 | 0 | 0 | 0 | 0 | 0 | 0 | 0.62 | 4.32 | 8.46 | 10.65 | 11.16 | 11.64 | 10.25 | 9.63 | 6.57 | 1.54 | 0 | 0 | 0 | 0 | 0 | 0 | 0 | 0 | 0 | 0 | 0 | 0 | 0 | 0 | 2.29 | 8.92 | 12.29 | 13.48 | 13.8 | 14.15 | 13.34 | 12.42 | 10.08 | 5.11 | 0.37 | 0 | 0 | 0 | 0 | 0 | 0 | 0 | 0 | 0 | 0 | 0 | 0 | 0 | 1.27 | 6.87 | 11.2 | 13.42 | 13.72 | 13.62 | 13.13 | 12.3 | 10.96 | 8.45 | 2.99 | 0.64 | 0 | 0 | 0 | 0 | 0 | 0 | 0 | 0 | 0 | 0 | 0 | 0.12 | 3.56 | 10.04 | 13.58 | 15.15 | 15.75 | 16.26 | 15.98 | 15.91 | 15.2 | 13.45 | 10.25 | 3.94 | 0.17 | 0 | 0 | 0 | 0 | 0 | 0 | 0 | 0 | 0 | 0 | 1.13 | 6.54 | 11.45 | 14.42 | 15.87 | 16.49 | 16.45 | 16.45 | 16.44 | 15.82 | 14.1 | 11.43 | 5.99 | 0.81 | 0 | 0 | 0 | 0 | 0 | 0 | 0 | 0 | 0 | 0.01 | 1.73 | 7.29 | 11.94 | 14.68 | 16.3 | 17.12 | 17.39 | 17.52 | 17.15 | 16.48 | 14.73 | 11.97 | 7.29 | 1.81 | 0.02 | 0 | 0 | 0 | 0 | 0 | 0 | 0 | 0 | 0 | 0.86 | 6.19 | 11.74 | 14.99 | 16.71 | 17.59 | 17.89 | 17.73 | 17.35 | 16.49 | 14.88 | 12.07 | 7.26 | 1.59 | 0.01 | 0 | 0 | 0 | 0 | 0 | 0 | 0 | 0 | 0 | 0.17 | 3.85 | 10.19 | 14.05 | 16.15 | 17.07 | 17.25 | 17.23 | 16.91 | 16.06 | 14.11 | 10.38 | 4.21 | 0.28 | 0 | 0 | 0 | 0 | 0 | 0 | 0 | 0 | 0 | 0 | 0.01 | 2.15 | 8.56 | 12.94 | 15.13 | 15.95 | 16.28 | 16.1 | 15.77 | 14.91 | 12.36 | 6.96 | 1.06 | 0 | 0 | 0 | 0 | 0 | 0 | 0 | 0 | 0 | 0 | 0 | 0 | 0.69 | 6.13 | 11.18 | 13.3 | 13.98 | 14.18 | 14.06 | 13.66 | 12.34 | 8.97 | 2.73 | 0.02 | 0 | 0 | 0 | 0 | 0 | 0 | 0 | 0 | 0 | 0 | 0 | 0.02 | 2.43 | 8.25 | 11.58 | 12.9 | 13.15 | 13.08 | 12.33 | 10.81 | 6.18 | 0.82 | 0 | 0 | 0 | 0 | 0 | 0 | 0 | 0 | 0 | 0 | 0 | 0 | 0 | 0 | 0.78 | 4.5 | 7.85 | 9.68 | 10.34 | 9.89 | 8.93 | 8.22 | 4.24 | 0.52 | 0 | 0 | 0 | 0 | 0 | 0 | 0
CORCAN_1_SOLAR2 |  | Solar_1Axis | Solar Tracking | CISO | North | Norcal | FC | 11 | 0 | 0 | 0 | 0 | 0 | 0 | 0 | 0.26 | 2.08 | 3.68 | 4.49 | 4.86 | 5.01 | 4.68 | 4.37 | 3 | 0.66 | 0 | 0 | 0 | 0 | 0 | 0 | 0 | 0 | 0 | 0 | 0 | 0 | 0 | 0 | 1.39 | 5.68 | 7.29 | 7.26 | 6.93 | 6.85 | 6.83 | 6.98 | 6.06 | 3.16 | 0.17 | 0 | 0 | 0 | 0 | 0 | 0 | 0 | 0 | 0 | 0 | 0 | 0 | 0 | 0.86 | 4.84 | 7.26 | 7.66 | 7.38 | 7.44 | 7.12 | 6.77 | 6.37 | 5.34 | 1.62 | 0.33 | 0 | 0 | 0 | 0 | 0 | 0 | 0 | 0 | 0 | 0 | 0 | 0.09 | 2.83 | 6.76 | 7.95 | 7.9 | 7.78 | 8.04 | 8 | 7.85 | 7.95 | 7.49 | 6.65 | 2.86 | 0.11 | 0 | 0 | 0 | 0 | 0 | 0 | 0 | 0 | 0 | 0 | 1.03 | 5.49 | 7.72 | 8.26 | 8.4 | 8.33 | 8.51 | 8.52 | 8.54 | 8.66 | 8.41 | 7.89 | 4.81 | 0.64 | 0 | 0 | 0 | 0 | 0 | 0 | 0 | 0 | 0 | 0.01 | 1.71 | 6.21 | 8.37 | 9.1 | 9.22 | 9.3 | 9.36 | 9.31 | 9.24 | 9.27 | 8.92 | 8.35 | 6.03 | 1.63 | 0.01 | 0 | 0 | 0 | 0 | 0 | 0 | 0 | 0 | 0 | 0.77 | 5.08 | 8.4 | 9.27 | 9.41 | 9.44 | 9.37 | 9.37 | 9.22 | 9.21 | 8.88 | 8.21 | 5.7 | 1.32 | 0.01 | 0 | 0 | 0 | 0 | 0 | 0 | 0 | 0 | 0 | 0.11 | 3 | 7.02 | 8.54 | 8.88 | 9 | 8.98 | 8.9 | 8.89 | 8.86 | 8.47 | 6.9 | 3.03 | 0.18 | 0 | 0 | 0 | 0 | 0 | 0 | 0 | 0 | 0 | 0 | 0 | 1.45 | 5.6 | 7.49 | 7.94 | 8.03 | 7.94 | 7.89 | 7.91 | 8.02 | 7.22 | 4.48 | 0.57 | 0 | 0 | 0 | 0 | 0 | 0 | 0 | 0 | 0 | 0 | 0 | 0 | 0.38 | 3.58 | 6.26 | 6.9 | 6.81 | 6.56 | 6.64 | 6.84 | 6.68 | 5.23 | 1.48 | 0.01 | 0 | 0 | 0 | 0 | 0 | 0 | 0 | 0 | 0 | 0 | 0 | 0.01 | 1.18 | 4.1 | 5.59 | 5.8 | 5.56 | 5.72 | 5.85 | 5.53 | 3.37 | 0.4 | 0 | 0 | 0 | 0 | 0 | 0 | 0 | 0 | 0 | 0 | 0 | 0 | 0 | 0 | 0.28 | 2.06 | 3.37 | 4.04 | 4.42 | 4.36 | 4.2 | 3.53 | 1.88 | 0.22 | 0 | 0 | 0 | 0 | 0 | 0 | 0
CORONS_2_SOLAR |  | Solar_Fixed | Solar Fixed | CISO | South | Socal | EO | 0.99 | 0 | 0 | 0 | 0 | 0 | 0 | 0 | 0.13 | 0.44 | 0.6 | 0.64 | 0.67 | 0.65 | 0.62 | 0.52 | 0.3 | 0.04 | 0 | 0 | 0 | 0 | 0 | 0 | 0 | 0 | 0 | 0 | 0 | 0 | 0 | 0.01 | 0.24 | 0.58 | 0.69 | 0.74 | 0.74 | 0.73 | 0.7 | 0.64 | 0.49 | 0.19 | 0 | 0 | 0 | 0 | 0 | 0 | 0 | 0 | 0 | 0 | 0 | 0 | 0 | 0 | 0.14 | 0.49 | 0.68 | 0.74 | 0.76 | 0.75 | 0.73 | 0.68 | 0.61 | 0.38 | 0.18 | 0.03 | 0 | 0 | 0 | 0 | 0 | 0 | 0 | 0 | 0 | 0 | 0 | 0.03 | 0.27 | 0.59 | 0.74 | 0.81 | 0.84 | 0.84 | 0.82 | 0.8 | 0.74 | 0.63 | 0.43 | 0.11 | 0 | 0 | 0 | 0 | 0 | 0 | 0 | 0 | 0 | 0 | 0 | 0.11 | 0.42 | 0.63 | 0.75 | 0.83 | 0.87 | 0.87 | 0.86 | 0.84 | 0.79 | 0.69 | 0.5 | 0.19 | 0.01 | 0 | 0 | 0 | 0 | 0 | 0 | 0 | 0 | 0 | 0 | 0.14 | 0.42 | 0.64 | 0.77 | 0.85 | 0.89 | 0.9 | 0.9 | 0.87 | 0.8 | 0.7 | 0.54 | 0.26 | 0.03 | 0 | 0 | 0 | 0 | 0 | 0 | 0 | 0 | 0 | 0 | 0.07 | 0.29 | 0.54 | 0.69 | 0.8 | 0.85 | 0.87 | 0.86 | 0.82 | 0.77 | 0.66 | 0.5 | 0.23 | 0.03 | 0 | 0 | 0 | 0 | 0 | 0 | 0 | 0 | 0 | 0 | 0.03 | 0.26 | 0.56 | 0.72 | 0.82 | 0.87 | 0.89 | 0.87 | 0.84 | 0.76 | 0.64 | 0.43 | 0.12 | 0 | 0 | 0 | 0 | 0 | 0 | 0 | 0 | 0 | 0 | 0 | 0.01 | 0.2 | 0.52 | 0.71 | 0.8 | 0.85 | 0.86 | 0.85 | 0.81 | 0.71 | 0.58 | 0.25 | 0.02 | 0 | 0 | 0 | 0 | 0 | 0 | 0 | 0 | 0 | 0 | 0 | 0 | 0.11 | 0.45 | 0.65 | 0.74 | 0.79 | 0.8 | 0.78 | 0.75 | 0.66 | 0.42 | 0.08 | 0 | 0 | 0 | 0 | 0 | 0 | 0 | 0 | 0 | 0 | 0 | 0 | 0.02 | 0.27 | 0.53 | 0.66 | 0.71 | 0.73 | 0.7 | 0.67 | 0.55 | 0.25 | 0.02 | 0 | 0 | 0 | 0 | 0 | 0 | 0 | 0 | 0 | 0 | 0 | 0 | 0 | 0 | 0.14 | 0.4 | 0.53 | 0.58 | 0.61 | 0.6 | 0.55 | 0.45 | 0.2 | 0.01 | 0 | 0 | 0 | 0 | 0 | 0 | 0
CPVERD_2_SOLAR |  | Solar_Fixed | Solar Fixed | CISO | South | Socal | FC | 139 | 0 | 0 | 0 | 0 | 0 | 0 | 0.22 | 18.4 | 61.75 | 83.78 | 90.52 | 93.49 | 91.06 | 87.69 | 73.23 | 42.73 | 6.2 | 0 | 0 | 0 | 0 | 0 | 0 | 0 | 0 | 0 | 0 | 0 | 0 | 0 | 1.53 | 34.26 | 81.26 | 96.79 | 103.56 | 103.94 | 102.09 | 98.3 | 90.44 | 69.45 | 26.92 | 0.66 | 0 | 0 | 0 | 0 | 0 | 0 | 0 | 0 | 0 | 0 | 0 | 0 | 0.3 | 19.65 | 68.55 | 95.03 | 104.31 | 106.08 | 104.77 | 102.26 | 96.17 | 85.03 | 53.64 | 24.94 | 3.76 | 0 | 0 | 0 | 0 | 0 | 0 | 0 | 0 | 0 | 0 | 0 | 3.81 | 38.41 | 82.69 | 103.81 | 113.27 | 117.96 | 118.13 | 115.72 | 112.74 | 103.41 | 87.98 | 60.35 | 15.06 | 0.2 | 0 | 0 | 0 | 0 | 0 | 0 | 0 | 0 | 0 | 0.2 | 15.9 | 58.4 | 88.59 | 105.29 | 117.03 | 121.67 | 122.33 | 120.99 | 118.53 | 110.41 | 96.54 | 70.08 | 26.32 | 1.72 | 0 | 0 | 0 | 0 | 0 | 0 | 0 | 0 | 0 | 0.51 | 19.54 | 59.61 | 90.49 | 108.1 | 119.65 | 125.07 | 126.04 | 125.89 | 121.57 | 112.55 | 98.66 | 75.4 | 35.97 | 4.54 | 0.01 | 0 | 0 | 0 | 0 | 0 | 0 | 0 | 0 | 0.02 | 9.37 | 40.98 | 75.68 | 97.37 | 111.82 | 119.17 | 121.57 | 120.59 | 115.16 | 107.73 | 93.26 | 70.14 | 31.9 | 3.64 | 0 | 0 | 0 | 0 | 0 | 0 | 0 | 0 | 0 | 0 | 4.16 | 36.88 | 78.71 | 101.21 | 115.03 | 122.17 | 124.47 | 122.45 | 117.33 | 106.79 | 90.37 | 60.29 | 17.22 | 0.47 | 0 | 0 | 0 | 0 | 0 | 0 | 0 | 0 | 0 | 0 | 1.15 | 28.35 | 73.52 | 99.06 | 112.94 | 119.2 | 120.64 | 119.55 | 114 | 100.38 | 80.83 | 35.77 | 3.2 | 0.01 | 0 | 0 | 0 | 0 | 0 | 0 | 0 | 0 | 0 | 0 | 0.13 | 15.11 | 63.73 | 91.19 | 103.77 | 110.3 | 111.83 | 110.21 | 104.8 | 93.27 | 59.01 | 11.84 | 0.05 | 0 | 0 | 0 | 0 | 0 | 0 | 0 | 0 | 0 | 0 | 0 | 3.43 | 37.52 | 75.05 | 93.33 | 99.62 | 101.98 | 98.82 | 93.56 | 77.02 | 35.17 | 2.37 | 0 | 0 | 0 | 0 | 0 | 0 | 0 | 0 | 0 | 0 | 0 | 0 | 0 | 0.42 | 19.8 | 55.57 | 74.4 | 81.99 | 86.32 | 83.69 | 76.86 | 62.66 | 28.04 | 1.73 | 0 | 0 | 0 | 0 | 0 | 0 | 0
CRELMN_6_RAMON1 |  | Solar_Fixed | Solar Fixed | CISO | South | Socal | FC | 2 | 0 | 0 | 0 | 0 | 0 | 0 | 0 | 0.26 | 0.89 | 1.21 | 1.3 | 1.35 | 1.31 | 1.26 | 1.05 | 0.61 | 0.09 | 0 | 0 | 0 | 0 | 0 | 0 | 0 | 0 | 0 | 0 | 0 | 0 | 0 | 0.02 | 0.49 | 1.17 | 1.39 | 1.49 | 1.5 | 1.47 | 1.41 | 1.3 | 1 | 0.39 | 0.01 | 0 | 0 | 0 | 0 | 0 | 0 | 0 | 0 | 0 | 0 | 0 | 0 | 0 | 0.28 | 0.99 | 1.37 | 1.5 | 1.53 | 1.51 | 1.47 | 1.38 | 1.22 | 0.77 | 0.36 | 0.05 | 0 | 0 | 0 | 0 | 0 | 0 | 0 | 0 | 0 | 0 | 0 | 0.05 | 0.55 | 1.19 | 1.49 | 1.63 | 1.7 | 1.7 | 1.67 | 1.62 | 1.49 | 1.27 | 0.87 | 0.22 | 0 | 0 | 0 | 0 | 0 | 0 | 0 | 0 | 0 | 0 | 0 | 0.23 | 0.84 | 1.27 | 1.52 | 1.68 | 1.75 | 1.76 | 1.74 | 1.71 | 1.59 | 1.39 | 1.01 | 0.38 | 0.02 | 0 | 0 | 0 | 0 | 0 | 0 | 0 | 0 | 0 | 0.01 | 0.28 | 0.86 | 1.3 | 1.56 | 1.72 | 1.8 | 1.81 | 1.81 | 1.75 | 1.62 | 1.42 | 1.08 | 0.52 | 0.07 | 0 | 0 | 0 | 0 | 0 | 0 | 0 | 0 | 0 | 0 | 0.13 | 0.59 | 1.09 | 1.4 | 1.61 | 1.71 | 1.75 | 1.74 | 1.66 | 1.55 | 1.34 | 1.01 | 0.46 | 0.05 | 0 | 0 | 0 | 0 | 0 | 0 | 0 | 0 | 0 | 0 | 0.06 | 0.53 | 1.13 | 1.46 | 1.66 | 1.76 | 1.79 | 1.76 | 1.69 | 1.54 | 1.3 | 0.87 | 0.25 | 0.01 | 0 | 0 | 0 | 0 | 0 | 0 | 0 | 0 | 0 | 0 | 0.02 | 0.41 | 1.06 | 1.43 | 1.63 | 1.72 | 1.74 | 1.72 | 1.64 | 1.44 | 1.16 | 0.51 | 0.05 | 0 | 0 | 0 | 0 | 0 | 0 | 0 | 0 | 0 | 0 | 0 | 0 | 0.22 | 0.92 | 1.31 | 1.49 | 1.59 | 1.61 | 1.59 | 1.51 | 1.34 | 0.85 | 0.17 | 0 | 0 | 0 | 0 | 0 | 0 | 0 | 0 | 0 | 0 | 0 | 0 | 0.05 | 0.54 | 1.08 | 1.34 | 1.43 | 1.47 | 1.42 | 1.35 | 1.11 | 0.51 | 0.03 | 0 | 0 | 0 | 0 | 0 | 0 | 0 | 0 | 0 | 0 | 0 | 0 | 0 | 0.01 | 0.28 | 0.8 | 1.07 | 1.18 | 1.24 | 1.2 | 1.11 | 0.9 | 0.4 | 0.02 | 0 | 0 | 0 | 0 | 0 | 0 | 0
CRELMN_6_RAMON2 |  | Solar_Fixed | Solar Fixed | CISO | South | Socal | FC | 5 | 0 | 0 | 0 | 0 | 0 | 0 | 0.01 | 0.66 | 2.22 | 3.01 | 3.26 | 3.36 | 3.28 | 3.15 | 2.63 | 1.54 | 0.22 | 0 | 0 | 0 | 0 | 0 | 0 | 0 | 0 | 0 | 0 | 0 | 0 | 0 | 0.06 | 1.23 | 2.92 | 3.48 | 3.73 | 3.74 | 3.67 | 3.54 | 3.25 | 2.5 | 0.97 | 0.02 | 0 | 0 | 0 | 0 | 0 | 0 | 0 | 0 | 0 | 0 | 0 | 0 | 0.01 | 0.71 | 2.47 | 3.42 | 3.75 | 3.82 | 3.77 | 3.68 | 3.46 | 3.06 | 1.93 | 0.9 | 0.14 | 0 | 0 | 0 | 0 | 0 | 0 | 0 | 0 | 0 | 0 | 0 | 0.14 | 1.38 | 2.97 | 3.73 | 4.07 | 4.24 | 4.25 | 4.16 | 4.06 | 3.72 | 3.16 | 2.17 | 0.54 | 0.01 | 0 | 0 | 0 | 0 | 0 | 0 | 0 | 0 | 0 | 0.01 | 0.57 | 2.1 | 3.19 | 3.79 | 4.21 | 4.38 | 4.4 | 4.35 | 4.26 | 3.97 | 3.47 | 2.52 | 0.95 | 0.06 | 0 | 0 | 0 | 0 | 0 | 0 | 0 | 0 | 0 | 0.02 | 0.7 | 2.14 | 3.26 | 3.89 | 4.3 | 4.5 | 4.53 | 4.53 | 4.37 | 4.05 | 3.55 | 2.71 | 1.29 | 0.16 | 0 | 0 | 0 | 0 | 0 | 0 | 0 | 0 | 0 | 0 | 0.34 | 1.47 | 2.72 | 3.5 | 4.02 | 4.29 | 4.37 | 4.34 | 4.14 | 3.88 | 3.35 | 2.52 | 1.15 | 0.13 | 0 | 0 | 0 | 0 | 0 | 0 | 0 | 0 | 0 | 0 | 0.15 | 1.33 | 2.83 | 3.64 | 4.14 | 4.39 | 4.48 | 4.4 | 4.22 | 3.84 | 3.25 | 2.17 | 0.62 | 0.02 | 0 | 0 | 0 | 0 | 0 | 0 | 0 | 0 | 0 | 0 | 0.04 | 1.02 | 2.64 | 3.56 | 4.06 | 4.29 | 4.34 | 4.3 | 4.1 | 3.61 | 2.91 | 1.29 | 0.11 | 0 | 0 | 0 | 0 | 0 | 0 | 0 | 0 | 0 | 0 | 0 | 0 | 0.54 | 2.29 | 3.28 | 3.73 | 3.97 | 4.02 | 3.96 | 3.77 | 3.35 | 2.12 | 0.43 | 0 | 0 | 0 | 0 | 0 | 0 | 0 | 0 | 0 | 0 | 0 | 0 | 0.12 | 1.35 | 2.7 | 3.36 | 3.58 | 3.67 | 3.55 | 3.37 | 2.77 | 1.27 | 0.09 | 0 | 0 | 0 | 0 | 0 | 0 | 0 | 0 | 0 | 0 | 0 | 0 | 0 | 0.02 | 0.71 | 2 | 2.68 | 2.95 | 3.11 | 3.01 | 2.76 | 2.25 | 1.01 | 0.06 | 0 | 0 | 0 | 0 | 0 | 0 | 0
CRELMN_6_RAMSR3 |  | Solar_1Axis | Solar Tracking | CISO | South | Socal | PD | 4.32 | 0 | 0 | 0 | 0 | 0 | 0 | 0 | 0.52 | 2.03 | 2.64 | 2.61 | 2.57 | 2.54 | 2.54 | 2.31 | 1.66 | 0.28 | 0 | 0 | 0 | 0 | 0 | 0 | 0 | 0 | 0 | 0 | 0 | 0 | 0 | 0.03 | 1.13 | 2.75 | 3.04 | 2.97 | 2.95 | 2.93 | 2.82 | 2.76 | 2.5 | 1.06 | 0.04 | 0 | 0 | 0 | 0 | 0 | 0 | 0 | 0 | 0 | 0 | 0 | 0 | 0.01 | 0.74 | 2.57 | 3.15 | 3.16 | 3.1 | 3.07 | 3.05 | 2.9 | 2.67 | 2 | 0.75 | 0.12 | 0 | 0 | 0 | 0 | 0 | 0 | 0 | 0 | 0 | 0 | 0 | 0.13 | 1.58 | 3.09 | 3.31 | 3.44 | 3.43 | 3.46 | 3.42 | 3.38 | 3.26 | 3.07 | 2.49 | 0.79 | 0.01 | 0 | 0 | 0 | 0 | 0 | 0 | 0 | 0 | 0 | 0 | 0.64 | 2.37 | 3.25 | 3.52 | 3.63 | 3.67 | 3.68 | 3.66 | 3.6 | 3.51 | 3.35 | 2.94 | 1.42 | 0.11 | 0 | 0 | 0 | 0 | 0 | 0 | 0 | 0 | 0 | 0.01 | 0.79 | 2.4 | 3.21 | 3.49 | 3.65 | 3.72 | 3.69 | 3.69 | 3.64 | 3.54 | 3.39 | 3.06 | 1.83 | 0.3 | 0 | 0 | 0 | 0 | 0 | 0 | 0 | 0 | 0 | 0 | 0.35 | 1.85 | 2.96 | 3.4 | 3.59 | 3.66 | 3.62 | 3.58 | 3.55 | 3.46 | 3.29 | 2.84 | 1.63 | 0.24 | 0 | 0 | 0 | 0 | 0 | 0 | 0 | 0 | 0 | 0 | 0.13 | 1.48 | 2.91 | 3.41 | 3.59 | 3.68 | 3.69 | 3.61 | 3.43 | 3.35 | 3.08 | 2.45 | 0.88 | 0.02 | 0 | 0 | 0 | 0 | 0 | 0 | 0 | 0 | 0 | 0 | 0.02 | 0.99 | 2.53 | 3.11 | 3.33 | 3.4 | 3.45 | 3.39 | 3.29 | 3.08 | 2.79 | 1.48 | 0.13 | 0 | 0 | 0 | 0 | 0 | 0 | 0 | 0 | 0 | 0 | 0 | 0 | 0.43 | 2.13 | 2.85 | 3 | 3.04 | 3.03 | 3 | 3.05 | 2.85 | 2.15 | 0.47 | 0 | 0 | 0 | 0 | 0 | 0 | 0 | 0 | 0 | 0 | 0 | 0 | 0.07 | 1.21 | 2.52 | 2.84 | 2.78 | 2.7 | 2.75 | 2.73 | 2.51 | 1.48 | 0.14 | 0 | 0 | 0 | 0 | 0 | 0 | 0 | 0 | 0 | 0 | 0 | 0 | 0 | 0 | 0.57 | 1.8 | 2.26 | 2.22 | 2.14 | 2.23 | 2.19 | 2.02 | 1.1 | 0.09 | 0 | 0 | 0 | 0 | 0 | 0 | 0
CRSTWD_6_KUMYAY |  | Wind | Wind | CISO | South | Socal | FC | 50 | 2.62 | 2.78 | 2.62 | 2.5 | 2.79 | 2.71 | 2.78 | 2.55 | 2.22 | 2.52 | 2.24 | 2.45 | 2.75 | 2.51 | 2.77 | 2.76 | 2.36 | 2.28 | 2.73 | 2.57 | 2.54 | 2.79 | 2.41 | 2.54 | 4.85 | 4.62 | 5.3 | 5.17 | 4.36 | 4.63 | 4.55 | 3.73 | 3.9 | 4.31 | 5.37 | 5.56 | 5.01 | 4.64 | 5.92 | 6.07 | 5.95 | 6.22 | 5.88 | 6.4 | 7.34 | 6.34 | 5.58 | 5.49 | 5.4 | 5.07 | 4.45 | 4.41 | 4.5 | 4.48 | 4.49 | 3.69 | 2.85 | 2.85 | 2.9 | 3.28 | 3.97 | 4.29 | 4.85 | 4.73 | 6.33 | 6.74 | 6.35 | 6.83 | 6.62 | 6.79 | 5.6 | 5.31 | 18.47 | 19.15 | 17.49 | 16 | 14.96 | 13.37 | 11.03 | 9.1 | 6.64 | 5.92 | 5.87 | 5.86 | 5.7 | 6.65 | 9.98 | 13.78 | 16.38 | 18.4 | 19.74 | 20.17 | 20.18 | 20.35 | 19.4 | 19.4 | 21.6 | 20.47 | 19.57 | 19.56 | 17.22 | 13.84 | 10.61 | 7.98 | 5.91 | 4.41 | 3.32 | 3.19 | 2.74 | 3.8 | 6.31 | 10.2 | 15.9 | 19.04 | 21.5 | 20.73 | 20.95 | 22.13 | 21.8 | 22.28 | 22.22 | 21.69 | 20.17 | 18.42 | 16.81 | 13.57 | 10.62 | 7.8 | 4.79 | 3.47 | 2.49 | 2.9 | 3.14 | 3.69 | 6.06 | 9.68 | 13.97 | 16.5 | 18.96 | 21.25 | 23.21 | 23.13 | 22.86 | 23.03 | 20.92 | 19.66 | 18.54 | 16.33 | 13.53 | 11.63 | 8.64 | 5.59 | 2.85 | 1.9 | 1.62 | 1.92 | 2.55 | 3.74 | 6.12 | 9.12 | 13.11 | 16.66 | 19.26 | 21.02 | 22.75 | 23.31 | 22.58 | 21.77 | 18.73 | 18.16 | 16.66 | 14.25 | 11.48 | 10.01 | 7.36 | 5.31 | 3.26 | 2.23 | 1.75 | 1.94 | 2.63 | 3.7 | 5.69 | 8.29 | 11.38 | 14.59 | 16.44 | 19.93 | 21.14 | 21.06 | 20.38 | 19.43 | 9.45 | 8.71 | 7.89 | 6.14 | 5.06 | 3.66 | 2.94 | 2.03 | 1.69 | 1.7 | 1.95 | 2.59 | 3.01 | 3.57 | 4.44 | 5.48 | 6.2 | 8.17 | 10 | 12.01 | 12.02 | 12 | 11.28 | 10.31 | 4.92 | 4.56 | 4.63 | 4.56 | 4.17 | 3.43 | 2.77 | 2.29 | 1.53 | 1.38 | 1.47 | 1.84 | 2.17 | 2.17 | 2.2 | 2.55 | 3.25 | 3.88 | 4.68 | 5.39 | 5.95 | 6.06 | 5.6 | 4.82 | 2.2 | 1.95 | 2 | 2.03 | 2.06 | 2.09 | 1.99 | 1.79 | 1.63 | 1.78 | 1.94 | 2.21 | 2.1 | 2.22 | 2.24 | 1.87 | 1.7 | 2.16 | 2.72 | 2.93 | 3.13 | 2.32 | 2.46 | 2.37 | 1.86 | 1.81 | 1.77 | 2.04 | 1.99 | 2.03 | 2.01 | 1.87 | 1.75 | 1.75 | 1.74 | 1.9 | 1.88 | 1.74 | 1.66 | 1.74 | 1.93 | 2.03 | 2.3 | 2.15 | 2.43 | 2.19 | 2.07 | 2.05
CRWCKS_1_SOLAR1 |  | Solar_1Axis | Solar Tracking | CISO | North | Norcal | EO | 20 | 0 | 0 | 0 | 0 | 0 | 0 | 0 | 0.47 | 3.78 | 6.7 | 8.17 | 8.83 | 9.12 | 8.51 | 7.94 | 5.45 | 1.21 | 0 | 0 | 0 | 0 | 0 | 0 | 0 | 0 | 0 | 0 | 0 | 0 | 0 | 0 | 2.54 | 10.33 | 13.25 | 13.2 | 12.6 | 12.45 | 12.42 | 12.69 | 11.02 | 5.75 | 0.31 | 0 | 0 | 0 | 0 | 0 | 0 | 0 | 0 | 0 | 0 | 0 | 0 | 0 | 1.56 | 8.8 | 13.2 | 13.92 | 13.41 | 13.52 | 12.95 | 12.31 | 11.59 | 9.7 | 2.94 | 0.61 | 0 | 0 | 0 | 0 | 0 | 0 | 0 | 0 | 0 | 0 | 0 | 0.16 | 5.14 | 12.28 | 14.45 | 14.37 | 14.15 | 14.62 | 14.54 | 14.27 | 14.46 | 13.61 | 12.09 | 5.2 | 0.21 | 0 | 0 | 0 | 0 | 0 | 0 | 0 | 0 | 0 | 0 | 1.87 | 9.98 | 14.04 | 15.02 | 15.27 | 15.15 | 15.47 | 15.49 | 15.53 | 15.74 | 15.3 | 14.35 | 8.74 | 1.16 | 0 | 0 | 0 | 0 | 0 | 0 | 0 | 0 | 0 | 0.01 | 3.11 | 11.28 | 15.22 | 16.54 | 16.76 | 16.91 | 17.02 | 16.92 | 16.8 | 16.85 | 16.21 | 15.19 | 10.96 | 2.97 | 0.03 | 0 | 0 | 0 | 0 | 0 | 0 | 0 | 0 | 0 | 1.4 | 9.24 | 15.27 | 16.86 | 17.11 | 17.16 | 17.04 | 17.03 | 16.76 | 16.75 | 16.14 | 14.93 | 10.36 | 2.39 | 0.01 | 0 | 0 | 0 | 0 | 0 | 0 | 0 | 0 | 0 | 0.21 | 5.46 | 12.76 | 15.53 | 16.15 | 16.36 | 16.34 | 16.18 | 16.16 | 16.1 | 15.4 | 12.54 | 5.51 | 0.32 | 0 | 0 | 0 | 0 | 0 | 0 | 0 | 0 | 0 | 0 | 0.01 | 2.64 | 10.19 | 13.62 | 14.43 | 14.6 | 14.43 | 14.34 | 14.38 | 14.58 | 13.13 | 8.14 | 1.04 | 0 | 0 | 0 | 0 | 0 | 0 | 0 | 0 | 0 | 0 | 0 | 0 | 0.69 | 6.51 | 11.38 | 12.55 | 12.39 | 11.93 | 12.07 | 12.44 | 12.14 | 9.52 | 2.69 | 0.02 | 0 | 0 | 0 | 0 | 0 | 0 | 0 | 0 | 0 | 0 | 0 | 0.02 | 2.15 | 7.45 | 10.16 | 10.55 | 10.11 | 10.39 | 10.64 | 10.05 | 6.13 | 0.73 | 0 | 0 | 0 | 0 | 0 | 0 | 0 | 0 | 0 | 0 | 0 | 0 | 0 | 0 | 0.5 | 3.75 | 6.13 | 7.34 | 8.04 | 7.92 | 7.63 | 6.42 | 3.42 | 0.4 | 0 | 0 | 0 | 0 | 0 | 0 | 0
CSLR4S_2_SOLAR |  | Solar_Fixed | Solar Fixed | CISO | South | Socal | FC | 130 | 0 | 0 | 0 | 0 | 0 | 0 | 0.21 | 17.21 | 57.75 | 78.35 | 84.66 | 87.43 | 85.17 | 82.01 | 68.49 | 39.97 | 5.8 | 0 | 0 | 0 | 0 | 0 | 0 | 0 | 0 | 0 | 0 | 0 | 0 | 0 | 1.43 | 32.04 | 75.99 | 90.53 | 96.86 | 97.21 | 95.48 | 91.94 | 84.59 | 64.95 | 25.18 | 0.62 | 0 | 0 | 0 | 0 | 0 | 0 | 0 | 0 | 0 | 0 | 0 | 0 | 0.28 | 18.38 | 64.12 | 88.88 | 97.56 | 99.21 | 97.99 | 95.64 | 89.94 | 79.53 | 50.17 | 23.32 | 3.52 | 0 | 0 | 0 | 0 | 0 | 0 | 0 | 0 | 0 | 0 | 0 | 3.56 | 35.92 | 77.34 | 97.09 | 105.94 | 110.32 | 110.48 | 108.23 | 105.44 | 96.71 | 82.28 | 56.44 | 14.09 | 0.19 | 0 | 0 | 0 | 0 | 0 | 0 | 0 | 0 | 0 | 0.19 | 14.87 | 54.62 | 82.86 | 98.48 | 109.45 | 113.79 | 114.41 | 113.16 | 110.86 | 103.26 | 90.29 | 65.54 | 24.62 | 1.61 | 0 | 0 | 0 | 0 | 0 | 0 | 0 | 0 | 0 | 0.48 | 18.28 | 55.75 | 84.63 | 101.1 | 111.9 | 116.97 | 117.88 | 117.74 | 113.7 | 105.27 | 92.27 | 70.52 | 33.64 | 4.25 | 0.01 | 0 | 0 | 0 | 0 | 0 | 0 | 0 | 0 | 0.02 | 8.77 | 38.33 | 70.78 | 91.07 | 104.58 | 111.46 | 113.69 | 112.78 | 107.7 | 100.75 | 87.22 | 65.6 | 29.84 | 3.4 | 0 | 0 | 0 | 0 | 0 | 0 | 0 | 0 | 0 | 0 | 3.9 | 34.49 | 73.62 | 94.66 | 107.58 | 114.26 | 116.41 | 114.52 | 109.73 | 99.88 | 84.52 | 56.39 | 16.11 | 0.44 | 0 | 0 | 0 | 0 | 0 | 0 | 0 | 0 | 0 | 0 | 1.08 | 26.51 | 68.76 | 92.65 | 105.63 | 111.48 | 112.83 | 111.81 | 106.62 | 93.88 | 75.59 | 33.46 | 2.99 | 0.01 | 0 | 0 | 0 | 0 | 0 | 0 | 0 | 0 | 0 | 0 | 0.12 | 14.13 | 59.6 | 85.29 | 97.06 | 103.15 | 104.59 | 103.07 | 98.02 | 87.23 | 55.19 | 11.07 | 0.05 | 0 | 0 | 0 | 0 | 0 | 0 | 0 | 0 | 0 | 0 | 0 | 3.21 | 35.09 | 70.19 | 87.29 | 93.17 | 95.37 | 92.42 | 87.51 | 72.04 | 32.9 | 2.22 | 0 | 0 | 0 | 0 | 0 | 0 | 0 | 0 | 0 | 0 | 0 | 0 | 0 | 0.39 | 18.52 | 51.98 | 69.58 | 76.68 | 80.73 | 78.27 | 71.89 | 58.61 | 26.23 | 1.62 | 0 | 0 | 0 | 0 | 0 | 0 | 0
CUMBIA_1_SOLAR |  | Solar_1Axis | Solar Tracking | CISO | North | Norcal | FC | 19 | 0 | 0 | 0 | 0 | 0 | 0 | 0 | 0.45 | 3.59 | 6.36 | 7.76 | 8.39 | 8.66 | 8.08 | 7.54 | 5.17 | 1.15 | 0 | 0 | 0 | 0 | 0 | 0 | 0 | 0 | 0 | 0 | 0 | 0 | 0 | 0 | 2.41 | 9.82 | 12.59 | 12.54 | 11.97 | 11.82 | 11.79 | 12.05 | 10.47 | 5.46 | 0.29 | 0 | 0 | 0 | 0 | 0 | 0 | 0 | 0 | 0 | 0 | 0 | 0 | 0 | 1.48 | 8.36 | 12.54 | 13.22 | 12.74 | 12.85 | 12.3 | 11.7 | 11.01 | 9.22 | 2.79 | 0.58 | 0 | 0 | 0 | 0 | 0 | 0 | 0 | 0 | 0 | 0 | 0 | 0.15 | 4.89 | 11.67 | 13.73 | 13.65 | 13.44 | 13.89 | 13.81 | 13.55 | 13.73 | 12.93 | 11.49 | 4.94 | 0.2 | 0 | 0 | 0 | 0 | 0 | 0 | 0 | 0 | 0 | 0 | 1.77 | 9.48 | 13.34 | 14.27 | 14.51 | 14.39 | 14.69 | 14.72 | 14.75 | 14.95 | 14.53 | 13.63 | 8.3 | 1.1 | 0 | 0 | 0 | 0 | 0 | 0 | 0 | 0 | 0 | 0.01 | 2.95 | 10.72 | 14.46 | 15.72 | 15.93 | 16.06 | 16.17 | 16.07 | 15.96 | 16.01 | 15.4 | 14.43 | 10.41 | 2.82 | 0.02 | 0 | 0 | 0 | 0 | 0 | 0 | 0 | 0 | 0 | 1.33 | 8.78 | 14.5 | 16.02 | 16.26 | 16.3 | 16.18 | 16.18 | 15.92 | 15.91 | 15.34 | 14.19 | 9.84 | 2.27 | 0.01 | 0 | 0 | 0 | 0 | 0 | 0 | 0 | 0 | 0 | 0.19 | 5.19 | 12.12 | 14.76 | 15.35 | 15.54 | 15.52 | 15.38 | 15.35 | 15.3 | 14.63 | 11.91 | 5.24 | 0.31 | 0 | 0 | 0 | 0 | 0 | 0 | 0 | 0 | 0 | 0 | 0.01 | 2.51 | 9.68 | 12.94 | 13.71 | 13.87 | 13.71 | 13.62 | 13.66 | 13.86 | 12.47 | 7.73 | 0.99 | 0 | 0 | 0 | 0 | 0 | 0 | 0 | 0 | 0 | 0 | 0 | 0 | 0.65 | 6.19 | 10.81 | 11.93 | 11.77 | 11.33 | 11.47 | 11.82 | 11.54 | 9.04 | 2.55 | 0.02 | 0 | 0 | 0 | 0 | 0 | 0 | 0 | 0 | 0 | 0 | 0 | 0.02 | 2.04 | 7.07 | 9.65 | 10.03 | 9.6 | 9.88 | 10.11 | 9.55 | 5.83 | 0.7 | 0 | 0 | 0 | 0 | 0 | 0 | 0 | 0 | 0 | 0 | 0 | 0 | 0 | 0 | 0.48 | 3.56 | 5.83 | 6.98 | 7.64 | 7.53 | 7.25 | 6.1 | 3.25 | 0.38 | 0 | 0 | 0 | 0 | 0 | 0 | 0
CUYAMS_6_CUYSR1 |  | Solar_1Axis | Solar Tracking | CISO | North | Norcal | FC | 40 | 0 | 0 | 0 | 0 | 0 | 0 | 0 | 0.94 | 7.56 | 13.39 | 16.33 | 17.65 | 18.24 | 17.01 | 15.88 | 10.89 | 2.41 | 0 | 0 | 0 | 0 | 0 | 0 | 0 | 0 | 0 | 0 | 0 | 0 | 0 | 0.01 | 5.07 | 20.66 | 26.5 | 26.41 | 25.21 | 24.89 | 24.83 | 25.38 | 22.03 | 11.5 | 0.61 | 0 | 0 | 0 | 0 | 0 | 0 | 0 | 0 | 0 | 0 | 0 | 0 | 0 | 3.12 | 17.59 | 26.41 | 27.84 | 26.83 | 27.05 | 25.9 | 24.62 | 23.18 | 19.41 | 5.88 | 1.22 | 0 | 0 | 0 | 0 | 0 | 0 | 0 | 0 | 0 | 0 | 0 | 0.31 | 10.29 | 24.56 | 28.9 | 28.73 | 28.3 | 29.25 | 29.08 | 28.53 | 28.91 | 27.22 | 24.19 | 10.4 | 0.41 | 0 | 0 | 0 | 0 | 0 | 0 | 0 | 0 | 0 | 0 | 3.74 | 19.95 | 28.07 | 30.03 | 30.54 | 30.3 | 30.94 | 30.99 | 31.06 | 31.48 | 30.59 | 28.7 | 17.48 | 2.32 | 0 | 0 | 0 | 0 | 0 | 0 | 0 | 0 | 0 | 0.02 | 6.21 | 22.57 | 30.43 | 33.08 | 33.53 | 33.82 | 34.03 | 33.84 | 33.6 | 33.7 | 32.42 | 30.37 | 21.91 | 5.93 | 0.05 | 0 | 0 | 0 | 0 | 0 | 0 | 0 | 0 | 0 | 2.79 | 18.49 | 30.53 | 33.72 | 34.23 | 34.33 | 34.07 | 34.06 | 33.53 | 33.5 | 32.29 | 29.87 | 20.72 | 4.78 | 0.03 | 0 | 0 | 0 | 0 | 0 | 0 | 0 | 0 | 0 | 0.41 | 10.93 | 25.51 | 31.07 | 32.31 | 32.71 | 32.67 | 32.37 | 32.32 | 32.2 | 30.8 | 25.08 | 11.03 | 0.64 | 0 | 0 | 0 | 0 | 0 | 0 | 0 | 0 | 0 | 0 | 0.02 | 5.28 | 20.37 | 27.24 | 28.86 | 29.2 | 28.86 | 28.67 | 28.76 | 29.17 | 26.26 | 16.28 | 2.09 | 0 | 0 | 0 | 0 | 0 | 0 | 0 | 0 | 0 | 0 | 0 | 0 | 1.38 | 13.03 | 22.77 | 25.11 | 24.77 | 23.86 | 24.14 | 24.88 | 24.29 | 19.03 | 5.38 | 0.04 | 0 | 0 | 0 | 0 | 0 | 0 | 0 | 0 | 0 | 0 | 0 | 0.04 | 4.29 | 14.89 | 20.32 | 21.11 | 20.21 | 20.79 | 21.28 | 20.1 | 12.27 | 1.47 | 0 | 0 | 0 | 0 | 0 | 0 | 0 | 0 | 0 | 0 | 0 | 0 | 0 | 0 | 1.01 | 7.49 | 12.26 | 14.69 | 16.08 | 15.84 | 15.26 | 12.83 | 6.84 | 0.8 | 0 | 0 | 0 | 0 | 0 | 0 | 0
DAIRLD_1_MD1SL1 |  | Solar_1Axis | Solar Tracking | CISO | North | Norcal | EO | 1.5 | 0 | 0 | 0 | 0 | 0 | 0 | 0 | 0.04 | 0.28 | 0.5 | 0.61 | 0.66 | 0.68 | 0.64 | 0.6 | 0.41 | 0.09 | 0 | 0 | 0 | 0 | 0 | 0 | 0 | 0 | 0 | 0 | 0 | 0 | 0 | 0 | 0.19 | 0.77 | 0.99 | 0.99 | 0.95 | 0.93 | 0.93 | 0.95 | 0.83 | 0.43 | 0.02 | 0 | 0 | 0 | 0 | 0 | 0 | 0 | 0 | 0 | 0 | 0 | 0 | 0 | 0.12 | 0.66 | 0.99 | 1.04 | 1.01 | 1.01 | 0.97 | 0.92 | 0.87 | 0.73 | 0.22 | 0.05 | 0 | 0 | 0 | 0 | 0 | 0 | 0 | 0 | 0 | 0 | 0 | 0.01 | 0.39 | 0.92 | 1.08 | 1.08 | 1.06 | 1.1 | 1.09 | 1.07 | 1.08 | 1.02 | 0.91 | 0.39 | 0.02 | 0 | 0 | 0 | 0 | 0 | 0 | 0 | 0 | 0 | 0 | 0.14 | 0.75 | 1.05 | 1.13 | 1.15 | 1.14 | 1.16 | 1.16 | 1.16 | 1.18 | 1.15 | 1.08 | 0.66 | 0.09 | 0 | 0 | 0 | 0 | 0 | 0 | 0 | 0 | 0 | 0 | 0.23 | 0.85 | 1.14 | 1.24 | 1.26 | 1.27 | 1.28 | 1.27 | 1.26 | 1.26 | 1.22 | 1.14 | 0.82 | 0.22 | 0 | 0 | 0 | 0 | 0 | 0 | 0 | 0 | 0 | 0 | 0.1 | 0.69 | 1.15 | 1.26 | 1.28 | 1.29 | 1.28 | 1.28 | 1.26 | 1.26 | 1.21 | 1.12 | 0.78 | 0.18 | 0 | 0 | 0 | 0 | 0 | 0 | 0 | 0 | 0 | 0 | 0.02 | 0.41 | 0.96 | 1.17 | 1.21 | 1.23 | 1.23 | 1.21 | 1.21 | 1.21 | 1.15 | 0.94 | 0.41 | 0.02 | 0 | 0 | 0 | 0 | 0 | 0 | 0 | 0 | 0 | 0 | 0 | 0.2 | 0.76 | 1.02 | 1.08 | 1.09 | 1.08 | 1.08 | 1.08 | 1.09 | 0.98 | 0.61 | 0.08 | 0 | 0 | 0 | 0 | 0 | 0 | 0 | 0 | 0 | 0 | 0 | 0 | 0.05 | 0.49 | 0.85 | 0.94 | 0.93 | 0.89 | 0.91 | 0.93 | 0.91 | 0.71 | 0.2 | 0 | 0 | 0 | 0 | 0 | 0 | 0 | 0 | 0 | 0 | 0 | 0 | 0 | 0.16 | 0.56 | 0.76 | 0.79 | 0.76 | 0.78 | 0.8 | 0.75 | 0.46 | 0.05 | 0 | 0 | 0 | 0 | 0 | 0 | 0 | 0 | 0 | 0 | 0 | 0 | 0 | 0 | 0.04 | 0.28 | 0.46 | 0.55 | 0.6 | 0.59 | 0.57 | 0.48 | 0.26 | 0.03 | 0 | 0 | 0 | 0 | 0 | 0 | 0
DAVIS_1_SOLAR1 |  | Solar_2Axis | Solar Tracking | CISO | North | Norcal | EO | 1 | 0 | 0 | 0 | 0 | 0 | 0 | 0 | 0.02 | 0.19 | 0.33 | 0.41 | 0.44 | 0.46 | 0.43 | 0.4 | 0.27 | 0.06 | 0 | 0 | 0 | 0 | 0 | 0 | 0 | 0 | 0 | 0 | 0 | 0 | 0 | 0 | 0.13 | 0.52 | 0.66 | 0.66 | 0.63 | 0.62 | 0.62 | 0.63 | 0.55 | 0.29 | 0.02 | 0 | 0 | 0 | 0 | 0 | 0 | 0 | 0 | 0 | 0 | 0 | 0 | 0 | 0.08 | 0.44 | 0.66 | 0.7 | 0.67 | 0.68 | 0.65 | 0.62 | 0.58 | 0.49 | 0.15 | 0.03 | 0 | 0 | 0 | 0 | 0 | 0 | 0 | 0 | 0 | 0 | 0 | 0.01 | 0.26 | 0.61 | 0.72 | 0.72 | 0.71 | 0.73 | 0.73 | 0.71 | 0.72 | 0.68 | 0.6 | 0.26 | 0.01 | 0 | 0 | 0 | 0 | 0 | 0 | 0 | 0 | 0 | 0 | 0.09 | 0.5 | 0.7 | 0.75 | 0.76 | 0.76 | 0.77 | 0.77 | 0.78 | 0.79 | 0.76 | 0.72 | 0.44 | 0.06 | 0 | 0 | 0 | 0 | 0 | 0 | 0 | 0 | 0 | 0 | 0.16 | 0.56 | 0.76 | 0.83 | 0.84 | 0.85 | 0.85 | 0.85 | 0.84 | 0.84 | 0.81 | 0.76 | 0.55 | 0.15 | 0 | 0 | 0 | 0 | 0 | 0 | 0 | 0 | 0 | 0 | 0.07 | 0.46 | 0.76 | 0.84 | 0.86 | 0.86 | 0.85 | 0.85 | 0.84 | 0.84 | 0.81 | 0.75 | 0.52 | 0.12 | 0 | 0 | 0 | 0 | 0 | 0 | 0 | 0 | 0 | 0 | 0.01 | 0.27 | 0.64 | 0.78 | 0.81 | 0.82 | 0.82 | 0.81 | 0.81 | 0.81 | 0.77 | 0.63 | 0.28 | 0.02 | 0 | 0 | 0 | 0 | 0 | 0 | 0 | 0 | 0 | 0 | 0 | 0.13 | 0.51 | 0.68 | 0.72 | 0.73 | 0.72 | 0.72 | 0.72 | 0.73 | 0.66 | 0.41 | 0.05 | 0 | 0 | 0 | 0 | 0 | 0 | 0 | 0 | 0 | 0 | 0 | 0 | 0.03 | 0.33 | 0.57 | 0.63 | 0.62 | 0.6 | 0.6 | 0.62 | 0.61 | 0.48 | 0.13 | 0 | 0 | 0 | 0 | 0 | 0 | 0 | 0 | 0 | 0 | 0 | 0 | 0 | 0.11 | 0.37 | 0.51 | 0.53 | 0.51 | 0.52 | 0.53 | 0.5 | 0.31 | 0.04 | 0 | 0 | 0 | 0 | 0 | 0 | 0 | 0 | 0 | 0 | 0 | 0 | 0 | 0 | 0.03 | 0.19 | 0.31 | 0.37 | 0.4 | 0.4 | 0.38 | 0.32 | 0.17 | 0.02 | 0 | 0 | 0 | 0 | 0 | 0 | 0
DAVIS_1_SOLAR2 |  | Solar_2Axis | Solar Tracking | CISO | North | Norcal | EO | 1 | 0 | 0 | 0 | 0 | 0 | 0 | 0 | 0.02 | 0.19 | 0.33 | 0.41 | 0.44 | 0.46 | 0.43 | 0.4 | 0.27 | 0.06 | 0 | 0 | 0 | 0 | 0 | 0 | 0 | 0 | 0 | 0 | 0 | 0 | 0 | 0 | 0.13 | 0.52 | 0.66 | 0.66 | 0.63 | 0.62 | 0.62 | 0.63 | 0.55 | 0.29 | 0.02 | 0 | 0 | 0 | 0 | 0 | 0 | 0 | 0 | 0 | 0 | 0 | 0 | 0 | 0.08 | 0.44 | 0.66 | 0.7 | 0.67 | 0.68 | 0.65 | 0.62 | 0.58 | 0.49 | 0.15 | 0.03 | 0 | 0 | 0 | 0 | 0 | 0 | 0 | 0 | 0 | 0 | 0 | 0.01 | 0.26 | 0.61 | 0.72 | 0.72 | 0.71 | 0.73 | 0.73 | 0.71 | 0.72 | 0.68 | 0.6 | 0.26 | 0.01 | 0 | 0 | 0 | 0 | 0 | 0 | 0 | 0 | 0 | 0 | 0.09 | 0.5 | 0.7 | 0.75 | 0.76 | 0.76 | 0.77 | 0.77 | 0.78 | 0.79 | 0.76 | 0.72 | 0.44 | 0.06 | 0 | 0 | 0 | 0 | 0 | 0 | 0 | 0 | 0 | 0 | 0.16 | 0.56 | 0.76 | 0.83 | 0.84 | 0.85 | 0.85 | 0.85 | 0.84 | 0.84 | 0.81 | 0.76 | 0.55 | 0.15 | 0 | 0 | 0 | 0 | 0 | 0 | 0 | 0 | 0 | 0 | 0.07 | 0.46 | 0.76 | 0.84 | 0.86 | 0.86 | 0.85 | 0.85 | 0.84 | 0.84 | 0.81 | 0.75 | 0.52 | 0.12 | 0 | 0 | 0 | 0 | 0 | 0 | 0 | 0 | 0 | 0 | 0.01 | 0.27 | 0.64 | 0.78 | 0.81 | 0.82 | 0.82 | 0.81 | 0.81 | 0.81 | 0.77 | 0.63 | 0.28 | 0.02 | 0 | 0 | 0 | 0 | 0 | 0 | 0 | 0 | 0 | 0 | 0 | 0.13 | 0.51 | 0.68 | 0.72 | 0.73 | 0.72 | 0.72 | 0.72 | 0.73 | 0.66 | 0.41 | 0.05 | 0 | 0 | 0 | 0 | 0 | 0 | 0 | 0 | 0 | 0 | 0 | 0 | 0.03 | 0.33 | 0.57 | 0.63 | 0.62 | 0.6 | 0.6 | 0.62 | 0.61 | 0.48 | 0.13 | 0 | 0 | 0 | 0 | 0 | 0 | 0 | 0 | 0 | 0 | 0 | 0 | 0 | 0.11 | 0.37 | 0.51 | 0.53 | 0.51 | 0.52 | 0.53 | 0.5 | 0.31 | 0.04 | 0 | 0 | 0 | 0 | 0 | 0 | 0 | 0 | 0 | 0 | 0 | 0 | 0 | 0 | 0.03 | 0.19 | 0.31 | 0.37 | 0.4 | 0.4 | 0.38 | 0.32 | 0.17 | 0.02 | 0 | 0 | 0 | 0 | 0 | 0 | 0
DELAMO_2_SOLAR1 |  | Solar_1Axis | Solar Tracking | CISO | South | Socal | FC | 1.5 | 0 | 0 | 0 | 0 | 0 | 0 | 0 | 0.18 | 0.7 | 0.92 | 0.91 | 0.89 | 0.88 | 0.88 | 0.8 | 0.58 | 0.1 | 0 | 0 | 0 | 0 | 0 | 0 | 0 | 0 | 0 | 0 | 0 | 0 | 0 | 0.01 | 0.39 | 0.95 | 1.05 | 1.03 | 1.02 | 1.02 | 0.98 | 0.96 | 0.87 | 0.37 | 0.01 | 0 | 0 | 0 | 0 | 0 | 0 | 0 | 0 | 0 | 0 | 0 | 0 | 0 | 0.26 | 0.89 | 1.09 | 1.1 | 1.08 | 1.06 | 1.06 | 1.01 | 0.93 | 0.69 | 0.26 | 0.04 | 0 | 0 | 0 | 0 | 0 | 0 | 0 | 0 | 0 | 0 | 0 | 0.05 | 0.55 | 1.07 | 1.15 | 1.2 | 1.19 | 1.2 | 1.19 | 1.17 | 1.13 | 1.07 | 0.86 | 0.27 | 0 | 0 | 0 | 0 | 0 | 0 | 0 | 0 | 0 | 0 | 0 | 0.22 | 0.82 | 1.13 | 1.22 | 1.26 | 1.27 | 1.28 | 1.27 | 1.25 | 1.22 | 1.16 | 1.02 | 0.49 | 0.04 | 0 | 0 | 0 | 0 | 0 | 0 | 0 | 0 | 0 | 0 | 0.27 | 0.83 | 1.11 | 1.21 | 1.27 | 1.29 | 1.28 | 1.28 | 1.26 | 1.23 | 1.18 | 1.06 | 0.64 | 0.1 | 0 | 0 | 0 | 0 | 0 | 0 | 0 | 0 | 0 | 0 | 0.12 | 0.64 | 1.03 | 1.18 | 1.25 | 1.27 | 1.26 | 1.24 | 1.23 | 1.2 | 1.14 | 0.99 | 0.57 | 0.08 | 0 | 0 | 0 | 0 | 0 | 0 | 0 | 0 | 0 | 0 | 0.05 | 0.51 | 1.01 | 1.18 | 1.25 | 1.28 | 1.28 | 1.25 | 1.19 | 1.16 | 1.07 | 0.85 | 0.3 | 0.01 | 0 | 0 | 0 | 0 | 0 | 0 | 0 | 0 | 0 | 0 | 0.01 | 0.34 | 0.88 | 1.08 | 1.16 | 1.18 | 1.2 | 1.18 | 1.14 | 1.07 | 0.97 | 0.51 | 0.05 | 0 | 0 | 0 | 0 | 0 | 0 | 0 | 0 | 0 | 0 | 0 | 0 | 0.15 | 0.74 | 0.99 | 1.04 | 1.06 | 1.05 | 1.04 | 1.06 | 0.99 | 0.75 | 0.16 | 0 | 0 | 0 | 0 | 0 | 0 | 0 | 0 | 0 | 0 | 0 | 0 | 0.02 | 0.42 | 0.88 | 0.98 | 0.97 | 0.94 | 0.95 | 0.95 | 0.87 | 0.51 | 0.05 | 0 | 0 | 0 | 0 | 0 | 0 | 0 | 0 | 0 | 0 | 0 | 0 | 0 | 0 | 0.2 | 0.63 | 0.78 | 0.77 | 0.74 | 0.77 | 0.76 | 0.7 | 0.38 | 0.03 | 0 | 0 | 0 | 0 | 0 | 0 | 0
DELAMO_2_SOLAR2 |  | Solar_1Axis | Solar Tracking | CISO | South | Socal | FC | 1.75 | 0 | 0 | 0 | 0 | 0 | 0 | 0 | 0.21 | 0.82 | 1.07 | 1.06 | 1.04 | 1.03 | 1.03 | 0.93 | 0.67 | 0.11 | 0 | 0 | 0 | 0 | 0 | 0 | 0 | 0 | 0 | 0 | 0 | 0 | 0 | 0.01 | 0.46 | 1.11 | 1.23 | 1.2 | 1.19 | 1.19 | 1.14 | 1.12 | 1.01 | 0.43 | 0.02 | 0 | 0 | 0 | 0 | 0 | 0 | 0 | 0 | 0 | 0 | 0 | 0 | 0 | 0.3 | 1.04 | 1.28 | 1.28 | 1.26 | 1.24 | 1.24 | 1.17 | 1.08 | 0.81 | 0.3 | 0.05 | 0 | 0 | 0 | 0 | 0 | 0 | 0 | 0 | 0 | 0 | 0 | 0.05 | 0.64 | 1.25 | 1.34 | 1.4 | 1.39 | 1.4 | 1.39 | 1.37 | 1.32 | 1.24 | 1.01 | 0.32 | 0.01 | 0 | 0 | 0 | 0 | 0 | 0 | 0 | 0 | 0 | 0 | 0.26 | 0.96 | 1.32 | 1.43 | 1.47 | 1.48 | 1.49 | 1.48 | 1.46 | 1.42 | 1.36 | 1.19 | 0.57 | 0.05 | 0 | 0 | 0 | 0 | 0 | 0 | 0 | 0 | 0 | 0 | 0.32 | 0.97 | 1.3 | 1.41 | 1.48 | 1.51 | 1.5 | 1.5 | 1.47 | 1.43 | 1.37 | 1.24 | 0.74 | 0.12 | 0 | 0 | 0 | 0 | 0 | 0 | 0 | 0 | 0 | 0 | 0.14 | 0.75 | 1.2 | 1.38 | 1.45 | 1.48 | 1.47 | 1.45 | 1.44 | 1.4 | 1.33 | 1.15 | 0.66 | 0.1 | 0 | 0 | 0 | 0 | 0 | 0 | 0 | 0 | 0 | 0 | 0.05 | 0.6 | 1.18 | 1.38 | 1.45 | 1.49 | 1.5 | 1.46 | 1.39 | 1.36 | 1.25 | 0.99 | 0.36 | 0.01 | 0 | 0 | 0 | 0 | 0 | 0 | 0 | 0 | 0 | 0 | 0.01 | 0.4 | 1.02 | 1.26 | 1.35 | 1.38 | 1.4 | 1.37 | 1.33 | 1.25 | 1.13 | 0.6 | 0.05 | 0 | 0 | 0 | 0 | 0 | 0 | 0 | 0 | 0 | 0 | 0 | 0 | 0.17 | 0.86 | 1.15 | 1.21 | 1.23 | 1.23 | 1.22 | 1.23 | 1.15 | 0.87 | 0.19 | 0 | 0 | 0 | 0 | 0 | 0 | 0 | 0 | 0 | 0 | 0 | 0 | 0.03 | 0.49 | 1.02 | 1.15 | 1.13 | 1.09 | 1.11 | 1.11 | 1.02 | 0.6 | 0.06 | 0 | 0 | 0 | 0 | 0 | 0 | 0 | 0 | 0 | 0 | 0 | 0 | 0 | 0 | 0.23 | 0.73 | 0.91 | 0.9 | 0.87 | 0.9 | 0.89 | 0.82 | 0.45 | 0.04 | 0 | 0 | 0 | 0 | 0 | 0 | 0
DELAMO_2_SOLAR3 |  | Solar_1Axis | Solar Tracking | CISO | South | Socal | FC | 1.25 | 0 | 0 | 0 | 0 | 0 | 0 | 0 | 0.15 | 0.59 | 0.76 | 0.76 | 0.74 | 0.73 | 0.74 | 0.67 | 0.48 | 0.08 | 0 | 0 | 0 | 0 | 0 | 0 | 0 | 0 | 0 | 0 | 0 | 0 | 0 | 0.01 | 0.33 | 0.8 | 0.88 | 0.86 | 0.85 | 0.85 | 0.82 | 0.8 | 0.72 | 0.31 | 0.01 | 0 | 0 | 0 | 0 | 0 | 0 | 0 | 0 | 0 | 0 | 0 | 0 | 0 | 0.21 | 0.74 | 0.91 | 0.92 | 0.9 | 0.89 | 0.88 | 0.84 | 0.77 | 0.58 | 0.22 | 0.04 | 0 | 0 | 0 | 0 | 0 | 0 | 0 | 0 | 0 | 0 | 0 | 0.04 | 0.46 | 0.89 | 0.96 | 1 | 0.99 | 1 | 0.99 | 0.98 | 0.94 | 0.89 | 0.72 | 0.23 | 0 | 0 | 0 | 0 | 0 | 0 | 0 | 0 | 0 | 0 | 0 | 0.19 | 0.68 | 0.94 | 1.02 | 1.05 | 1.06 | 1.06 | 1.06 | 1.04 | 1.02 | 0.97 | 0.85 | 0.41 | 0.03 | 0 | 0 | 0 | 0 | 0 | 0 | 0 | 0 | 0 | 0 | 0.23 | 0.7 | 0.93 | 1.01 | 1.06 | 1.08 | 1.07 | 1.07 | 1.05 | 1.02 | 0.98 | 0.89 | 0.53 | 0.09 | 0 | 0 | 0 | 0 | 0 | 0 | 0 | 0 | 0 | 0 | 0.1 | 0.53 | 0.86 | 0.99 | 1.04 | 1.06 | 1.05 | 1.04 | 1.03 | 1 | 0.95 | 0.82 | 0.47 | 0.07 | 0 | 0 | 0 | 0 | 0 | 0 | 0 | 0 | 0 | 0 | 0.04 | 0.43 | 0.84 | 0.99 | 1.04 | 1.06 | 1.07 | 1.04 | 0.99 | 0.97 | 0.89 | 0.71 | 0.25 | 0.01 | 0 | 0 | 0 | 0 | 0 | 0 | 0 | 0 | 0 | 0 | 0.01 | 0.29 | 0.73 | 0.9 | 0.96 | 0.98 | 1 | 0.98 | 0.95 | 0.89 | 0.81 | 0.43 | 0.04 | 0 | 0 | 0 | 0 | 0 | 0 | 0 | 0 | 0 | 0 | 0 | 0 | 0.12 | 0.62 | 0.82 | 0.87 | 0.88 | 0.88 | 0.87 | 0.88 | 0.82 | 0.62 | 0.14 | 0 | 0 | 0 | 0 | 0 | 0 | 0 | 0 | 0 | 0 | 0 | 0 | 0.02 | 0.35 | 0.73 | 0.82 | 0.8 | 0.78 | 0.79 | 0.79 | 0.73 | 0.43 | 0.04 | 0 | 0 | 0 | 0 | 0 | 0 | 0 | 0 | 0 | 0 | 0 | 0 | 0 | 0 | 0.17 | 0.52 | 0.65 | 0.64 | 0.62 | 0.64 | 0.63 | 0.58 | 0.32 | 0.03 | 0 | 0 | 0 | 0 | 0 | 0 | 0
DELAMO_2_SOLAR4 |  | Solar_1Axis | Solar Tracking | CISO | South | Socal | FC | 1.3 | 0 | 0 | 0 | 0 | 0 | 0 | 0 | 0.16 | 0.61 | 0.79 | 0.79 | 0.77 | 0.76 | 0.77 | 0.69 | 0.5 | 0.08 | 0 | 0 | 0 | 0 | 0 | 0 | 0 | 0 | 0 | 0 | 0 | 0 | 0 | 0.01 | 0.34 | 0.83 | 0.91 | 0.89 | 0.89 | 0.88 | 0.85 | 0.83 | 0.75 | 0.32 | 0.01 | 0 | 0 | 0 | 0 | 0 | 0 | 0 | 0 | 0 | 0 | 0 | 0 | 0 | 0.22 | 0.77 | 0.95 | 0.95 | 0.93 | 0.92 | 0.92 | 0.87 | 0.8 | 0.6 | 0.23 | 0.04 | 0 | 0 | 0 | 0 | 0 | 0 | 0 | 0 | 0 | 0 | 0 | 0.04 | 0.47 | 0.93 | 1 | 1.04 | 1.03 | 1.04 | 1.03 | 1.02 | 0.98 | 0.92 | 0.75 | 0.24 | 0 | 0 | 0 | 0 | 0 | 0 | 0 | 0 | 0 | 0 | 0 | 0.19 | 0.71 | 0.98 | 1.06 | 1.09 | 1.1 | 1.11 | 1.1 | 1.08 | 1.06 | 1.01 | 0.88 | 0.43 | 0.03 | 0 | 0 | 0 | 0 | 0 | 0 | 0 | 0 | 0 | 0 | 0.24 | 0.72 | 0.97 | 1.05 | 1.1 | 1.12 | 1.11 | 1.11 | 1.09 | 1.07 | 1.02 | 0.92 | 0.55 | 0.09 | 0 | 0 | 0 | 0 | 0 | 0 | 0 | 0 | 0 | 0 | 0.11 | 0.56 | 0.89 | 1.02 | 1.08 | 1.1 | 1.09 | 1.08 | 1.07 | 1.04 | 0.99 | 0.86 | 0.49 | 0.07 | 0 | 0 | 0 | 0 | 0 | 0 | 0 | 0 | 0 | 0 | 0.04 | 0.45 | 0.87 | 1.02 | 1.08 | 1.11 | 1.11 | 1.09 | 1.03 | 1.01 | 0.93 | 0.74 | 0.26 | 0.01 | 0 | 0 | 0 | 0 | 0 | 0 | 0 | 0 | 0 | 0 | 0.01 | 0.3 | 0.76 | 0.94 | 1 | 1.02 | 1.04 | 1.02 | 0.99 | 0.93 | 0.84 | 0.45 | 0.04 | 0 | 0 | 0 | 0 | 0 | 0 | 0 | 0 | 0 | 0 | 0 | 0 | 0.13 | 0.64 | 0.86 | 0.9 | 0.91 | 0.91 | 0.9 | 0.92 | 0.86 | 0.65 | 0.14 | 0 | 0 | 0 | 0 | 0 | 0 | 0 | 0 | 0 | 0 | 0 | 0 | 0.02 | 0.36 | 0.76 | 0.85 | 0.84 | 0.81 | 0.83 | 0.82 | 0.76 | 0.44 | 0.04 | 0 | 0 | 0 | 0 | 0 | 0 | 0 | 0 | 0 | 0 | 0 | 0 | 0 | 0 | 0.17 | 0.54 | 0.68 | 0.67 | 0.64 | 0.67 | 0.66 | 0.61 | 0.33 | 0.03 | 0 | 0 | 0 | 0 | 0 | 0 | 0
DELAMO_2_SOLAR5 |  | Solar_1Axis | Solar Tracking | CISO | South | Socal | FC | 1 | 0 | 0 | 0 | 0 | 0 | 0 | 0 | 0.12 | 0.47 | 0.61 | 0.6 | 0.59 | 0.59 | 0.59 | 0.53 | 0.39 | 0.06 | 0 | 0 | 0 | 0 | 0 | 0 | 0 | 0 | 0 | 0 | 0 | 0 | 0 | 0.01 | 0.26 | 0.64 | 0.7 | 0.69 | 0.68 | 0.68 | 0.65 | 0.64 | 0.58 | 0.25 | 0.01 | 0 | 0 | 0 | 0 | 0 | 0 | 0 | 0 | 0 | 0 | 0 | 0 | 0 | 0.17 | 0.59 | 0.73 | 0.73 | 0.72 | 0.71 | 0.71 | 0.67 | 0.62 | 0.46 | 0.17 | 0.03 | 0 | 0 | 0 | 0 | 0 | 0 | 0 | 0 | 0 | 0 | 0 | 0.03 | 0.37 | 0.72 | 0.77 | 0.8 | 0.8 | 0.8 | 0.79 | 0.78 | 0.75 | 0.71 | 0.58 | 0.18 | 0 | 0 | 0 | 0 | 0 | 0 | 0 | 0 | 0 | 0 | 0 | 0.15 | 0.55 | 0.75 | 0.81 | 0.84 | 0.85 | 0.85 | 0.85 | 0.83 | 0.81 | 0.78 | 0.68 | 0.33 | 0.03 | 0 | 0 | 0 | 0 | 0 | 0 | 0 | 0 | 0 | 0 | 0.18 | 0.56 | 0.74 | 0.81 | 0.84 | 0.86 | 0.86 | 0.86 | 0.84 | 0.82 | 0.79 | 0.71 | 0.42 | 0.07 | 0 | 0 | 0 | 0 | 0 | 0 | 0 | 0 | 0 | 0 | 0.08 | 0.43 | 0.69 | 0.79 | 0.83 | 0.85 | 0.84 | 0.83 | 0.82 | 0.8 | 0.76 | 0.66 | 0.38 | 0.06 | 0 | 0 | 0 | 0 | 0 | 0 | 0 | 0 | 0 | 0 | 0.03 | 0.34 | 0.67 | 0.79 | 0.83 | 0.85 | 0.85 | 0.84 | 0.79 | 0.78 | 0.71 | 0.57 | 0.2 | 0.01 | 0 | 0 | 0 | 0 | 0 | 0 | 0 | 0 | 0 | 0 | 0 | 0.23 | 0.58 | 0.72 | 0.77 | 0.79 | 0.8 | 0.78 | 0.76 | 0.71 | 0.65 | 0.34 | 0.03 | 0 | 0 | 0 | 0 | 0 | 0 | 0 | 0 | 0 | 0 | 0 | 0 | 0.1 | 0.49 | 0.66 | 0.69 | 0.7 | 0.7 | 0.7 | 0.71 | 0.66 | 0.5 | 0.11 | 0 | 0 | 0 | 0 | 0 | 0 | 0 | 0 | 0 | 0 | 0 | 0 | 0.02 | 0.28 | 0.58 | 0.66 | 0.64 | 0.63 | 0.64 | 0.63 | 0.58 | 0.34 | 0.03 | 0 | 0 | 0 | 0 | 0 | 0 | 0 | 0 | 0 | 0 | 0 | 0 | 0 | 0 | 0.13 | 0.42 | 0.52 | 0.51 | 0.5 | 0.52 | 0.51 | 0.47 | 0.26 | 0.02 | 0 | 0 | 0 | 0 | 0 | 0 | 0
DELAMO_2_SOLAR6 |  | Solar_1Axis | Solar Tracking | CISO | South | Socal | FC | 2 | 0 | 0 | 0 | 0 | 0 | 0 | 0 | 0.24 | 0.94 | 1.22 | 1.21 | 1.19 | 1.18 | 1.18 | 1.07 | 0.77 | 0.13 | 0 | 0 | 0 | 0 | 0 | 0 | 0 | 0 | 0 | 0 | 0 | 0 | 0 | 0.01 | 0.52 | 1.27 | 1.41 | 1.38 | 1.36 | 1.36 | 1.31 | 1.28 | 1.16 | 0.49 | 0.02 | 0 | 0 | 0 | 0 | 0 | 0 | 0 | 0 | 0 | 0 | 0 | 0 | 0 | 0.34 | 1.19 | 1.46 | 1.46 | 1.43 | 1.42 | 1.41 | 1.34 | 1.24 | 0.92 | 0.35 | 0.06 | 0 | 0 | 0 | 0 | 0 | 0 | 0 | 0 | 0 | 0 | 0 | 0.06 | 0.73 | 1.43 | 1.53 | 1.59 | 1.59 | 1.6 | 1.58 | 1.56 | 1.51 | 1.42 | 1.15 | 0.36 | 0.01 | 0 | 0 | 0 | 0 | 0 | 0 | 0 | 0 | 0 | 0 | 0.3 | 1.1 | 1.5 | 1.63 | 1.68 | 1.7 | 1.7 | 1.7 | 1.67 | 1.63 | 1.55 | 1.36 | 0.66 | 0.05 | 0 | 0 | 0 | 0 | 0 | 0 | 0 | 0 | 0 | 0 | 0.36 | 1.11 | 1.49 | 1.61 | 1.69 | 1.72 | 1.71 | 1.71 | 1.68 | 1.64 | 1.57 | 1.42 | 0.85 | 0.14 | 0 | 0 | 0 | 0 | 0 | 0 | 0 | 0 | 0 | 0 | 0.16 | 0.86 | 1.37 | 1.58 | 1.66 | 1.69 | 1.68 | 1.66 | 1.64 | 1.6 | 1.52 | 1.32 | 0.75 | 0.11 | 0 | 0 | 0 | 0 | 0 | 0 | 0 | 0 | 0 | 0 | 0.06 | 0.69 | 1.35 | 1.58 | 1.66 | 1.7 | 1.71 | 1.67 | 1.59 | 1.55 | 1.43 | 1.14 | 0.41 | 0.01 | 0 | 0 | 0 | 0 | 0 | 0 | 0 | 0 | 0 | 0 | 0.01 | 0.46 | 1.17 | 1.44 | 1.54 | 1.57 | 1.6 | 1.57 | 1.52 | 1.43 | 1.29 | 0.69 | 0.06 | 0 | 0 | 0 | 0 | 0 | 0 | 0 | 0 | 0 | 0 | 0 | 0 | 0.2 | 0.99 | 1.32 | 1.39 | 1.41 | 1.4 | 1.39 | 1.41 | 1.32 | 1 | 0.22 | 0 | 0 | 0 | 0 | 0 | 0 | 0 | 0 | 0 | 0 | 0 | 0 | 0.03 | 0.56 | 1.17 | 1.31 | 1.29 | 1.25 | 1.27 | 1.26 | 1.16 | 0.68 | 0.06 | 0 | 0 | 0 | 0 | 0 | 0 | 0 | 0 | 0 | 0 | 0 | 0 | 0 | 0 | 0.26 | 0.83 | 1.04 | 1.03 | 0.99 | 1.03 | 1.01 | 0.93 | 0.51 | 0.04 | 0 | 0 | 0 | 0 | 0 | 0 | 0
DELAMO_2_SOLRC1 |  | Solar_Fixed | Solar Fixed | CISO | South | Socal | EO | 1.16 | 0 | 0 | 0 | 0 | 0 | 0 | 0 | 0.15 | 0.52 | 0.7 | 0.76 | 0.78 | 0.76 | 0.73 | 0.61 | 0.36 | 0.05 | 0 | 0 | 0 | 0 | 0 | 0 | 0 | 0 | 0 | 0 | 0 | 0 | 0 | 0.01 | 0.29 | 0.68 | 0.81 | 0.86 | 0.87 | 0.85 | 0.82 | 0.75 | 0.58 | 0.22 | 0.01 | 0 | 0 | 0 | 0 | 0 | 0 | 0 | 0 | 0 | 0 | 0 | 0 | 0 | 0.16 | 0.57 | 0.79 | 0.87 | 0.89 | 0.87 | 0.85 | 0.8 | 0.71 | 0.45 | 0.21 | 0.03 | 0 | 0 | 0 | 0 | 0 | 0 | 0 | 0 | 0 | 0 | 0 | 0.03 | 0.32 | 0.69 | 0.87 | 0.95 | 0.98 | 0.99 | 0.97 | 0.94 | 0.86 | 0.73 | 0.5 | 0.13 | 0 | 0 | 0 | 0 | 0 | 0 | 0 | 0 | 0 | 0 | 0 | 0.13 | 0.49 | 0.74 | 0.88 | 0.98 | 1.02 | 1.02 | 1.01 | 0.99 | 0.92 | 0.81 | 0.58 | 0.22 | 0.01 | 0 | 0 | 0 | 0 | 0 | 0 | 0 | 0 | 0 | 0 | 0.16 | 0.5 | 0.76 | 0.9 | 1 | 1.04 | 1.05 | 1.05 | 1.01 | 0.94 | 0.82 | 0.63 | 0.3 | 0.04 | 0 | 0 | 0 | 0 | 0 | 0 | 0 | 0 | 0 | 0 | 0.08 | 0.34 | 0.63 | 0.81 | 0.93 | 0.99 | 1.01 | 1.01 | 0.96 | 0.9 | 0.78 | 0.59 | 0.27 | 0.03 | 0 | 0 | 0 | 0 | 0 | 0 | 0 | 0 | 0 | 0 | 0.03 | 0.31 | 0.66 | 0.84 | 0.96 | 1.02 | 1.04 | 1.02 | 0.98 | 0.89 | 0.75 | 0.5 | 0.14 | 0 | 0 | 0 | 0 | 0 | 0 | 0 | 0 | 0 | 0 | 0 | 0.01 | 0.24 | 0.61 | 0.83 | 0.94 | 0.99 | 1.01 | 1 | 0.95 | 0.84 | 0.67 | 0.3 | 0.03 | 0 | 0 | 0 | 0 | 0 | 0 | 0 | 0 | 0 | 0 | 0 | 0 | 0.13 | 0.53 | 0.76 | 0.87 | 0.92 | 0.93 | 0.92 | 0.87 | 0.78 | 0.49 | 0.1 | 0 | 0 | 0 | 0 | 0 | 0 | 0 | 0 | 0 | 0 | 0 | 0 | 0.03 | 0.31 | 0.63 | 0.78 | 0.83 | 0.85 | 0.82 | 0.78 | 0.64 | 0.29 | 0.02 | 0 | 0 | 0 | 0 | 0 | 0 | 0 | 0 | 0 | 0 | 0 | 0 | 0 | 0 | 0.17 | 0.46 | 0.62 | 0.68 | 0.72 | 0.7 | 0.64 | 0.52 | 0.23 | 0.01 | 0 | 0 | 0 | 0 | 0 | 0 | 0
DELAMO_2_SOLRD |  | Solar_Fixed | Solar Fixed | CISO | South | Socal | EO | 1.25 | 0 | 0 | 0 | 0 | 0 | 0 | 0 | 0.17 | 0.56 | 0.75 | 0.81 | 0.84 | 0.82 | 0.79 | 0.66 | 0.38 | 0.06 | 0 | 0 | 0 | 0 | 0 | 0 | 0 | 0 | 0 | 0 | 0 | 0 | 0 | 0.01 | 0.31 | 0.73 | 0.87 | 0.93 | 0.93 | 0.92 | 0.88 | 0.81 | 0.62 | 0.24 | 0.01 | 0 | 0 | 0 | 0 | 0 | 0 | 0 | 0 | 0 | 0 | 0 | 0 | 0 | 0.18 | 0.62 | 0.85 | 0.94 | 0.95 | 0.94 | 0.92 | 0.86 | 0.76 | 0.48 | 0.22 | 0.03 | 0 | 0 | 0 | 0 | 0 | 0 | 0 | 0 | 0 | 0 | 0 | 0.03 | 0.35 | 0.74 | 0.93 | 1.02 | 1.06 | 1.06 | 1.04 | 1.01 | 0.93 | 0.79 | 0.54 | 0.14 | 0 | 0 | 0 | 0 | 0 | 0 | 0 | 0 | 0 | 0 | 0 | 0.14 | 0.53 | 0.8 | 0.95 | 1.05 | 1.09 | 1.1 | 1.09 | 1.07 | 0.99 | 0.87 | 0.63 | 0.24 | 0.02 | 0 | 0 | 0 | 0 | 0 | 0 | 0 | 0 | 0 | 0 | 0.18 | 0.54 | 0.81 | 0.97 | 1.08 | 1.12 | 1.13 | 1.13 | 1.09 | 1.01 | 0.89 | 0.68 | 0.32 | 0.04 | 0 | 0 | 0 | 0 | 0 | 0 | 0 | 0 | 0 | 0 | 0.08 | 0.37 | 0.68 | 0.88 | 1.01 | 1.07 | 1.09 | 1.08 | 1.04 | 0.97 | 0.84 | 0.63 | 0.29 | 0.03 | 0 | 0 | 0 | 0 | 0 | 0 | 0 | 0 | 0 | 0 | 0.04 | 0.33 | 0.71 | 0.91 | 1.03 | 1.1 | 1.12 | 1.1 | 1.06 | 0.96 | 0.81 | 0.54 | 0.15 | 0 | 0 | 0 | 0 | 0 | 0 | 0 | 0 | 0 | 0 | 0 | 0.01 | 0.25 | 0.66 | 0.89 | 1.02 | 1.07 | 1.08 | 1.08 | 1.03 | 0.9 | 0.73 | 0.32 | 0.03 | 0 | 0 | 0 | 0 | 0 | 0 | 0 | 0 | 0 | 0 | 0 | 0 | 0.14 | 0.57 | 0.82 | 0.93 | 0.99 | 1.01 | 0.99 | 0.94 | 0.84 | 0.53 | 0.11 | 0 | 0 | 0 | 0 | 0 | 0 | 0 | 0 | 0 | 0 | 0 | 0 | 0.03 | 0.34 | 0.67 | 0.84 | 0.9 | 0.92 | 0.89 | 0.84 | 0.69 | 0.32 | 0.02 | 0 | 0 | 0 | 0 | 0 | 0 | 0 | 0 | 0 | 0 | 0 | 0 | 0 | 0 | 0.18 | 0.5 | 0.67 | 0.74 | 0.78 | 0.75 | 0.69 | 0.56 | 0.25 | 0.02 | 0 | 0 | 0 | 0 | 0 | 0 | 0
DELSUR_6_BSOLAR |  | Solar_1Axis | Solar Tracking | CISO | South | Socal | FC | 3 | 0 | 0 | 0 | 0 | 0 | 0 | 0 | 0.36 | 1.41 | 1.83 | 1.81 | 1.78 | 1.76 | 1.77 | 1.6 | 1.16 | 0.19 | 0 | 0 | 0 | 0 | 0 | 0 | 0 | 0 | 0 | 0 | 0 | 0 | 0 | 0.02 | 0.78 | 1.91 | 2.11 | 2.06 | 2.05 | 2.03 | 1.96 | 1.91 | 1.74 | 0.74 | 0.03 | 0 | 0 | 0 | 0 | 0 | 0 | 0 | 0 | 0 | 0 | 0 | 0 | 0 | 0.51 | 1.78 | 2.19 | 2.2 | 2.15 | 2.13 | 2.12 | 2.01 | 1.86 | 1.39 | 0.52 | 0.08 | 0 | 0 | 0 | 0 | 0 | 0 | 0 | 0 | 0 | 0 | 0 | 0.09 | 1.1 | 2.15 | 2.3 | 2.39 | 2.39 | 2.4 | 2.37 | 2.35 | 2.26 | 2.13 | 1.73 | 0.55 | 0.01 | 0 | 0 | 0 | 0 | 0 | 0 | 0 | 0 | 0 | 0 | 0.44 | 1.64 | 2.26 | 2.44 | 2.52 | 2.55 | 2.55 | 2.54 | 2.5 | 2.44 | 2.33 | 2.04 | 0.98 | 0.08 | 0 | 0 | 0 | 0 | 0 | 0 | 0 | 0 | 0 | 0.01 | 0.55 | 1.67 | 2.23 | 2.42 | 2.53 | 2.58 | 2.57 | 2.57 | 2.53 | 2.46 | 2.36 | 2.13 | 1.27 | 0.21 | 0 | 0 | 0 | 0 | 0 | 0 | 0 | 0 | 0 | 0 | 0.24 | 1.28 | 2.06 | 2.36 | 2.49 | 2.54 | 2.52 | 2.49 | 2.47 | 2.41 | 2.28 | 1.97 | 1.13 | 0.17 | 0 | 0 | 0 | 0 | 0 | 0 | 0 | 0 | 0 | 0 | 0.09 | 1.03 | 2.02 | 2.36 | 2.49 | 2.55 | 2.56 | 2.51 | 2.38 | 2.33 | 2.14 | 1.7 | 0.61 | 0.02 | 0 | 0 | 0 | 0 | 0 | 0 | 0 | 0 | 0 | 0 | 0.01 | 0.69 | 1.75 | 2.16 | 2.32 | 2.36 | 2.4 | 2.35 | 2.29 | 2.14 | 1.94 | 1.03 | 0.09 | 0 | 0 | 0 | 0 | 0 | 0 | 0 | 0 | 0 | 0 | 0 | 0 | 0.3 | 1.48 | 1.98 | 2.08 | 2.11 | 2.11 | 2.09 | 2.12 | 1.98 | 1.49 | 0.33 | 0 | 0 | 0 | 0 | 0 | 0 | 0 | 0 | 0 | 0 | 0 | 0 | 0.05 | 0.84 | 1.75 | 1.97 | 1.93 | 1.88 | 1.91 | 1.9 | 1.74 | 1.02 | 0.1 | 0 | 0 | 0 | 0 | 0 | 0 | 0 | 0 | 0 | 0 | 0 | 0 | 0 | 0 | 0.4 | 1.25 | 1.57 | 1.54 | 1.49 | 1.55 | 1.52 | 1.4 | 0.77 | 0.06 | 0 | 0 | 0 | 0 | 0 | 0 | 0
DELSUR_6_CREST |  | Solar_Fixed | Solar Fixed | CISO | South | Socal | EO | 12 | 0 | 0 | 0 | 0 | 0 | 0 | 0.02 | 1.59 | 5.33 | 7.23 | 7.82 | 8.07 | 7.86 | 7.57 | 6.32 | 3.69 | 0.54 | 0 | 0 | 0 | 0 | 0 | 0 | 0 | 0 | 0 | 0 | 0 | 0 | 0 | 0.13 | 2.96 | 7.01 | 8.36 | 8.94 | 8.97 | 8.81 | 8.49 | 7.81 | 6 | 2.32 | 0.06 | 0 | 0 | 0 | 0 | 0 | 0 | 0 | 0 | 0 | 0 | 0 | 0 | 0.03 | 1.7 | 5.92 | 8.2 | 9.01 | 9.16 | 9.05 | 8.83 | 8.3 | 7.34 | 4.63 | 2.15 | 0.32 | 0 | 0 | 0 | 0 | 0 | 0 | 0 | 0 | 0 | 0 | 0 | 0.33 | 3.32 | 7.14 | 8.96 | 9.78 | 10.18 | 10.2 | 9.99 | 9.73 | 8.93 | 7.6 | 5.21 | 1.3 | 0.02 | 0 | 0 | 0 | 0 | 0 | 0 | 0 | 0 | 0 | 0.02 | 1.37 | 5.04 | 7.65 | 9.09 | 10.1 | 10.5 | 10.56 | 10.45 | 10.23 | 9.53 | 8.33 | 6.05 | 2.27 | 0.15 | 0 | 0 | 0 | 0 | 0 | 0 | 0 | 0 | 0 | 0.04 | 1.69 | 5.15 | 7.81 | 9.33 | 10.33 | 10.8 | 10.88 | 10.87 | 10.5 | 9.72 | 8.52 | 6.51 | 3.11 | 0.39 | 0 | 0 | 0 | 0 | 0 | 0 | 0 | 0 | 0 | 0 | 0.81 | 3.54 | 6.53 | 8.41 | 9.65 | 10.29 | 10.49 | 10.41 | 9.94 | 9.3 | 8.05 | 6.06 | 2.75 | 0.31 | 0 | 0 | 0 | 0 | 0 | 0 | 0 | 0 | 0 | 0 | 0.36 | 3.18 | 6.8 | 8.74 | 9.93 | 10.55 | 10.75 | 10.57 | 10.13 | 9.22 | 7.8 | 5.2 | 1.49 | 0.04 | 0 | 0 | 0 | 0 | 0 | 0 | 0 | 0 | 0 | 0 | 0.1 | 2.45 | 6.35 | 8.55 | 9.75 | 10.29 | 10.41 | 10.32 | 9.84 | 8.67 | 6.98 | 3.09 | 0.28 | 0 | 0 | 0 | 0 | 0 | 0 | 0 | 0 | 0 | 0 | 0 | 0.01 | 1.3 | 5.5 | 7.87 | 8.96 | 9.52 | 9.65 | 9.51 | 9.05 | 8.05 | 5.09 | 1.02 | 0 | 0 | 0 | 0 | 0 | 0 | 0 | 0 | 0 | 0 | 0 | 0 | 0.3 | 3.24 | 6.48 | 8.06 | 8.6 | 8.8 | 8.53 | 8.08 | 6.65 | 3.04 | 0.2 | 0 | 0 | 0 | 0 | 0 | 0 | 0 | 0 | 0 | 0 | 0 | 0 | 0 | 0.04 | 1.71 | 4.8 | 6.42 | 7.08 | 7.45 | 7.22 | 6.64 | 5.41 | 2.42 | 0.15 | 0 | 0 | 0 | 0 | 0 | 0 | 0
DELSUR_6_DRYFRB |  | Solar_1Axis | Solar Tracking | CISO | South | Socal | FC | 5 | 0 | 0 | 0 | 0 | 0 | 0 | 0 | 0.6 | 2.35 | 3.05 | 3.02 | 2.97 | 2.94 | 2.95 | 2.67 | 1.93 | 0.32 | 0 | 0 | 0 | 0 | 0 | 0 | 0 | 0 | 0 | 0 | 0 | 0 | 0 | 0.03 | 1.31 | 3.18 | 3.52 | 3.44 | 3.41 | 3.39 | 3.27 | 3.19 | 2.9 | 1.23 | 0.05 | 0 | 0 | 0 | 0 | 0 | 0 | 0 | 0 | 0 | 0 | 0 | 0 | 0.01 | 0.86 | 2.97 | 3.65 | 3.66 | 3.59 | 3.55 | 3.53 | 3.36 | 3.09 | 2.31 | 0.87 | 0.14 | 0 | 0 | 0 | 0 | 0 | 0 | 0 | 0 | 0 | 0 | 0 | 0.15 | 1.83 | 3.58 | 3.83 | 3.99 | 3.98 | 4 | 3.96 | 3.91 | 3.77 | 3.55 | 2.88 | 0.91 | 0.01 | 0 | 0 | 0 | 0 | 0 | 0 | 0 | 0 | 0 | 0 | 0.74 | 2.74 | 3.76 | 4.07 | 4.21 | 4.24 | 4.26 | 4.24 | 4.17 | 4.07 | 3.88 | 3.4 | 1.64 | 0.13 | 0 | 0 | 0 | 0 | 0 | 0 | 0 | 0 | 0 | 0.01 | 0.91 | 2.78 | 3.72 | 4.04 | 4.22 | 4.3 | 4.28 | 4.28 | 4.21 | 4.1 | 3.93 | 3.55 | 2.12 | 0.34 | 0 | 0 | 0 | 0 | 0 | 0 | 0 | 0 | 0 | 0 | 0.4 | 2.14 | 3.43 | 3.94 | 4.15 | 4.23 | 4.19 | 4.14 | 4.11 | 4.01 | 3.8 | 3.29 | 1.89 | 0.28 | 0 | 0 | 0 | 0 | 0 | 0 | 0 | 0 | 0 | 0 | 0.15 | 1.71 | 3.36 | 3.94 | 4.15 | 4.26 | 4.27 | 4.18 | 3.97 | 3.88 | 3.57 | 2.84 | 1.02 | 0.03 | 0 | 0 | 0 | 0 | 0 | 0 | 0 | 0 | 0 | 0 | 0.02 | 1.14 | 2.92 | 3.6 | 3.86 | 3.93 | 4 | 3.92 | 3.81 | 3.56 | 3.23 | 1.71 | 0.15 | 0 | 0 | 0 | 0 | 0 | 0 | 0 | 0 | 0 | 0 | 0 | 0 | 0.5 | 2.47 | 3.3 | 3.47 | 3.52 | 3.51 | 3.48 | 3.53 | 3.3 | 2.49 | 0.54 | 0 | 0 | 0 | 0 | 0 | 0 | 0 | 0 | 0 | 0 | 0 | 0 | 0.08 | 1.4 | 2.92 | 3.28 | 3.22 | 3.13 | 3.18 | 3.16 | 2.91 | 1.71 | 0.16 | 0 | 0 | 0 | 0 | 0 | 0 | 0 | 0 | 0 | 0 | 0 | 0 | 0 | 0.01 | 0.66 | 2.08 | 2.61 | 2.57 | 2.48 | 2.58 | 2.54 | 2.34 | 1.28 | 0.11 | 0 | 0 | 0 | 0 | 0 | 0 | 0
DELSUR_6_SOLAR1 |  | Solar_1Axis | Solar Tracking | CISO | South | Socal | FC | 6.5 | 0 | 0 | 0 | 0 | 0 | 0 | 0 | 0.78 | 3.05 | 3.97 | 3.93 | 3.86 | 3.82 | 3.83 | 3.47 | 2.5 | 0.42 | 0 | 0 | 0 | 0 | 0 | 0 | 0 | 0 | 0 | 0 | 0 | 0 | 0 | 0.04 | 1.7 | 4.14 | 4.57 | 4.47 | 4.43 | 4.41 | 4.25 | 4.15 | 3.77 | 1.6 | 0.06 | 0 | 0 | 0 | 0 | 0 | 0 | 0 | 0 | 0 | 0 | 0 | 0 | 0.01 | 1.11 | 3.86 | 4.74 | 4.76 | 4.66 | 4.61 | 4.59 | 4.36 | 4.02 | 3 | 1.13 | 0.18 | 0 | 0 | 0 | 0 | 0 | 0 | 0 | 0 | 0 | 0 | 0 | 0.2 | 2.37 | 4.65 | 4.98 | 5.18 | 5.17 | 5.2 | 5.15 | 5.09 | 4.9 | 4.62 | 3.75 | 1.18 | 0.02 | 0 | 0 | 0 | 0 | 0 | 0 | 0 | 0 | 0 | 0 | 0.96 | 3.56 | 4.89 | 5.3 | 5.47 | 5.52 | 5.53 | 5.51 | 5.42 | 5.29 | 5.04 | 4.42 | 2.13 | 0.17 | 0 | 0 | 0 | 0 | 0 | 0 | 0 | 0 | 0 | 0.02 | 1.18 | 3.62 | 4.83 | 5.25 | 5.49 | 5.59 | 5.56 | 5.56 | 5.47 | 5.33 | 5.11 | 4.61 | 2.76 | 0.45 | 0 | 0 | 0 | 0 | 0 | 0 | 0 | 0 | 0 | 0 | 0.53 | 2.78 | 4.46 | 5.12 | 5.4 | 5.5 | 5.45 | 5.39 | 5.34 | 5.21 | 4.95 | 4.28 | 2.45 | 0.37 | 0 | 0 | 0 | 0 | 0 | 0 | 0 | 0 | 0 | 0 | 0.2 | 2.23 | 4.37 | 5.12 | 5.4 | 5.53 | 5.55 | 5.43 | 5.16 | 5.04 | 4.63 | 3.69 | 1.32 | 0.04 | 0 | 0 | 0 | 0 | 0 | 0 | 0 | 0 | 0 | 0 | 0.03 | 1.48 | 3.8 | 4.68 | 5.02 | 5.11 | 5.19 | 5.1 | 4.95 | 4.63 | 4.2 | 2.23 | 0.2 | 0 | 0 | 0 | 0 | 0 | 0 | 0 | 0 | 0 | 0 | 0 | 0 | 0.65 | 3.21 | 4.29 | 4.51 | 4.57 | 4.56 | 4.52 | 4.59 | 4.29 | 3.23 | 0.7 | 0 | 0 | 0 | 0 | 0 | 0 | 0 | 0 | 0 | 0 | 0 | 0 | 0.1 | 1.82 | 3.8 | 4.27 | 4.18 | 4.07 | 4.13 | 4.11 | 3.78 | 2.22 | 0.21 | 0 | 0 | 0 | 0 | 0 | 0 | 0 | 0 | 0 | 0 | 0 | 0 | 0 | 0.01 | 0.86 | 2.71 | 3.39 | 3.35 | 3.22 | 3.35 | 3.3 | 3.04 | 1.66 | 0.14 | 0 | 0 | 0 | 0 | 0 | 0 | 0
DELSUR_6_SOLAR4 |  | Solar_1Axis | Solar Tracking | CISO | South | Socal | EO | 1.5 | 0 | 0 | 0 | 0 | 0 | 0 | 0 | 0.18 | 0.7 | 0.92 | 0.91 | 0.89 | 0.88 | 0.88 | 0.8 | 0.58 | 0.1 | 0 | 0 | 0 | 0 | 0 | 0 | 0 | 0 | 0 | 0 | 0 | 0 | 0 | 0.01 | 0.39 | 0.95 | 1.05 | 1.03 | 1.02 | 1.02 | 0.98 | 0.96 | 0.87 | 0.37 | 0.01 | 0 | 0 | 0 | 0 | 0 | 0 | 0 | 0 | 0 | 0 | 0 | 0 | 0 | 0.26 | 0.89 | 1.09 | 1.1 | 1.08 | 1.06 | 1.06 | 1.01 | 0.93 | 0.69 | 0.26 | 0.04 | 0 | 0 | 0 | 0 | 0 | 0 | 0 | 0 | 0 | 0 | 0 | 0.05 | 0.55 | 1.07 | 1.15 | 1.2 | 1.19 | 1.2 | 1.19 | 1.17 | 1.13 | 1.07 | 0.86 | 0.27 | 0 | 0 | 0 | 0 | 0 | 0 | 0 | 0 | 0 | 0 | 0 | 0.22 | 0.82 | 1.13 | 1.22 | 1.26 | 1.27 | 1.28 | 1.27 | 1.25 | 1.22 | 1.16 | 1.02 | 0.49 | 0.04 | 0 | 0 | 0 | 0 | 0 | 0 | 0 | 0 | 0 | 0 | 0.27 | 0.83 | 1.11 | 1.21 | 1.27 | 1.29 | 1.28 | 1.28 | 1.26 | 1.23 | 1.18 | 1.06 | 0.64 | 0.1 | 0 | 0 | 0 | 0 | 0 | 0 | 0 | 0 | 0 | 0 | 0.12 | 0.64 | 1.03 | 1.18 | 1.25 | 1.27 | 1.26 | 1.24 | 1.23 | 1.2 | 1.14 | 0.99 | 0.57 | 0.08 | 0 | 0 | 0 | 0 | 0 | 0 | 0 | 0 | 0 | 0 | 0.05 | 0.51 | 1.01 | 1.18 | 1.25 | 1.28 | 1.28 | 1.25 | 1.19 | 1.16 | 1.07 | 0.85 | 0.3 | 0.01 | 0 | 0 | 0 | 0 | 0 | 0 | 0 | 0 | 0 | 0 | 0.01 | 0.34 | 0.88 | 1.08 | 1.16 | 1.18 | 1.2 | 1.18 | 1.14 | 1.07 | 0.97 | 0.51 | 0.05 | 0 | 0 | 0 | 0 | 0 | 0 | 0 | 0 | 0 | 0 | 0 | 0 | 0.15 | 0.74 | 0.99 | 1.04 | 1.06 | 1.05 | 1.04 | 1.06 | 0.99 | 0.75 | 0.16 | 0 | 0 | 0 | 0 | 0 | 0 | 0 | 0 | 0 | 0 | 0 | 0 | 0.02 | 0.42 | 0.88 | 0.98 | 0.97 | 0.94 | 0.95 | 0.95 | 0.87 | 0.51 | 0.05 | 0 | 0 | 0 | 0 | 0 | 0 | 0 | 0 | 0 | 0 | 0 | 0 | 0 | 0 | 0.2 | 0.63 | 0.78 | 0.77 | 0.74 | 0.77 | 0.76 | 0.7 | 0.38 | 0.03 | 0 | 0 | 0 | 0 | 0 | 0 | 0
DELSUR_6_SOLAR5 |  | Solar_1Axis | Solar Tracking | CISO | South | Socal | EO | 1.5 | 0 | 0 | 0 | 0 | 0 | 0 | 0 | 0.18 | 0.7 | 0.92 | 0.91 | 0.89 | 0.88 | 0.88 | 0.8 | 0.58 | 0.1 | 0 | 0 | 0 | 0 | 0 | 0 | 0 | 0 | 0 | 0 | 0 | 0 | 0 | 0.01 | 0.39 | 0.95 | 1.05 | 1.03 | 1.02 | 1.02 | 0.98 | 0.96 | 0.87 | 0.37 | 0.01 | 0 | 0 | 0 | 0 | 0 | 0 | 0 | 0 | 0 | 0 | 0 | 0 | 0 | 0.26 | 0.89 | 1.09 | 1.1 | 1.08 | 1.06 | 1.06 | 1.01 | 0.93 | 0.69 | 0.26 | 0.04 | 0 | 0 | 0 | 0 | 0 | 0 | 0 | 0 | 0 | 0 | 0 | 0.05 | 0.55 | 1.07 | 1.15 | 1.2 | 1.19 | 1.2 | 1.19 | 1.17 | 1.13 | 1.07 | 0.86 | 0.27 | 0 | 0 | 0 | 0 | 0 | 0 | 0 | 0 | 0 | 0 | 0 | 0.22 | 0.82 | 1.13 | 1.22 | 1.26 | 1.27 | 1.28 | 1.27 | 1.25 | 1.22 | 1.16 | 1.02 | 0.49 | 0.04 | 0 | 0 | 0 | 0 | 0 | 0 | 0 | 0 | 0 | 0 | 0.27 | 0.83 | 1.11 | 1.21 | 1.27 | 1.29 | 1.28 | 1.28 | 1.26 | 1.23 | 1.18 | 1.06 | 0.64 | 0.1 | 0 | 0 | 0 | 0 | 0 | 0 | 0 | 0 | 0 | 0 | 0.12 | 0.64 | 1.03 | 1.18 | 1.25 | 1.27 | 1.26 | 1.24 | 1.23 | 1.2 | 1.14 | 0.99 | 0.57 | 0.08 | 0 | 0 | 0 | 0 | 0 | 0 | 0 | 0 | 0 | 0 | 0.05 | 0.51 | 1.01 | 1.18 | 1.25 | 1.28 | 1.28 | 1.25 | 1.19 | 1.16 | 1.07 | 0.85 | 0.3 | 0.01 | 0 | 0 | 0 | 0 | 0 | 0 | 0 | 0 | 0 | 0 | 0.01 | 0.34 | 0.88 | 1.08 | 1.16 | 1.18 | 1.2 | 1.18 | 1.14 | 1.07 | 0.97 | 0.51 | 0.05 | 0 | 0 | 0 | 0 | 0 | 0 | 0 | 0 | 0 | 0 | 0 | 0 | 0.15 | 0.74 | 0.99 | 1.04 | 1.06 | 1.05 | 1.04 | 1.06 | 0.99 | 0.75 | 0.16 | 0 | 0 | 0 | 0 | 0 | 0 | 0 | 0 | 0 | 0 | 0 | 0 | 0.02 | 0.42 | 0.88 | 0.98 | 0.97 | 0.94 | 0.95 | 0.95 | 0.87 | 0.51 | 0.05 | 0 | 0 | 0 | 0 | 0 | 0 | 0 | 0 | 0 | 0 | 0 | 0 | 0 | 0 | 0.2 | 0.63 | 0.78 | 0.77 | 0.74 | 0.77 | 0.76 | 0.7 | 0.38 | 0.03 | 0 | 0 | 0 | 0 | 0 | 0 | 0
DEVERS_1_SEPV05 |  | Solar_Fixed | Solar Fixed | CISO | South | Socal | EO | 2 | 0 | 0 | 0 | 0 | 0 | 0 | 0 | 0.26 | 0.89 | 1.21 | 1.3 | 1.35 | 1.31 | 1.26 | 1.05 | 0.61 | 0.09 | 0 | 0 | 0 | 0 | 0 | 0 | 0 | 0 | 0 | 0 | 0 | 0 | 0 | 0.02 | 0.49 | 1.17 | 1.39 | 1.49 | 1.5 | 1.47 | 1.41 | 1.3 | 1 | 0.39 | 0.01 | 0 | 0 | 0 | 0 | 0 | 0 | 0 | 0 | 0 | 0 | 0 | 0 | 0 | 0.28 | 0.99 | 1.37 | 1.5 | 1.53 | 1.51 | 1.47 | 1.38 | 1.22 | 0.77 | 0.36 | 0.05 | 0 | 0 | 0 | 0 | 0 | 0 | 0 | 0 | 0 | 0 | 0 | 0.05 | 0.55 | 1.19 | 1.49 | 1.63 | 1.7 | 1.7 | 1.67 | 1.62 | 1.49 | 1.27 | 0.87 | 0.22 | 0 | 0 | 0 | 0 | 0 | 0 | 0 | 0 | 0 | 0 | 0 | 0.23 | 0.84 | 1.27 | 1.52 | 1.68 | 1.75 | 1.76 | 1.74 | 1.71 | 1.59 | 1.39 | 1.01 | 0.38 | 0.02 | 0 | 0 | 0 | 0 | 0 | 0 | 0 | 0 | 0 | 0.01 | 0.28 | 0.86 | 1.3 | 1.56 | 1.72 | 1.8 | 1.81 | 1.81 | 1.75 | 1.62 | 1.42 | 1.08 | 0.52 | 0.07 | 0 | 0 | 0 | 0 | 0 | 0 | 0 | 0 | 0 | 0 | 0.13 | 0.59 | 1.09 | 1.4 | 1.61 | 1.71 | 1.75 | 1.74 | 1.66 | 1.55 | 1.34 | 1.01 | 0.46 | 0.05 | 0 | 0 | 0 | 0 | 0 | 0 | 0 | 0 | 0 | 0 | 0.06 | 0.53 | 1.13 | 1.46 | 1.66 | 1.76 | 1.79 | 1.76 | 1.69 | 1.54 | 1.3 | 0.87 | 0.25 | 0.01 | 0 | 0 | 0 | 0 | 0 | 0 | 0 | 0 | 0 | 0 | 0.02 | 0.41 | 1.06 | 1.43 | 1.63 | 1.72 | 1.74 | 1.72 | 1.64 | 1.44 | 1.16 | 0.51 | 0.05 | 0 | 0 | 0 | 0 | 0 | 0 | 0 | 0 | 0 | 0 | 0 | 0 | 0.22 | 0.92 | 1.31 | 1.49 | 1.59 | 1.61 | 1.59 | 1.51 | 1.34 | 0.85 | 0.17 | 0 | 0 | 0 | 0 | 0 | 0 | 0 | 0 | 0 | 0 | 0 | 0 | 0.05 | 0.54 | 1.08 | 1.34 | 1.43 | 1.47 | 1.42 | 1.35 | 1.11 | 0.51 | 0.03 | 0 | 0 | 0 | 0 | 0 | 0 | 0 | 0 | 0 | 0 | 0 | 0 | 0 | 0.01 | 0.28 | 0.8 | 1.07 | 1.18 | 1.24 | 1.2 | 1.11 | 0.9 | 0.4 | 0.02 | 0 | 0 | 0 | 0 | 0 | 0 | 0
DEVERS_1_SOLAR |  | Solar_Fixed | Solar Fixed | CISO | South | Socal | EO | 18.5 | 0 | 0 | 0 | 0 | 0 | 0 | 0.03 | 2.45 | 8.22 | 11.15 | 12.05 | 12.44 | 12.12 | 11.67 | 9.75 | 5.69 | 0.83 | 0 | 0 | 0 | 0 | 0 | 0 | 0 | 0 | 0 | 0 | 0 | 0 | 0 | 0.2 | 4.56 | 10.81 | 12.88 | 13.78 | 13.83 | 13.59 | 13.08 | 12.04 | 9.24 | 3.58 | 0.09 | 0 | 0 | 0 | 0 | 0 | 0 | 0 | 0 | 0 | 0 | 0 | 0 | 0.04 | 2.62 | 9.12 | 12.65 | 13.88 | 14.12 | 13.94 | 13.61 | 12.8 | 11.32 | 7.14 | 3.32 | 0.5 | 0 | 0 | 0 | 0 | 0 | 0 | 0 | 0 | 0 | 0 | 0 | 0.51 | 5.11 | 11.01 | 13.82 | 15.08 | 15.7 | 15.72 | 15.4 | 15.01 | 13.76 | 11.71 | 8.03 | 2 | 0.03 | 0 | 0 | 0 | 0 | 0 | 0 | 0 | 0 | 0 | 0.03 | 2.12 | 7.77 | 11.79 | 14.01 | 15.58 | 16.19 | 16.28 | 16.1 | 15.78 | 14.69 | 12.85 | 9.33 | 3.5 | 0.23 | 0 | 0 | 0 | 0 | 0 | 0 | 0 | 0 | 0 | 0.07 | 2.6 | 7.93 | 12.04 | 14.39 | 15.92 | 16.65 | 16.78 | 16.75 | 16.18 | 14.98 | 13.13 | 10.04 | 4.79 | 0.6 | 0 | 0 | 0 | 0 | 0 | 0 | 0 | 0 | 0 | 0 | 1.25 | 5.45 | 10.07 | 12.96 | 14.88 | 15.86 | 16.18 | 16.05 | 15.33 | 14.34 | 12.41 | 9.34 | 4.25 | 0.48 | 0 | 0 | 0 | 0 | 0 | 0 | 0 | 0 | 0 | 0 | 0.55 | 4.91 | 10.48 | 13.47 | 15.31 | 16.26 | 16.57 | 16.3 | 15.62 | 14.21 | 12.03 | 8.02 | 2.29 | 0.06 | 0 | 0 | 0 | 0 | 0 | 0 | 0 | 0 | 0 | 0 | 0.15 | 3.77 | 9.78 | 13.18 | 15.03 | 15.87 | 16.06 | 15.91 | 15.17 | 13.36 | 10.76 | 4.76 | 0.43 | 0 | 0 | 0 | 0 | 0 | 0 | 0 | 0 | 0 | 0 | 0 | 0.02 | 2.01 | 8.48 | 12.14 | 13.81 | 14.68 | 14.88 | 14.67 | 13.95 | 12.41 | 7.85 | 1.58 | 0.01 | 0 | 0 | 0 | 0 | 0 | 0 | 0 | 0 | 0 | 0 | 0 | 0.46 | 4.99 | 9.99 | 12.42 | 13.26 | 13.57 | 13.15 | 12.45 | 10.25 | 4.68 | 0.32 | 0 | 0 | 0 | 0 | 0 | 0 | 0 | 0 | 0 | 0 | 0 | 0 | 0 | 0.06 | 2.64 | 7.4 | 9.9 | 10.91 | 11.49 | 11.14 | 10.23 | 8.34 | 3.73 | 0.23 | 0 | 0 | 0 | 0 | 0 | 0 | 0
DEVERS_1_SOLAR1 |  | Solar_1Axis | Solar Tracking | CISO | South | Socal | EO | 12 | 0 | 0 | 0 | 0 | 0 | 0 | 0.01 | 1.44 | 5.63 | 7.33 | 7.26 | 7.13 | 7.05 | 7.07 | 6.4 | 4.62 | 0.78 | 0 | 0 | 0 | 0 | 0 | 0 | 0 | 0 | 0 | 0 | 0 | 0 | 0 | 0.08 | 3.14 | 7.64 | 8.44 | 8.25 | 8.18 | 8.14 | 7.85 | 7.66 | 6.96 | 2.96 | 0.12 | 0 | 0 | 0 | 0 | 0 | 0 | 0 | 0 | 0 | 0 | 0 | 0 | 0.02 | 2.05 | 7.13 | 8.76 | 8.79 | 8.61 | 8.52 | 8.48 | 8.05 | 7.43 | 5.54 | 2.08 | 0.34 | 0 | 0 | 0 | 0 | 0 | 0 | 0 | 0 | 0 | 0 | 0 | 0.37 | 4.38 | 8.59 | 9.19 | 9.57 | 9.54 | 9.6 | 9.5 | 9.39 | 9.05 | 8.53 | 6.92 | 2.19 | 0.04 | 0 | 0 | 0 | 0 | 0 | 0 | 0 | 0 | 0 | 0.01 | 1.78 | 6.57 | 9.03 | 9.78 | 10.1 | 10.18 | 10.22 | 10.17 | 10 | 9.76 | 9.3 | 8.16 | 3.94 | 0.31 | 0 | 0 | 0 | 0 | 0 | 0 | 0 | 0 | 0 | 0.03 | 2.19 | 6.68 | 8.92 | 9.69 | 10.13 | 10.33 | 10.26 | 10.26 | 10.1 | 9.83 | 9.43 | 8.51 | 5.09 | 0.83 | 0 | 0 | 0 | 0 | 0 | 0 | 0 | 0 | 0 | 0 | 0.97 | 5.13 | 8.23 | 9.46 | 9.96 | 10.16 | 10.06 | 9.95 | 9.86 | 9.62 | 9.13 | 7.9 | 4.53 | 0.68 | 0 | 0 | 0 | 0 | 0 | 0 | 0 | 0 | 0 | 0 | 0.37 | 4.11 | 8.07 | 9.46 | 9.97 | 10.22 | 10.25 | 10.02 | 9.53 | 9.31 | 8.56 | 6.82 | 2.44 | 0.07 | 0 | 0 | 0 | 0 | 0 | 0 | 0 | 0 | 0 | 0 | 0.06 | 2.74 | 7.02 | 8.64 | 9.26 | 9.43 | 9.59 | 9.41 | 9.14 | 8.55 | 7.75 | 4.12 | 0.37 | 0 | 0 | 0 | 0 | 0 | 0 | 0 | 0 | 0 | 0 | 0 | 0 | 1.2 | 5.92 | 7.91 | 8.32 | 8.44 | 8.42 | 8.34 | 8.47 | 7.92 | 5.97 | 1.3 | 0 | 0 | 0 | 0 | 0 | 0 | 0 | 0 | 0 | 0 | 0 | 0 | 0.19 | 3.36 | 7.01 | 7.88 | 7.72 | 7.51 | 7.63 | 7.58 | 6.98 | 4.1 | 0.38 | 0 | 0 | 0 | 0 | 0 | 0 | 0 | 0 | 0 | 0 | 0 | 0 | 0 | 0.01 | 1.59 | 5 | 6.27 | 6.18 | 5.94 | 6.19 | 6.09 | 5.61 | 3.06 | 0.25 | 0 | 0 | 0 | 0 | 0 | 0 | 0
DEVERS_1_SOLAR2 |  | Solar_1Axis | Solar Tracking | CISO | South | Socal | EO | 9 | 0 | 0 | 0 | 0 | 0 | 0 | 0 | 1.08 | 4.22 | 5.5 | 5.44 | 5.35 | 5.29 | 5.3 | 4.8 | 3.47 | 0.58 | 0 | 0 | 0 | 0 | 0 | 0 | 0 | 0 | 0 | 0 | 0 | 0 | 0 | 0.06 | 2.35 | 5.73 | 6.33 | 6.19 | 6.14 | 6.1 | 5.89 | 5.74 | 5.22 | 2.22 | 0.09 | 0 | 0 | 0 | 0 | 0 | 0 | 0 | 0 | 0 | 0 | 0 | 0 | 0.01 | 1.54 | 5.35 | 6.57 | 6.59 | 6.46 | 6.39 | 6.36 | 6.04 | 5.57 | 4.16 | 1.56 | 0.25 | 0 | 0 | 0 | 0 | 0 | 0 | 0 | 0 | 0 | 0 | 0 | 0.28 | 3.29 | 6.44 | 6.89 | 7.18 | 7.16 | 7.2 | 7.12 | 7.04 | 6.79 | 6.4 | 5.19 | 1.64 | 0.03 | 0 | 0 | 0 | 0 | 0 | 0 | 0 | 0 | 0 | 0.01 | 1.33 | 4.93 | 6.77 | 7.33 | 7.57 | 7.64 | 7.66 | 7.63 | 7.5 | 7.32 | 6.98 | 6.12 | 2.95 | 0.23 | 0 | 0 | 0 | 0 | 0 | 0 | 0 | 0 | 0 | 0.02 | 1.64 | 5.01 | 6.69 | 7.27 | 7.6 | 7.75 | 7.7 | 7.7 | 7.58 | 7.38 | 7.07 | 6.39 | 3.82 | 0.62 | 0 | 0 | 0 | 0 | 0 | 0 | 0 | 0 | 0 | 0 | 0.73 | 3.85 | 6.17 | 7.09 | 7.47 | 7.62 | 7.55 | 7.46 | 7.4 | 7.22 | 6.85 | 5.92 | 3.4 | 0.51 | 0 | 0 | 0 | 0 | 0 | 0 | 0 | 0 | 0 | 0 | 0.28 | 3.08 | 6.06 | 7.09 | 7.47 | 7.66 | 7.69 | 7.52 | 7.15 | 6.98 | 6.42 | 5.11 | 1.83 | 0.05 | 0 | 0 | 0 | 0 | 0 | 0 | 0 | 0 | 0 | 0 | 0.04 | 2.06 | 5.26 | 6.48 | 6.95 | 7.07 | 7.19 | 7.06 | 6.86 | 6.41 | 5.81 | 3.09 | 0.27 | 0 | 0 | 0 | 0 | 0 | 0 | 0 | 0 | 0 | 0 | 0 | 0 | 0.9 | 4.44 | 5.93 | 6.24 | 6.33 | 6.32 | 6.26 | 6.35 | 5.94 | 4.48 | 0.98 | 0 | 0 | 0 | 0 | 0 | 0 | 0 | 0 | 0 | 0 | 0 | 0 | 0.14 | 2.52 | 5.26 | 5.91 | 5.79 | 5.63 | 5.72 | 5.69 | 5.23 | 3.07 | 0.29 | 0 | 0 | 0 | 0 | 0 | 0 | 0 | 0 | 0 | 0 | 0 | 0 | 0 | 0.01 | 1.19 | 3.75 | 4.7 | 4.63 | 4.46 | 4.64 | 4.57 | 4.21 | 2.3 | 0.19 | 0 | 0 | 0 | 0 | 0 | 0 | 0
DEVERS_2_CS2SR4 |  | Solar_1Axis | Solar Tracking | CISO | South | Socal | EO | 0.91 | 0 | 0 | 0 | 0 | 0 | 0 | 0 | 0.11 | 0.43 | 0.56 | 0.55 | 0.54 | 0.53 | 0.54 | 0.49 | 0.35 | 0.06 | 0 | 0 | 0 | 0 | 0 | 0 | 0 | 0 | 0 | 0 | 0 | 0 | 0 | 0.01 | 0.24 | 0.58 | 0.64 | 0.63 | 0.62 | 0.62 | 0.6 | 0.58 | 0.53 | 0.22 | 0.01 | 0 | 0 | 0 | 0 | 0 | 0 | 0 | 0 | 0 | 0 | 0 | 0 | 0 | 0.16 | 0.54 | 0.66 | 0.67 | 0.65 | 0.65 | 0.64 | 0.61 | 0.56 | 0.42 | 0.16 | 0.03 | 0 | 0 | 0 | 0 | 0 | 0 | 0 | 0 | 0 | 0 | 0 | 0.03 | 0.33 | 0.65 | 0.7 | 0.73 | 0.72 | 0.73 | 0.72 | 0.71 | 0.69 | 0.65 | 0.52 | 0.17 | 0 | 0 | 0 | 0 | 0 | 0 | 0 | 0 | 0 | 0 | 0 | 0.13 | 0.5 | 0.68 | 0.74 | 0.77 | 0.77 | 0.77 | 0.77 | 0.76 | 0.74 | 0.71 | 0.62 | 0.3 | 0.02 | 0 | 0 | 0 | 0 | 0 | 0 | 0 | 0 | 0 | 0 | 0.17 | 0.51 | 0.68 | 0.73 | 0.77 | 0.78 | 0.78 | 0.78 | 0.77 | 0.75 | 0.71 | 0.65 | 0.39 | 0.06 | 0 | 0 | 0 | 0 | 0 | 0 | 0 | 0 | 0 | 0 | 0.07 | 0.39 | 0.62 | 0.72 | 0.76 | 0.77 | 0.76 | 0.75 | 0.75 | 0.73 | 0.69 | 0.6 | 0.34 | 0.05 | 0 | 0 | 0 | 0 | 0 | 0 | 0 | 0 | 0 | 0 | 0.03 | 0.31 | 0.61 | 0.72 | 0.76 | 0.77 | 0.78 | 0.76 | 0.72 | 0.71 | 0.65 | 0.52 | 0.18 | 0.01 | 0 | 0 | 0 | 0 | 0 | 0 | 0 | 0 | 0 | 0 | 0 | 0.21 | 0.53 | 0.66 | 0.7 | 0.72 | 0.73 | 0.71 | 0.69 | 0.65 | 0.59 | 0.31 | 0.03 | 0 | 0 | 0 | 0 | 0 | 0 | 0 | 0 | 0 | 0 | 0 | 0 | 0.09 | 0.45 | 0.6 | 0.63 | 0.64 | 0.64 | 0.63 | 0.64 | 0.6 | 0.45 | 0.1 | 0 | 0 | 0 | 0 | 0 | 0 | 0 | 0 | 0 | 0 | 0 | 0 | 0.01 | 0.25 | 0.53 | 0.6 | 0.59 | 0.57 | 0.58 | 0.58 | 0.53 | 0.31 | 0.03 | 0 | 0 | 0 | 0 | 0 | 0 | 0 | 0 | 0 | 0 | 0 | 0 | 0 | 0 | 0.12 | 0.38 | 0.48 | 0.47 | 0.45 | 0.47 | 0.46 | 0.43 | 0.23 | 0.02 | 0 | 0 | 0 | 0 | 0 | 0 | 0
DEVERS_2_DHSPG2 |  | Solar_1Axis | Solar Tracking | CISO | South | Socal | EO | 1.4 | 0 | 0 | 0 | 0 | 0 | 0 | 0 | 0.17 | 0.66 | 0.86 | 0.85 | 0.83 | 0.82 | 0.82 | 0.75 | 0.54 | 0.09 | 0 | 0 | 0 | 0 | 0 | 0 | 0 | 0 | 0 | 0 | 0 | 0 | 0 | 0.01 | 0.37 | 0.89 | 0.98 | 0.96 | 0.95 | 0.95 | 0.92 | 0.89 | 0.81 | 0.34 | 0.01 | 0 | 0 | 0 | 0 | 0 | 0 | 0 | 0 | 0 | 0 | 0 | 0 | 0 | 0.24 | 0.83 | 1.02 | 1.03 | 1 | 0.99 | 0.99 | 0.94 | 0.87 | 0.65 | 0.24 | 0.04 | 0 | 0 | 0 | 0 | 0 | 0 | 0 | 0 | 0 | 0 | 0 | 0.04 | 0.51 | 1 | 1.07 | 1.12 | 1.11 | 1.12 | 1.11 | 1.1 | 1.06 | 1 | 0.81 | 0.26 | 0 | 0 | 0 | 0 | 0 | 0 | 0 | 0 | 0 | 0 | 0 | 0.21 | 0.77 | 1.05 | 1.14 | 1.18 | 1.19 | 1.19 | 1.19 | 1.17 | 1.14 | 1.09 | 0.95 | 0.46 | 0.04 | 0 | 0 | 0 | 0 | 0 | 0 | 0 | 0 | 0 | 0 | 0.25 | 0.78 | 1.04 | 1.13 | 1.18 | 1.2 | 1.2 | 1.2 | 1.18 | 1.15 | 1.1 | 0.99 | 0.59 | 0.1 | 0 | 0 | 0 | 0 | 0 | 0 | 0 | 0 | 0 | 0 | 0.11 | 0.6 | 0.96 | 1.1 | 1.16 | 1.19 | 1.17 | 1.16 | 1.15 | 1.12 | 1.07 | 0.92 | 0.53 | 0.08 | 0 | 0 | 0 | 0 | 0 | 0 | 0 | 0 | 0 | 0 | 0.04 | 0.48 | 0.94 | 1.1 | 1.16 | 1.19 | 1.2 | 1.17 | 1.11 | 1.09 | 1 | 0.8 | 0.28 | 0.01 | 0 | 0 | 0 | 0 | 0 | 0 | 0 | 0 | 0 | 0 | 0.01 | 0.32 | 0.82 | 1.01 | 1.08 | 1.1 | 1.12 | 1.1 | 1.07 | 1 | 0.9 | 0.48 | 0.04 | 0 | 0 | 0 | 0 | 0 | 0 | 0 | 0 | 0 | 0 | 0 | 0 | 0.14 | 0.69 | 0.92 | 0.97 | 0.99 | 0.98 | 0.97 | 0.99 | 0.92 | 0.7 | 0.15 | 0 | 0 | 0 | 0 | 0 | 0 | 0 | 0 | 0 | 0 | 0 | 0 | 0.02 | 0.39 | 0.82 | 0.92 | 0.9 | 0.88 | 0.89 | 0.88 | 0.81 | 0.48 | 0.04 | 0 | 0 | 0 | 0 | 0 | 0 | 0 | 0 | 0 | 0 | 0 | 0 | 0 | 0 | 0.19 | 0.58 | 0.73 | 0.72 | 0.69 | 0.72 | 0.71 | 0.65 | 0.36 | 0.03 | 0 | 0 | 0 | 0 | 0 | 0 | 0
DRACKR_2_D4SR4B |  | Solar_1Axis | Solar Tracking | CISO | South | Socal | FC | 62.5 | 0 | 0 | 0 | 0 | 0 | 0 | 0.03 | 7.49 | 29.32 | 38.18 | 37.8 | 37.13 | 36.73 | 36.82 | 33.35 | 24.07 | 4.06 | 0 | 0 | 0 | 0 | 0 | 0 | 0 | 0 | 0 | 0 | 0 | 0 | 0 | 0.43 | 16.35 | 39.78 | 43.95 | 42.99 | 42.62 | 42.38 | 40.87 | 39.87 | 36.24 | 15.4 | 0.62 | 0 | 0 | 0 | 0 | 0 | 0 | 0 | 0 | 0 | 0 | 0 | 0 | 0.09 | 10.69 | 37.15 | 45.6 | 45.77 | 44.84 | 44.37 | 44.17 | 41.95 | 38.68 | 28.86 | 10.86 | 1.75 | 0 | 0 | 0 | 0 | 0 | 0 | 0 | 0 | 0 | 0 | 0 | 1.91 | 22.83 | 44.73 | 47.85 | 49.83 | 49.69 | 50 | 49.47 | 48.9 | 47.12 | 44.44 | 36.02 | 11.39 | 0.18 | 0 | 0 | 0 | 0 | 0 | 0 | 0 | 0 | 0 | 0.04 | 9.27 | 34.23 | 47.01 | 50.92 | 52.58 | 53.03 | 53.2 | 52.98 | 52.08 | 50.82 | 48.46 | 42.5 | 20.52 | 1.63 | 0 | 0 | 0 | 0 | 0 | 0 | 0 | 0 | 0 | 0.15 | 11.38 | 34.78 | 46.44 | 50.46 | 52.78 | 53.79 | 53.44 | 53.45 | 52.62 | 51.22 | 49.09 | 44.34 | 26.53 | 4.31 | 0 | 0 | 0 | 0 | 0 | 0 | 0 | 0 | 0 | 0 | 5.05 | 26.73 | 42.84 | 49.26 | 51.89 | 52.9 | 52.42 | 51.81 | 51.36 | 50.12 | 47.55 | 41.12 | 23.58 | 3.53 | 0 | 0 | 0 | 0 | 0 | 0 | 0 | 0 | 0 | 0 | 1.94 | 21.41 | 42.06 | 49.27 | 51.91 | 53.22 | 53.41 | 52.21 | 49.64 | 48.49 | 44.57 | 35.5 | 12.69 | 0.35 | 0 | 0 | 0 | 0 | 0 | 0 | 0 | 0 | 0 | 0 | 0.31 | 14.28 | 36.55 | 45.02 | 48.24 | 49.12 | 49.94 | 49.02 | 47.63 | 44.55 | 40.38 | 21.43 | 1.9 | 0 | 0 | 0 | 0 | 0 | 0 | 0 | 0 | 0 | 0 | 0 | 0 | 6.25 | 30.84 | 41.21 | 43.36 | 43.98 | 43.88 | 43.45 | 44.1 | 41.25 | 31.1 | 6.77 | 0 | 0 | 0 | 0 | 0 | 0 | 0 | 0 | 0 | 0 | 0 | 0 | 0.98 | 17.48 | 36.53 | 41.03 | 40.23 | 39.1 | 39.73 | 39.5 | 36.34 | 21.34 | 1.98 | 0 | 0 | 0 | 0 | 0 | 0 | 0 | 0 | 0 | 0 | 0 | 0 | 0 | 0.07 | 8.27 | 26.04 | 32.64 | 32.17 | 30.95 | 32.22 | 31.71 | 29.21 | 15.96 | 1.31 | 0 | 0 | 0 | 0 | 0 | 0 | 0
DRACKR_2_DS3SR3 |  | Paired_Solar_Fixed | Solar Fixed | CISO | South | Socal | EO | 125 | 0 | 0 | 0 | 0 | 0 | 0 | 0.2 | 16.55 | 55.53 | 75.34 | 81.41 | 84.07 | 81.89 | 78.85 | 65.85 | 38.43 | 5.58 | 0 | 0 | 0 | 0 | 0 | 0 | 0 | 0 | 0 | 0 | 0 | 0 | 0 | 1.38 | 30.81 | 73.07 | 87.04 | 93.13 | 93.47 | 91.8 | 88.4 | 81.33 | 62.46 | 24.21 | 0.6 | 0 | 0 | 0 | 0 | 0 | 0 | 0 | 0 | 0 | 0 | 0 | 0 | 0.27 | 17.67 | 61.65 | 85.46 | 93.81 | 95.4 | 94.22 | 91.96 | 86.48 | 76.47 | 48.24 | 22.43 | 3.38 | 0 | 0 | 0 | 0 | 0 | 0 | 0 | 0 | 0 | 0 | 0 | 3.43 | 34.54 | 74.36 | 93.35 | 101.87 | 106.07 | 106.23 | 104.07 | 101.39 | 93 | 79.12 | 54.27 | 13.55 | 0.18 | 0 | 0 | 0 | 0 | 0 | 0 | 0 | 0 | 0 | 0.18 | 14.3 | 52.52 | 79.67 | 94.69 | 105.24 | 109.42 | 110.01 | 108.8 | 106.6 | 99.29 | 86.81 | 63.02 | 23.67 | 1.55 | 0 | 0 | 0 | 0 | 0 | 0 | 0 | 0 | 0 | 0.46 | 17.57 | 53.6 | 81.38 | 97.21 | 107.59 | 112.47 | 113.35 | 113.21 | 109.33 | 101.22 | 88.72 | 67.81 | 32.35 | 4.08 | 0.01 | 0 | 0 | 0 | 0 | 0 | 0 | 0 | 0 | 0.02 | 8.43 | 36.85 | 68.06 | 87.57 | 100.56 | 107.17 | 109.32 | 108.44 | 103.56 | 96.88 | 83.87 | 63.08 | 28.69 | 3.27 | 0 | 0 | 0 | 0 | 0 | 0 | 0 | 0 | 0 | 0 | 3.75 | 33.17 | 70.78 | 91.02 | 103.45 | 109.86 | 111.93 | 110.11 | 105.51 | 96.04 | 81.27 | 54.22 | 15.49 | 0.42 | 0 | 0 | 0 | 0 | 0 | 0 | 0 | 0 | 0 | 0 | 1.04 | 25.49 | 66.11 | 89.08 | 101.57 | 107.2 | 108.49 | 107.51 | 102.52 | 90.27 | 72.69 | 32.17 | 2.87 | 0.01 | 0 | 0 | 0 | 0 | 0 | 0 | 0 | 0 | 0 | 0 | 0.12 | 13.59 | 57.31 | 82.01 | 93.32 | 99.19 | 100.57 | 99.11 | 94.25 | 83.87 | 53.07 | 10.65 | 0.05 | 0 | 0 | 0 | 0 | 0 | 0 | 0 | 0 | 0 | 0 | 0 | 3.09 | 33.74 | 67.49 | 83.93 | 89.59 | 91.7 | 88.87 | 84.14 | 69.27 | 31.63 | 2.13 | 0 | 0 | 0 | 0 | 0 | 0 | 0 | 0 | 0 | 0 | 0 | 0 | 0 | 0.38 | 17.8 | 49.98 | 66.9 | 73.73 | 77.63 | 75.26 | 69.12 | 56.35 | 25.22 | 1.55 | 0 | 0 | 0 | 0 | 0 | 0 | 0
DRACKR_2_DS4SR4 |  | Paired_Solar_1Axis | Solar Tracking | CISO | South | Socal | FC | 62.5 | 0 | 0 | 0 | 0 | 0 | 0 | 0.03 | 7.49 | 29.32 | 38.18 | 37.8 | 37.13 | 36.73 | 36.82 | 33.35 | 24.07 | 4.06 | 0 | 0 | 0 | 0 | 0 | 0 | 0 | 0 | 0 | 0 | 0 | 0 | 0 | 0.43 | 16.35 | 39.78 | 43.95 | 42.99 | 42.62 | 42.38 | 40.87 | 39.87 | 36.24 | 15.4 | 0.62 | 0 | 0 | 0 | 0 | 0 | 0 | 0 | 0 | 0 | 0 | 0 | 0 | 0.09 | 10.69 | 37.15 | 45.6 | 45.77 | 44.84 | 44.37 | 44.17 | 41.95 | 38.68 | 28.86 | 10.86 | 1.75 | 0 | 0 | 0 | 0 | 0 | 0 | 0 | 0 | 0 | 0 | 0 | 1.91 | 22.83 | 44.73 | 47.85 | 49.83 | 49.69 | 50 | 49.47 | 48.9 | 47.12 | 44.44 | 36.02 | 11.39 | 0.18 | 0 | 0 | 0 | 0 | 0 | 0 | 0 | 0 | 0 | 0.04 | 9.27 | 34.23 | 47.01 | 50.92 | 52.58 | 53.03 | 53.2 | 52.98 | 52.08 | 50.82 | 48.46 | 42.5 | 20.52 | 1.63 | 0 | 0 | 0 | 0 | 0 | 0 | 0 | 0 | 0 | 0.15 | 11.38 | 34.78 | 46.44 | 50.46 | 52.78 | 53.79 | 53.44 | 53.45 | 52.62 | 51.22 | 49.09 | 44.34 | 26.53 | 4.31 | 0 | 0 | 0 | 0 | 0 | 0 | 0 | 0 | 0 | 0 | 5.05 | 26.73 | 42.84 | 49.26 | 51.89 | 52.9 | 52.42 | 51.81 | 51.36 | 50.12 | 47.55 | 41.12 | 23.58 | 3.53 | 0 | 0 | 0 | 0 | 0 | 0 | 0 | 0 | 0 | 0 | 1.94 | 21.41 | 42.06 | 49.27 | 51.91 | 53.22 | 53.41 | 52.21 | 49.64 | 48.49 | 44.57 | 35.5 | 12.69 | 0.35 | 0 | 0 | 0 | 0 | 0 | 0 | 0 | 0 | 0 | 0 | 0.31 | 14.28 | 36.55 | 45.02 | 48.24 | 49.12 | 49.94 | 49.02 | 47.63 | 44.55 | 40.38 | 21.43 | 1.9 | 0 | 0 | 0 | 0 | 0 | 0 | 0 | 0 | 0 | 0 | 0 | 0 | 6.25 | 30.84 | 41.21 | 43.36 | 43.98 | 43.88 | 43.45 | 44.1 | 41.25 | 31.1 | 6.77 | 0 | 0 | 0 | 0 | 0 | 0 | 0 | 0 | 0 | 0 | 0 | 0 | 0.98 | 17.48 | 36.53 | 41.03 | 40.23 | 39.1 | 39.73 | 39.5 | 36.34 | 21.34 | 1.98 | 0 | 0 | 0 | 0 | 0 | 0 | 0 | 0 | 0 | 0 | 0 | 0 | 0 | 0.07 | 8.27 | 26.04 | 32.64 | 32.17 | 30.95 | 32.22 | 31.71 | 29.21 | 15.96 | 1.31 | 0 | 0 | 0 | 0 | 0 | 0 | 0
DRACKR_2_SOLAR1 |  | Paired_Solar_Fixed | Solar Fixed | CISO | South | Socal | FC | 110 | 0 | 0 | 0 | 0 | 0 | 0 | 0.18 | 14.56 | 48.87 | 66.3 | 71.64 | 73.98 | 72.06 | 69.39 | 57.95 | 33.82 | 4.91 | 0 | 0 | 0 | 0 | 0 | 0 | 0 | 0 | 0 | 0 | 0 | 0 | 0 | 1.21 | 27.11 | 64.3 | 76.6 | 81.95 | 82.25 | 80.79 | 77.79 | 71.57 | 54.96 | 21.31 | 0.53 | 0 | 0 | 0 | 0 | 0 | 0 | 0 | 0 | 0 | 0 | 0 | 0 | 0.24 | 15.55 | 54.25 | 75.2 | 82.55 | 83.95 | 82.91 | 80.92 | 76.1 | 67.29 | 42.45 | 19.74 | 2.97 | 0 | 0 | 0 | 0 | 0 | 0 | 0 | 0 | 0 | 0 | 0 | 3.01 | 30.39 | 65.44 | 82.15 | 89.64 | 93.35 | 93.49 | 91.58 | 89.22 | 81.84 | 69.62 | 47.76 | 11.92 | 0.16 | 0 | 0 | 0 | 0 | 0 | 0 | 0 | 0 | 0 | 0.16 | 12.58 | 46.22 | 70.11 | 83.33 | 92.62 | 96.29 | 96.81 | 95.75 | 93.8 | 87.37 | 76.4 | 55.46 | 20.83 | 1.36 | 0 | 0 | 0 | 0 | 0 | 0 | 0 | 0 | 0 | 0.41 | 15.46 | 47.17 | 71.61 | 85.55 | 94.68 | 98.97 | 99.75 | 99.62 | 96.21 | 89.07 | 78.07 | 59.67 | 28.47 | 3.59 | 0.01 | 0 | 0 | 0 | 0 | 0 | 0 | 0 | 0 | 0.02 | 7.42 | 32.43 | 59.89 | 77.06 | 88.49 | 94.31 | 96.2 | 95.43 | 91.13 | 85.25 | 73.8 | 55.51 | 25.25 | 2.88 | 0 | 0 | 0 | 0 | 0 | 0 | 0 | 0 | 0 | 0 | 3.3 | 29.19 | 62.29 | 80.1 | 91.03 | 96.68 | 98.5 | 96.9 | 92.85 | 84.51 | 71.52 | 47.71 | 13.63 | 0.37 | 0 | 0 | 0 | 0 | 0 | 0 | 0 | 0 | 0 | 0 | 0.91 | 22.43 | 58.18 | 78.39 | 89.38 | 94.33 | 95.47 | 94.61 | 90.21 | 79.43 | 63.96 | 28.31 | 2.53 | 0.01 | 0 | 0 | 0 | 0 | 0 | 0 | 0 | 0 | 0 | 0 | 0.1 | 11.96 | 50.43 | 72.17 | 82.12 | 87.28 | 88.5 | 87.22 | 82.94 | 73.81 | 46.7 | 9.37 | 0.04 | 0 | 0 | 0 | 0 | 0 | 0 | 0 | 0 | 0 | 0 | 0 | 2.72 | 29.69 | 59.39 | 73.86 | 78.84 | 80.7 | 78.2 | 74.04 | 60.95 | 27.84 | 1.88 | 0 | 0 | 0 | 0 | 0 | 0 | 0 | 0 | 0 | 0 | 0 | 0 | 0 | 0.33 | 15.67 | 43.98 | 58.88 | 64.88 | 68.31 | 66.23 | 60.83 | 49.59 | 22.19 | 1.37 | 0 | 0 | 0 | 0 | 0 | 0 | 0
DRACKR_2_SOLAR2 |  | Paired_Solar_Fixed | Solar Fixed | CISO | South | Socal | EO | 125 | 0 | 0 | 0 | 0 | 0 | 0 | 0.2 | 16.55 | 55.53 | 75.34 | 81.41 | 84.07 | 81.89 | 78.85 | 65.85 | 38.43 | 5.58 | 0 | 0 | 0 | 0 | 0 | 0 | 0 | 0 | 0 | 0 | 0 | 0 | 0 | 1.38 | 30.81 | 73.07 | 87.04 | 93.13 | 93.47 | 91.8 | 88.4 | 81.33 | 62.46 | 24.21 | 0.6 | 0 | 0 | 0 | 0 | 0 | 0 | 0 | 0 | 0 | 0 | 0 | 0 | 0.27 | 17.67 | 61.65 | 85.46 | 93.81 | 95.4 | 94.22 | 91.96 | 86.48 | 76.47 | 48.24 | 22.43 | 3.38 | 0 | 0 | 0 | 0 | 0 | 0 | 0 | 0 | 0 | 0 | 0 | 3.43 | 34.54 | 74.36 | 93.35 | 101.87 | 106.07 | 106.23 | 104.07 | 101.39 | 93 | 79.12 | 54.27 | 13.55 | 0.18 | 0 | 0 | 0 | 0 | 0 | 0 | 0 | 0 | 0 | 0.18 | 14.3 | 52.52 | 79.67 | 94.69 | 105.24 | 109.42 | 110.01 | 108.8 | 106.6 | 99.29 | 86.81 | 63.02 | 23.67 | 1.55 | 0 | 0 | 0 | 0 | 0 | 0 | 0 | 0 | 0 | 0.46 | 17.57 | 53.6 | 81.38 | 97.21 | 107.59 | 112.47 | 113.35 | 113.21 | 109.33 | 101.22 | 88.72 | 67.81 | 32.35 | 4.08 | 0.01 | 0 | 0 | 0 | 0 | 0 | 0 | 0 | 0 | 0.02 | 8.43 | 36.85 | 68.06 | 87.57 | 100.56 | 107.17 | 109.32 | 108.44 | 103.56 | 96.88 | 83.87 | 63.08 | 28.69 | 3.27 | 0 | 0 | 0 | 0 | 0 | 0 | 0 | 0 | 0 | 0 | 3.75 | 33.17 | 70.78 | 91.02 | 103.45 | 109.86 | 111.93 | 110.11 | 105.51 | 96.04 | 81.27 | 54.22 | 15.49 | 0.42 | 0 | 0 | 0 | 0 | 0 | 0 | 0 | 0 | 0 | 0 | 1.04 | 25.49 | 66.11 | 89.08 | 101.57 | 107.2 | 108.49 | 107.51 | 102.52 | 90.27 | 72.69 | 32.17 | 2.87 | 0.01 | 0 | 0 | 0 | 0 | 0 | 0 | 0 | 0 | 0 | 0 | 0.12 | 13.59 | 57.31 | 82.01 | 93.32 | 99.19 | 100.57 | 99.11 | 94.25 | 83.87 | 53.07 | 10.65 | 0.05 | 0 | 0 | 0 | 0 | 0 | 0 | 0 | 0 | 0 | 0 | 0 | 3.09 | 33.74 | 67.49 | 83.93 | 89.59 | 91.7 | 88.87 | 84.14 | 69.27 | 31.63 | 2.13 | 0 | 0 | 0 | 0 | 0 | 0 | 0 | 0 | 0 | 0 | 0 | 0 | 0 | 0.38 | 17.8 | 49.98 | 66.9 | 73.73 | 77.63 | 75.26 | 69.12 | 56.35 | 25.22 | 1.55 | 0 | 0 | 0 | 0 | 0 | 0 | 0
DSFLWR_2_W9CSB1 |  | Solar_1Axis | Solar Tracking | CISO | South | Socal | ID | 102 | 0 | 0 | 0 | 0 | 0 | 0 | 0.05 | 12.22 | 47.86 | 62.31 | 61.69 | 60.6 | 59.94 | 60.09 | 54.43 | 39.27 | 6.63 | 0 | 0 | 0 | 0 | 0 | 0 | 0 | 0 | 0 | 0 | 0 | 0 | 0 | 0.7 | 26.68 | 64.92 | 71.73 | 70.16 | 69.55 | 69.16 | 66.7 | 65.07 | 59.14 | 25.13 | 1.01 | 0 | 0 | 0 | 0 | 0 | 0 | 0 | 0 | 0 | 0 | 0 | 0 | 0.15 | 17.45 | 60.63 | 74.43 | 74.69 | 73.17 | 72.41 | 72.08 | 68.46 | 63.13 | 47.1 | 17.72 | 2.86 | 0 | 0 | 0 | 0 | 0 | 0 | 0 | 0 | 0 | 0 | 0 | 3.12 | 37.26 | 73.01 | 78.09 | 81.32 | 81.09 | 81.61 | 80.74 | 79.8 | 76.91 | 72.52 | 58.79 | 18.59 | 0.3 | 0 | 0 | 0 | 0 | 0 | 0 | 0 | 0 | 0 | 0.06 | 15.13 | 55.86 | 76.73 | 83.09 | 85.81 | 86.54 | 86.83 | 86.46 | 85 | 82.94 | 79.09 | 69.37 | 33.49 | 2.65 | 0 | 0 | 0 | 0 | 0 | 0 | 0 | 0 | 0 | 0.24 | 18.58 | 56.75 | 75.79 | 82.35 | 86.13 | 87.78 | 87.21 | 87.23 | 85.87 | 83.59 | 80.12 | 72.37 | 43.29 | 7.03 | 0 | 0 | 0 | 0 | 0 | 0 | 0 | 0 | 0 | 0 | 8.24 | 43.62 | 69.92 | 80.39 | 84.68 | 86.34 | 85.54 | 84.55 | 83.81 | 81.79 | 77.61 | 67.11 | 38.48 | 5.76 | 0 | 0 | 0 | 0 | 0 | 0 | 0 | 0 | 0 | 0 | 3.16 | 34.94 | 68.64 | 80.41 | 84.72 | 86.85 | 87.16 | 85.21 | 81.01 | 79.13 | 72.73 | 57.93 | 20.71 | 0.57 | 0 | 0 | 0 | 0 | 0 | 0 | 0 | 0 | 0 | 0 | 0.5 | 23.3 | 59.65 | 73.48 | 78.72 | 80.17 | 81.5 | 80 | 77.73 | 72.7 | 65.9 | 34.98 | 3.11 | 0 | 0 | 0 | 0 | 0 | 0 | 0 | 0 | 0 | 0 | 0 | 0 | 10.2 | 50.32 | 67.26 | 70.76 | 71.78 | 71.61 | 70.91 | 71.98 | 67.32 | 50.76 | 11.06 | 0.01 | 0 | 0 | 0 | 0 | 0 | 0 | 0 | 0 | 0 | 0 | 0 | 1.6 | 28.52 | 59.62 | 66.96 | 65.66 | 63.81 | 64.84 | 64.47 | 59.3 | 34.83 | 3.23 | 0 | 0 | 0 | 0 | 0 | 0 | 0 | 0 | 0 | 0 | 0 | 0 | 0 | 0.11 | 13.49 | 42.5 | 53.27 | 52.51 | 50.51 | 52.58 | 51.75 | 47.68 | 26.05 | 2.14 | 0 | 0 | 0 | 0 | 0 | 0 | 0
DSFLWR_2_W9CSB2 |  | Solar_1Axis | Solar Tracking | CISO | South | Socal | ID | 72 | 0 | 0 | 0 | 0 | 0 | 0 | 0.04 | 8.62 | 33.78 | 43.98 | 43.55 | 42.77 | 42.31 | 42.41 | 38.42 | 27.72 | 4.68 | 0 | 0 | 0 | 0 | 0 | 0 | 0 | 0 | 0 | 0 | 0 | 0 | 0 | 0.5 | 18.83 | 45.82 | 50.63 | 49.53 | 49.09 | 48.82 | 47.08 | 45.93 | 41.75 | 17.74 | 0.71 | 0 | 0 | 0 | 0 | 0 | 0 | 0 | 0 | 0 | 0 | 0 | 0 | 0.11 | 12.32 | 42.8 | 52.54 | 52.72 | 51.65 | 51.11 | 50.88 | 48.33 | 44.56 | 33.25 | 12.51 | 2.02 | 0 | 0 | 0 | 0 | 0 | 0 | 0 | 0 | 0 | 0 | 0 | 2.21 | 26.3 | 51.53 | 55.13 | 57.41 | 57.24 | 57.6 | 56.99 | 56.33 | 54.29 | 51.19 | 41.5 | 13.12 | 0.21 | 0 | 0 | 0 | 0 | 0 | 0 | 0 | 0 | 0 | 0.04 | 10.68 | 39.43 | 54.16 | 58.65 | 60.57 | 61.09 | 61.29 | 61.03 | 60 | 58.55 | 55.83 | 48.97 | 23.64 | 1.87 | 0 | 0 | 0 | 0 | 0 | 0 | 0 | 0 | 0 | 0.17 | 13.11 | 40.06 | 53.5 | 58.13 | 60.8 | 61.96 | 61.56 | 61.57 | 60.62 | 59 | 56.55 | 51.08 | 30.56 | 4.96 | 0 | 0 | 0 | 0 | 0 | 0 | 0 | 0 | 0 | 0 | 5.82 | 30.79 | 49.35 | 56.75 | 59.77 | 60.95 | 60.38 | 59.68 | 59.16 | 57.74 | 54.78 | 47.37 | 27.17 | 4.06 | 0 | 0 | 0 | 0 | 0 | 0 | 0 | 0 | 0 | 0 | 2.23 | 24.66 | 48.45 | 56.76 | 59.8 | 61.31 | 61.53 | 60.15 | 57.18 | 55.86 | 51.34 | 40.89 | 14.62 | 0.4 | 0 | 0 | 0 | 0 | 0 | 0 | 0 | 0 | 0 | 0 | 0.36 | 16.45 | 42.1 | 51.87 | 55.57 | 56.59 | 57.53 | 56.47 | 54.87 | 51.32 | 46.52 | 24.69 | 2.19 | 0 | 0 | 0 | 0 | 0 | 0 | 0 | 0 | 0 | 0 | 0 | 0 | 7.2 | 35.52 | 47.48 | 49.95 | 50.67 | 50.55 | 50.05 | 50.81 | 47.52 | 35.83 | 7.8 | 0 | 0 | 0 | 0 | 0 | 0 | 0 | 0 | 0 | 0 | 0 | 0 | 1.13 | 20.13 | 42.08 | 47.26 | 46.35 | 45.04 | 45.77 | 45.51 | 41.86 | 24.59 | 2.28 | 0 | 0 | 0 | 0 | 0 | 0 | 0 | 0 | 0 | 0 | 0 | 0 | 0 | 0.08 | 9.52 | 30 | 37.6 | 37.06 | 35.66 | 37.11 | 36.53 | 33.65 | 18.39 | 1.51 | 0 | 0 | 0 | 0 | 0 | 0 | 0
DSFLWR_2_WS2SR1 |  | Solar_1Axis | Solar Tracking | CISO | South | Socal | FC | 100 | 0 | 0 | 0 | 0 | 0 | 0 | 0.05 | 11.98 | 46.92 | 61.09 | 60.48 | 59.41 | 58.77 | 58.91 | 53.36 | 38.5 | 6.5 | 0 | 0 | 0 | 0 | 0 | 0 | 0 | 0 | 0 | 0 | 0 | 0 | 0 | 0.69 | 26.16 | 63.64 | 70.33 | 68.79 | 68.19 | 67.81 | 65.39 | 63.79 | 57.98 | 24.63 | 0.99 | 0 | 0 | 0 | 0 | 0 | 0 | 0 | 0 | 0 | 0 | 0 | 0 | 0.15 | 17.11 | 59.44 | 72.97 | 73.23 | 71.74 | 70.99 | 70.67 | 67.12 | 61.89 | 46.18 | 17.37 | 2.81 | 0 | 0 | 0 | 0 | 0 | 0 | 0 | 0 | 0 | 0 | 0 | 3.06 | 36.53 | 71.58 | 76.56 | 79.73 | 79.5 | 80.01 | 79.16 | 78.24 | 75.4 | 71.1 | 57.64 | 18.23 | 0.29 | 0 | 0 | 0 | 0 | 0 | 0 | 0 | 0 | 0 | 0.06 | 14.83 | 54.76 | 75.22 | 81.46 | 84.13 | 84.85 | 85.13 | 84.76 | 83.33 | 81.32 | 77.54 | 68.01 | 32.83 | 2.6 | 0 | 0 | 0 | 0 | 0 | 0 | 0 | 0 | 0 | 0.24 | 18.21 | 55.64 | 74.3 | 80.74 | 84.44 | 86.06 | 85.5 | 85.52 | 84.19 | 81.95 | 78.55 | 70.95 | 42.44 | 6.89 | 0 | 0 | 0 | 0 | 0 | 0 | 0 | 0 | 0 | 0 | 8.08 | 42.76 | 68.55 | 78.82 | 83.02 | 84.65 | 83.87 | 82.89 | 82.17 | 80.19 | 76.08 | 65.8 | 37.73 | 5.64 | 0 | 0 | 0 | 0 | 0 | 0 | 0 | 0 | 0 | 0 | 3.1 | 34.25 | 67.29 | 78.83 | 83.05 | 85.15 | 85.45 | 83.54 | 79.42 | 77.58 | 71.3 | 56.79 | 20.3 | 0.56 | 0 | 0 | 0 | 0 | 0 | 0 | 0 | 0 | 0 | 0 | 0.49 | 22.84 | 58.48 | 72.04 | 77.18 | 78.59 | 79.9 | 78.43 | 76.21 | 71.28 | 64.61 | 34.3 | 3.05 | 0 | 0 | 0 | 0 | 0 | 0 | 0 | 0 | 0 | 0 | 0 | 0 | 10 | 49.34 | 65.94 | 69.37 | 70.37 | 70.2 | 69.52 | 70.56 | 66 | 49.77 | 10.84 | 0.01 | 0 | 0 | 0 | 0 | 0 | 0 | 0 | 0 | 0 | 0 | 0 | 1.57 | 27.96 | 58.45 | 65.64 | 64.37 | 62.56 | 63.57 | 63.2 | 58.14 | 34.15 | 3.17 | 0 | 0 | 0 | 0 | 0 | 0 | 0 | 0 | 0 | 0 | 0 | 0 | 0 | 0.11 | 13.23 | 41.67 | 52.23 | 51.48 | 49.52 | 51.55 | 50.73 | 46.74 | 25.54 | 2.1 | 0 | 0 | 0 | 0 | 0 | 0 | 0
DSRTHV_2_DH1SR1 |  | Solar_1Axis | Solar Tracking | CISO | South | Socal | FC | 80 | 0 | 0 | 0 | 0 | 0 | 0 | 0.04 | 9.58 | 37.53 | 48.87 | 48.38 | 47.53 | 47.01 | 47.13 | 42.69 | 30.8 | 5.2 | 0 | 0 | 0 | 0 | 0 | 0 | 0 | 0 | 0 | 0 | 0 | 0 | 0 | 0.55 | 20.92 | 50.92 | 56.26 | 55.03 | 54.55 | 54.25 | 52.31 | 51.03 | 46.39 | 19.71 | 0.79 | 0 | 0 | 0 | 0 | 0 | 0 | 0 | 0 | 0 | 0 | 0 | 0 | 0.12 | 13.69 | 47.55 | 58.37 | 58.58 | 57.39 | 56.79 | 56.53 | 53.7 | 49.51 | 36.94 | 13.9 | 2.24 | 0 | 0 | 0 | 0 | 0 | 0 | 0 | 0 | 0 | 0 | 0 | 2.45 | 29.23 | 57.26 | 61.25 | 63.78 | 63.6 | 64.01 | 63.33 | 62.59 | 60.32 | 56.88 | 46.11 | 14.58 | 0.24 | 0 | 0 | 0 | 0 | 0 | 0 | 0 | 0 | 0 | 0.05 | 11.86 | 43.81 | 60.18 | 65.17 | 67.31 | 67.88 | 68.1 | 67.81 | 66.66 | 65.05 | 62.03 | 54.41 | 26.26 | 2.08 | 0 | 0 | 0 | 0 | 0 | 0 | 0 | 0 | 0 | 0.19 | 14.57 | 44.51 | 59.44 | 64.59 | 67.56 | 68.85 | 68.4 | 68.41 | 67.35 | 65.56 | 62.84 | 56.76 | 33.95 | 5.51 | 0 | 0 | 0 | 0 | 0 | 0 | 0 | 0 | 0 | 0 | 6.46 | 34.21 | 54.84 | 63.05 | 66.42 | 67.72 | 67.09 | 66.31 | 65.74 | 64.15 | 60.87 | 52.64 | 30.18 | 4.51 | 0 | 0 | 0 | 0 | 0 | 0 | 0 | 0 | 0 | 0 | 2.48 | 27.4 | 53.83 | 63.07 | 66.44 | 68.12 | 68.36 | 66.83 | 63.54 | 62.07 | 57.04 | 45.43 | 16.24 | 0.45 | 0 | 0 | 0 | 0 | 0 | 0 | 0 | 0 | 0 | 0 | 0.39 | 18.28 | 46.78 | 57.63 | 61.74 | 62.88 | 63.92 | 62.74 | 60.97 | 57.02 | 51.69 | 27.44 | 2.44 | 0 | 0 | 0 | 0 | 0 | 0 | 0 | 0 | 0 | 0 | 0 | 0 | 8 | 39.47 | 52.75 | 55.5 | 56.29 | 56.16 | 55.61 | 56.45 | 52.8 | 39.81 | 8.67 | 0.01 | 0 | 0 | 0 | 0 | 0 | 0 | 0 | 0 | 0 | 0 | 0 | 1.26 | 22.37 | 46.76 | 52.51 | 51.5 | 50.05 | 50.86 | 50.56 | 46.51 | 27.32 | 2.54 | 0 | 0 | 0 | 0 | 0 | 0 | 0 | 0 | 0 | 0 | 0 | 0 | 0 | 0.09 | 10.58 | 33.34 | 41.78 | 41.18 | 39.62 | 41.24 | 40.59 | 37.39 | 20.43 | 1.68 | 0 | 0 | 0 | 0 | 0 | 0 | 0
DSRTHV_2_DH2SR2 |  | Paired_Solar_1Axis | Solar Tracking | CISO | South | Socal | FC | 70 | 0 | 0 | 0 | 0 | 0 | 0 | 0.03 | 8.38 | 32.84 | 42.76 | 42.34 | 41.59 | 41.14 | 41.24 | 37.35 | 26.95 | 4.55 | 0 | 0 | 0 | 0 | 0 | 0 | 0 | 0 | 0 | 0 | 0 | 0 | 0 | 0.48 | 18.31 | 44.55 | 49.23 | 48.15 | 47.73 | 47.47 | 45.77 | 44.65 | 40.59 | 17.24 | 0.69 | 0 | 0 | 0 | 0 | 0 | 0 | 0 | 0 | 0 | 0 | 0 | 0 | 0.1 | 11.97 | 41.61 | 51.08 | 51.26 | 50.22 | 49.69 | 49.47 | 46.98 | 43.32 | 32.33 | 12.16 | 1.96 | 0 | 0 | 0 | 0 | 0 | 0 | 0 | 0 | 0 | 0 | 0 | 2.14 | 25.57 | 50.1 | 53.59 | 55.81 | 55.65 | 56 | 55.41 | 54.77 | 52.78 | 49.77 | 40.35 | 12.76 | 0.21 | 0 | 0 | 0 | 0 | 0 | 0 | 0 | 0 | 0 | 0.04 | 10.38 | 38.33 | 52.65 | 57.03 | 58.89 | 59.39 | 59.59 | 59.33 | 58.33 | 56.92 | 54.28 | 47.61 | 22.98 | 1.82 | 0 | 0 | 0 | 0 | 0 | 0 | 0 | 0 | 0 | 0.17 | 12.75 | 38.95 | 52.01 | 56.52 | 59.11 | 60.24 | 59.85 | 59.86 | 58.93 | 57.36 | 54.98 | 49.66 | 29.71 | 4.82 | 0 | 0 | 0 | 0 | 0 | 0 | 0 | 0 | 0 | 0 | 5.65 | 29.94 | 47.98 | 55.17 | 58.11 | 59.25 | 58.71 | 58.02 | 57.52 | 56.13 | 53.26 | 46.06 | 26.41 | 3.95 | 0 | 0 | 0 | 0 | 0 | 0 | 0 | 0 | 0 | 0 | 2.17 | 23.98 | 47.1 | 55.18 | 58.14 | 59.61 | 59.82 | 58.47 | 55.6 | 54.31 | 49.91 | 39.75 | 14.21 | 0.39 | 0 | 0 | 0 | 0 | 0 | 0 | 0 | 0 | 0 | 0 | 0.35 | 15.99 | 40.94 | 50.43 | 54.03 | 55.02 | 55.93 | 54.9 | 53.35 | 49.89 | 45.23 | 24.01 | 2.13 | 0 | 0 | 0 | 0 | 0 | 0 | 0 | 0 | 0 | 0 | 0 | 0 | 7 | 34.54 | 46.16 | 48.56 | 49.26 | 49.14 | 48.66 | 49.4 | 46.2 | 34.84 | 7.59 | 0 | 0 | 0 | 0 | 0 | 0 | 0 | 0 | 0 | 0 | 0 | 0 | 1.1 | 19.57 | 40.91 | 45.95 | 45.06 | 43.79 | 44.5 | 44.24 | 40.7 | 23.9 | 2.22 | 0 | 0 | 0 | 0 | 0 | 0 | 0 | 0 | 0 | 0 | 0 | 0 | 0 | 0.08 | 9.26 | 29.17 | 36.56 | 36.04 | 34.66 | 36.08 | 35.51 | 32.72 | 17.88 | 1.47 | 0 | 0 | 0 | 0 | 0 | 0 | 0
DSRTSL_2_SOLAR1 |  | Solar_1Axis | Solar Tracking | CISO | South | Socal | FC | 296.19 | 0 | 0 | 0 | 0 | 0 | 0 | 0.15 | 35.48 | 138.97 | 180.94 | 179.14 | 175.96 | 174.06 | 174.48 | 158.04 | 114.05 | 19.24 | 0.01 | 0 | 0 | 0 | 0 | 0 | 0 | 0 | 0 | 0 | 0 | 0 | 0 | 2.04 | 77.47 | 188.51 | 208.3 | 203.74 | 201.96 | 200.84 | 193.68 | 188.94 | 171.74 | 72.96 | 2.92 | 0 | 0 | 0 | 0 | 0 | 0 | 0 | 0 | 0 | 0 | 0 | 0 | 0.44 | 50.67 | 176.06 | 216.12 | 216.89 | 212.48 | 210.27 | 209.31 | 198.8 | 183.31 | 136.78 | 51.45 | 8.31 | 0 | 0 | 0 | 0 | 0 | 0 | 0 | 0 | 0 | 0 | 0 | 9.07 | 108.21 | 212 | 226.77 | 236.15 | 235.47 | 236.97 | 234.46 | 231.74 | 223.33 | 210.59 | 170.72 | 53.98 | 0.87 | 0 | 0 | 0 | 0 | 0 | 0 | 0 | 0 | 0 | 0.17 | 43.92 | 162.2 | 222.8 | 241.29 | 249.19 | 251.31 | 252.14 | 251.06 | 246.81 | 240.85 | 229.66 | 201.43 | 97.24 | 7.71 | 0 | 0 | 0 | 0 | 0 | 0 | 0 | 0 | 0 | 0.71 | 53.95 | 164.8 | 220.08 | 239.14 | 250.12 | 254.9 | 253.24 | 253.29 | 249.36 | 242.73 | 232.64 | 210.14 | 125.71 | 20.41 | 0.01 | 0 | 0 | 0 | 0 | 0 | 0 | 0 | 0 | 0.01 | 23.92 | 126.66 | 203.03 | 233.45 | 245.9 | 250.71 | 248.4 | 245.51 | 243.38 | 237.51 | 225.36 | 194.89 | 111.75 | 16.71 | 0 | 0 | 0 | 0 | 0 | 0 | 0 | 0 | 0 | 0 | 9.17 | 101.46 | 199.31 | 233.5 | 246 | 252.21 | 253.1 | 247.42 | 235.24 | 229.79 | 211.2 | 168.21 | 60.13 | 1.65 | 0 | 0 | 0 | 0 | 0 | 0 | 0 | 0 | 0 | 0 | 1.46 | 67.66 | 173.21 | 213.37 | 228.6 | 232.79 | 236.66 | 232.3 | 225.72 | 211.11 | 191.36 | 101.58 | 9.02 | 0 | 0 | 0 | 0 | 0 | 0 | 0 | 0 | 0 | 0 | 0 | 0.01 | 29.6 | 146.13 | 195.32 | 205.48 | 208.42 | 207.93 | 205.9 | 209.01 | 195.48 | 147.41 | 32.11 | 0.02 | 0 | 0 | 0 | 0 | 0 | 0 | 0 | 0 | 0 | 0 | 0 | 4.65 | 82.82 | 173.12 | 194.43 | 190.67 | 185.29 | 188.3 | 187.21 | 172.2 | 101.14 | 9.39 | 0 | 0 | 0 | 0 | 0 | 0 | 0 | 0 | 0 | 0 | 0 | 0 | 0 | 0.32 | 39.17 | 123.42 | 154.69 | 152.47 | 146.68 | 152.68 | 150.27 | 138.45 | 75.65 | 6.22 | 0 | 0 | 0 | 0 | 0 | 0 | 0
DSRTSN_2_SOLAR1 |  | Solar_Fixed | Solar Fixed | CISO | South | Socal | FC | 300 | 0 | 0 | 0 | 0 | 0 | 0 | 0.48 | 39.72 | 133.28 | 180.81 | 195.38 | 201.77 | 196.54 | 189.25 | 158.05 | 92.23 | 13.39 | 0.01 | 0 | 0 | 0 | 0 | 0 | 0 | 0 | 0 | 0 | 0 | 0 | 0 | 3.31 | 73.93 | 175.37 | 208.9 | 223.51 | 224.32 | 220.33 | 212.16 | 195.2 | 149.89 | 58.11 | 1.43 | 0 | 0 | 0 | 0 | 0 | 0 | 0 | 0 | 0 | 0 | 0 | 0 | 0.65 | 42.41 | 147.96 | 205.1 | 225.14 | 228.95 | 226.13 | 220.7 | 207.56 | 183.52 | 115.78 | 53.83 | 8.11 | 0 | 0 | 0 | 0 | 0 | 0 | 0 | 0 | 0 | 0 | 0 | 8.22 | 82.89 | 178.47 | 224.04 | 244.48 | 254.58 | 254.96 | 249.76 | 243.33 | 223.19 | 189.89 | 130.25 | 32.51 | 0.43 | 0 | 0 | 0 | 0 | 0 | 0 | 0 | 0 | 0 | 0.43 | 34.31 | 126.05 | 191.21 | 227.25 | 252.59 | 262.6 | 264.02 | 261.13 | 255.83 | 238.28 | 208.36 | 151.25 | 56.81 | 3.71 | 0 | 0 | 0 | 0 | 0 | 0 | 0 | 0 | 0 | 1.11 | 42.17 | 128.65 | 195.31 | 233.32 | 258.23 | 269.93 | 272.04 | 271.7 | 262.39 | 242.92 | 212.93 | 162.74 | 77.64 | 9.8 | 0.01 | 0 | 0 | 0 | 0 | 0 | 0 | 0 | 0 | 0.05 | 20.23 | 88.45 | 163.34 | 210.16 | 241.34 | 257.21 | 262.37 | 260.26 | 248.55 | 232.51 | 201.28 | 151.39 | 68.86 | 7.85 | 0.01 | 0 | 0 | 0 | 0 | 0 | 0 | 0 | 0 | 0 | 8.99 | 79.6 | 169.88 | 218.45 | 248.27 | 263.67 | 268.64 | 264.27 | 253.23 | 230.49 | 195.05 | 130.12 | 37.17 | 1.01 | 0.01 | 0.01 | 0 | 0 | 0 | 0 | 0 | 0 | 0 | 0 | 2.49 | 61.18 | 158.67 | 213.8 | 243.76 | 257.27 | 260.37 | 258.02 | 246.04 | 216.64 | 174.45 | 77.21 | 6.9 | 0.03 | 0 | 0 | 0 | 0 | 0 | 0 | 0 | 0 | 0 | 0 | 0.28 | 32.61 | 137.55 | 196.82 | 223.97 | 238.05 | 241.36 | 237.86 | 226.19 | 201.29 | 127.37 | 25.55 | 0.12 | 0 | 0 | 0 | 0 | 0 | 0 | 0 | 0 | 0 | 0 | 0 | 7.41 | 80.97 | 161.98 | 201.43 | 215.01 | 220.09 | 213.28 | 201.94 | 166.24 | 75.92 | 5.11 | 0 | 0 | 0 | 0 | 0 | 0 | 0 | 0 | 0 | 0 | 0 | 0 | 0 | 0.91 | 42.73 | 119.94 | 160.57 | 176.96 | 186.3 | 180.62 | 165.89 | 135.25 | 60.52 | 3.73 | 0 | 0 | 0 | 0 | 0 | 0 | 0
DSRTSN_2_SOLAR2 |  | Paired_Solar_Fixed | Solar Fixed | CISO | South | Socal | FC | 250 | 0 | 0 | 0 | 0 | 0 | 0 | 0.4 | 33.1 | 111.07 | 150.67 | 162.81 | 168.14 | 163.78 | 157.71 | 131.71 | 76.86 | 11.16 | 0 | 0 | 0 | 0 | 0 | 0 | 0 | 0 | 0 | 0 | 0 | 0 | 0 | 2.76 | 61.61 | 146.14 | 174.09 | 186.26 | 186.94 | 183.61 | 176.8 | 162.66 | 124.91 | 48.43 | 1.19 | 0 | 0 | 0 | 0 | 0 | 0 | 0 | 0 | 0 | 0 | 0 | 0 | 0.54 | 35.34 | 123.3 | 170.92 | 187.62 | 190.79 | 188.44 | 183.91 | 172.96 | 152.93 | 96.48 | 44.85 | 6.76 | 0 | 0 | 0 | 0 | 0 | 0 | 0 | 0 | 0 | 0 | 0 | 6.85 | 69.07 | 148.72 | 186.7 | 203.73 | 212.15 | 212.47 | 208.14 | 202.78 | 185.99 | 158.24 | 108.55 | 27.09 | 0.36 | 0 | 0 | 0 | 0 | 0 | 0 | 0 | 0 | 0 | 0.36 | 28.59 | 105.04 | 159.34 | 189.38 | 210.49 | 218.83 | 220.02 | 217.61 | 213.19 | 198.57 | 173.63 | 126.04 | 47.34 | 3.09 | 0 | 0 | 0 | 0 | 0 | 0 | 0 | 0 | 0 | 0.93 | 35.14 | 107.21 | 162.76 | 194.43 | 215.19 | 224.94 | 226.7 | 226.42 | 218.66 | 202.44 | 177.44 | 135.62 | 64.7 | 8.17 | 0.01 | 0 | 0 | 0 | 0 | 0 | 0 | 0 | 0 | 0.04 | 16.86 | 73.71 | 136.12 | 175.13 | 201.12 | 214.34 | 218.64 | 216.88 | 207.12 | 193.76 | 167.74 | 126.16 | 57.38 | 6.54 | 0.01 | 0 | 0 | 0 | 0 | 0 | 0 | 0 | 0 | 0 | 7.49 | 66.33 | 141.57 | 182.04 | 206.89 | 219.73 | 223.87 | 220.23 | 211.02 | 192.07 | 162.54 | 108.43 | 30.98 | 0.84 | 0.01 | 0 | 0 | 0 | 0 | 0 | 0 | 0 | 0 | 0 | 2.07 | 50.99 | 132.23 | 178.17 | 203.13 | 214.39 | 216.97 | 215.02 | 205.03 | 180.53 | 145.37 | 64.34 | 5.75 | 0.02 | 0 | 0 | 0 | 0 | 0 | 0 | 0 | 0 | 0 | 0 | 0.23 | 27.18 | 114.62 | 164.02 | 186.65 | 198.37 | 201.14 | 198.22 | 188.5 | 167.74 | 106.14 | 21.29 | 0.1 | 0 | 0 | 0 | 0 | 0 | 0 | 0 | 0 | 0 | 0 | 0 | 6.17 | 67.47 | 134.98 | 167.86 | 179.18 | 183.41 | 177.73 | 168.28 | 138.53 | 63.26 | 4.26 | 0 | 0 | 0 | 0 | 0 | 0 | 0 | 0 | 0 | 0 | 0 | 0 | 0 | 0.76 | 35.61 | 99.95 | 133.81 | 147.46 | 155.25 | 150.52 | 138.24 | 112.71 | 50.44 | 3.11 | 0 | 0 | 0 | 0 | 0 | 0 | 0
DTCHWD_2_BT3WND |  | Wind | Wind | CISO | South | Socal | FC | 4.5 | 0.24 | 0.25 | 0.24 | 0.22 | 0.25 | 0.24 | 0.25 | 0.23 | 0.2 | 0.23 | 0.2 | 0.22 | 0.25 | 0.23 | 0.25 | 0.25 | 0.21 | 0.21 | 0.25 | 0.23 | 0.23 | 0.25 | 0.22 | 0.23 | 0.44 | 0.42 | 0.48 | 0.47 | 0.39 | 0.42 | 0.41 | 0.34 | 0.35 | 0.39 | 0.48 | 0.5 | 0.45 | 0.42 | 0.53 | 0.55 | 0.54 | 0.56 | 0.53 | 0.58 | 0.66 | 0.57 | 0.5 | 0.49 | 0.49 | 0.46 | 0.4 | 0.4 | 0.4 | 0.4 | 0.4 | 0.33 | 0.26 | 0.26 | 0.26 | 0.29 | 0.36 | 0.39 | 0.44 | 0.43 | 0.57 | 0.61 | 0.57 | 0.61 | 0.6 | 0.61 | 0.5 | 0.48 | 1.66 | 1.72 | 1.57 | 1.44 | 1.35 | 1.2 | 0.99 | 0.82 | 0.6 | 0.53 | 0.53 | 0.53 | 0.51 | 0.6 | 0.9 | 1.24 | 1.47 | 1.66 | 1.78 | 1.82 | 1.82 | 1.83 | 1.75 | 1.75 | 1.94 | 1.84 | 1.76 | 1.76 | 1.55 | 1.25 | 0.95 | 0.72 | 0.53 | 0.4 | 0.3 | 0.29 | 0.25 | 0.34 | 0.57 | 0.92 | 1.43 | 1.71 | 1.94 | 1.87 | 1.89 | 1.99 | 1.96 | 2.01 | 2 | 1.95 | 1.82 | 1.66 | 1.51 | 1.22 | 0.96 | 0.7 | 0.43 | 0.31 | 0.22 | 0.26 | 0.28 | 0.33 | 0.55 | 0.87 | 1.26 | 1.49 | 1.71 | 1.91 | 2.09 | 2.08 | 2.06 | 2.07 | 1.88 | 1.77 | 1.67 | 1.47 | 1.22 | 1.05 | 0.78 | 0.5 | 0.26 | 0.17 | 0.15 | 0.17 | 0.23 | 0.34 | 0.55 | 0.82 | 1.18 | 1.5 | 1.73 | 1.89 | 2.05 | 2.1 | 2.03 | 1.96 | 1.69 | 1.63 | 1.5 | 1.28 | 1.03 | 0.9 | 0.66 | 0.48 | 0.29 | 0.2 | 0.16 | 0.17 | 0.24 | 0.33 | 0.51 | 0.75 | 1.02 | 1.31 | 1.48 | 1.79 | 1.9 | 1.9 | 1.83 | 1.75 | 0.85 | 0.78 | 0.71 | 0.55 | 0.46 | 0.33 | 0.26 | 0.18 | 0.15 | 0.15 | 0.18 | 0.23 | 0.27 | 0.32 | 0.4 | 0.49 | 0.56 | 0.74 | 0.9 | 1.08 | 1.08 | 1.08 | 1.01 | 0.93 | 0.44 | 0.41 | 0.42 | 0.41 | 0.38 | 0.31 | 0.25 | 0.21 | 0.14 | 0.12 | 0.13 | 0.17 | 0.19 | 0.2 | 0.2 | 0.23 | 0.29 | 0.35 | 0.42 | 0.49 | 0.54 | 0.54 | 0.5 | 0.43 | 0.2 | 0.18 | 0.18 | 0.18 | 0.19 | 0.19 | 0.18 | 0.16 | 0.15 | 0.16 | 0.17 | 0.2 | 0.19 | 0.2 | 0.2 | 0.17 | 0.15 | 0.19 | 0.24 | 0.26 | 0.28 | 0.21 | 0.22 | 0.21 | 0.17 | 0.16 | 0.16 | 0.18 | 0.18 | 0.18 | 0.18 | 0.17 | 0.16 | 0.16 | 0.16 | 0.17 | 0.17 | 0.16 | 0.15 | 0.16 | 0.17 | 0.18 | 0.21 | 0.19 | 0.22 | 0.2 | 0.19 | 0.18
DTCHWD_2_BT4WND |  | Wind | Wind | CISO | South | Socal | FC | 6.52 | 0.34 | 0.36 | 0.34 | 0.33 | 0.36 | 0.35 | 0.36 | 0.33 | 0.29 | 0.33 | 0.29 | 0.32 | 0.36 | 0.33 | 0.36 | 0.36 | 0.31 | 0.3 | 0.36 | 0.34 | 0.33 | 0.36 | 0.31 | 0.33 | 0.63 | 0.6 | 0.69 | 0.67 | 0.57 | 0.6 | 0.59 | 0.49 | 0.51 | 0.56 | 0.7 | 0.73 | 0.65 | 0.61 | 0.77 | 0.79 | 0.78 | 0.81 | 0.77 | 0.83 | 0.96 | 0.83 | 0.73 | 0.72 | 0.7 | 0.66 | 0.58 | 0.57 | 0.59 | 0.58 | 0.59 | 0.48 | 0.37 | 0.37 | 0.38 | 0.43 | 0.52 | 0.56 | 0.63 | 0.62 | 0.83 | 0.88 | 0.83 | 0.89 | 0.86 | 0.89 | 0.73 | 0.69 | 2.41 | 2.5 | 2.28 | 2.09 | 1.95 | 1.74 | 1.44 | 1.19 | 0.87 | 0.77 | 0.77 | 0.76 | 0.74 | 0.87 | 1.3 | 1.8 | 2.14 | 2.4 | 2.57 | 2.63 | 2.63 | 2.65 | 2.53 | 2.53 | 2.82 | 2.67 | 2.55 | 2.55 | 2.25 | 1.81 | 1.38 | 1.04 | 0.77 | 0.58 | 0.43 | 0.42 | 0.36 | 0.49 | 0.82 | 1.33 | 2.07 | 2.48 | 2.8 | 2.7 | 2.73 | 2.89 | 2.84 | 2.91 | 2.9 | 2.83 | 2.63 | 2.4 | 2.19 | 1.77 | 1.38 | 1.02 | 0.62 | 0.45 | 0.32 | 0.38 | 0.41 | 0.48 | 0.79 | 1.26 | 1.82 | 2.15 | 2.47 | 2.77 | 3.03 | 3.02 | 2.98 | 3 | 2.73 | 2.56 | 2.42 | 2.13 | 1.76 | 1.52 | 1.13 | 0.73 | 0.37 | 0.25 | 0.21 | 0.25 | 0.33 | 0.49 | 0.8 | 1.19 | 1.71 | 2.17 | 2.51 | 2.74 | 2.97 | 3.04 | 2.94 | 2.84 | 2.44 | 2.37 | 2.17 | 1.86 | 1.5 | 1.3 | 0.96 | 0.69 | 0.42 | 0.29 | 0.23 | 0.25 | 0.34 | 0.48 | 0.74 | 1.08 | 1.48 | 1.9 | 2.14 | 2.6 | 2.76 | 2.75 | 2.66 | 2.53 | 1.23 | 1.14 | 1.03 | 0.8 | 0.66 | 0.48 | 0.38 | 0.26 | 0.22 | 0.22 | 0.25 | 0.34 | 0.39 | 0.47 | 0.58 | 0.71 | 0.81 | 1.07 | 1.3 | 1.57 | 1.57 | 1.56 | 1.47 | 1.34 | 0.64 | 0.6 | 0.6 | 0.59 | 0.54 | 0.45 | 0.36 | 0.3 | 0.2 | 0.18 | 0.19 | 0.24 | 0.28 | 0.28 | 0.29 | 0.33 | 0.42 | 0.51 | 0.61 | 0.7 | 0.78 | 0.79 | 0.73 | 0.63 | 0.29 | 0.25 | 0.26 | 0.26 | 0.27 | 0.27 | 0.26 | 0.23 | 0.21 | 0.23 | 0.25 | 0.29 | 0.27 | 0.29 | 0.29 | 0.24 | 0.22 | 0.28 | 0.35 | 0.38 | 0.41 | 0.3 | 0.32 | 0.31 | 0.24 | 0.24 | 0.23 | 0.27 | 0.26 | 0.26 | 0.26 | 0.24 | 0.23 | 0.23 | 0.23 | 0.25 | 0.25 | 0.23 | 0.22 | 0.23 | 0.25 | 0.26 | 0.3 | 0.28 | 0.32 | 0.29 | 0.27 | 0.27
DYERSM_6_DSWWD1 |  | Wind | Wind | CISO | North | Norcal | FC | 44.8 | 2.38 | 2.27 | 1.97 | 1.85 | 2.04 | 2.1 | 2.07 | 2.19 | 2 | 1.71 | 1.79 | 1.9 | 1.63 | 1.5 | 1.34 | 1.17 | 1.22 | 1.6 | 1.9 | 2.09 | 1.94 | 2.07 | 2.26 | 2.28 | 5.41 | 5.74 | 5.42 | 4.57 | 4.19 | 4.27 | 4.27 | 4.56 | 3.65 | 3.43 | 3.63 | 3.24 | 3.02 | 2.93 | 2.7 | 2.82 | 2.7 | 3.09 | 3.28 | 3.42 | 3.78 | 4.73 | 5.06 | 5.5 | 6.23 | 5.9 | 5.34 | 5.04 | 4.49 | 3.54 | 3.41 | 3.15 | 3.13 | 2.6 | 2.2 | 2.23 | 2.17 | 2.34 | 2.41 | 2.44 | 2.83 | 3.19 | 4.42 | 5.97 | 7.17 | 6.81 | 6.72 | 6.28 | 16.9 | 15.39 | 15.16 | 12.56 | 11.12 | 9.75 | 9.05 | 7.14 | 5.19 | 5.48 | 4.84 | 3.84 | 3.94 | 4.55 | 5.36 | 7.13 | 9.55 | 12.2 | 13.03 | 13.69 | 15.32 | 15.62 | 16.65 | 17.33 | 21.8 | 20.67 | 20.56 | 20.22 | 17.28 | 14.82 | 13.61 | 11.24 | 11.36 | 9.91 | 8.06 | 6.37 | 7.18 | 8.35 | 9.4 | 12.6 | 16.83 | 19.52 | 21.54 | 20.92 | 21.5 | 22.57 | 21.63 | 20.69 | 16.58 | 17.72 | 15.77 | 14.5 | 13.05 | 11.9 | 10.07 | 7.04 | 5.61 | 3.92 | 3.36 | 2.39 | 1.93 | 2.57 | 2.84 | 4.33 | 7.36 | 11.03 | 13.76 | 14.37 | 15.73 | 15.98 | 16.03 | 16.67 | 26.73 | 26.07 | 24.14 | 21.55 | 20.33 | 19.04 | 16.22 | 13.53 | 9.62 | 7.81 | 4.97 | 3.54 | 3.21 | 4.94 | 5.85 | 8.54 | 13.99 | 17.64 | 18.67 | 19.53 | 22.39 | 23.2 | 25.48 | 26.8 | 21.84 | 20.88 | 19.62 | 17.4 | 15.08 | 13.01 | 11.26 | 9.6 | 6.12 | 4.56 | 3.33 | 2.22 | 1.38 | 1.94 | 2.4 | 3.72 | 6.12 | 9.64 | 13.04 | 16.96 | 20.67 | 21.8 | 22.1 | 22.5 | 8.24 | 8.11 | 7.64 | 7.13 | 5.48 | 4.41 | 4.25 | 3.32 | 2.47 | 1.51 | 1.17 | 0.58 | 0.4 | 0.61 | 0.95 | 1.32 | 2.29 | 2.96 | 3.32 | 5.02 | 6.65 | 7.39 | 7.68 | 7.83 | 3.43 | 3.16 | 2.32 | 1.87 | 1.54 | 1.28 | 1.47 | 1.22 | 1.12 | 0.76 | 0.46 | 0.37 | 0.29 | 0.31 | 0.42 | 0.44 | 0.39 | 0.45 | 0.81 | 1.09 | 1.59 | 1.92 | 2.47 | 2.83 | 2.58 | 2.27 | 2.07 | 2.45 | 2.25 | 2.24 | 2.12 | 2.33 | 1.93 | 1.5 | 1.33 | 1.17 | 1.18 | 1.06 | 1.15 | 1.29 | 1.21 | 1.27 | 1.53 | 1.59 | 2.12 | 2.3 | 2.64 | 2.62 | 2.45 | 2.44 | 2.35 | 2.09 | 2.27 | 2.34 | 2.04 | 2.33 | 2.19 | 1.79 | 1.7 | 1.44 | 1.46 | 1.42 | 1.52 | 1.61 | 1.5 | 1.53 | 1.92 | 2.31 | 2.65 | 2.54 | 2.34 | 2.69
EDWARD_2_E21SB1 | EDWARD_2_E21SB1_SUN | Hybrid_Solar1Axis | Solar Tracking | CISO | South | Socal | ID | 130 | 0 | 0 | 0 | 0 | 0 | 0 | 0.06 | 15.57 | 60.99 | 79.42 | 78.62 | 77.23 | 76.4 | 76.58 | 69.37 | 50.06 | 8.45 | 0 | 0 | 0 | 0 | 0 | 0 | 0 | 0 | 0 | 0 | 0 | 0 | 0 | 0.9 | 34 | 82.74 | 91.42 | 89.42 | 88.64 | 88.15 | 85.01 | 82.93 | 75.38 | 32.02 | 1.28 | 0 | 0 | 0 | 0 | 0 | 0 | 0 | 0 | 0 | 0 | 0 | 0 | 0.19 | 22.24 | 77.27 | 94.86 | 95.2 | 93.26 | 92.29 | 91.87 | 87.26 | 80.45 | 60.04 | 22.58 | 3.65 | 0 | 0 | 0 | 0 | 0 | 0 | 0 | 0 | 0 | 0 | 0 | 3.98 | 47.49 | 93.05 | 99.53 | 103.65 | 103.35 | 104.01 | 102.91 | 101.71 | 98.02 | 92.43 | 74.93 | 23.69 | 0.38 | 0 | 0 | 0 | 0 | 0 | 0 | 0 | 0 | 0 | 0.08 | 19.28 | 71.19 | 97.79 | 105.9 | 109.37 | 110.3 | 110.67 | 110.19 | 108.33 | 105.71 | 100.8 | 88.41 | 42.68 | 3.38 | 0 | 0 | 0 | 0 | 0 | 0 | 0 | 0 | 0 | 0.31 | 23.68 | 72.33 | 96.59 | 104.96 | 109.78 | 111.88 | 111.15 | 111.17 | 109.45 | 106.53 | 102.11 | 92.23 | 55.18 | 8.96 | 0 | 0 | 0 | 0 | 0 | 0 | 0 | 0 | 0 | 0.01 | 10.5 | 55.59 | 89.11 | 102.46 | 107.93 | 110.04 | 109.03 | 107.76 | 106.82 | 104.24 | 98.91 | 85.54 | 49.05 | 7.34 | 0 | 0 | 0 | 0 | 0 | 0 | 0 | 0 | 0 | 0 | 4.03 | 44.53 | 87.48 | 102.48 | 107.97 | 110.7 | 111.09 | 108.6 | 103.25 | 100.86 | 92.7 | 73.83 | 26.39 | 0.72 | 0 | 0 | 0 | 0 | 0 | 0 | 0 | 0 | 0 | 0 | 0.64 | 29.7 | 76.02 | 93.65 | 100.33 | 102.17 | 103.87 | 101.96 | 99.07 | 92.66 | 83.99 | 44.58 | 3.96 | 0 | 0 | 0 | 0 | 0 | 0 | 0 | 0 | 0 | 0 | 0 | 0.01 | 12.99 | 64.14 | 85.73 | 90.19 | 91.48 | 91.26 | 90.37 | 91.73 | 85.8 | 64.7 | 14.09 | 0.01 | 0 | 0 | 0 | 0 | 0 | 0 | 0 | 0 | 0 | 0 | 0 | 2.04 | 36.35 | 75.98 | 85.34 | 83.69 | 81.32 | 82.64 | 82.17 | 75.58 | 44.39 | 4.12 | 0 | 0 | 0 | 0 | 0 | 0 | 0 | 0 | 0 | 0 | 0 | 0 | 0 | 0.14 | 17.19 | 54.17 | 67.89 | 66.92 | 64.38 | 67.01 | 65.95 | 60.77 | 33.2 | 2.73 | 0 | 0 | 0 | 0 | 0 | 0 | 0
EDWARD_2_E23SB1 | EDWARD_2_E23SB1_SUN | Hybrid_Solar1Axis | Solar Tracking | CISO | South | Socal | ID | 24 | 0 | 0 | 0 | 0 | 0 | 0 | 0.01 | 2.87 | 11.26 | 14.66 | 14.52 | 14.26 | 14.1 | 14.14 | 12.81 | 9.24 | 1.56 | 0 | 0 | 0 | 0 | 0 | 0 | 0 | 0 | 0 | 0 | 0 | 0 | 0 | 0.17 | 6.28 | 15.27 | 16.88 | 16.51 | 16.36 | 16.27 | 15.69 | 15.31 | 13.92 | 5.91 | 0.24 | 0 | 0 | 0 | 0 | 0 | 0 | 0 | 0 | 0 | 0 | 0 | 0 | 0.04 | 4.11 | 14.27 | 17.51 | 17.57 | 17.22 | 17.04 | 16.96 | 16.11 | 14.85 | 11.08 | 4.17 | 0.67 | 0 | 0 | 0 | 0 | 0 | 0 | 0 | 0 | 0 | 0 | 0 | 0.74 | 8.77 | 17.18 | 18.38 | 19.14 | 19.08 | 19.2 | 19 | 18.78 | 18.1 | 17.06 | 13.83 | 4.37 | 0.07 | 0 | 0 | 0 | 0 | 0 | 0 | 0 | 0 | 0 | 0.01 | 3.56 | 13.14 | 18.05 | 19.55 | 20.19 | 20.36 | 20.43 | 20.34 | 20 | 19.52 | 18.61 | 16.32 | 7.88 | 0.62 | 0 | 0 | 0 | 0 | 0 | 0 | 0 | 0 | 0 | 0.06 | 4.37 | 13.35 | 17.83 | 19.38 | 20.27 | 20.65 | 20.52 | 20.52 | 20.21 | 19.67 | 18.85 | 17.03 | 10.19 | 1.65 | 0 | 0 | 0 | 0 | 0 | 0 | 0 | 0 | 0 | 0 | 1.94 | 10.26 | 16.45 | 18.92 | 19.92 | 20.32 | 20.13 | 19.89 | 19.72 | 19.25 | 18.26 | 15.79 | 9.06 | 1.35 | 0 | 0 | 0 | 0 | 0 | 0 | 0 | 0 | 0 | 0 | 0.74 | 8.22 | 16.15 | 18.92 | 19.93 | 20.44 | 20.51 | 20.05 | 19.06 | 18.62 | 17.11 | 13.63 | 4.87 | 0.13 | 0 | 0 | 0 | 0 | 0 | 0 | 0 | 0 | 0 | 0 | 0.12 | 5.48 | 14.03 | 17.29 | 18.52 | 18.86 | 19.18 | 18.82 | 18.29 | 17.11 | 15.51 | 8.23 | 0.73 | 0 | 0 | 0 | 0 | 0 | 0 | 0 | 0 | 0 | 0 | 0 | 0 | 2.4 | 11.84 | 15.83 | 16.65 | 16.89 | 16.85 | 16.68 | 16.94 | 15.84 | 11.94 | 2.6 | 0 | 0 | 0 | 0 | 0 | 0 | 0 | 0 | 0 | 0 | 0 | 0 | 0.38 | 6.71 | 14.03 | 15.75 | 15.45 | 15.01 | 15.26 | 15.17 | 13.95 | 8.2 | 0.76 | 0 | 0 | 0 | 0 | 0 | 0 | 0 | 0 | 0 | 0 | 0 | 0 | 0 | 0.03 | 3.17 | 10 | 12.53 | 12.35 | 11.89 | 12.37 | 12.18 | 11.22 | 6.13 | 0.5 | 0 | 0 | 0 | 0 | 0 | 0 | 0
EDWARD_2_ES2BT3 | EDWARD_2_ES2BT3_SUN | Hybrid_Solar1Axis | Solar Tracking | CISO | South | Socal | ID | 118 | 0 | 0 | 0 | 0 | 0 | 0 | 0.06 | 14.13 | 55.36 | 72.09 | 71.37 | 70.1 | 69.34 | 69.51 | 62.96 | 45.44 | 7.67 | 0 | 0 | 0 | 0 | 0 | 0 | 0 | 0 | 0 | 0 | 0 | 0 | 0 | 0.81 | 30.86 | 75.1 | 82.98 | 81.17 | 80.46 | 80.01 | 77.16 | 75.27 | 68.42 | 29.07 | 1.16 | 0 | 0 | 0 | 0 | 0 | 0 | 0 | 0 | 0 | 0 | 0 | 0 | 0.18 | 20.19 | 70.14 | 86.1 | 86.41 | 84.65 | 83.77 | 83.39 | 79.2 | 73.03 | 54.49 | 20.5 | 3.31 | 0 | 0 | 0 | 0 | 0 | 0 | 0 | 0 | 0 | 0 | 0 | 3.61 | 43.11 | 84.46 | 90.34 | 94.08 | 93.81 | 94.41 | 93.41 | 92.32 | 88.97 | 83.9 | 68.01 | 21.51 | 0.35 | 0 | 0 | 0 | 0 | 0 | 0 | 0 | 0 | 0 | 0.07 | 17.5 | 64.62 | 88.76 | 96.13 | 99.28 | 100.12 | 100.45 | 100.02 | 98.33 | 95.95 | 91.5 | 80.25 | 38.74 | 3.07 | 0 | 0 | 0 | 0 | 0 | 0 | 0 | 0 | 0 | 0.28 | 21.49 | 65.66 | 87.68 | 95.27 | 99.64 | 101.55 | 100.89 | 100.91 | 99.34 | 96.7 | 92.68 | 83.72 | 50.08 | 8.13 | 0 | 0 | 0 | 0 | 0 | 0 | 0 | 0 | 0 | 0.01 | 9.53 | 50.46 | 80.89 | 93 | 97.96 | 99.88 | 98.96 | 97.81 | 96.96 | 94.62 | 89.78 | 77.64 | 44.52 | 6.66 | 0 | 0 | 0 | 0 | 0 | 0 | 0 | 0 | 0 | 0 | 3.65 | 40.42 | 79.4 | 93.02 | 98 | 100.48 | 100.83 | 98.57 | 93.72 | 91.55 | 84.14 | 67.02 | 23.96 | 0.66 | 0 | 0 | 0 | 0 | 0 | 0 | 0 | 0 | 0 | 0 | 0.58 | 26.96 | 69 | 85.01 | 91.07 | 92.74 | 94.28 | 92.55 | 89.92 | 84.11 | 76.24 | 40.47 | 3.59 | 0 | 0 | 0 | 0 | 0 | 0 | 0 | 0 | 0 | 0 | 0 | 0 | 11.79 | 58.22 | 77.81 | 81.86 | 83.03 | 82.84 | 82.03 | 83.27 | 77.88 | 58.73 | 12.79 | 0.01 | 0 | 0 | 0 | 0 | 0 | 0 | 0 | 0 | 0 | 0 | 0 | 1.85 | 32.99 | 68.97 | 77.46 | 75.96 | 73.82 | 75.02 | 74.58 | 68.6 | 40.3 | 3.74 | 0 | 0 | 0 | 0 | 0 | 0 | 0 | 0 | 0 | 0 | 0 | 0 | 0 | 0.13 | 15.61 | 49.17 | 61.63 | 60.74 | 58.44 | 60.83 | 59.87 | 55.16 | 30.14 | 2.48 | 0 | 0 | 0 | 0 | 0 | 0 | 0
EDWARD_2_ESSSB1 |  | Solar_1Axis | Solar Tracking | CISO | South | Socal | ID | 116 | 0 | 0 | 0 | 0 | 0 | 0 | 0.06 | 13.89 | 54.43 | 70.86 | 70.16 | 68.91 | 68.17 | 68.34 | 61.9 | 44.66 | 7.54 | 0 | 0 | 0 | 0 | 0 | 0 | 0 | 0 | 0 | 0 | 0 | 0 | 0 | 0.8 | 30.34 | 73.83 | 81.58 | 79.79 | 79.1 | 78.66 | 75.85 | 74 | 67.26 | 28.57 | 1.14 | 0 | 0 | 0 | 0 | 0 | 0 | 0 | 0 | 0 | 0 | 0 | 0 | 0.17 | 19.84 | 68.95 | 84.64 | 84.94 | 83.22 | 82.35 | 81.97 | 77.86 | 71.79 | 53.57 | 20.15 | 3.25 | 0 | 0 | 0 | 0 | 0 | 0 | 0 | 0 | 0 | 0 | 0 | 3.55 | 42.38 | 83.03 | 88.81 | 92.49 | 92.22 | 92.81 | 91.82 | 90.76 | 87.46 | 82.47 | 66.86 | 21.14 | 0.34 | 0 | 0 | 0 | 0 | 0 | 0 | 0 | 0 | 0 | 0.07 | 17.2 | 63.52 | 87.26 | 94.5 | 97.59 | 98.42 | 98.75 | 98.33 | 96.66 | 94.33 | 89.95 | 78.89 | 38.08 | 3.02 | 0 | 0 | 0 | 0 | 0 | 0 | 0 | 0 | 0 | 0.28 | 21.13 | 64.54 | 86.19 | 93.66 | 97.96 | 99.83 | 99.18 | 99.2 | 97.66 | 95.06 | 91.11 | 82.3 | 49.23 | 7.99 | 0 | 0 | 0 | 0 | 0 | 0 | 0 | 0 | 0 | 0.01 | 9.37 | 49.61 | 79.51 | 91.43 | 96.3 | 98.19 | 97.28 | 96.15 | 95.32 | 93.02 | 88.26 | 76.33 | 43.77 | 6.55 | 0 | 0 | 0 | 0 | 0 | 0 | 0 | 0 | 0 | 0 | 3.59 | 39.73 | 78.06 | 91.45 | 96.34 | 98.78 | 99.13 | 96.9 | 92.13 | 90 | 82.71 | 65.88 | 23.55 | 0.65 | 0 | 0 | 0 | 0 | 0 | 0 | 0 | 0 | 0 | 0 | 0.57 | 26.5 | 67.84 | 83.56 | 89.53 | 91.17 | 92.69 | 90.98 | 88.4 | 82.68 | 74.95 | 39.78 | 3.53 | 0 | 0 | 0 | 0 | 0 | 0 | 0 | 0 | 0 | 0 | 0 | 0 | 11.59 | 57.23 | 76.49 | 80.47 | 81.63 | 81.43 | 80.64 | 81.85 | 76.56 | 57.73 | 12.57 | 0.01 | 0 | 0 | 0 | 0 | 0 | 0 | 0 | 0 | 0 | 0 | 0 | 1.82 | 32.43 | 67.8 | 76.15 | 74.67 | 72.57 | 73.74 | 73.32 | 67.44 | 39.61 | 3.68 | 0 | 0 | 0 | 0 | 0 | 0 | 0 | 0 | 0 | 0 | 0 | 0 | 0 | 0.13 | 15.34 | 48.34 | 60.58 | 59.72 | 57.44 | 59.79 | 58.85 | 54.22 | 29.63 | 2.44 | 0 | 0 | 0 | 0 | 0 | 0 | 0
EDWARD_2_ESSSB2 |  | Solar_1Axis | Solar Tracking | CISO | South | Socal | ID | 132 | 0 | 0 | 0 | 0 | 0 | 0 | 0.07 | 15.81 | 61.93 | 80.64 | 79.83 | 78.42 | 77.57 | 77.76 | 70.43 | 50.83 | 8.58 | 0 | 0 | 0 | 0 | 0 | 0 | 0 | 0 | 0 | 0 | 0 | 0 | 0 | 0.91 | 34.53 | 84.01 | 92.83 | 90.8 | 90 | 89.51 | 86.31 | 84.21 | 76.54 | 32.51 | 1.3 | 0 | 0 | 0 | 0 | 0 | 0 | 0 | 0 | 0 | 0 | 0 | 0 | 0.2 | 22.58 | 78.46 | 96.32 | 96.66 | 94.69 | 93.71 | 93.28 | 88.6 | 81.69 | 60.96 | 22.93 | 3.7 | 0 | 0 | 0 | 0 | 0 | 0 | 0 | 0 | 0 | 0 | 0 | 4.04 | 48.22 | 94.48 | 101.06 | 105.24 | 104.94 | 105.61 | 104.49 | 103.28 | 99.53 | 93.85 | 76.08 | 24.06 | 0.39 | 0 | 0 | 0 | 0 | 0 | 0 | 0 | 0 | 0 | 0.08 | 19.57 | 72.29 | 99.29 | 107.53 | 111.05 | 112 | 112.37 | 111.89 | 109.99 | 107.34 | 102.35 | 89.77 | 43.34 | 3.44 | 0 | 0 | 0 | 0 | 0 | 0 | 0 | 0 | 0 | 0.32 | 24.04 | 73.45 | 98.08 | 106.57 | 111.47 | 113.6 | 112.86 | 112.88 | 111.13 | 108.17 | 103.68 | 93.65 | 56.02 | 9.09 | 0 | 0 | 0 | 0 | 0 | 0 | 0 | 0 | 0 | 0.01 | 10.66 | 56.45 | 90.48 | 104.04 | 109.59 | 111.73 | 110.7 | 109.41 | 108.46 | 105.85 | 100.43 | 86.85 | 49.8 | 7.45 | 0 | 0 | 0 | 0 | 0 | 0 | 0 | 0 | 0 | 0 | 4.09 | 45.21 | 88.82 | 104.06 | 109.63 | 112.4 | 112.8 | 110.27 | 104.84 | 102.41 | 94.12 | 74.97 | 26.8 | 0.74 | 0 | 0 | 0 | 0 | 0 | 0 | 0 | 0 | 0 | 0 | 0.65 | 30.15 | 77.19 | 95.09 | 101.88 | 103.74 | 105.47 | 103.53 | 100.59 | 94.08 | 85.28 | 45.27 | 4.02 | 0 | 0 | 0 | 0 | 0 | 0 | 0 | 0 | 0 | 0 | 0 | 0.01 | 13.19 | 65.13 | 87.05 | 91.57 | 92.89 | 92.67 | 91.76 | 93.15 | 87.12 | 65.69 | 14.31 | 0.01 | 0 | 0 | 0 | 0 | 0 | 0 | 0 | 0 | 0 | 0 | 0 | 2.07 | 36.91 | 77.15 | 86.65 | 84.97 | 82.57 | 83.92 | 83.43 | 76.74 | 45.08 | 4.18 | 0 | 0 | 0 | 0 | 0 | 0 | 0 | 0 | 0 | 0 | 0 | 0 | 0 | 0.14 | 17.46 | 55 | 68.94 | 67.95 | 65.37 | 68.04 | 66.97 | 61.7 | 33.71 | 2.77 | 0 | 0 | 0 | 0 | 0 | 0 | 0
EEKTMN_6_SOLAR1 |  | Solar_1Axis | Solar Tracking | CISO | North | Norcal | EO | 20 | 0 | 0 | 0 | 0 | 0 | 0 | 0 | 0.47 | 3.78 | 6.7 | 8.17 | 8.83 | 9.12 | 8.51 | 7.94 | 5.45 | 1.21 | 0 | 0 | 0 | 0 | 0 | 0 | 0 | 0 | 0 | 0 | 0 | 0 | 0 | 0 | 2.54 | 10.33 | 13.25 | 13.2 | 12.6 | 12.45 | 12.42 | 12.69 | 11.02 | 5.75 | 0.31 | 0 | 0 | 0 | 0 | 0 | 0 | 0 | 0 | 0 | 0 | 0 | 0 | 0 | 1.56 | 8.8 | 13.2 | 13.92 | 13.41 | 13.52 | 12.95 | 12.31 | 11.59 | 9.7 | 2.94 | 0.61 | 0 | 0 | 0 | 0 | 0 | 0 | 0 | 0 | 0 | 0 | 0 | 0.16 | 5.14 | 12.28 | 14.45 | 14.37 | 14.15 | 14.62 | 14.54 | 14.27 | 14.46 | 13.61 | 12.09 | 5.2 | 0.21 | 0 | 0 | 0 | 0 | 0 | 0 | 0 | 0 | 0 | 0 | 1.87 | 9.98 | 14.04 | 15.02 | 15.27 | 15.15 | 15.47 | 15.49 | 15.53 | 15.74 | 15.3 | 14.35 | 8.74 | 1.16 | 0 | 0 | 0 | 0 | 0 | 0 | 0 | 0 | 0 | 0.01 | 3.11 | 11.28 | 15.22 | 16.54 | 16.76 | 16.91 | 17.02 | 16.92 | 16.8 | 16.85 | 16.21 | 15.19 | 10.96 | 2.97 | 0.03 | 0 | 0 | 0 | 0 | 0 | 0 | 0 | 0 | 0 | 1.4 | 9.24 | 15.27 | 16.86 | 17.11 | 17.16 | 17.04 | 17.03 | 16.76 | 16.75 | 16.14 | 14.93 | 10.36 | 2.39 | 0.01 | 0 | 0 | 0 | 0 | 0 | 0 | 0 | 0 | 0 | 0.21 | 5.46 | 12.76 | 15.53 | 16.15 | 16.36 | 16.34 | 16.18 | 16.16 | 16.1 | 15.4 | 12.54 | 5.51 | 0.32 | 0 | 0 | 0 | 0 | 0 | 0 | 0 | 0 | 0 | 0 | 0.01 | 2.64 | 10.19 | 13.62 | 14.43 | 14.6 | 14.43 | 14.34 | 14.38 | 14.58 | 13.13 | 8.14 | 1.04 | 0 | 0 | 0 | 0 | 0 | 0 | 0 | 0 | 0 | 0 | 0 | 0 | 0.69 | 6.51 | 11.38 | 12.55 | 12.39 | 11.93 | 12.07 | 12.44 | 12.14 | 9.52 | 2.69 | 0.02 | 0 | 0 | 0 | 0 | 0 | 0 | 0 | 0 | 0 | 0 | 0 | 0.02 | 2.15 | 7.45 | 10.16 | 10.55 | 10.11 | 10.39 | 10.64 | 10.05 | 6.13 | 0.73 | 0 | 0 | 0 | 0 | 0 | 0 | 0 | 0 | 0 | 0 | 0 | 0 | 0 | 0 | 0.5 | 3.75 | 6.13 | 7.34 | 8.04 | 7.92 | 7.63 | 6.42 | 3.42 | 0.4 | 0 | 0 | 0 | 0 | 0 | 0 | 0
ELCAP_1_SOLAR |  | Solar_1Axis | Solar Tracking | CISO | North | Norcal | EO | 1.5 | 0 | 0 | 0 | 0 | 0 | 0 | 0 | 0.04 | 0.28 | 0.5 | 0.61 | 0.66 | 0.68 | 0.64 | 0.6 | 0.41 | 0.09 | 0 | 0 | 0 | 0 | 0 | 0 | 0 | 0 | 0 | 0 | 0 | 0 | 0 | 0 | 0.19 | 0.77 | 0.99 | 0.99 | 0.95 | 0.93 | 0.93 | 0.95 | 0.83 | 0.43 | 0.02 | 0 | 0 | 0 | 0 | 0 | 0 | 0 | 0 | 0 | 0 | 0 | 0 | 0 | 0.12 | 0.66 | 0.99 | 1.04 | 1.01 | 1.01 | 0.97 | 0.92 | 0.87 | 0.73 | 0.22 | 0.05 | 0 | 0 | 0 | 0 | 0 | 0 | 0 | 0 | 0 | 0 | 0 | 0.01 | 0.39 | 0.92 | 1.08 | 1.08 | 1.06 | 1.1 | 1.09 | 1.07 | 1.08 | 1.02 | 0.91 | 0.39 | 0.02 | 0 | 0 | 0 | 0 | 0 | 0 | 0 | 0 | 0 | 0 | 0.14 | 0.75 | 1.05 | 1.13 | 1.15 | 1.14 | 1.16 | 1.16 | 1.16 | 1.18 | 1.15 | 1.08 | 0.66 | 0.09 | 0 | 0 | 0 | 0 | 0 | 0 | 0 | 0 | 0 | 0 | 0.23 | 0.85 | 1.14 | 1.24 | 1.26 | 1.27 | 1.28 | 1.27 | 1.26 | 1.26 | 1.22 | 1.14 | 0.82 | 0.22 | 0 | 0 | 0 | 0 | 0 | 0 | 0 | 0 | 0 | 0 | 0.1 | 0.69 | 1.15 | 1.26 | 1.28 | 1.29 | 1.28 | 1.28 | 1.26 | 1.26 | 1.21 | 1.12 | 0.78 | 0.18 | 0 | 0 | 0 | 0 | 0 | 0 | 0 | 0 | 0 | 0 | 0.02 | 0.41 | 0.96 | 1.17 | 1.21 | 1.23 | 1.23 | 1.21 | 1.21 | 1.21 | 1.15 | 0.94 | 0.41 | 0.02 | 0 | 0 | 0 | 0 | 0 | 0 | 0 | 0 | 0 | 0 | 0 | 0.2 | 0.76 | 1.02 | 1.08 | 1.09 | 1.08 | 1.08 | 1.08 | 1.09 | 0.98 | 0.61 | 0.08 | 0 | 0 | 0 | 0 | 0 | 0 | 0 | 0 | 0 | 0 | 0 | 0 | 0.05 | 0.49 | 0.85 | 0.94 | 0.93 | 0.89 | 0.91 | 0.93 | 0.91 | 0.71 | 0.2 | 0 | 0 | 0 | 0 | 0 | 0 | 0 | 0 | 0 | 0 | 0 | 0 | 0 | 0.16 | 0.56 | 0.76 | 0.79 | 0.76 | 0.78 | 0.8 | 0.75 | 0.46 | 0.05 | 0 | 0 | 0 | 0 | 0 | 0 | 0 | 0 | 0 | 0 | 0 | 0 | 0 | 0 | 0.04 | 0.28 | 0.46 | 0.55 | 0.6 | 0.59 | 0.57 | 0.48 | 0.26 | 0.03 | 0 | 0 | 0 | 0 | 0 | 0 | 0
ENERSJ_2_WIND |  | Wind | Wind | CISO | South | Socal | FC | 151 | 7.93 | 8.39 | 7.91 | 7.54 | 8.43 | 8.19 | 8.41 | 7.71 | 6.7 | 7.6 | 6.76 | 7.4 | 8.31 | 7.59 | 8.36 | 8.34 | 7.13 | 6.88 | 8.23 | 7.78 | 7.67 | 8.42 | 7.27 | 7.67 | 14.64 | 13.96 | 16.01 | 15.6 | 13.18 | 13.97 | 13.75 | 11.28 | 11.79 | 13.02 | 16.21 | 16.8 | 15.14 | 14.02 | 17.89 | 18.34 | 17.98 | 18.8 | 17.76 | 19.32 | 22.17 | 19.16 | 16.86 | 16.58 | 16.3 | 15.31 | 13.42 | 13.31 | 13.58 | 13.53 | 13.56 | 11.16 | 8.62 | 8.59 | 8.75 | 9.89 | 12 | 12.95 | 14.63 | 14.28 | 19.12 | 20.35 | 19.19 | 20.63 | 20 | 20.51 | 16.92 | 16.03 | 55.77 | 57.84 | 52.83 | 48.32 | 45.19 | 40.39 | 33.32 | 27.49 | 20.07 | 17.88 | 17.74 | 17.69 | 17.22 | 20.09 | 30.13 | 41.63 | 49.48 | 55.56 | 59.62 | 60.93 | 60.93 | 61.47 | 58.6 | 58.57 | 65.22 | 61.82 | 59.09 | 59.06 | 52.02 | 41.81 | 32.03 | 24.09 | 17.86 | 13.32 | 10.01 | 9.64 | 8.27 | 11.46 | 19.07 | 30.79 | 48.02 | 57.49 | 64.94 | 62.61 | 63.26 | 66.82 | 65.85 | 67.28 | 67.1 | 65.5 | 60.92 | 55.62 | 50.77 | 40.99 | 32.06 | 23.55 | 14.47 | 10.48 | 7.51 | 8.75 | 9.47 | 11.13 | 18.29 | 29.23 | 42.19 | 49.84 | 57.25 | 64.18 | 70.09 | 69.86 | 69.03 | 69.55 | 63.18 | 59.36 | 55.98 | 49.3 | 40.86 | 35.12 | 26.11 | 16.87 | 8.59 | 5.73 | 4.9 | 5.79 | 7.71 | 11.3 | 18.47 | 27.54 | 39.59 | 50.32 | 58.16 | 63.48 | 68.71 | 70.4 | 68.18 | 65.74 | 56.56 | 54.84 | 50.33 | 43.02 | 34.66 | 30.22 | 22.23 | 16.03 | 9.84 | 6.74 | 5.28 | 5.86 | 7.94 | 11.18 | 17.17 | 25.05 | 34.37 | 44.06 | 49.64 | 60.19 | 63.83 | 63.62 | 61.54 | 58.69 | 28.53 | 26.3 | 23.83 | 18.55 | 15.27 | 11.05 | 8.87 | 6.13 | 5.1 | 5.13 | 5.88 | 7.82 | 9.09 | 10.79 | 13.4 | 16.55 | 18.71 | 24.68 | 30.21 | 36.26 | 36.29 | 36.23 | 34.05 | 31.13 | 14.87 | 13.79 | 13.98 | 13.76 | 12.61 | 10.37 | 8.37 | 6.93 | 4.63 | 4.15 | 4.44 | 5.55 | 6.54 | 6.56 | 6.66 | 7.69 | 9.81 | 11.72 | 14.13 | 16.28 | 17.97 | 18.29 | 16.9 | 14.54 | 6.66 | 5.9 | 6.03 | 6.13 | 6.22 | 6.31 | 6.02 | 5.42 | 4.93 | 5.38 | 5.87 | 6.68 | 6.34 | 6.71 | 6.76 | 5.66 | 5.14 | 6.53 | 8.22 | 8.86 | 9.44 | 7.01 | 7.42 | 7.15 | 5.63 | 5.46 | 5.36 | 6.15 | 6.02 | 6.12 | 6.07 | 5.65 | 5.3 | 5.28 | 5.24 | 5.73 | 5.69 | 5.26 | 5.01 | 5.26 | 5.82 | 6.13 | 6.93 | 6.49 | 7.35 | 6.61 | 6.24 | 6.19
ENERSJ_5_ESJWD2 |  | Wind | Wind | CISO | South | Socal | FC | 105 | 5.51 | 5.84 | 5.5 | 5.24 | 5.86 | 5.7 | 5.85 | 5.36 | 4.66 | 5.29 | 4.7 | 5.15 | 5.78 | 5.28 | 5.81 | 5.8 | 4.96 | 4.78 | 5.72 | 5.41 | 5.34 | 5.86 | 5.05 | 5.33 | 10.18 | 9.71 | 11.13 | 10.85 | 9.16 | 9.71 | 9.56 | 7.84 | 8.2 | 9.05 | 11.27 | 11.68 | 10.53 | 9.75 | 12.44 | 12.75 | 12.5 | 13.07 | 12.35 | 13.43 | 15.42 | 13.32 | 11.72 | 11.53 | 11.34 | 10.65 | 9.34 | 9.25 | 9.44 | 9.41 | 9.43 | 7.76 | 5.99 | 5.98 | 6.08 | 6.88 | 8.34 | 9.01 | 10.18 | 9.93 | 13.3 | 14.15 | 13.34 | 14.35 | 13.91 | 14.26 | 11.76 | 11.14 | 38.78 | 40.22 | 36.74 | 33.6 | 31.42 | 28.09 | 23.17 | 19.11 | 13.95 | 12.43 | 12.34 | 12.3 | 11.97 | 13.97 | 20.95 | 28.95 | 34.41 | 38.63 | 41.46 | 42.37 | 42.37 | 42.74 | 40.75 | 40.73 | 45.35 | 42.99 | 41.09 | 41.07 | 36.17 | 29.07 | 22.27 | 16.75 | 12.42 | 9.26 | 6.96 | 6.71 | 5.75 | 7.97 | 13.26 | 21.41 | 33.39 | 39.97 | 45.15 | 43.54 | 43.99 | 46.46 | 45.79 | 46.79 | 46.66 | 45.54 | 42.36 | 38.68 | 35.31 | 28.5 | 22.29 | 16.37 | 10.06 | 7.29 | 5.23 | 6.09 | 6.59 | 7.74 | 12.72 | 20.33 | 29.34 | 34.65 | 39.81 | 44.63 | 48.74 | 48.58 | 48 | 48.36 | 43.93 | 41.28 | 38.92 | 34.28 | 28.41 | 24.42 | 18.15 | 11.73 | 5.98 | 3.99 | 3.41 | 4.03 | 5.36 | 7.86 | 12.84 | 19.15 | 27.53 | 34.99 | 40.44 | 44.14 | 47.78 | 48.95 | 47.41 | 45.71 | 39.33 | 38.13 | 34.99 | 29.92 | 24.1 | 21.01 | 15.46 | 11.15 | 6.84 | 4.69 | 3.67 | 4.08 | 5.52 | 7.77 | 11.94 | 17.42 | 23.9 | 30.64 | 34.52 | 41.86 | 44.38 | 44.24 | 42.79 | 40.81 | 19.84 | 18.29 | 16.57 | 12.9 | 10.62 | 7.68 | 6.17 | 4.26 | 3.55 | 3.56 | 4.09 | 5.44 | 6.32 | 7.5 | 9.32 | 11.51 | 13.01 | 17.16 | 21.01 | 25.21 | 25.23 | 25.2 | 23.68 | 21.65 | 10.34 | 9.59 | 9.72 | 9.57 | 8.77 | 7.21 | 5.82 | 4.82 | 3.22 | 2.89 | 3.09 | 3.86 | 4.55 | 4.56 | 4.63 | 5.35 | 6.82 | 8.15 | 9.83 | 11.32 | 12.5 | 12.72 | 11.75 | 10.11 | 4.63 | 4.1 | 4.2 | 4.26 | 4.32 | 4.39 | 4.19 | 3.77 | 3.43 | 3.74 | 4.08 | 4.65 | 4.41 | 4.66 | 4.7 | 3.94 | 3.57 | 4.54 | 5.72 | 6.16 | 6.56 | 4.87 | 5.16 | 4.97 | 3.91 | 3.8 | 3.73 | 4.28 | 4.19 | 4.26 | 4.22 | 3.93 | 3.68 | 3.67 | 3.65 | 3.98 | 3.96 | 3.66 | 3.48 | 3.66 | 4.05 | 4.26 | 4.82 | 4.52 | 5.11 | 4.6 | 4.34 | 4.31
ENWIND_2_WIND1 |  | Wind | Wind | CISO | South | Socal | FC | 47.1 | 2.47 | 2.62 | 2.47 | 2.35 | 2.63 | 2.56 | 2.62 | 2.41 | 2.09 | 2.37 | 2.11 | 2.31 | 2.59 | 2.37 | 2.61 | 2.6 | 2.22 | 2.15 | 2.57 | 2.43 | 2.39 | 2.63 | 2.27 | 2.39 | 4.57 | 4.35 | 4.99 | 4.87 | 4.11 | 4.36 | 4.29 | 3.52 | 3.68 | 4.06 | 5.06 | 5.24 | 4.72 | 4.37 | 5.58 | 5.72 | 5.61 | 5.86 | 5.54 | 6.03 | 6.92 | 5.98 | 5.26 | 5.17 | 5.09 | 4.78 | 4.19 | 4.15 | 4.23 | 4.22 | 4.23 | 3.48 | 2.69 | 2.68 | 2.73 | 3.09 | 3.74 | 4.04 | 4.56 | 4.45 | 5.96 | 6.35 | 5.99 | 6.44 | 6.24 | 6.4 | 5.28 | 5 | 17.4 | 18.04 | 16.48 | 15.07 | 14.09 | 12.6 | 10.39 | 8.57 | 6.26 | 5.58 | 5.53 | 5.52 | 5.37 | 6.27 | 9.4 | 12.99 | 15.43 | 17.33 | 18.6 | 19 | 19.01 | 19.17 | 18.28 | 18.27 | 20.34 | 19.28 | 18.43 | 18.42 | 16.22 | 13.04 | 9.99 | 7.51 | 5.57 | 4.15 | 3.12 | 3.01 | 2.58 | 3.57 | 5.95 | 9.6 | 14.98 | 17.93 | 20.26 | 19.53 | 19.73 | 20.84 | 20.54 | 20.99 | 20.93 | 20.43 | 19 | 17.35 | 15.84 | 12.78 | 10 | 7.35 | 4.51 | 3.27 | 2.34 | 2.73 | 2.95 | 3.47 | 5.7 | 9.12 | 13.16 | 15.55 | 17.86 | 20.02 | 21.86 | 21.79 | 21.53 | 21.69 | 19.71 | 18.52 | 17.46 | 15.38 | 12.74 | 10.96 | 8.14 | 5.26 | 2.68 | 1.79 | 1.53 | 1.81 | 2.41 | 3.53 | 5.76 | 8.59 | 12.35 | 15.69 | 18.14 | 19.8 | 21.43 | 21.96 | 21.27 | 20.51 | 17.64 | 17.11 | 15.7 | 13.42 | 10.81 | 9.43 | 6.93 | 5 | 3.07 | 2.1 | 1.65 | 1.83 | 2.48 | 3.49 | 5.36 | 7.81 | 10.72 | 13.74 | 15.48 | 18.78 | 19.91 | 19.84 | 19.2 | 18.31 | 8.9 | 8.2 | 7.43 | 5.79 | 4.76 | 3.45 | 2.77 | 1.91 | 1.59 | 1.6 | 1.83 | 2.44 | 2.83 | 3.37 | 4.18 | 5.16 | 5.84 | 7.7 | 9.42 | 11.31 | 11.32 | 11.3 | 10.62 | 9.71 | 4.64 | 4.3 | 4.36 | 4.29 | 3.93 | 3.23 | 2.61 | 2.16 | 1.44 | 1.3 | 1.39 | 1.73 | 2.04 | 2.05 | 2.08 | 2.4 | 3.06 | 3.65 | 4.41 | 5.08 | 5.61 | 5.7 | 5.27 | 4.54 | 2.08 | 1.84 | 1.88 | 1.91 | 1.94 | 1.97 | 1.88 | 1.69 | 1.54 | 1.68 | 1.83 | 2.08 | 1.98 | 2.09 | 2.11 | 1.77 | 1.6 | 2.04 | 2.56 | 2.76 | 2.94 | 2.19 | 2.31 | 2.23 | 1.75 | 1.7 | 1.67 | 1.92 | 1.88 | 1.91 | 1.89 | 1.76 | 1.65 | 1.65 | 1.64 | 1.79 | 1.77 | 1.64 | 1.56 | 1.64 | 1.81 | 1.91 | 2.16 | 2.03 | 2.29 | 2.06 | 1.95 | 1.93
ENWIND_2_WIND2 |  | Wind | Wind | CISO | South | Socal | FC | 38.24 | 2.01 | 2.13 | 2 | 1.91 | 2.13 | 2.08 | 2.13 | 1.95 | 1.7 | 1.92 | 1.71 | 1.88 | 2.11 | 1.92 | 2.12 | 2.11 | 1.81 | 1.74 | 2.08 | 1.97 | 1.94 | 2.13 | 1.84 | 1.94 | 3.71 | 3.53 | 4.05 | 3.95 | 3.34 | 3.54 | 3.48 | 2.86 | 2.99 | 3.3 | 4.11 | 4.25 | 3.84 | 3.55 | 4.53 | 4.64 | 4.55 | 4.76 | 4.5 | 4.89 | 5.62 | 4.85 | 4.27 | 4.2 | 4.13 | 3.88 | 3.4 | 3.37 | 3.44 | 3.43 | 3.43 | 2.83 | 2.18 | 2.18 | 2.21 | 2.51 | 3.04 | 3.28 | 3.71 | 3.62 | 4.84 | 5.15 | 4.86 | 5.23 | 5.07 | 5.19 | 4.28 | 4.06 | 14.12 | 14.65 | 13.38 | 12.24 | 11.44 | 10.23 | 8.44 | 6.96 | 5.08 | 4.53 | 4.49 | 4.48 | 4.36 | 5.09 | 7.63 | 10.54 | 12.53 | 14.07 | 15.1 | 15.43 | 15.43 | 15.57 | 14.84 | 14.83 | 16.52 | 15.65 | 14.96 | 14.96 | 13.17 | 10.59 | 8.11 | 6.1 | 4.52 | 3.37 | 2.54 | 2.44 | 2.09 | 2.9 | 4.83 | 7.8 | 12.16 | 14.56 | 16.44 | 15.86 | 16.02 | 16.92 | 16.68 | 17.04 | 16.99 | 16.59 | 15.43 | 14.09 | 12.86 | 10.38 | 8.12 | 5.96 | 3.66 | 2.65 | 1.9 | 2.22 | 2.4 | 2.82 | 4.63 | 7.4 | 10.68 | 12.62 | 14.5 | 16.25 | 17.75 | 17.69 | 17.48 | 17.61 | 16 | 15.03 | 14.18 | 12.49 | 10.35 | 8.89 | 6.61 | 4.27 | 2.18 | 1.45 | 1.24 | 1.47 | 1.95 | 2.86 | 4.68 | 6.97 | 10.03 | 12.74 | 14.73 | 16.08 | 17.4 | 17.83 | 17.27 | 16.65 | 14.32 | 13.89 | 12.74 | 10.89 | 8.78 | 7.65 | 5.63 | 4.06 | 2.49 | 1.71 | 1.34 | 1.48 | 2.01 | 2.83 | 4.35 | 6.34 | 8.7 | 11.16 | 12.57 | 15.24 | 16.16 | 16.11 | 15.58 | 14.86 | 7.23 | 6.66 | 6.03 | 4.7 | 3.87 | 2.8 | 2.25 | 1.55 | 1.29 | 1.3 | 1.49 | 1.98 | 2.3 | 2.73 | 3.39 | 4.19 | 4.74 | 6.25 | 7.65 | 9.18 | 9.19 | 9.18 | 8.62 | 7.88 | 3.77 | 3.49 | 3.54 | 3.48 | 3.19 | 2.63 | 2.12 | 1.75 | 1.17 | 1.05 | 1.12 | 1.4 | 1.66 | 1.66 | 1.69 | 1.95 | 2.48 | 2.97 | 3.58 | 4.12 | 4.55 | 4.63 | 4.28 | 3.68 | 1.69 | 1.49 | 1.53 | 1.55 | 1.57 | 1.6 | 1.52 | 1.37 | 1.25 | 1.36 | 1.49 | 1.69 | 1.61 | 1.7 | 1.71 | 1.43 | 1.3 | 1.65 | 2.08 | 2.24 | 2.39 | 1.77 | 1.88 | 1.81 | 1.42 | 1.38 | 1.36 | 1.56 | 1.52 | 1.55 | 1.54 | 1.43 | 1.34 | 1.34 | 1.33 | 1.45 | 1.44 | 1.33 | 1.27 | 1.33 | 1.47 | 1.55 | 1.76 | 1.64 | 1.86 | 1.67 | 1.58 | 1.57
ESTWND_2_OPPWD1 |  | Wind | Wind | CISO | South | Socal | FC | 57.14 | 3 | 3.18 | 2.99 | 2.85 | 3.19 | 3.1 | 3.18 | 2.92 | 2.54 | 2.88 | 2.56 | 2.8 | 3.15 | 2.87 | 3.16 | 3.16 | 2.7 | 2.6 | 3.11 | 2.94 | 2.9 | 3.19 | 2.75 | 2.9 | 5.54 | 5.28 | 6.06 | 5.9 | 4.99 | 5.29 | 5.2 | 4.27 | 4.46 | 4.93 | 6.14 | 6.36 | 5.73 | 5.3 | 6.77 | 6.94 | 6.8 | 7.11 | 6.72 | 7.31 | 8.39 | 7.25 | 6.38 | 6.27 | 6.17 | 5.79 | 5.08 | 5.04 | 5.14 | 5.12 | 5.13 | 4.22 | 3.26 | 3.25 | 3.31 | 3.74 | 4.54 | 4.9 | 5.54 | 5.4 | 7.24 | 7.7 | 7.26 | 7.81 | 7.57 | 7.76 | 6.4 | 6.06 | 21.1 | 21.89 | 19.99 | 18.28 | 17.1 | 15.28 | 12.61 | 10.4 | 7.59 | 6.76 | 6.71 | 6.69 | 6.52 | 7.6 | 11.4 | 15.75 | 18.72 | 21.02 | 22.56 | 23.05 | 23.06 | 23.26 | 22.17 | 22.16 | 24.68 | 23.39 | 22.36 | 22.35 | 19.68 | 15.82 | 12.12 | 9.12 | 6.76 | 5.04 | 3.79 | 3.65 | 3.13 | 4.34 | 7.21 | 11.65 | 18.17 | 21.75 | 24.57 | 23.69 | 23.94 | 25.28 | 24.92 | 25.46 | 25.39 | 24.78 | 23.05 | 21.05 | 19.21 | 15.51 | 12.13 | 8.91 | 5.47 | 3.97 | 2.84 | 3.31 | 3.58 | 4.21 | 6.92 | 11.06 | 15.97 | 18.86 | 21.66 | 24.29 | 26.52 | 26.44 | 26.12 | 26.32 | 23.91 | 22.46 | 21.18 | 18.66 | 15.46 | 13.29 | 9.88 | 6.38 | 3.25 | 2.17 | 1.86 | 2.19 | 2.92 | 4.28 | 6.99 | 10.42 | 14.98 | 19.04 | 22.01 | 24.02 | 26 | 26.64 | 25.8 | 24.88 | 21.4 | 20.75 | 19.04 | 16.28 | 13.12 | 11.44 | 8.41 | 6.07 | 3.72 | 2.55 | 2 | 2.22 | 3 | 4.23 | 6.5 | 9.48 | 13 | 16.67 | 18.79 | 22.78 | 24.15 | 24.07 | 23.29 | 22.21 | 10.8 | 9.95 | 9.02 | 7.02 | 5.78 | 4.18 | 3.36 | 2.32 | 1.93 | 1.94 | 2.22 | 2.96 | 3.44 | 4.08 | 5.07 | 6.26 | 7.08 | 9.34 | 11.43 | 13.72 | 13.73 | 13.71 | 12.89 | 11.78 | 5.63 | 5.22 | 5.29 | 5.21 | 4.77 | 3.92 | 3.17 | 2.62 | 1.75 | 1.57 | 1.68 | 2.1 | 2.48 | 2.48 | 2.52 | 2.91 | 3.71 | 4.43 | 5.35 | 6.16 | 6.8 | 6.92 | 6.4 | 5.5 | 2.52 | 2.23 | 2.28 | 2.32 | 2.35 | 2.39 | 2.28 | 2.05 | 1.87 | 2.04 | 2.22 | 2.53 | 2.4 | 2.54 | 2.56 | 2.14 | 1.94 | 2.47 | 3.11 | 3.35 | 3.57 | 2.65 | 2.81 | 2.71 | 2.13 | 2.07 | 2.03 | 2.33 | 2.28 | 2.32 | 2.3 | 2.14 | 2 | 2 | 1.98 | 2.17 | 2.15 | 1.99 | 1.9 | 1.99 | 2.2 | 2.32 | 2.62 | 2.46 | 2.78 | 2.5 | 2.36 | 2.34
ETIWND_2_CHMPNE |  | Solar_Fixed | Solar Fixed | CISO | South | Socal | EO | 1 | 0 | 0 | 0 | 0 | 0 | 0 | 0 | 0.13 | 0.44 | 0.6 | 0.65 | 0.67 | 0.66 | 0.63 | 0.53 | 0.31 | 0.04 | 0 | 0 | 0 | 0 | 0 | 0 | 0 | 0 | 0 | 0 | 0 | 0 | 0 | 0.01 | 0.25 | 0.58 | 0.7 | 0.75 | 0.75 | 0.73 | 0.71 | 0.65 | 0.5 | 0.19 | 0 | 0 | 0 | 0 | 0 | 0 | 0 | 0 | 0 | 0 | 0 | 0 | 0 | 0 | 0.14 | 0.49 | 0.68 | 0.75 | 0.76 | 0.75 | 0.74 | 0.69 | 0.61 | 0.39 | 0.18 | 0.03 | 0 | 0 | 0 | 0 | 0 | 0 | 0 | 0 | 0 | 0 | 0 | 0.03 | 0.28 | 0.59 | 0.75 | 0.81 | 0.85 | 0.85 | 0.83 | 0.81 | 0.74 | 0.63 | 0.43 | 0.11 | 0 | 0 | 0 | 0 | 0 | 0 | 0 | 0 | 0 | 0 | 0 | 0.11 | 0.42 | 0.64 | 0.76 | 0.84 | 0.88 | 0.88 | 0.87 | 0.85 | 0.79 | 0.69 | 0.5 | 0.19 | 0.01 | 0 | 0 | 0 | 0 | 0 | 0 | 0 | 0 | 0 | 0 | 0.14 | 0.43 | 0.65 | 0.78 | 0.86 | 0.9 | 0.91 | 0.91 | 0.87 | 0.81 | 0.71 | 0.54 | 0.26 | 0.03 | 0 | 0 | 0 | 0 | 0 | 0 | 0 | 0 | 0 | 0 | 0.07 | 0.29 | 0.54 | 0.7 | 0.8 | 0.86 | 0.87 | 0.87 | 0.83 | 0.78 | 0.67 | 0.5 | 0.23 | 0.03 | 0 | 0 | 0 | 0 | 0 | 0 | 0 | 0 | 0 | 0 | 0.03 | 0.27 | 0.57 | 0.73 | 0.83 | 0.88 | 0.9 | 0.88 | 0.84 | 0.77 | 0.65 | 0.43 | 0.12 | 0 | 0 | 0 | 0 | 0 | 0 | 0 | 0 | 0 | 0 | 0 | 0.01 | 0.2 | 0.53 | 0.71 | 0.81 | 0.86 | 0.87 | 0.86 | 0.82 | 0.72 | 0.58 | 0.26 | 0.02 | 0 | 0 | 0 | 0 | 0 | 0 | 0 | 0 | 0 | 0 | 0 | 0 | 0.11 | 0.46 | 0.66 | 0.75 | 0.79 | 0.8 | 0.79 | 0.75 | 0.67 | 0.42 | 0.09 | 0 | 0 | 0 | 0 | 0 | 0 | 0 | 0 | 0 | 0 | 0 | 0 | 0.02 | 0.27 | 0.54 | 0.67 | 0.72 | 0.73 | 0.71 | 0.67 | 0.55 | 0.25 | 0.02 | 0 | 0 | 0 | 0 | 0 | 0 | 0 | 0 | 0 | 0 | 0 | 0 | 0 | 0 | 0.14 | 0.4 | 0.54 | 0.59 | 0.62 | 0.6 | 0.55 | 0.45 | 0.2 | 0.01 | 0 | 0 | 0 | 0 | 0 | 0 | 0
ETIWND_2_SOLAR1 |  | Solar_1Axis | Solar Tracking | CISO | South | Socal | FC | 1 | 0 | 0 | 0 | 0 | 0 | 0 | 0 | 0.12 | 0.47 | 0.61 | 0.6 | 0.59 | 0.59 | 0.59 | 0.53 | 0.39 | 0.06 | 0 | 0 | 0 | 0 | 0 | 0 | 0 | 0 | 0 | 0 | 0 | 0 | 0 | 0.01 | 0.26 | 0.64 | 0.7 | 0.69 | 0.68 | 0.68 | 0.65 | 0.64 | 0.58 | 0.25 | 0.01 | 0 | 0 | 0 | 0 | 0 | 0 | 0 | 0 | 0 | 0 | 0 | 0 | 0 | 0.17 | 0.59 | 0.73 | 0.73 | 0.72 | 0.71 | 0.71 | 0.67 | 0.62 | 0.46 | 0.17 | 0.03 | 0 | 0 | 0 | 0 | 0 | 0 | 0 | 0 | 0 | 0 | 0 | 0.03 | 0.37 | 0.72 | 0.77 | 0.8 | 0.8 | 0.8 | 0.79 | 0.78 | 0.75 | 0.71 | 0.58 | 0.18 | 0 | 0 | 0 | 0 | 0 | 0 | 0 | 0 | 0 | 0 | 0 | 0.15 | 0.55 | 0.75 | 0.81 | 0.84 | 0.85 | 0.85 | 0.85 | 0.83 | 0.81 | 0.78 | 0.68 | 0.33 | 0.03 | 0 | 0 | 0 | 0 | 0 | 0 | 0 | 0 | 0 | 0 | 0.18 | 0.56 | 0.74 | 0.81 | 0.84 | 0.86 | 0.86 | 0.86 | 0.84 | 0.82 | 0.79 | 0.71 | 0.42 | 0.07 | 0 | 0 | 0 | 0 | 0 | 0 | 0 | 0 | 0 | 0 | 0.08 | 0.43 | 0.69 | 0.79 | 0.83 | 0.85 | 0.84 | 0.83 | 0.82 | 0.8 | 0.76 | 0.66 | 0.38 | 0.06 | 0 | 0 | 0 | 0 | 0 | 0 | 0 | 0 | 0 | 0 | 0.03 | 0.34 | 0.67 | 0.79 | 0.83 | 0.85 | 0.85 | 0.84 | 0.79 | 0.78 | 0.71 | 0.57 | 0.2 | 0.01 | 0 | 0 | 0 | 0 | 0 | 0 | 0 | 0 | 0 | 0 | 0 | 0.23 | 0.58 | 0.72 | 0.77 | 0.79 | 0.8 | 0.78 | 0.76 | 0.71 | 0.65 | 0.34 | 0.03 | 0 | 0 | 0 | 0 | 0 | 0 | 0 | 0 | 0 | 0 | 0 | 0 | 0.1 | 0.49 | 0.66 | 0.69 | 0.7 | 0.7 | 0.7 | 0.71 | 0.66 | 0.5 | 0.11 | 0 | 0 | 0 | 0 | 0 | 0 | 0 | 0 | 0 | 0 | 0 | 0 | 0.02 | 0.28 | 0.58 | 0.66 | 0.64 | 0.63 | 0.64 | 0.63 | 0.58 | 0.34 | 0.03 | 0 | 0 | 0 | 0 | 0 | 0 | 0 | 0 | 0 | 0 | 0 | 0 | 0 | 0 | 0.13 | 0.42 | 0.52 | 0.51 | 0.5 | 0.52 | 0.51 | 0.47 | 0.26 | 0.02 | 0 | 0 | 0 | 0 | 0 | 0 | 0
ETIWND_2_SOLAR2 |  | Solar_1Axis | Solar Tracking | CISO | South | Socal | EO | 1 | 0 | 0 | 0 | 0 | 0 | 0 | 0 | 0.12 | 0.47 | 0.61 | 0.6 | 0.59 | 0.59 | 0.59 | 0.53 | 0.39 | 0.06 | 0 | 0 | 0 | 0 | 0 | 0 | 0 | 0 | 0 | 0 | 0 | 0 | 0 | 0.01 | 0.26 | 0.64 | 0.7 | 0.69 | 0.68 | 0.68 | 0.65 | 0.64 | 0.58 | 0.25 | 0.01 | 0 | 0 | 0 | 0 | 0 | 0 | 0 | 0 | 0 | 0 | 0 | 0 | 0 | 0.17 | 0.59 | 0.73 | 0.73 | 0.72 | 0.71 | 0.71 | 0.67 | 0.62 | 0.46 | 0.17 | 0.03 | 0 | 0 | 0 | 0 | 0 | 0 | 0 | 0 | 0 | 0 | 0 | 0.03 | 0.37 | 0.72 | 0.77 | 0.8 | 0.8 | 0.8 | 0.79 | 0.78 | 0.75 | 0.71 | 0.58 | 0.18 | 0 | 0 | 0 | 0 | 0 | 0 | 0 | 0 | 0 | 0 | 0 | 0.15 | 0.55 | 0.75 | 0.81 | 0.84 | 0.85 | 0.85 | 0.85 | 0.83 | 0.81 | 0.78 | 0.68 | 0.33 | 0.03 | 0 | 0 | 0 | 0 | 0 | 0 | 0 | 0 | 0 | 0 | 0.18 | 0.56 | 0.74 | 0.81 | 0.84 | 0.86 | 0.86 | 0.86 | 0.84 | 0.82 | 0.79 | 0.71 | 0.42 | 0.07 | 0 | 0 | 0 | 0 | 0 | 0 | 0 | 0 | 0 | 0 | 0.08 | 0.43 | 0.69 | 0.79 | 0.83 | 0.85 | 0.84 | 0.83 | 0.82 | 0.8 | 0.76 | 0.66 | 0.38 | 0.06 | 0 | 0 | 0 | 0 | 0 | 0 | 0 | 0 | 0 | 0 | 0.03 | 0.34 | 0.67 | 0.79 | 0.83 | 0.85 | 0.85 | 0.84 | 0.79 | 0.78 | 0.71 | 0.57 | 0.2 | 0.01 | 0 | 0 | 0 | 0 | 0 | 0 | 0 | 0 | 0 | 0 | 0 | 0.23 | 0.58 | 0.72 | 0.77 | 0.79 | 0.8 | 0.78 | 0.76 | 0.71 | 0.65 | 0.34 | 0.03 | 0 | 0 | 0 | 0 | 0 | 0 | 0 | 0 | 0 | 0 | 0 | 0 | 0.1 | 0.49 | 0.66 | 0.69 | 0.7 | 0.7 | 0.7 | 0.71 | 0.66 | 0.5 | 0.11 | 0 | 0 | 0 | 0 | 0 | 0 | 0 | 0 | 0 | 0 | 0 | 0 | 0.02 | 0.28 | 0.58 | 0.66 | 0.64 | 0.63 | 0.64 | 0.63 | 0.58 | 0.34 | 0.03 | 0 | 0 | 0 | 0 | 0 | 0 | 0 | 0 | 0 | 0 | 0 | 0 | 0 | 0 | 0.13 | 0.42 | 0.52 | 0.51 | 0.5 | 0.52 | 0.51 | 0.47 | 0.26 | 0.02 | 0 | 0 | 0 | 0 | 0 | 0 | 0
ETIWND_2_SOLAR5 |  | Solar_1Axis | Solar Tracking | CISO | South | Socal | EO | 2 | 0 | 0 | 0 | 0 | 0 | 0 | 0 | 0.24 | 0.94 | 1.22 | 1.21 | 1.19 | 1.18 | 1.18 | 1.07 | 0.77 | 0.13 | 0 | 0 | 0 | 0 | 0 | 0 | 0 | 0 | 0 | 0 | 0 | 0 | 0 | 0.01 | 0.52 | 1.27 | 1.41 | 1.38 | 1.36 | 1.36 | 1.31 | 1.28 | 1.16 | 0.49 | 0.02 | 0 | 0 | 0 | 0 | 0 | 0 | 0 | 0 | 0 | 0 | 0 | 0 | 0 | 0.34 | 1.19 | 1.46 | 1.46 | 1.43 | 1.42 | 1.41 | 1.34 | 1.24 | 0.92 | 0.35 | 0.06 | 0 | 0 | 0 | 0 | 0 | 0 | 0 | 0 | 0 | 0 | 0 | 0.06 | 0.73 | 1.43 | 1.53 | 1.59 | 1.59 | 1.6 | 1.58 | 1.56 | 1.51 | 1.42 | 1.15 | 0.36 | 0.01 | 0 | 0 | 0 | 0 | 0 | 0 | 0 | 0 | 0 | 0 | 0.3 | 1.1 | 1.5 | 1.63 | 1.68 | 1.7 | 1.7 | 1.7 | 1.67 | 1.63 | 1.55 | 1.36 | 0.66 | 0.05 | 0 | 0 | 0 | 0 | 0 | 0 | 0 | 0 | 0 | 0 | 0.36 | 1.11 | 1.49 | 1.61 | 1.69 | 1.72 | 1.71 | 1.71 | 1.68 | 1.64 | 1.57 | 1.42 | 0.85 | 0.14 | 0 | 0 | 0 | 0 | 0 | 0 | 0 | 0 | 0 | 0 | 0.16 | 0.86 | 1.37 | 1.58 | 1.66 | 1.69 | 1.68 | 1.66 | 1.64 | 1.6 | 1.52 | 1.32 | 0.75 | 0.11 | 0 | 0 | 0 | 0 | 0 | 0 | 0 | 0 | 0 | 0 | 0.06 | 0.69 | 1.35 | 1.58 | 1.66 | 1.7 | 1.71 | 1.67 | 1.59 | 1.55 | 1.43 | 1.14 | 0.41 | 0.01 | 0 | 0 | 0 | 0 | 0 | 0 | 0 | 0 | 0 | 0 | 0.01 | 0.46 | 1.17 | 1.44 | 1.54 | 1.57 | 1.6 | 1.57 | 1.52 | 1.43 | 1.29 | 0.69 | 0.06 | 0 | 0 | 0 | 0 | 0 | 0 | 0 | 0 | 0 | 0 | 0 | 0 | 0.2 | 0.99 | 1.32 | 1.39 | 1.41 | 1.4 | 1.39 | 1.41 | 1.32 | 1 | 0.22 | 0 | 0 | 0 | 0 | 0 | 0 | 0 | 0 | 0 | 0 | 0 | 0 | 0.03 | 0.56 | 1.17 | 1.31 | 1.29 | 1.25 | 1.27 | 1.26 | 1.16 | 0.68 | 0.06 | 0 | 0 | 0 | 0 | 0 | 0 | 0 | 0 | 0 | 0 | 0 | 0 | 0 | 0 | 0.26 | 0.83 | 1.04 | 1.03 | 0.99 | 1.03 | 1.01 | 0.93 | 0.51 | 0.04 | 0 | 0 | 0 | 0 | 0 | 0 | 0
EXCLSG_1_SOLAR |  | Solar_1Axis | Solar Tracking | CISO | North | Norcal | FC | 60 | 0 | 0 | 0 | 0 | 0 | 0 | 0 | 1.41 | 11.34 | 20.09 | 24.5 | 26.48 | 27.35 | 25.52 | 23.81 | 16.34 | 3.62 | 0 | 0 | 0 | 0 | 0 | 0 | 0 | 0 | 0 | 0 | 0 | 0 | 0 | 0.01 | 7.61 | 31 | 39.76 | 39.61 | 37.81 | 37.34 | 37.25 | 38.06 | 33.05 | 17.26 | 0.92 | 0 | 0 | 0 | 0 | 0 | 0 | 0 | 0 | 0 | 0 | 0 | 0 | 0 | 4.68 | 26.39 | 39.61 | 41.76 | 40.24 | 40.57 | 38.85 | 36.94 | 34.77 | 29.11 | 8.82 | 1.83 | 0 | 0 | 0 | 0 | 0 | 0 | 0 | 0 | 0 | 0 | 0 | 0.47 | 15.43 | 36.85 | 43.35 | 43.1 | 42.45 | 43.87 | 43.63 | 42.8 | 43.37 | 40.83 | 36.28 | 15.6 | 0.62 | 0 | 0 | 0 | 0 | 0 | 0 | 0 | 0 | 0 | 0 | 5.6 | 29.93 | 42.11 | 45.05 | 45.81 | 45.44 | 46.4 | 46.48 | 46.59 | 47.22 | 45.89 | 43.05 | 26.22 | 3.48 | 0 | 0 | 0 | 0 | 0 | 0 | 0 | 0 | 0 | 0.03 | 9.32 | 33.85 | 45.65 | 49.63 | 50.29 | 50.73 | 51.05 | 50.76 | 50.4 | 50.55 | 48.63 | 45.56 | 32.87 | 8.9 | 0.08 | 0 | 0 | 0 | 0 | 0 | 0 | 0 | 0 | 0 | 4.19 | 27.73 | 45.8 | 50.57 | 51.34 | 51.49 | 51.11 | 51.1 | 50.29 | 50.25 | 48.43 | 44.8 | 31.07 | 7.17 | 0.04 | 0 | 0 | 0 | 0 | 0 | 0 | 0 | 0 | 0 | 0.62 | 16.39 | 38.27 | 46.6 | 48.46 | 49.07 | 49.01 | 48.55 | 48.48 | 48.3 | 46.19 | 37.62 | 16.54 | 0.96 | 0 | 0 | 0 | 0 | 0 | 0 | 0 | 0 | 0 | 0 | 0.02 | 7.93 | 30.56 | 40.86 | 43.29 | 43.8 | 43.29 | 43.01 | 43.14 | 43.75 | 39.39 | 24.42 | 3.13 | 0 | 0 | 0 | 0 | 0 | 0 | 0 | 0 | 0 | 0 | 0 | 0 | 2.07 | 19.54 | 34.15 | 37.66 | 37.16 | 35.79 | 36.21 | 37.32 | 36.43 | 28.55 | 8.07 | 0.05 | 0 | 0 | 0 | 0 | 0 | 0 | 0 | 0 | 0 | 0 | 0 | 0.06 | 6.44 | 22.34 | 30.49 | 31.66 | 30.32 | 31.18 | 31.92 | 30.15 | 18.4 | 2.2 | 0 | 0 | 0 | 0 | 0 | 0 | 0 | 0 | 0 | 0 | 0 | 0 | 0 | 0 | 1.51 | 11.24 | 18.39 | 22.03 | 24.12 | 23.77 | 22.89 | 19.25 | 10.26 | 1.2 | 0 | 0 | 0 | 0 | 0 | 0 | 0
FLOWD2_2_FPLWND |  | Wind | Wind | CISO | North | Norcal | FC | 18 | 0.96 | 0.91 | 0.79 | 0.75 | 0.82 | 0.84 | 0.83 | 0.88 | 0.8 | 0.69 | 0.72 | 0.76 | 0.66 | 0.6 | 0.54 | 0.47 | 0.49 | 0.64 | 0.76 | 0.84 | 0.78 | 0.83 | 0.91 | 0.91 | 2.17 | 2.3 | 2.18 | 1.84 | 1.68 | 1.72 | 1.72 | 1.83 | 1.47 | 1.38 | 1.46 | 1.3 | 1.21 | 1.18 | 1.09 | 1.13 | 1.09 | 1.24 | 1.32 | 1.37 | 1.52 | 1.9 | 2.03 | 2.21 | 2.5 | 2.37 | 2.14 | 2.02 | 1.8 | 1.42 | 1.37 | 1.27 | 1.26 | 1.05 | 0.88 | 0.89 | 0.87 | 0.94 | 0.97 | 0.98 | 1.14 | 1.28 | 1.77 | 2.4 | 2.88 | 2.74 | 2.7 | 2.52 | 6.79 | 6.18 | 6.09 | 5.05 | 4.47 | 3.92 | 3.64 | 2.87 | 2.09 | 2.2 | 1.94 | 1.54 | 1.58 | 1.83 | 2.15 | 2.86 | 3.84 | 4.9 | 5.23 | 5.5 | 6.16 | 6.28 | 6.69 | 6.96 | 8.76 | 8.31 | 8.26 | 8.12 | 6.94 | 5.96 | 5.47 | 4.52 | 4.56 | 3.98 | 3.24 | 2.56 | 2.89 | 3.36 | 3.78 | 5.06 | 6.76 | 7.84 | 8.65 | 8.4 | 8.64 | 9.07 | 8.69 | 8.31 | 6.66 | 7.12 | 6.34 | 5.83 | 5.24 | 4.78 | 4.05 | 2.83 | 2.25 | 1.58 | 1.35 | 0.96 | 0.78 | 1.03 | 1.14 | 1.74 | 2.96 | 4.43 | 5.53 | 5.77 | 6.32 | 6.42 | 6.44 | 6.7 | 10.74 | 10.47 | 9.7 | 8.66 | 8.17 | 7.65 | 6.52 | 5.43 | 3.87 | 3.14 | 2 | 1.42 | 1.29 | 1.99 | 2.35 | 3.43 | 5.62 | 7.09 | 7.5 | 7.85 | 9 | 9.32 | 10.24 | 10.77 | 8.78 | 8.39 | 7.88 | 6.99 | 6.06 | 5.23 | 4.52 | 3.86 | 2.46 | 1.83 | 1.34 | 0.89 | 0.56 | 0.78 | 0.96 | 1.49 | 2.46 | 3.87 | 5.24 | 6.81 | 8.3 | 8.76 | 8.88 | 9.04 | 3.31 | 3.26 | 3.07 | 2.86 | 2.2 | 1.77 | 1.71 | 1.33 | 0.99 | 0.61 | 0.47 | 0.23 | 0.16 | 0.25 | 0.38 | 0.53 | 0.92 | 1.19 | 1.34 | 2.02 | 2.67 | 2.97 | 3.09 | 3.15 | 1.38 | 1.27 | 0.93 | 0.75 | 0.62 | 0.51 | 0.59 | 0.49 | 0.45 | 0.31 | 0.19 | 0.15 | 0.12 | 0.12 | 0.17 | 0.18 | 0.16 | 0.18 | 0.32 | 0.44 | 0.64 | 0.77 | 0.99 | 1.14 | 1.04 | 0.91 | 0.83 | 0.99 | 0.9 | 0.9 | 0.85 | 0.93 | 0.77 | 0.6 | 0.53 | 0.47 | 0.47 | 0.42 | 0.46 | 0.52 | 0.48 | 0.51 | 0.62 | 0.64 | 0.85 | 0.92 | 1.06 | 1.05 | 0.98 | 0.98 | 0.95 | 0.84 | 0.91 | 0.94 | 0.82 | 0.94 | 0.88 | 0.72 | 0.68 | 0.58 | 0.59 | 0.57 | 0.61 | 0.65 | 0.6 | 0.62 | 0.77 | 0.93 | 1.06 | 1.02 | 0.94 | 1.08
FLOWD_2_RT2WD2 |  | Wind | Wind | CISO | South | Socal | FC | 27.39 | 1.44 | 1.52 | 1.43 | 1.37 | 1.53 | 1.49 | 1.52 | 1.4 | 1.22 | 1.38 | 1.23 | 1.34 | 1.51 | 1.38 | 1.52 | 1.51 | 1.29 | 1.25 | 1.49 | 1.41 | 1.39 | 1.53 | 1.32 | 1.39 | 2.66 | 2.53 | 2.9 | 2.83 | 2.39 | 2.53 | 2.49 | 2.05 | 2.14 | 2.36 | 2.94 | 3.05 | 2.75 | 2.54 | 3.25 | 3.33 | 3.26 | 3.41 | 3.22 | 3.5 | 4.02 | 3.47 | 3.06 | 3.01 | 2.96 | 2.78 | 2.44 | 2.41 | 2.46 | 2.45 | 2.46 | 2.02 | 1.56 | 1.56 | 1.59 | 1.79 | 2.18 | 2.35 | 2.65 | 2.59 | 3.47 | 3.69 | 3.48 | 3.74 | 3.63 | 3.72 | 3.07 | 2.91 | 10.12 | 10.49 | 9.58 | 8.76 | 8.2 | 7.33 | 6.04 | 4.99 | 3.64 | 3.24 | 3.22 | 3.21 | 3.12 | 3.64 | 5.47 | 7.55 | 8.97 | 10.08 | 10.81 | 11.05 | 11.05 | 11.15 | 10.63 | 10.62 | 11.83 | 11.21 | 10.72 | 10.71 | 9.44 | 7.58 | 5.81 | 4.37 | 3.24 | 2.42 | 1.82 | 1.75 | 1.5 | 2.08 | 3.46 | 5.59 | 8.71 | 10.43 | 11.78 | 11.36 | 11.48 | 12.12 | 11.94 | 12.2 | 12.17 | 11.88 | 11.05 | 10.09 | 9.21 | 7.43 | 5.82 | 4.27 | 2.62 | 1.9 | 1.36 | 1.59 | 1.72 | 2.02 | 3.32 | 5.3 | 7.65 | 9.04 | 10.38 | 11.64 | 12.71 | 12.67 | 12.52 | 12.61 | 11.46 | 10.77 | 10.15 | 8.94 | 7.41 | 6.37 | 4.74 | 3.06 | 1.56 | 1.04 | 0.89 | 1.05 | 1.4 | 2.05 | 3.35 | 5 | 7.18 | 9.13 | 10.55 | 11.51 | 12.46 | 12.77 | 12.37 | 11.92 | 10.26 | 9.95 | 9.13 | 7.8 | 6.29 | 5.48 | 4.03 | 2.91 | 1.78 | 1.22 | 0.96 | 1.06 | 1.44 | 2.03 | 3.12 | 4.54 | 6.23 | 7.99 | 9 | 10.92 | 11.58 | 11.54 | 11.16 | 10.65 | 5.18 | 4.77 | 4.32 | 3.37 | 2.77 | 2 | 1.61 | 1.11 | 0.93 | 0.93 | 1.07 | 1.42 | 1.65 | 1.96 | 2.43 | 3 | 3.39 | 4.48 | 5.48 | 6.58 | 6.58 | 6.57 | 6.18 | 5.65 | 2.7 | 2.5 | 2.54 | 2.5 | 2.29 | 1.88 | 1.52 | 1.26 | 0.84 | 0.75 | 0.81 | 1.01 | 1.19 | 1.19 | 1.21 | 1.39 | 1.78 | 2.13 | 2.56 | 2.95 | 3.26 | 3.32 | 3.07 | 2.64 | 1.21 | 1.07 | 1.09 | 1.11 | 1.13 | 1.14 | 1.09 | 0.98 | 0.89 | 0.98 | 1.06 | 1.21 | 1.15 | 1.22 | 1.23 | 1.03 | 0.93 | 1.19 | 1.49 | 1.61 | 1.71 | 1.27 | 1.35 | 1.3 | 1.02 | 0.99 | 0.97 | 1.12 | 1.09 | 1.11 | 1.1 | 1.03 | 0.96 | 0.96 | 0.95 | 1.04 | 1.03 | 0.95 | 0.91 | 0.95 | 1.06 | 1.11 | 1.26 | 1.18 | 1.33 | 1.2 | 1.13 | 1.12
FLOWD_2_WIND1 |  | Wind | Wind | CISO | South | Socal | FC | 11.9 | 0.62 | 0.66 | 0.62 | 0.59 | 0.66 | 0.65 | 0.66 | 0.61 | 0.53 | 0.6 | 0.53 | 0.58 | 0.66 | 0.6 | 0.66 | 0.66 | 0.56 | 0.54 | 0.65 | 0.61 | 0.6 | 0.66 | 0.57 | 0.6 | 1.15 | 1.1 | 1.26 | 1.23 | 1.04 | 1.1 | 1.08 | 0.89 | 0.93 | 1.03 | 1.28 | 1.32 | 1.19 | 1.1 | 1.41 | 1.44 | 1.42 | 1.48 | 1.4 | 1.52 | 1.75 | 1.51 | 1.33 | 1.31 | 1.28 | 1.21 | 1.06 | 1.05 | 1.07 | 1.07 | 1.07 | 0.88 | 0.68 | 0.68 | 0.69 | 0.78 | 0.95 | 1.02 | 1.15 | 1.13 | 1.51 | 1.6 | 1.51 | 1.63 | 1.58 | 1.62 | 1.33 | 1.26 | 4.39 | 4.56 | 4.16 | 3.81 | 3.56 | 3.18 | 2.63 | 2.17 | 1.58 | 1.41 | 1.4 | 1.39 | 1.36 | 1.58 | 2.37 | 3.28 | 3.9 | 4.38 | 4.7 | 4.8 | 4.8 | 4.84 | 4.62 | 4.62 | 5.14 | 4.87 | 4.66 | 4.65 | 4.1 | 3.29 | 2.52 | 1.9 | 1.41 | 1.05 | 0.79 | 0.76 | 0.65 | 0.9 | 1.5 | 2.43 | 3.78 | 4.53 | 5.12 | 4.93 | 4.99 | 5.27 | 5.19 | 5.3 | 5.29 | 5.16 | 4.8 | 4.38 | 4 | 3.23 | 2.53 | 1.86 | 1.14 | 0.83 | 0.59 | 0.69 | 0.75 | 0.88 | 1.44 | 2.3 | 3.32 | 3.93 | 4.51 | 5.06 | 5.52 | 5.51 | 5.44 | 5.48 | 4.98 | 4.68 | 4.41 | 3.89 | 3.22 | 2.77 | 2.06 | 1.33 | 0.68 | 0.45 | 0.39 | 0.46 | 0.61 | 0.89 | 1.46 | 2.17 | 3.12 | 3.97 | 4.58 | 5 | 5.41 | 5.55 | 5.37 | 5.18 | 4.46 | 4.32 | 3.97 | 3.39 | 2.73 | 2.38 | 1.75 | 1.26 | 0.78 | 0.53 | 0.42 | 0.46 | 0.63 | 0.88 | 1.35 | 1.97 | 2.71 | 3.47 | 3.91 | 4.74 | 5.03 | 5.01 | 4.85 | 4.63 | 2.25 | 2.07 | 1.88 | 1.46 | 1.2 | 0.87 | 0.7 | 0.48 | 0.4 | 0.4 | 0.46 | 0.62 | 0.72 | 0.85 | 1.06 | 1.3 | 1.47 | 1.95 | 2.38 | 2.86 | 2.86 | 2.86 | 2.68 | 2.45 | 1.17 | 1.09 | 1.1 | 1.08 | 0.99 | 0.82 | 0.66 | 0.55 | 0.36 | 0.33 | 0.35 | 0.44 | 0.52 | 0.52 | 0.52 | 0.61 | 0.77 | 0.92 | 1.11 | 1.28 | 1.42 | 1.44 | 1.33 | 1.15 | 0.52 | 0.46 | 0.48 | 0.48 | 0.49 | 0.5 | 0.47 | 0.43 | 0.39 | 0.42 | 0.46 | 0.53 | 0.5 | 0.53 | 0.53 | 0.45 | 0.4 | 0.51 | 0.65 | 0.7 | 0.74 | 0.55 | 0.58 | 0.56 | 0.44 | 0.43 | 0.42 | 0.48 | 0.47 | 0.48 | 0.48 | 0.45 | 0.42 | 0.42 | 0.41 | 0.45 | 0.45 | 0.41 | 0.39 | 0.41 | 0.46 | 0.48 | 0.55 | 0.51 | 0.58 | 0.52 | 0.49 | 0.49
FRESHW_1_SOLAR1 |  | Solar_1Axis | Solar Tracking | CISO | North | Norcal | EO | 20 | 0 | 0 | 0 | 0 | 0 | 0 | 0 | 0.47 | 3.78 | 6.7 | 8.17 | 8.83 | 9.12 | 8.51 | 7.94 | 5.45 | 1.21 | 0 | 0 | 0 | 0 | 0 | 0 | 0 | 0 | 0 | 0 | 0 | 0 | 0 | 0 | 2.54 | 10.33 | 13.25 | 13.2 | 12.6 | 12.45 | 12.42 | 12.69 | 11.02 | 5.75 | 0.31 | 0 | 0 | 0 | 0 | 0 | 0 | 0 | 0 | 0 | 0 | 0 | 0 | 0 | 1.56 | 8.8 | 13.2 | 13.92 | 13.41 | 13.52 | 12.95 | 12.31 | 11.59 | 9.7 | 2.94 | 0.61 | 0 | 0 | 0 | 0 | 0 | 0 | 0 | 0 | 0 | 0 | 0 | 0.16 | 5.14 | 12.28 | 14.45 | 14.37 | 14.15 | 14.62 | 14.54 | 14.27 | 14.46 | 13.61 | 12.09 | 5.2 | 0.21 | 0 | 0 | 0 | 0 | 0 | 0 | 0 | 0 | 0 | 0 | 1.87 | 9.98 | 14.04 | 15.02 | 15.27 | 15.15 | 15.47 | 15.49 | 15.53 | 15.74 | 15.3 | 14.35 | 8.74 | 1.16 | 0 | 0 | 0 | 0 | 0 | 0 | 0 | 0 | 0 | 0.01 | 3.11 | 11.28 | 15.22 | 16.54 | 16.76 | 16.91 | 17.02 | 16.92 | 16.8 | 16.85 | 16.21 | 15.19 | 10.96 | 2.97 | 0.03 | 0 | 0 | 0 | 0 | 0 | 0 | 0 | 0 | 0 | 1.4 | 9.24 | 15.27 | 16.86 | 17.11 | 17.16 | 17.04 | 17.03 | 16.76 | 16.75 | 16.14 | 14.93 | 10.36 | 2.39 | 0.01 | 0 | 0 | 0 | 0 | 0 | 0 | 0 | 0 | 0 | 0.21 | 5.46 | 12.76 | 15.53 | 16.15 | 16.36 | 16.34 | 16.18 | 16.16 | 16.1 | 15.4 | 12.54 | 5.51 | 0.32 | 0 | 0 | 0 | 0 | 0 | 0 | 0 | 0 | 0 | 0 | 0.01 | 2.64 | 10.19 | 13.62 | 14.43 | 14.6 | 14.43 | 14.34 | 14.38 | 14.58 | 13.13 | 8.14 | 1.04 | 0 | 0 | 0 | 0 | 0 | 0 | 0 | 0 | 0 | 0 | 0 | 0 | 0.69 | 6.51 | 11.38 | 12.55 | 12.39 | 11.93 | 12.07 | 12.44 | 12.14 | 9.52 | 2.69 | 0.02 | 0 | 0 | 0 | 0 | 0 | 0 | 0 | 0 | 0 | 0 | 0 | 0.02 | 2.15 | 7.45 | 10.16 | 10.55 | 10.11 | 10.39 | 10.64 | 10.05 | 6.13 | 0.73 | 0 | 0 | 0 | 0 | 0 | 0 | 0 | 0 | 0 | 0 | 0 | 0 | 0 | 0 | 0.5 | 3.75 | 6.13 | 7.34 | 8.04 | 7.92 | 7.63 | 6.42 | 3.42 | 0.4 | 0 | 0 | 0 | 0 | 0 | 0 | 0
FRNTBW_6_SOLAR1 |  | Solar_1Axis | Solar Tracking | CISO | North | Norcal | FC | 20 | 0 | 0 | 0 | 0 | 0 | 0 | 0 | 0.47 | 3.78 | 6.7 | 8.17 | 8.83 | 9.12 | 8.51 | 7.94 | 5.45 | 1.21 | 0 | 0 | 0 | 0 | 0 | 0 | 0 | 0 | 0 | 0 | 0 | 0 | 0 | 0 | 2.54 | 10.33 | 13.25 | 13.2 | 12.6 | 12.45 | 12.42 | 12.69 | 11.02 | 5.75 | 0.31 | 0 | 0 | 0 | 0 | 0 | 0 | 0 | 0 | 0 | 0 | 0 | 0 | 0 | 1.56 | 8.8 | 13.2 | 13.92 | 13.41 | 13.52 | 12.95 | 12.31 | 11.59 | 9.7 | 2.94 | 0.61 | 0 | 0 | 0 | 0 | 0 | 0 | 0 | 0 | 0 | 0 | 0 | 0.16 | 5.14 | 12.28 | 14.45 | 14.37 | 14.15 | 14.62 | 14.54 | 14.27 | 14.46 | 13.61 | 12.09 | 5.2 | 0.21 | 0 | 0 | 0 | 0 | 0 | 0 | 0 | 0 | 0 | 0 | 1.87 | 9.98 | 14.04 | 15.02 | 15.27 | 15.15 | 15.47 | 15.49 | 15.53 | 15.74 | 15.3 | 14.35 | 8.74 | 1.16 | 0 | 0 | 0 | 0 | 0 | 0 | 0 | 0 | 0 | 0.01 | 3.11 | 11.28 | 15.22 | 16.54 | 16.76 | 16.91 | 17.02 | 16.92 | 16.8 | 16.85 | 16.21 | 15.19 | 10.96 | 2.97 | 0.03 | 0 | 0 | 0 | 0 | 0 | 0 | 0 | 0 | 0 | 1.4 | 9.24 | 15.27 | 16.86 | 17.11 | 17.16 | 17.04 | 17.03 | 16.76 | 16.75 | 16.14 | 14.93 | 10.36 | 2.39 | 0.01 | 0 | 0 | 0 | 0 | 0 | 0 | 0 | 0 | 0 | 0.21 | 5.46 | 12.76 | 15.53 | 16.15 | 16.36 | 16.34 | 16.18 | 16.16 | 16.1 | 15.4 | 12.54 | 5.51 | 0.32 | 0 | 0 | 0 | 0 | 0 | 0 | 0 | 0 | 0 | 0 | 0.01 | 2.64 | 10.19 | 13.62 | 14.43 | 14.6 | 14.43 | 14.34 | 14.38 | 14.58 | 13.13 | 8.14 | 1.04 | 0 | 0 | 0 | 0 | 0 | 0 | 0 | 0 | 0 | 0 | 0 | 0 | 0.69 | 6.51 | 11.38 | 12.55 | 12.39 | 11.93 | 12.07 | 12.44 | 12.14 | 9.52 | 2.69 | 0.02 | 0 | 0 | 0 | 0 | 0 | 0 | 0 | 0 | 0 | 0 | 0 | 0.02 | 2.15 | 7.45 | 10.16 | 10.55 | 10.11 | 10.39 | 10.64 | 10.05 | 6.13 | 0.73 | 0 | 0 | 0 | 0 | 0 | 0 | 0 | 0 | 0 | 0 | 0 | 0 | 0 | 0 | 0.5 | 3.75 | 6.13 | 7.34 | 8.04 | 7.92 | 7.63 | 6.42 | 3.42 | 0.4 | 0 | 0 | 0 | 0 | 0 | 0 | 0
GALE_1_SR3SR3 |  | Solar_1Axis | Solar Tracking | CISO | South | Socal | FC | 13.8 | 0 | 0 | 0 | 0 | 0 | 0 | 0.01 | 1.65 | 6.47 | 8.43 | 8.35 | 8.2 | 8.11 | 8.13 | 7.36 | 5.31 | 0.9 | 0 | 0 | 0 | 0 | 0 | 0 | 0 | 0 | 0 | 0 | 0 | 0 | 0 | 0.1 | 3.61 | 8.78 | 9.71 | 9.49 | 9.41 | 9.36 | 9.02 | 8.8 | 8 | 3.4 | 0.14 | 0 | 0 | 0 | 0 | 0 | 0 | 0 | 0 | 0 | 0 | 0 | 0 | 0.02 | 2.36 | 8.2 | 10.07 | 10.11 | 9.9 | 9.8 | 9.75 | 9.26 | 8.54 | 6.37 | 2.4 | 0.39 | 0 | 0 | 0 | 0 | 0 | 0 | 0 | 0 | 0 | 0 | 0 | 0.42 | 5.04 | 9.88 | 10.57 | 11 | 10.97 | 11.04 | 10.92 | 10.8 | 10.41 | 9.81 | 7.95 | 2.52 | 0.04 | 0 | 0 | 0 | 0 | 0 | 0 | 0 | 0 | 0 | 0.01 | 2.05 | 7.56 | 10.38 | 11.24 | 11.61 | 11.71 | 11.75 | 11.7 | 11.5 | 11.22 | 10.7 | 9.39 | 4.53 | 0.36 | 0 | 0 | 0 | 0 | 0 | 0 | 0 | 0 | 0 | 0.03 | 2.51 | 7.68 | 10.25 | 11.14 | 11.65 | 11.88 | 11.8 | 11.8 | 11.62 | 11.31 | 10.84 | 9.79 | 5.86 | 0.95 | 0 | 0 | 0 | 0 | 0 | 0 | 0 | 0 | 0 | 0 | 1.11 | 5.9 | 9.46 | 10.88 | 11.46 | 11.68 | 11.57 | 11.44 | 11.34 | 11.07 | 10.5 | 9.08 | 5.21 | 0.78 | 0 | 0 | 0 | 0 | 0 | 0 | 0 | 0 | 0 | 0 | 0.43 | 4.73 | 9.29 | 10.88 | 11.46 | 11.75 | 11.79 | 11.53 | 10.96 | 10.71 | 9.84 | 7.84 | 2.8 | 0.08 | 0 | 0 | 0 | 0 | 0 | 0 | 0 | 0 | 0 | 0 | 0.07 | 3.15 | 8.07 | 9.94 | 10.65 | 10.85 | 11.03 | 10.82 | 10.52 | 9.84 | 8.92 | 4.73 | 0.42 | 0 | 0 | 0 | 0 | 0 | 0 | 0 | 0 | 0 | 0 | 0 | 0 | 1.38 | 6.81 | 9.1 | 9.57 | 9.71 | 9.69 | 9.59 | 9.74 | 9.11 | 6.87 | 1.5 | 0 | 0 | 0 | 0 | 0 | 0 | 0 | 0 | 0 | 0 | 0 | 0 | 0.22 | 3.86 | 8.07 | 9.06 | 8.88 | 8.63 | 8.77 | 8.72 | 8.02 | 4.71 | 0.44 | 0 | 0 | 0 | 0 | 0 | 0 | 0 | 0 | 0 | 0 | 0 | 0 | 0 | 0.01 | 1.83 | 5.75 | 7.21 | 7.1 | 6.83 | 7.11 | 7 | 6.45 | 3.52 | 0.29 | 0 | 0 | 0 | 0 | 0 | 0 | 0
GARLND_2_GASLR |  | Paired_Solar_Fixed | Solar Fixed | CISO | South | Socal | FC | 180 | 0 | 0 | 0 | 0 | 0 | 0 | 0.29 | 23.83 | 79.97 | 108.49 | 117.23 | 121.06 | 117.92 | 113.55 | 94.83 | 55.34 | 8.03 | 0 | 0 | 0 | 0 | 0 | 0 | 0 | 0 | 0 | 0 | 0 | 0 | 0 | 1.99 | 44.36 | 105.22 | 125.34 | 134.11 | 134.59 | 132.2 | 127.3 | 117.12 | 89.94 | 34.87 | 0.86 | 0 | 0 | 0 | 0 | 0 | 0 | 0 | 0 | 0 | 0 | 0 | 0 | 0.39 | 25.45 | 88.78 | 123.06 | 135.08 | 137.37 | 135.68 | 132.42 | 124.53 | 110.11 | 69.47 | 32.3 | 4.87 | 0 | 0 | 0 | 0 | 0 | 0 | 0 | 0 | 0 | 0 | 0 | 4.93 | 49.73 | 107.08 | 134.43 | 146.69 | 152.75 | 152.98 | 149.86 | 146 | 133.91 | 113.93 | 78.15 | 19.51 | 0.26 | 0 | 0 | 0 | 0 | 0 | 0 | 0 | 0 | 0 | 0.26 | 20.59 | 75.63 | 114.73 | 136.35 | 151.55 | 157.56 | 158.41 | 156.68 | 153.5 | 142.97 | 125.01 | 90.75 | 34.09 | 2.23 | 0 | 0 | 0 | 0 | 0 | 0 | 0 | 0 | 0 | 0.67 | 25.3 | 77.19 | 117.19 | 139.99 | 154.94 | 161.96 | 163.22 | 163.02 | 157.43 | 145.75 | 127.76 | 97.64 | 46.58 | 5.88 | 0.01 | 0 | 0 | 0 | 0 | 0 | 0 | 0 | 0 | 0.03 | 12.14 | 53.07 | 98 | 126.1 | 144.8 | 154.32 | 157.42 | 156.15 | 149.13 | 139.51 | 120.77 | 90.84 | 41.31 | 4.71 | 0.01 | 0 | 0 | 0 | 0 | 0 | 0 | 0 | 0 | 0 | 5.39 | 47.76 | 101.93 | 131.07 | 148.96 | 158.2 | 161.18 | 158.56 | 151.94 | 138.29 | 117.03 | 78.07 | 22.3 | 0.6 | 0.01 | 0 | 0 | 0 | 0 | 0 | 0 | 0 | 0 | 0 | 1.49 | 36.71 | 95.2 | 128.28 | 146.26 | 154.36 | 156.22 | 154.81 | 147.62 | 129.98 | 104.67 | 46.33 | 4.14 | 0.02 | 0 | 0 | 0 | 0 | 0 | 0 | 0 | 0 | 0 | 0 | 0.17 | 19.57 | 82.53 | 118.09 | 134.38 | 142.83 | 144.82 | 142.72 | 135.72 | 120.78 | 76.42 | 15.33 | 0.07 | 0 | 0 | 0 | 0 | 0 | 0 | 0 | 0 | 0 | 0 | 0 | 4.44 | 48.58 | 97.19 | 120.86 | 129.01 | 132.05 | 127.97 | 121.16 | 99.74 | 45.55 | 3.07 | 0 | 0 | 0 | 0 | 0 | 0 | 0 | 0 | 0 | 0 | 0 | 0 | 0 | 0.54 | 25.64 | 71.97 | 96.34 | 106.17 | 111.78 | 108.37 | 99.53 | 81.15 | 36.31 | 2.24 | 0 | 0 | 0 | 0 | 0 | 0 | 0
GARLND_2_GASLRA |  | Paired_Solar_1Axis | Solar Tracking | CISO | South | Socal | FC | 20 | 0 | 0 | 0 | 0 | 0 | 0 | 0.01 | 2.4 | 9.38 | 12.22 | 12.1 | 11.88 | 11.75 | 11.78 | 10.67 | 7.7 | 1.3 | 0 | 0 | 0 | 0 | 0 | 0 | 0 | 0 | 0 | 0 | 0 | 0 | 0 | 0.14 | 5.23 | 12.73 | 14.07 | 13.76 | 13.64 | 13.56 | 13.08 | 12.76 | 11.6 | 4.93 | 0.2 | 0 | 0 | 0 | 0 | 0 | 0 | 0 | 0 | 0 | 0 | 0 | 0 | 0.03 | 3.42 | 11.89 | 14.59 | 14.65 | 14.35 | 14.2 | 14.13 | 13.42 | 12.38 | 9.24 | 3.47 | 0.56 | 0 | 0 | 0 | 0 | 0 | 0 | 0 | 0 | 0 | 0 | 0 | 0.61 | 7.31 | 14.32 | 15.31 | 15.95 | 15.9 | 16 | 15.83 | 15.65 | 15.08 | 14.22 | 11.53 | 3.65 | 0.06 | 0 | 0 | 0 | 0 | 0 | 0 | 0 | 0 | 0 | 0.01 | 2.97 | 10.95 | 15.04 | 16.29 | 16.83 | 16.97 | 17.03 | 16.95 | 16.67 | 16.26 | 15.51 | 13.6 | 6.57 | 0.52 | 0 | 0 | 0 | 0 | 0 | 0 | 0 | 0 | 0 | 0.05 | 3.64 | 11.13 | 14.86 | 16.15 | 16.89 | 17.21 | 17.1 | 17.1 | 16.84 | 16.39 | 15.71 | 14.19 | 8.49 | 1.38 | 0 | 0 | 0 | 0 | 0 | 0 | 0 | 0 | 0 | 0 | 1.62 | 8.55 | 13.71 | 15.76 | 16.6 | 16.93 | 16.77 | 16.58 | 16.43 | 16.04 | 15.22 | 13.16 | 7.55 | 1.13 | 0 | 0 | 0 | 0 | 0 | 0 | 0 | 0 | 0 | 0 | 0.62 | 6.85 | 13.46 | 15.77 | 16.61 | 17.03 | 17.09 | 16.71 | 15.88 | 15.52 | 14.26 | 11.36 | 4.06 | 0.11 | 0 | 0 | 0 | 0 | 0 | 0 | 0 | 0 | 0 | 0 | 0.1 | 4.57 | 11.7 | 14.41 | 15.44 | 15.72 | 15.98 | 15.69 | 15.24 | 14.26 | 12.92 | 6.86 | 0.61 | 0 | 0 | 0 | 0 | 0 | 0 | 0 | 0 | 0 | 0 | 0 | 0 | 2 | 9.87 | 13.19 | 13.87 | 14.07 | 14.04 | 13.9 | 14.11 | 13.2 | 9.95 | 2.17 | 0 | 0 | 0 | 0 | 0 | 0 | 0 | 0 | 0 | 0 | 0 | 0 | 0.31 | 5.59 | 11.69 | 13.13 | 12.87 | 12.51 | 12.71 | 12.64 | 11.63 | 6.83 | 0.63 | 0 | 0 | 0 | 0 | 0 | 0 | 0 | 0 | 0 | 0 | 0 | 0 | 0 | 0.02 | 2.65 | 8.33 | 10.45 | 10.3 | 9.9 | 10.31 | 10.15 | 9.35 | 5.11 | 0.42 | 0 | 0 | 0 | 0 | 0 | 0 | 0
GARNET_1_SOLAR |  | Solar_1Axis | Solar Tracking | CISO | South | Socal | EO | 4 | 0 | 0 | 0 | 0 | 0 | 0 | 0 | 0.48 | 1.88 | 2.44 | 2.42 | 2.38 | 2.35 | 2.36 | 2.13 | 1.54 | 0.26 | 0 | 0 | 0 | 0 | 0 | 0 | 0 | 0 | 0 | 0 | 0 | 0 | 0 | 0.03 | 1.05 | 2.55 | 2.81 | 2.75 | 2.73 | 2.71 | 2.62 | 2.55 | 2.32 | 0.99 | 0.04 | 0 | 0 | 0 | 0 | 0 | 0 | 0 | 0 | 0 | 0 | 0 | 0 | 0.01 | 0.68 | 2.38 | 2.92 | 2.93 | 2.87 | 2.84 | 2.83 | 2.68 | 2.48 | 1.85 | 0.69 | 0.11 | 0 | 0 | 0 | 0 | 0 | 0 | 0 | 0 | 0 | 0 | 0 | 0.12 | 1.46 | 2.86 | 3.06 | 3.19 | 3.18 | 3.2 | 3.17 | 3.13 | 3.02 | 2.84 | 2.31 | 0.73 | 0.01 | 0 | 0 | 0 | 0 | 0 | 0 | 0 | 0 | 0 | 0 | 0.59 | 2.19 | 3.01 | 3.26 | 3.37 | 3.39 | 3.41 | 3.39 | 3.33 | 3.25 | 3.1 | 2.72 | 1.31 | 0.1 | 0 | 0 | 0 | 0 | 0 | 0 | 0 | 0 | 0 | 0.01 | 0.73 | 2.23 | 2.97 | 3.23 | 3.38 | 3.44 | 3.42 | 3.42 | 3.37 | 3.28 | 3.14 | 2.84 | 1.7 | 0.28 | 0 | 0 | 0 | 0 | 0 | 0 | 0 | 0 | 0 | 0 | 0.32 | 1.71 | 2.74 | 3.15 | 3.32 | 3.39 | 3.35 | 3.32 | 3.29 | 3.21 | 3.04 | 2.63 | 1.51 | 0.23 | 0 | 0 | 0 | 0 | 0 | 0 | 0 | 0 | 0 | 0 | 0.12 | 1.37 | 2.69 | 3.15 | 3.32 | 3.41 | 3.42 | 3.34 | 3.18 | 3.1 | 2.85 | 2.27 | 0.81 | 0.02 | 0 | 0 | 0 | 0 | 0 | 0 | 0 | 0 | 0 | 0 | 0.02 | 0.91 | 2.34 | 2.88 | 3.09 | 3.14 | 3.2 | 3.14 | 3.05 | 2.85 | 2.58 | 1.37 | 0.12 | 0 | 0 | 0 | 0 | 0 | 0 | 0 | 0 | 0 | 0 | 0 | 0 | 0.4 | 1.97 | 2.64 | 2.77 | 2.81 | 2.81 | 2.78 | 2.82 | 2.64 | 1.99 | 0.43 | 0 | 0 | 0 | 0 | 0 | 0 | 0 | 0 | 0 | 0 | 0 | 0 | 0.06 | 1.12 | 2.34 | 2.63 | 2.57 | 2.5 | 2.54 | 2.53 | 2.33 | 1.37 | 0.13 | 0 | 0 | 0 | 0 | 0 | 0 | 0 | 0 | 0 | 0 | 0 | 0 | 0 | 0 | 0.53 | 1.67 | 2.09 | 2.06 | 1.98 | 2.06 | 2.03 | 1.87 | 1.02 | 0.08 | 0 | 0 | 0 | 0 | 0 | 0 | 0
GARNET_1_SOLAR2 |  | Solar_1Axis | Solar Tracking | CISO | South | Socal | FC | 4 | 0 | 0 | 0 | 0 | 0 | 0 | 0 | 0.48 | 1.88 | 2.44 | 2.42 | 2.38 | 2.35 | 2.36 | 2.13 | 1.54 | 0.26 | 0 | 0 | 0 | 0 | 0 | 0 | 0 | 0 | 0 | 0 | 0 | 0 | 0 | 0.03 | 1.05 | 2.55 | 2.81 | 2.75 | 2.73 | 2.71 | 2.62 | 2.55 | 2.32 | 0.99 | 0.04 | 0 | 0 | 0 | 0 | 0 | 0 | 0 | 0 | 0 | 0 | 0 | 0 | 0.01 | 0.68 | 2.38 | 2.92 | 2.93 | 2.87 | 2.84 | 2.83 | 2.68 | 2.48 | 1.85 | 0.69 | 0.11 | 0 | 0 | 0 | 0 | 0 | 0 | 0 | 0 | 0 | 0 | 0 | 0.12 | 1.46 | 2.86 | 3.06 | 3.19 | 3.18 | 3.2 | 3.17 | 3.13 | 3.02 | 2.84 | 2.31 | 0.73 | 0.01 | 0 | 0 | 0 | 0 | 0 | 0 | 0 | 0 | 0 | 0 | 0.59 | 2.19 | 3.01 | 3.26 | 3.37 | 3.39 | 3.41 | 3.39 | 3.33 | 3.25 | 3.1 | 2.72 | 1.31 | 0.1 | 0 | 0 | 0 | 0 | 0 | 0 | 0 | 0 | 0 | 0.01 | 0.73 | 2.23 | 2.97 | 3.23 | 3.38 | 3.44 | 3.42 | 3.42 | 3.37 | 3.28 | 3.14 | 2.84 | 1.7 | 0.28 | 0 | 0 | 0 | 0 | 0 | 0 | 0 | 0 | 0 | 0 | 0.32 | 1.71 | 2.74 | 3.15 | 3.32 | 3.39 | 3.35 | 3.32 | 3.29 | 3.21 | 3.04 | 2.63 | 1.51 | 0.23 | 0 | 0 | 0 | 0 | 0 | 0 | 0 | 0 | 0 | 0 | 0.12 | 1.37 | 2.69 | 3.15 | 3.32 | 3.41 | 3.42 | 3.34 | 3.18 | 3.1 | 2.85 | 2.27 | 0.81 | 0.02 | 0 | 0 | 0 | 0 | 0 | 0 | 0 | 0 | 0 | 0 | 0.02 | 0.91 | 2.34 | 2.88 | 3.09 | 3.14 | 3.2 | 3.14 | 3.05 | 2.85 | 2.58 | 1.37 | 0.12 | 0 | 0 | 0 | 0 | 0 | 0 | 0 | 0 | 0 | 0 | 0 | 0 | 0.4 | 1.97 | 2.64 | 2.77 | 2.81 | 2.81 | 2.78 | 2.82 | 2.64 | 1.99 | 0.43 | 0 | 0 | 0 | 0 | 0 | 0 | 0 | 0 | 0 | 0 | 0 | 0 | 0.06 | 1.12 | 2.34 | 2.63 | 2.57 | 2.5 | 2.54 | 2.53 | 2.33 | 1.37 | 0.13 | 0 | 0 | 0 | 0 | 0 | 0 | 0 | 0 | 0 | 0 | 0 | 0 | 0 | 0 | 0.53 | 1.67 | 2.09 | 2.06 | 1.98 | 2.06 | 2.03 | 1.87 | 1.02 | 0.08 | 0 | 0 | 0 | 0 | 0 | 0 | 0
GARNET_1_WIND |  | Wind | Wind | CISO | South | Socal | FC | 6.5 | 0.34 | 0.36 | 0.34 | 0.32 | 0.36 | 0.35 | 0.36 | 0.33 | 0.29 | 0.33 | 0.29 | 0.32 | 0.36 | 0.33 | 0.36 | 0.36 | 0.31 | 0.3 | 0.35 | 0.33 | 0.33 | 0.36 | 0.31 | 0.33 | 0.63 | 0.6 | 0.69 | 0.67 | 0.57 | 0.6 | 0.59 | 0.49 | 0.51 | 0.56 | 0.7 | 0.72 | 0.65 | 0.6 | 0.77 | 0.79 | 0.77 | 0.81 | 0.76 | 0.83 | 0.95 | 0.82 | 0.73 | 0.71 | 0.7 | 0.66 | 0.58 | 0.57 | 0.58 | 0.58 | 0.58 | 0.48 | 0.37 | 0.37 | 0.38 | 0.43 | 0.52 | 0.56 | 0.63 | 0.61 | 0.82 | 0.88 | 0.83 | 0.89 | 0.86 | 0.88 | 0.73 | 0.69 | 2.4 | 2.49 | 2.27 | 2.08 | 1.95 | 1.74 | 1.43 | 1.18 | 0.86 | 0.77 | 0.76 | 0.76 | 0.74 | 0.86 | 1.3 | 1.79 | 2.13 | 2.39 | 2.57 | 2.62 | 2.62 | 2.65 | 2.52 | 2.52 | 2.81 | 2.66 | 2.54 | 2.54 | 2.24 | 1.8 | 1.38 | 1.04 | 0.77 | 0.57 | 0.43 | 0.42 | 0.36 | 0.49 | 0.82 | 1.33 | 2.07 | 2.47 | 2.8 | 2.7 | 2.72 | 2.88 | 2.83 | 2.9 | 2.89 | 2.82 | 2.62 | 2.39 | 2.19 | 1.76 | 1.38 | 1.01 | 0.62 | 0.45 | 0.32 | 0.38 | 0.41 | 0.48 | 0.79 | 1.26 | 1.82 | 2.15 | 2.46 | 2.76 | 3.02 | 3.01 | 2.97 | 2.99 | 2.72 | 2.56 | 2.41 | 2.12 | 1.76 | 1.51 | 1.12 | 0.73 | 0.37 | 0.25 | 0.21 | 0.25 | 0.33 | 0.49 | 0.8 | 1.19 | 1.7 | 2.17 | 2.5 | 2.73 | 2.96 | 3.03 | 2.93 | 2.83 | 2.43 | 2.36 | 2.17 | 1.85 | 1.49 | 1.3 | 0.96 | 0.69 | 0.42 | 0.29 | 0.23 | 0.25 | 0.34 | 0.48 | 0.74 | 1.08 | 1.48 | 1.9 | 2.14 | 2.59 | 2.75 | 2.74 | 2.65 | 2.53 | 1.23 | 1.13 | 1.03 | 0.8 | 0.66 | 0.48 | 0.38 | 0.26 | 0.22 | 0.22 | 0.25 | 0.34 | 0.39 | 0.46 | 0.58 | 0.71 | 0.81 | 1.06 | 1.3 | 1.56 | 1.56 | 1.56 | 1.47 | 1.34 | 0.64 | 0.59 | 0.6 | 0.59 | 0.54 | 0.45 | 0.36 | 0.3 | 0.2 | 0.18 | 0.19 | 0.24 | 0.28 | 0.28 | 0.29 | 0.33 | 0.42 | 0.5 | 0.61 | 0.7 | 0.77 | 0.79 | 0.73 | 0.63 | 0.29 | 0.25 | 0.26 | 0.26 | 0.27 | 0.27 | 0.26 | 0.23 | 0.21 | 0.23 | 0.25 | 0.29 | 0.27 | 0.29 | 0.29 | 0.24 | 0.22 | 0.28 | 0.35 | 0.38 | 0.41 | 0.3 | 0.32 | 0.31 | 0.24 | 0.24 | 0.23 | 0.26 | 0.26 | 0.26 | 0.26 | 0.24 | 0.23 | 0.23 | 0.23 | 0.25 | 0.24 | 0.23 | 0.22 | 0.23 | 0.25 | 0.26 | 0.3 | 0.28 | 0.32 | 0.28 | 0.27 | 0.27
GARNET_1_WINDS |  | Wind | Wind | CISO | South | Socal | FC | 22.5 | 1.18 | 1.25 | 1.18 | 1.12 | 1.26 | 1.22 | 1.25 | 1.15 | 1 | 1.13 | 1.01 | 1.1 | 1.24 | 1.13 | 1.25 | 1.24 | 1.06 | 1.03 | 1.23 | 1.16 | 1.14 | 1.25 | 1.08 | 1.14 | 2.18 | 2.08 | 2.39 | 2.33 | 1.96 | 2.08 | 2.05 | 1.68 | 1.76 | 1.94 | 2.42 | 2.5 | 2.26 | 2.09 | 2.67 | 2.73 | 2.68 | 2.8 | 2.65 | 2.88 | 3.3 | 2.85 | 2.51 | 2.47 | 2.43 | 2.28 | 2 | 1.98 | 2.02 | 2.02 | 2.02 | 1.66 | 1.28 | 1.28 | 1.3 | 1.47 | 1.79 | 1.93 | 2.18 | 2.13 | 2.85 | 3.03 | 2.86 | 3.07 | 2.98 | 3.06 | 2.52 | 2.39 | 8.31 | 8.62 | 7.87 | 7.2 | 6.73 | 6.02 | 4.96 | 4.1 | 2.99 | 2.66 | 2.64 | 2.64 | 2.57 | 2.99 | 4.49 | 6.2 | 7.37 | 8.28 | 8.88 | 9.08 | 9.08 | 9.16 | 8.73 | 8.73 | 9.72 | 9.21 | 8.8 | 8.8 | 7.75 | 6.23 | 4.77 | 3.59 | 2.66 | 1.98 | 1.49 | 1.44 | 1.23 | 1.71 | 2.84 | 4.59 | 7.16 | 8.57 | 9.68 | 9.33 | 9.43 | 9.96 | 9.81 | 10.03 | 10 | 9.76 | 9.08 | 8.29 | 7.57 | 6.11 | 4.78 | 3.51 | 2.16 | 1.56 | 1.12 | 1.3 | 1.41 | 1.66 | 2.73 | 4.36 | 6.29 | 7.43 | 8.53 | 9.56 | 10.44 | 10.41 | 10.29 | 10.36 | 9.41 | 8.84 | 8.34 | 7.35 | 6.09 | 5.23 | 3.89 | 2.51 | 1.28 | 0.85 | 0.73 | 0.86 | 1.15 | 1.68 | 2.75 | 4.1 | 5.9 | 7.5 | 8.67 | 9.46 | 10.24 | 10.49 | 10.16 | 9.8 | 8.43 | 8.17 | 7.5 | 6.41 | 5.16 | 4.5 | 3.31 | 2.39 | 1.47 | 1 | 0.79 | 0.87 | 1.18 | 1.67 | 2.56 | 3.73 | 5.12 | 6.57 | 7.4 | 8.97 | 9.51 | 9.48 | 9.17 | 8.75 | 4.25 | 3.92 | 3.55 | 2.76 | 2.28 | 1.65 | 1.32 | 0.91 | 0.76 | 0.76 | 0.88 | 1.17 | 1.35 | 1.61 | 2 | 2.47 | 2.79 | 3.68 | 4.5 | 5.4 | 5.41 | 5.4 | 5.07 | 4.64 | 2.22 | 2.05 | 2.08 | 2.05 | 1.88 | 1.54 | 1.25 | 1.03 | 0.69 | 0.62 | 0.66 | 0.83 | 0.97 | 0.98 | 0.99 | 1.15 | 1.46 | 1.75 | 2.11 | 2.43 | 2.68 | 2.72 | 2.52 | 2.17 | 0.99 | 0.88 | 0.9 | 0.91 | 0.93 | 0.94 | 0.9 | 0.81 | 0.73 | 0.8 | 0.87 | 1 | 0.94 | 1 | 1.01 | 0.84 | 0.77 | 0.97 | 1.22 | 1.32 | 1.41 | 1.04 | 1.11 | 1.07 | 0.84 | 0.81 | 0.8 | 0.92 | 0.9 | 0.91 | 0.9 | 0.84 | 0.79 | 0.79 | 0.78 | 0.85 | 0.85 | 0.78 | 0.75 | 0.78 | 0.87 | 0.91 | 1.03 | 0.97 | 1.1 | 0.99 | 0.93 | 0.92
GARNET_1_WT3WND |  | Wind | Wind | CISO | South | Socal | EO | 6 | 0.31 | 0.33 | 0.31 | 0.3 | 0.33 | 0.33 | 0.33 | 0.31 | 0.27 | 0.3 | 0.27 | 0.29 | 0.33 | 0.3 | 0.33 | 0.33 | 0.28 | 0.27 | 0.33 | 0.31 | 0.3 | 0.33 | 0.29 | 0.3 | 0.58 | 0.55 | 0.64 | 0.62 | 0.52 | 0.56 | 0.55 | 0.45 | 0.47 | 0.52 | 0.64 | 0.67 | 0.6 | 0.56 | 0.71 | 0.73 | 0.71 | 0.75 | 0.71 | 0.77 | 0.88 | 0.76 | 0.67 | 0.66 | 0.65 | 0.61 | 0.53 | 0.53 | 0.54 | 0.54 | 0.54 | 0.44 | 0.34 | 0.34 | 0.35 | 0.39 | 0.48 | 0.51 | 0.58 | 0.57 | 0.76 | 0.81 | 0.76 | 0.82 | 0.79 | 0.82 | 0.67 | 0.64 | 2.22 | 2.3 | 2.1 | 1.92 | 1.8 | 1.6 | 1.32 | 1.09 | 0.8 | 0.71 | 0.7 | 0.7 | 0.68 | 0.8 | 1.2 | 1.65 | 1.97 | 2.21 | 2.37 | 2.42 | 2.42 | 2.44 | 2.33 | 2.33 | 2.59 | 2.46 | 2.35 | 2.35 | 2.07 | 1.66 | 1.27 | 0.96 | 0.71 | 0.53 | 0.4 | 0.38 | 0.33 | 0.46 | 0.76 | 1.22 | 1.91 | 2.28 | 2.58 | 2.49 | 2.51 | 2.66 | 2.62 | 2.67 | 2.67 | 2.6 | 2.42 | 2.21 | 2.02 | 1.63 | 1.27 | 0.94 | 0.57 | 0.42 | 0.3 | 0.35 | 0.38 | 0.44 | 0.73 | 1.16 | 1.68 | 1.98 | 2.27 | 2.55 | 2.79 | 2.78 | 2.74 | 2.76 | 2.51 | 2.36 | 2.22 | 1.96 | 1.62 | 1.4 | 1.04 | 0.67 | 0.34 | 0.23 | 0.19 | 0.23 | 0.31 | 0.45 | 0.73 | 1.09 | 1.57 | 2 | 2.31 | 2.52 | 2.73 | 2.8 | 2.71 | 2.61 | 2.25 | 2.18 | 2 | 1.71 | 1.38 | 1.2 | 0.88 | 0.64 | 0.39 | 0.27 | 0.21 | 0.23 | 0.32 | 0.44 | 0.68 | 1 | 1.37 | 1.75 | 1.97 | 2.39 | 2.54 | 2.53 | 2.45 | 2.33 | 1.13 | 1.05 | 0.95 | 0.74 | 0.61 | 0.44 | 0.35 | 0.24 | 0.2 | 0.2 | 0.23 | 0.31 | 0.36 | 0.43 | 0.53 | 0.66 | 0.74 | 0.98 | 1.2 | 1.44 | 1.44 | 1.44 | 1.35 | 1.24 | 0.59 | 0.55 | 0.56 | 0.55 | 0.5 | 0.41 | 0.33 | 0.28 | 0.18 | 0.17 | 0.18 | 0.22 | 0.26 | 0.26 | 0.26 | 0.31 | 0.39 | 0.47 | 0.56 | 0.65 | 0.71 | 0.73 | 0.67 | 0.58 | 0.26 | 0.23 | 0.24 | 0.24 | 0.25 | 0.25 | 0.24 | 0.22 | 0.2 | 0.21 | 0.23 | 0.27 | 0.25 | 0.27 | 0.27 | 0.22 | 0.2 | 0.26 | 0.33 | 0.35 | 0.38 | 0.28 | 0.29 | 0.28 | 0.22 | 0.22 | 0.21 | 0.24 | 0.24 | 0.24 | 0.24 | 0.22 | 0.21 | 0.21 | 0.21 | 0.23 | 0.23 | 0.21 | 0.2 | 0.21 | 0.23 | 0.24 | 0.28 | 0.26 | 0.29 | 0.26 | 0.25 | 0.25
GARNET_2_COAWD2 |  | Wind | Wind | CISO | South | Socal | FC | 10.8 | 0.57 | 0.6 | 0.57 | 0.54 | 0.6 | 0.59 | 0.6 | 0.55 | 0.48 | 0.54 | 0.48 | 0.53 | 0.59 | 0.54 | 0.6 | 0.6 | 0.51 | 0.49 | 0.59 | 0.56 | 0.55 | 0.6 | 0.52 | 0.55 | 1.05 | 1 | 1.15 | 1.12 | 0.94 | 1 | 0.98 | 0.81 | 0.84 | 0.93 | 1.16 | 1.2 | 1.08 | 1 | 1.28 | 1.31 | 1.29 | 1.34 | 1.27 | 1.38 | 1.59 | 1.37 | 1.21 | 1.19 | 1.17 | 1.1 | 0.96 | 0.95 | 0.97 | 0.97 | 0.97 | 0.8 | 0.62 | 0.61 | 0.63 | 0.71 | 0.86 | 0.93 | 1.05 | 1.02 | 1.37 | 1.46 | 1.37 | 1.48 | 1.43 | 1.47 | 1.21 | 1.15 | 3.99 | 4.14 | 3.78 | 3.46 | 3.23 | 2.89 | 2.38 | 1.97 | 1.44 | 1.28 | 1.27 | 1.27 | 1.23 | 1.44 | 2.15 | 2.98 | 3.54 | 3.97 | 4.26 | 4.36 | 4.36 | 4.4 | 4.19 | 4.19 | 4.66 | 4.42 | 4.23 | 4.22 | 3.72 | 2.99 | 2.29 | 1.72 | 1.28 | 0.95 | 0.72 | 0.69 | 0.59 | 0.82 | 1.36 | 2.2 | 3.43 | 4.11 | 4.64 | 4.48 | 4.52 | 4.78 | 4.71 | 4.81 | 4.8 | 4.68 | 4.36 | 3.98 | 3.63 | 2.93 | 2.29 | 1.68 | 1.03 | 0.75 | 0.54 | 0.63 | 0.68 | 0.8 | 1.31 | 2.09 | 3.02 | 3.56 | 4.09 | 4.59 | 5.01 | 5 | 4.94 | 4.97 | 4.52 | 4.25 | 4 | 3.53 | 2.92 | 2.51 | 1.87 | 1.21 | 0.61 | 0.41 | 0.35 | 0.41 | 0.55 | 0.81 | 1.32 | 1.97 | 2.83 | 3.6 | 4.16 | 4.54 | 4.91 | 5.03 | 4.88 | 4.7 | 4.05 | 3.92 | 3.6 | 3.08 | 2.48 | 2.16 | 1.59 | 1.15 | 0.7 | 0.48 | 0.38 | 0.42 | 0.57 | 0.8 | 1.23 | 1.79 | 2.46 | 3.15 | 3.55 | 4.31 | 4.57 | 4.55 | 4.4 | 4.2 | 2.04 | 1.88 | 1.7 | 1.33 | 1.09 | 0.79 | 0.63 | 0.44 | 0.37 | 0.37 | 0.42 | 0.56 | 0.65 | 0.77 | 0.96 | 1.18 | 1.34 | 1.77 | 2.16 | 2.59 | 2.6 | 2.59 | 2.44 | 2.23 | 1.06 | 0.99 | 1 | 0.98 | 0.9 | 0.74 | 0.6 | 0.5 | 0.33 | 0.3 | 0.32 | 0.4 | 0.47 | 0.47 | 0.48 | 0.55 | 0.7 | 0.84 | 1.01 | 1.16 | 1.29 | 1.31 | 1.21 | 1.04 | 0.48 | 0.42 | 0.43 | 0.44 | 0.44 | 0.45 | 0.43 | 0.39 | 0.35 | 0.39 | 0.42 | 0.48 | 0.45 | 0.48 | 0.48 | 0.4 | 0.37 | 0.47 | 0.59 | 0.63 | 0.68 | 0.5 | 0.53 | 0.51 | 0.4 | 0.39 | 0.38 | 0.44 | 0.43 | 0.44 | 0.43 | 0.4 | 0.38 | 0.38 | 0.38 | 0.41 | 0.41 | 0.38 | 0.36 | 0.38 | 0.42 | 0.44 | 0.5 | 0.46 | 0.53 | 0.47 | 0.45 | 0.44
GARNET_2_WIND1 |  | Wind | Wind | CISO | South | Socal | FC | 11.2 | 0.59 | 0.62 | 0.59 | 0.56 | 0.63 | 0.61 | 0.62 | 0.57 | 0.5 | 0.56 | 0.5 | 0.55 | 0.62 | 0.56 | 0.62 | 0.62 | 0.53 | 0.51 | 0.61 | 0.58 | 0.57 | 0.62 | 0.54 | 0.57 | 1.09 | 1.04 | 1.19 | 1.16 | 0.98 | 1.04 | 1.02 | 0.84 | 0.87 | 0.97 | 1.2 | 1.25 | 1.12 | 1.04 | 1.33 | 1.36 | 1.33 | 1.39 | 1.32 | 1.43 | 1.64 | 1.42 | 1.25 | 1.23 | 1.21 | 1.14 | 1 | 0.99 | 1.01 | 1 | 1.01 | 0.83 | 0.64 | 0.64 | 0.65 | 0.73 | 0.89 | 0.96 | 1.09 | 1.06 | 1.42 | 1.51 | 1.42 | 1.53 | 1.48 | 1.52 | 1.25 | 1.19 | 4.14 | 4.29 | 3.92 | 3.58 | 3.35 | 3 | 2.47 | 2.04 | 1.49 | 1.33 | 1.32 | 1.31 | 1.28 | 1.49 | 2.23 | 3.09 | 3.67 | 4.12 | 4.42 | 4.52 | 4.52 | 4.56 | 4.35 | 4.34 | 4.84 | 4.59 | 4.38 | 4.38 | 3.86 | 3.1 | 2.38 | 1.79 | 1.32 | 0.99 | 0.74 | 0.72 | 0.61 | 0.85 | 1.41 | 2.28 | 3.56 | 4.26 | 4.82 | 4.64 | 4.69 | 4.96 | 4.88 | 4.99 | 4.98 | 4.86 | 4.52 | 4.13 | 3.77 | 3.04 | 2.38 | 1.75 | 1.07 | 0.78 | 0.56 | 0.65 | 0.7 | 0.83 | 1.36 | 2.17 | 3.13 | 3.7 | 4.25 | 4.76 | 5.2 | 5.18 | 5.12 | 5.16 | 4.69 | 4.4 | 4.15 | 3.66 | 3.03 | 2.61 | 1.94 | 1.25 | 0.64 | 0.43 | 0.36 | 0.43 | 0.57 | 0.84 | 1.37 | 2.04 | 2.94 | 3.73 | 4.31 | 4.71 | 5.1 | 5.22 | 5.06 | 4.88 | 4.19 | 4.07 | 3.73 | 3.19 | 2.57 | 2.24 | 1.65 | 1.19 | 0.73 | 0.5 | 0.39 | 0.43 | 0.59 | 0.83 | 1.27 | 1.86 | 2.55 | 3.27 | 3.68 | 4.46 | 4.73 | 4.72 | 4.56 | 4.35 | 2.12 | 1.95 | 1.77 | 1.38 | 1.13 | 0.82 | 0.66 | 0.45 | 0.38 | 0.38 | 0.44 | 0.58 | 0.67 | 0.8 | 0.99 | 1.23 | 1.39 | 1.83 | 2.24 | 2.69 | 2.69 | 2.69 | 2.53 | 2.31 | 1.1 | 1.02 | 1.04 | 1.02 | 0.94 | 0.77 | 0.62 | 0.51 | 0.34 | 0.31 | 0.33 | 0.41 | 0.49 | 0.49 | 0.49 | 0.57 | 0.73 | 0.87 | 1.05 | 1.21 | 1.33 | 1.36 | 1.25 | 1.08 | 0.49 | 0.44 | 0.45 | 0.45 | 0.46 | 0.47 | 0.45 | 0.4 | 0.37 | 0.4 | 0.44 | 0.5 | 0.47 | 0.5 | 0.5 | 0.42 | 0.38 | 0.48 | 0.61 | 0.66 | 0.7 | 0.52 | 0.55 | 0.53 | 0.42 | 0.41 | 0.4 | 0.46 | 0.45 | 0.45 | 0.45 | 0.42 | 0.39 | 0.39 | 0.39 | 0.42 | 0.42 | 0.39 | 0.37 | 0.39 | 0.43 | 0.45 | 0.51 | 0.48 | 0.55 | 0.49 | 0.46 | 0.46
GARNET_2_WIND2 |  | Wind | Wind | CISO | South | Socal | FC | 11.7 | 0.61 | 0.65 | 0.61 | 0.58 | 0.65 | 0.63 | 0.65 | 0.6 | 0.52 | 0.59 | 0.52 | 0.57 | 0.64 | 0.59 | 0.65 | 0.65 | 0.55 | 0.53 | 0.64 | 0.6 | 0.59 | 0.65 | 0.56 | 0.59 | 1.13 | 1.08 | 1.24 | 1.21 | 1.02 | 1.08 | 1.07 | 0.87 | 0.91 | 1.01 | 1.26 | 1.3 | 1.17 | 1.09 | 1.39 | 1.42 | 1.39 | 1.46 | 1.38 | 1.5 | 1.72 | 1.48 | 1.31 | 1.28 | 1.26 | 1.19 | 1.04 | 1.03 | 1.05 | 1.05 | 1.05 | 0.86 | 0.67 | 0.67 | 0.68 | 0.77 | 0.93 | 1 | 1.13 | 1.11 | 1.48 | 1.58 | 1.49 | 1.6 | 1.55 | 1.59 | 1.31 | 1.24 | 4.32 | 4.48 | 4.09 | 3.74 | 3.5 | 3.13 | 2.58 | 2.13 | 1.55 | 1.39 | 1.37 | 1.37 | 1.33 | 1.56 | 2.33 | 3.23 | 3.83 | 4.3 | 4.62 | 4.72 | 4.72 | 4.76 | 4.54 | 4.54 | 5.05 | 4.79 | 4.58 | 4.58 | 4.03 | 3.24 | 2.48 | 1.87 | 1.38 | 1.03 | 0.78 | 0.75 | 0.64 | 0.89 | 1.48 | 2.39 | 3.72 | 4.45 | 5.03 | 4.85 | 4.9 | 5.18 | 5.1 | 5.21 | 5.2 | 5.07 | 4.72 | 4.31 | 3.93 | 3.18 | 2.48 | 1.82 | 1.12 | 0.81 | 0.58 | 0.68 | 0.73 | 0.86 | 1.42 | 2.27 | 3.27 | 3.86 | 4.44 | 4.97 | 5.43 | 5.41 | 5.35 | 5.39 | 4.9 | 4.6 | 4.34 | 3.82 | 3.17 | 2.72 | 2.02 | 1.31 | 0.67 | 0.44 | 0.38 | 0.45 | 0.6 | 0.88 | 1.43 | 2.13 | 3.07 | 3.9 | 4.51 | 4.92 | 5.32 | 5.45 | 5.28 | 5.09 | 4.38 | 4.25 | 3.9 | 3.33 | 2.69 | 2.34 | 1.72 | 1.24 | 0.76 | 0.52 | 0.41 | 0.45 | 0.61 | 0.87 | 1.33 | 1.94 | 2.66 | 3.41 | 3.85 | 4.66 | 4.95 | 4.93 | 4.77 | 4.55 | 2.21 | 2.04 | 1.85 | 1.44 | 1.18 | 0.86 | 0.69 | 0.47 | 0.4 | 0.4 | 0.46 | 0.61 | 0.7 | 0.84 | 1.04 | 1.28 | 1.45 | 1.91 | 2.34 | 2.81 | 2.81 | 2.81 | 2.64 | 2.41 | 1.15 | 1.07 | 1.08 | 1.07 | 0.98 | 0.8 | 0.65 | 0.54 | 0.36 | 0.32 | 0.34 | 0.43 | 0.51 | 0.51 | 0.52 | 0.6 | 0.76 | 0.91 | 1.1 | 1.26 | 1.39 | 1.42 | 1.31 | 1.13 | 0.52 | 0.46 | 0.47 | 0.47 | 0.48 | 0.49 | 0.47 | 0.42 | 0.38 | 0.42 | 0.45 | 0.52 | 0.49 | 0.52 | 0.52 | 0.44 | 0.4 | 0.51 | 0.64 | 0.69 | 0.73 | 0.54 | 0.57 | 0.55 | 0.44 | 0.42 | 0.42 | 0.48 | 0.47 | 0.47 | 0.47 | 0.44 | 0.41 | 0.41 | 0.41 | 0.44 | 0.44 | 0.41 | 0.39 | 0.41 | 0.45 | 0.48 | 0.54 | 0.5 | 0.57 | 0.51 | 0.48 | 0.48
GARNET_2_WIND3 |  | Wind | Wind | CISO | South | Socal | FC | 12.6 | 0.66 | 0.7 | 0.66 | 0.63 | 0.7 | 0.68 | 0.7 | 0.64 | 0.56 | 0.63 | 0.56 | 0.62 | 0.69 | 0.63 | 0.7 | 0.7 | 0.6 | 0.57 | 0.69 | 0.65 | 0.64 | 0.7 | 0.61 | 0.64 | 1.22 | 1.16 | 1.34 | 1.3 | 1.1 | 1.17 | 1.15 | 0.94 | 0.98 | 1.09 | 1.35 | 1.4 | 1.26 | 1.17 | 1.49 | 1.53 | 1.5 | 1.57 | 1.48 | 1.61 | 1.85 | 1.6 | 1.41 | 1.38 | 1.36 | 1.28 | 1.12 | 1.11 | 1.13 | 1.13 | 1.13 | 0.93 | 0.72 | 0.72 | 0.73 | 0.83 | 1 | 1.08 | 1.22 | 1.19 | 1.6 | 1.7 | 1.6 | 1.72 | 1.67 | 1.71 | 1.41 | 1.34 | 4.65 | 4.83 | 4.41 | 4.03 | 3.77 | 3.37 | 2.78 | 2.29 | 1.67 | 1.49 | 1.48 | 1.48 | 1.44 | 1.68 | 2.51 | 3.47 | 4.13 | 4.64 | 4.97 | 5.08 | 5.08 | 5.13 | 4.89 | 4.89 | 5.44 | 5.16 | 4.93 | 4.93 | 4.34 | 3.49 | 2.67 | 2.01 | 1.49 | 1.11 | 0.84 | 0.8 | 0.69 | 0.96 | 1.59 | 2.57 | 4.01 | 4.8 | 5.42 | 5.22 | 5.28 | 5.58 | 5.49 | 5.61 | 5.6 | 5.47 | 5.08 | 4.64 | 4.24 | 3.42 | 2.68 | 1.96 | 1.21 | 0.87 | 0.63 | 0.73 | 0.79 | 0.93 | 1.53 | 2.44 | 3.52 | 4.16 | 4.78 | 5.36 | 5.85 | 5.83 | 5.76 | 5.8 | 5.27 | 4.95 | 4.67 | 4.11 | 3.41 | 2.93 | 2.18 | 1.41 | 0.72 | 0.48 | 0.41 | 0.48 | 0.64 | 0.94 | 1.54 | 2.3 | 3.3 | 4.2 | 4.85 | 5.3 | 5.73 | 5.87 | 5.69 | 5.49 | 4.72 | 4.58 | 4.2 | 3.59 | 2.89 | 2.52 | 1.85 | 1.34 | 0.82 | 0.56 | 0.44 | 0.49 | 0.66 | 0.93 | 1.43 | 2.09 | 2.87 | 3.68 | 4.14 | 5.02 | 5.33 | 5.31 | 5.14 | 4.9 | 2.38 | 2.19 | 1.99 | 1.55 | 1.27 | 0.92 | 0.74 | 0.51 | 0.43 | 0.43 | 0.49 | 0.65 | 0.76 | 0.9 | 1.12 | 1.38 | 1.56 | 2.06 | 2.52 | 3.03 | 3.03 | 3.02 | 2.84 | 2.6 | 1.24 | 1.15 | 1.17 | 1.15 | 1.05 | 0.87 | 0.7 | 0.58 | 0.39 | 0.35 | 0.37 | 0.46 | 0.55 | 0.55 | 0.56 | 0.64 | 0.82 | 0.98 | 1.18 | 1.36 | 1.5 | 1.53 | 1.41 | 1.21 | 0.56 | 0.49 | 0.5 | 0.51 | 0.52 | 0.53 | 0.5 | 0.45 | 0.41 | 0.45 | 0.49 | 0.56 | 0.53 | 0.56 | 0.56 | 0.47 | 0.43 | 0.55 | 0.69 | 0.74 | 0.79 | 0.58 | 0.62 | 0.6 | 0.47 | 0.46 | 0.45 | 0.51 | 0.5 | 0.51 | 0.51 | 0.47 | 0.44 | 0.44 | 0.44 | 0.48 | 0.47 | 0.44 | 0.42 | 0.44 | 0.49 | 0.51 | 0.58 | 0.54 | 0.61 | 0.55 | 0.52 | 0.52
GARNET_2_WIND4 |  | Wind | Wind | CISO | South | Socal | FC | 9.8 | 0.51 | 0.54 | 0.51 | 0.49 | 0.55 | 0.53 | 0.55 | 0.5 | 0.43 | 0.49 | 0.44 | 0.48 | 0.54 | 0.49 | 0.54 | 0.54 | 0.46 | 0.45 | 0.53 | 0.5 | 0.5 | 0.55 | 0.47 | 0.5 | 0.95 | 0.91 | 1.04 | 1.01 | 0.86 | 0.91 | 0.89 | 0.73 | 0.77 | 0.85 | 1.05 | 1.09 | 0.98 | 0.91 | 1.16 | 1.19 | 1.17 | 1.22 | 1.15 | 1.25 | 1.44 | 1.24 | 1.09 | 1.08 | 1.06 | 0.99 | 0.87 | 0.86 | 0.88 | 0.88 | 0.88 | 0.72 | 0.56 | 0.56 | 0.57 | 0.64 | 0.78 | 0.84 | 0.95 | 0.93 | 1.24 | 1.32 | 1.25 | 1.34 | 1.3 | 1.33 | 1.1 | 1.04 | 3.62 | 3.75 | 3.43 | 3.14 | 2.93 | 2.62 | 2.16 | 1.78 | 1.3 | 1.16 | 1.15 | 1.15 | 1.12 | 1.3 | 1.96 | 2.7 | 3.21 | 3.61 | 3.87 | 3.95 | 3.95 | 3.99 | 3.8 | 3.8 | 4.23 | 4.01 | 3.84 | 3.83 | 3.38 | 2.71 | 2.08 | 1.56 | 1.16 | 0.86 | 0.65 | 0.63 | 0.54 | 0.74 | 1.24 | 2 | 3.12 | 3.73 | 4.21 | 4.06 | 4.11 | 4.34 | 4.27 | 4.37 | 4.35 | 4.25 | 3.95 | 3.61 | 3.3 | 2.66 | 2.08 | 1.53 | 0.94 | 0.68 | 0.49 | 0.57 | 0.61 | 0.72 | 1.19 | 1.9 | 2.74 | 3.23 | 3.72 | 4.17 | 4.55 | 4.53 | 4.48 | 4.51 | 4.1 | 3.85 | 3.63 | 3.2 | 2.65 | 2.28 | 1.69 | 1.09 | 0.56 | 0.37 | 0.32 | 0.38 | 0.5 | 0.73 | 1.2 | 1.79 | 2.57 | 3.27 | 3.77 | 4.12 | 4.46 | 4.57 | 4.43 | 4.27 | 3.67 | 3.56 | 3.27 | 2.79 | 2.25 | 1.96 | 1.44 | 1.04 | 0.64 | 0.44 | 0.34 | 0.38 | 0.52 | 0.73 | 1.11 | 1.63 | 2.23 | 2.86 | 3.22 | 3.91 | 4.14 | 4.13 | 3.99 | 3.81 | 1.85 | 1.71 | 1.55 | 1.2 | 0.99 | 0.72 | 0.58 | 0.4 | 0.33 | 0.33 | 0.38 | 0.51 | 0.59 | 0.7 | 0.87 | 1.07 | 1.21 | 1.6 | 1.96 | 2.35 | 2.36 | 2.35 | 2.21 | 2.02 | 0.97 | 0.89 | 0.91 | 0.89 | 0.82 | 0.67 | 0.54 | 0.45 | 0.3 | 0.27 | 0.29 | 0.36 | 0.42 | 0.43 | 0.43 | 0.5 | 0.64 | 0.76 | 0.92 | 1.06 | 1.17 | 1.19 | 1.1 | 0.94 | 0.43 | 0.38 | 0.39 | 0.4 | 0.4 | 0.41 | 0.39 | 0.35 | 0.32 | 0.35 | 0.38 | 0.43 | 0.41 | 0.44 | 0.44 | 0.37 | 0.33 | 0.42 | 0.53 | 0.57 | 0.61 | 0.45 | 0.48 | 0.46 | 0.37 | 0.35 | 0.35 | 0.4 | 0.39 | 0.4 | 0.39 | 0.37 | 0.34 | 0.34 | 0.34 | 0.37 | 0.37 | 0.34 | 0.33 | 0.34 | 0.38 | 0.4 | 0.45 | 0.42 | 0.48 | 0.43 | 0.41 | 0.4
GARNET_2_WIND5 |  | Wind | Wind | CISO | South | Socal | FC | 3 | 0.16 | 0.17 | 0.16 | 0.15 | 0.17 | 0.16 | 0.17 | 0.15 | 0.13 | 0.15 | 0.13 | 0.15 | 0.17 | 0.15 | 0.17 | 0.17 | 0.14 | 0.14 | 0.16 | 0.15 | 0.15 | 0.17 | 0.14 | 0.15 | 0.29 | 0.28 | 0.32 | 0.31 | 0.26 | 0.28 | 0.27 | 0.22 | 0.23 | 0.26 | 0.32 | 0.33 | 0.3 | 0.28 | 0.36 | 0.36 | 0.36 | 0.37 | 0.35 | 0.38 | 0.44 | 0.38 | 0.33 | 0.33 | 0.32 | 0.3 | 0.27 | 0.26 | 0.27 | 0.27 | 0.27 | 0.22 | 0.17 | 0.17 | 0.17 | 0.2 | 0.24 | 0.26 | 0.29 | 0.28 | 0.38 | 0.4 | 0.38 | 0.41 | 0.4 | 0.41 | 0.34 | 0.32 | 1.11 | 1.15 | 1.05 | 0.96 | 0.9 | 0.8 | 0.66 | 0.55 | 0.4 | 0.36 | 0.35 | 0.35 | 0.34 | 0.4 | 0.6 | 0.83 | 0.98 | 1.1 | 1.18 | 1.21 | 1.21 | 1.22 | 1.16 | 1.16 | 1.3 | 1.23 | 1.17 | 1.17 | 1.03 | 0.83 | 0.64 | 0.48 | 0.35 | 0.26 | 0.2 | 0.19 | 0.16 | 0.23 | 0.38 | 0.61 | 0.95 | 1.14 | 1.29 | 1.24 | 1.26 | 1.33 | 1.31 | 1.34 | 1.33 | 1.3 | 1.21 | 1.11 | 1.01 | 0.81 | 0.64 | 0.47 | 0.29 | 0.21 | 0.15 | 0.17 | 0.19 | 0.22 | 0.36 | 0.58 | 0.84 | 0.99 | 1.14 | 1.28 | 1.39 | 1.39 | 1.37 | 1.38 | 1.26 | 1.18 | 1.11 | 0.98 | 0.81 | 0.7 | 0.52 | 0.34 | 0.17 | 0.11 | 0.1 | 0.12 | 0.15 | 0.22 | 0.37 | 0.55 | 0.79 | 1 | 1.16 | 1.26 | 1.37 | 1.4 | 1.35 | 1.31 | 1.12 | 1.09 | 1 | 0.85 | 0.69 | 0.6 | 0.44 | 0.32 | 0.2 | 0.13 | 0.1 | 0.12 | 0.16 | 0.22 | 0.34 | 0.5 | 0.68 | 0.88 | 0.99 | 1.2 | 1.27 | 1.26 | 1.22 | 1.17 | 0.57 | 0.52 | 0.47 | 0.37 | 0.3 | 0.22 | 0.18 | 0.12 | 0.1 | 0.1 | 0.12 | 0.16 | 0.18 | 0.21 | 0.27 | 0.33 | 0.37 | 0.49 | 0.6 | 0.72 | 0.72 | 0.72 | 0.68 | 0.62 | 0.3 | 0.27 | 0.28 | 0.27 | 0.25 | 0.21 | 0.17 | 0.14 | 0.09 | 0.08 | 0.09 | 0.11 | 0.13 | 0.13 | 0.13 | 0.15 | 0.19 | 0.23 | 0.28 | 0.32 | 0.36 | 0.36 | 0.34 | 0.29 | 0.13 | 0.12 | 0.12 | 0.12 | 0.12 | 0.13 | 0.12 | 0.11 | 0.1 | 0.11 | 0.12 | 0.13 | 0.13 | 0.13 | 0.13 | 0.11 | 0.1 | 0.13 | 0.16 | 0.18 | 0.19 | 0.14 | 0.15 | 0.14 | 0.11 | 0.11 | 0.11 | 0.12 | 0.12 | 0.12 | 0.12 | 0.11 | 0.11 | 0.1 | 0.1 | 0.11 | 0.11 | 0.1 | 0.1 | 0.1 | 0.12 | 0.12 | 0.14 | 0.13 | 0.15 | 0.13 | 0.12 | 0.12
GASKW1_2_GW1SR1 |  | Solar_1Axis | Solar Tracking | CISO | South | Socal | FC | 20 | 0 | 0 | 0 | 0 | 0 | 0 | 0.01 | 2.4 | 9.38 | 12.22 | 12.1 | 11.88 | 11.75 | 11.78 | 10.67 | 7.7 | 1.3 | 0 | 0 | 0 | 0 | 0 | 0 | 0 | 0 | 0 | 0 | 0 | 0 | 0 | 0.14 | 5.23 | 12.73 | 14.07 | 13.76 | 13.64 | 13.56 | 13.08 | 12.76 | 11.6 | 4.93 | 0.2 | 0 | 0 | 0 | 0 | 0 | 0 | 0 | 0 | 0 | 0 | 0 | 0 | 0.03 | 3.42 | 11.89 | 14.59 | 14.65 | 14.35 | 14.2 | 14.13 | 13.42 | 12.38 | 9.24 | 3.47 | 0.56 | 0 | 0 | 0 | 0 | 0 | 0 | 0 | 0 | 0 | 0 | 0 | 0.61 | 7.31 | 14.32 | 15.31 | 15.95 | 15.9 | 16 | 15.83 | 15.65 | 15.08 | 14.22 | 11.53 | 3.65 | 0.06 | 0 | 0 | 0 | 0 | 0 | 0 | 0 | 0 | 0 | 0.01 | 2.97 | 10.95 | 15.04 | 16.29 | 16.83 | 16.97 | 17.03 | 16.95 | 16.67 | 16.26 | 15.51 | 13.6 | 6.57 | 0.52 | 0 | 0 | 0 | 0 | 0 | 0 | 0 | 0 | 0 | 0.05 | 3.64 | 11.13 | 14.86 | 16.15 | 16.89 | 17.21 | 17.1 | 17.1 | 16.84 | 16.39 | 15.71 | 14.19 | 8.49 | 1.38 | 0 | 0 | 0 | 0 | 0 | 0 | 0 | 0 | 0 | 0 | 1.62 | 8.55 | 13.71 | 15.76 | 16.6 | 16.93 | 16.77 | 16.58 | 16.43 | 16.04 | 15.22 | 13.16 | 7.55 | 1.13 | 0 | 0 | 0 | 0 | 0 | 0 | 0 | 0 | 0 | 0 | 0.62 | 6.85 | 13.46 | 15.77 | 16.61 | 17.03 | 17.09 | 16.71 | 15.88 | 15.52 | 14.26 | 11.36 | 4.06 | 0.11 | 0 | 0 | 0 | 0 | 0 | 0 | 0 | 0 | 0 | 0 | 0.1 | 4.57 | 11.7 | 14.41 | 15.44 | 15.72 | 15.98 | 15.69 | 15.24 | 14.26 | 12.92 | 6.86 | 0.61 | 0 | 0 | 0 | 0 | 0 | 0 | 0 | 0 | 0 | 0 | 0 | 0 | 2 | 9.87 | 13.19 | 13.87 | 14.07 | 14.04 | 13.9 | 14.11 | 13.2 | 9.95 | 2.17 | 0 | 0 | 0 | 0 | 0 | 0 | 0 | 0 | 0 | 0 | 0 | 0 | 0.31 | 5.59 | 11.69 | 13.13 | 12.87 | 12.51 | 12.71 | 12.64 | 11.63 | 6.83 | 0.63 | 0 | 0 | 0 | 0 | 0 | 0 | 0 | 0 | 0 | 0 | 0 | 0 | 0 | 0.02 | 2.65 | 8.33 | 10.45 | 10.3 | 9.9 | 10.31 | 10.15 | 9.35 | 5.11 | 0.42 | 0 | 0 | 0 | 0 | 0 | 0 | 0
GASKW1_2_GW2SR1 |  | Solar_1Axis | Solar Tracking | CISO | South | Socal | ID | 16 | 0 | 0 | 0 | 0 | 0 | 0 | 0.01 | 1.92 | 7.51 | 9.77 | 9.68 | 9.51 | 9.4 | 9.43 | 8.54 | 6.16 | 1.04 | 0 | 0 | 0 | 0 | 0 | 0 | 0 | 0 | 0 | 0 | 0 | 0 | 0 | 0.11 | 4.18 | 10.18 | 11.25 | 11.01 | 10.91 | 10.85 | 10.46 | 10.21 | 9.28 | 3.94 | 0.16 | 0 | 0 | 0 | 0 | 0 | 0 | 0 | 0 | 0 | 0 | 0 | 0 | 0.02 | 2.74 | 9.51 | 11.67 | 11.72 | 11.48 | 11.36 | 11.31 | 10.74 | 9.9 | 7.39 | 2.78 | 0.45 | 0 | 0 | 0 | 0 | 0 | 0 | 0 | 0 | 0 | 0 | 0 | 0.49 | 5.85 | 11.45 | 12.25 | 12.76 | 12.72 | 12.8 | 12.67 | 12.52 | 12.06 | 11.38 | 9.22 | 2.92 | 0.05 | 0 | 0 | 0 | 0 | 0 | 0 | 0 | 0 | 0 | 0.01 | 2.37 | 8.76 | 12.04 | 13.03 | 13.46 | 13.58 | 13.62 | 13.56 | 13.33 | 13.01 | 12.41 | 10.88 | 5.25 | 0.42 | 0 | 0 | 0 | 0 | 0 | 0 | 0 | 0 | 0 | 0.04 | 2.91 | 8.9 | 11.89 | 12.92 | 13.51 | 13.77 | 13.68 | 13.68 | 13.47 | 13.11 | 12.57 | 11.35 | 6.79 | 1.1 | 0 | 0 | 0 | 0 | 0 | 0 | 0 | 0 | 0 | 0 | 1.29 | 6.84 | 10.97 | 12.61 | 13.28 | 13.54 | 13.42 | 13.26 | 13.15 | 12.83 | 12.17 | 10.53 | 6.04 | 0.9 | 0 | 0 | 0 | 0 | 0 | 0 | 0 | 0 | 0 | 0 | 0.5 | 5.48 | 10.77 | 12.61 | 13.29 | 13.62 | 13.67 | 13.37 | 12.71 | 12.41 | 11.41 | 9.09 | 3.25 | 0.09 | 0 | 0 | 0 | 0 | 0 | 0 | 0 | 0 | 0 | 0 | 0.08 | 3.66 | 9.36 | 11.53 | 12.35 | 12.58 | 12.78 | 12.55 | 12.19 | 11.4 | 10.34 | 5.49 | 0.49 | 0 | 0 | 0 | 0 | 0 | 0 | 0 | 0 | 0 | 0 | 0 | 0 | 1.6 | 7.89 | 10.55 | 11.1 | 11.26 | 11.23 | 11.12 | 11.29 | 10.56 | 7.96 | 1.73 | 0 | 0 | 0 | 0 | 0 | 0 | 0 | 0 | 0 | 0 | 0 | 0 | 0.25 | 4.47 | 9.35 | 10.5 | 10.3 | 10.01 | 10.17 | 10.11 | 9.3 | 5.46 | 0.51 | 0 | 0 | 0 | 0 | 0 | 0 | 0 | 0 | 0 | 0 | 0 | 0 | 0 | 0.02 | 2.12 | 6.67 | 8.36 | 8.24 | 7.92 | 8.25 | 8.12 | 7.48 | 4.09 | 0.34 | 0 | 0 | 0 | 0 | 0 | 0 | 0
GASKW1_2_GW2SR2 |  | Solar_1Axis | Solar Tracking | CISO | South | Socal | ID | 29 | 0 | 0 | 0 | 0 | 0 | 0 | 0.01 | 3.47 | 13.61 | 17.72 | 17.54 | 17.23 | 17.04 | 17.08 | 15.47 | 11.17 | 1.88 | 0 | 0 | 0 | 0 | 0 | 0 | 0 | 0 | 0 | 0 | 0 | 0 | 0 | 0.2 | 7.59 | 18.46 | 20.39 | 19.95 | 19.77 | 19.66 | 18.96 | 18.5 | 16.82 | 7.14 | 0.29 | 0 | 0 | 0 | 0 | 0 | 0 | 0 | 0 | 0 | 0 | 0 | 0 | 0.04 | 4.96 | 17.24 | 21.16 | 21.24 | 20.8 | 20.59 | 20.49 | 19.46 | 17.95 | 13.39 | 5.04 | 0.81 | 0 | 0 | 0 | 0 | 0 | 0 | 0 | 0 | 0 | 0 | 0 | 0.89 | 10.59 | 20.76 | 22.2 | 23.12 | 23.06 | 23.2 | 22.96 | 22.69 | 21.87 | 20.62 | 16.71 | 5.29 | 0.09 | 0 | 0 | 0 | 0 | 0 | 0 | 0 | 0 | 0 | 0.02 | 4.3 | 15.88 | 21.81 | 23.62 | 24.4 | 24.61 | 24.69 | 24.58 | 24.17 | 23.58 | 22.49 | 19.72 | 9.52 | 0.75 | 0 | 0 | 0 | 0 | 0 | 0 | 0 | 0 | 0 | 0.07 | 5.28 | 16.14 | 21.55 | 23.41 | 24.49 | 24.96 | 24.8 | 24.8 | 24.41 | 23.77 | 22.78 | 20.57 | 12.31 | 2 | 0 | 0 | 0 | 0 | 0 | 0 | 0 | 0 | 0 | 0 | 2.34 | 12.4 | 19.88 | 22.86 | 24.08 | 24.55 | 24.32 | 24.04 | 23.83 | 23.25 | 22.06 | 19.08 | 10.94 | 1.64 | 0 | 0 | 0 | 0 | 0 | 0 | 0 | 0 | 0 | 0 | 0.9 | 9.93 | 19.51 | 22.86 | 24.09 | 24.69 | 24.78 | 24.23 | 23.03 | 22.5 | 20.68 | 16.47 | 5.89 | 0.16 | 0 | 0 | 0 | 0 | 0 | 0 | 0 | 0 | 0 | 0 | 0.14 | 6.62 | 16.96 | 20.89 | 22.38 | 22.79 | 23.17 | 22.74 | 22.1 | 20.67 | 18.74 | 9.95 | 0.88 | 0 | 0 | 0 | 0 | 0 | 0 | 0 | 0 | 0 | 0 | 0 | 0 | 2.9 | 14.31 | 19.12 | 20.12 | 20.41 | 20.36 | 20.16 | 20.46 | 19.14 | 14.43 | 3.14 | 0 | 0 | 0 | 0 | 0 | 0 | 0 | 0 | 0 | 0 | 0 | 0 | 0.46 | 8.11 | 16.95 | 19.04 | 18.67 | 18.14 | 18.44 | 18.33 | 16.86 | 9.9 | 0.92 | 0 | 0 | 0 | 0 | 0 | 0 | 0 | 0 | 0 | 0 | 0 | 0 | 0 | 0.03 | 3.84 | 12.08 | 15.15 | 14.93 | 14.36 | 14.95 | 14.71 | 13.56 | 7.41 | 0.61 | 0 | 0 | 0 | 0 | 0 | 0 | 0
GASKW1_2_GW3SR1 |  | Solar_1Axis | Solar Tracking | CISO | South | Socal | ID | 20 | 0 | 0 | 0 | 0 | 0 | 0 | 0.01 | 2.4 | 9.38 | 12.22 | 12.1 | 11.88 | 11.75 | 11.78 | 10.67 | 7.7 | 1.3 | 0 | 0 | 0 | 0 | 0 | 0 | 0 | 0 | 0 | 0 | 0 | 0 | 0 | 0.14 | 5.23 | 12.73 | 14.07 | 13.76 | 13.64 | 13.56 | 13.08 | 12.76 | 11.6 | 4.93 | 0.2 | 0 | 0 | 0 | 0 | 0 | 0 | 0 | 0 | 0 | 0 | 0 | 0 | 0.03 | 3.42 | 11.89 | 14.59 | 14.65 | 14.35 | 14.2 | 14.13 | 13.42 | 12.38 | 9.24 | 3.47 | 0.56 | 0 | 0 | 0 | 0 | 0 | 0 | 0 | 0 | 0 | 0 | 0 | 0.61 | 7.31 | 14.32 | 15.31 | 15.95 | 15.9 | 16 | 15.83 | 15.65 | 15.08 | 14.22 | 11.53 | 3.65 | 0.06 | 0 | 0 | 0 | 0 | 0 | 0 | 0 | 0 | 0 | 0.01 | 2.97 | 10.95 | 15.04 | 16.29 | 16.83 | 16.97 | 17.03 | 16.95 | 16.67 | 16.26 | 15.51 | 13.6 | 6.57 | 0.52 | 0 | 0 | 0 | 0 | 0 | 0 | 0 | 0 | 0 | 0.05 | 3.64 | 11.13 | 14.86 | 16.15 | 16.89 | 17.21 | 17.1 | 17.1 | 16.84 | 16.39 | 15.71 | 14.19 | 8.49 | 1.38 | 0 | 0 | 0 | 0 | 0 | 0 | 0 | 0 | 0 | 0 | 1.62 | 8.55 | 13.71 | 15.76 | 16.6 | 16.93 | 16.77 | 16.58 | 16.43 | 16.04 | 15.22 | 13.16 | 7.55 | 1.13 | 0 | 0 | 0 | 0 | 0 | 0 | 0 | 0 | 0 | 0 | 0.62 | 6.85 | 13.46 | 15.77 | 16.61 | 17.03 | 17.09 | 16.71 | 15.88 | 15.52 | 14.26 | 11.36 | 4.06 | 0.11 | 0 | 0 | 0 | 0 | 0 | 0 | 0 | 0 | 0 | 0 | 0.1 | 4.57 | 11.7 | 14.41 | 15.44 | 15.72 | 15.98 | 15.69 | 15.24 | 14.26 | 12.92 | 6.86 | 0.61 | 0 | 0 | 0 | 0 | 0 | 0 | 0 | 0 | 0 | 0 | 0 | 0 | 2 | 9.87 | 13.19 | 13.87 | 14.07 | 14.04 | 13.9 | 14.11 | 13.2 | 9.95 | 2.17 | 0 | 0 | 0 | 0 | 0 | 0 | 0 | 0 | 0 | 0 | 0 | 0 | 0.31 | 5.59 | 11.69 | 13.13 | 12.87 | 12.51 | 12.71 | 12.64 | 11.63 | 6.83 | 0.63 | 0 | 0 | 0 | 0 | 0 | 0 | 0 | 0 | 0 | 0 | 0 | 0 | 0 | 0.02 | 2.65 | 8.33 | 10.45 | 10.3 | 9.9 | 10.31 | 10.15 | 9.35 | 5.11 | 0.42 | 0 | 0 | 0 | 0 | 0 | 0 | 0
GASKW1_2_GW4SR1 |  | Solar_1Axis | Solar Tracking | CISO | South | Socal | ID | 20 | 0 | 0 | 0 | 0 | 0 | 0 | 0.01 | 2.4 | 9.38 | 12.22 | 12.1 | 11.88 | 11.75 | 11.78 | 10.67 | 7.7 | 1.3 | 0 | 0 | 0 | 0 | 0 | 0 | 0 | 0 | 0 | 0 | 0 | 0 | 0 | 0.14 | 5.23 | 12.73 | 14.07 | 13.76 | 13.64 | 13.56 | 13.08 | 12.76 | 11.6 | 4.93 | 0.2 | 0 | 0 | 0 | 0 | 0 | 0 | 0 | 0 | 0 | 0 | 0 | 0 | 0.03 | 3.42 | 11.89 | 14.59 | 14.65 | 14.35 | 14.2 | 14.13 | 13.42 | 12.38 | 9.24 | 3.47 | 0.56 | 0 | 0 | 0 | 0 | 0 | 0 | 0 | 0 | 0 | 0 | 0 | 0.61 | 7.31 | 14.32 | 15.31 | 15.95 | 15.9 | 16 | 15.83 | 15.65 | 15.08 | 14.22 | 11.53 | 3.65 | 0.06 | 0 | 0 | 0 | 0 | 0 | 0 | 0 | 0 | 0 | 0.01 | 2.97 | 10.95 | 15.04 | 16.29 | 16.83 | 16.97 | 17.03 | 16.95 | 16.67 | 16.26 | 15.51 | 13.6 | 6.57 | 0.52 | 0 | 0 | 0 | 0 | 0 | 0 | 0 | 0 | 0 | 0.05 | 3.64 | 11.13 | 14.86 | 16.15 | 16.89 | 17.21 | 17.1 | 17.1 | 16.84 | 16.39 | 15.71 | 14.19 | 8.49 | 1.38 | 0 | 0 | 0 | 0 | 0 | 0 | 0 | 0 | 0 | 0 | 1.62 | 8.55 | 13.71 | 15.76 | 16.6 | 16.93 | 16.77 | 16.58 | 16.43 | 16.04 | 15.22 | 13.16 | 7.55 | 1.13 | 0 | 0 | 0 | 0 | 0 | 0 | 0 | 0 | 0 | 0 | 0.62 | 6.85 | 13.46 | 15.77 | 16.61 | 17.03 | 17.09 | 16.71 | 15.88 | 15.52 | 14.26 | 11.36 | 4.06 | 0.11 | 0 | 0 | 0 | 0 | 0 | 0 | 0 | 0 | 0 | 0 | 0.1 | 4.57 | 11.7 | 14.41 | 15.44 | 15.72 | 15.98 | 15.69 | 15.24 | 14.26 | 12.92 | 6.86 | 0.61 | 0 | 0 | 0 | 0 | 0 | 0 | 0 | 0 | 0 | 0 | 0 | 0 | 2 | 9.87 | 13.19 | 13.87 | 14.07 | 14.04 | 13.9 | 14.11 | 13.2 | 9.95 | 2.17 | 0 | 0 | 0 | 0 | 0 | 0 | 0 | 0 | 0 | 0 | 0 | 0 | 0.31 | 5.59 | 11.69 | 13.13 | 12.87 | 12.51 | 12.71 | 12.64 | 11.63 | 6.83 | 0.63 | 0 | 0 | 0 | 0 | 0 | 0 | 0 | 0 | 0 | 0 | 0 | 0 | 0 | 0.02 | 2.65 | 8.33 | 10.45 | 10.3 | 9.9 | 10.31 | 10.15 | 9.35 | 5.11 | 0.42 | 0 | 0 | 0 | 0 | 0 | 0 | 0
GASKW1_2_GW5SR1 |  | Solar_1Axis | Solar Tracking | CISO | South | Socal | ID | 20 | 0 | 0 | 0 | 0 | 0 | 0 | 0.01 | 2.4 | 9.38 | 12.22 | 12.1 | 11.88 | 11.75 | 11.78 | 10.67 | 7.7 | 1.3 | 0 | 0 | 0 | 0 | 0 | 0 | 0 | 0 | 0 | 0 | 0 | 0 | 0 | 0.14 | 5.23 | 12.73 | 14.07 | 13.76 | 13.64 | 13.56 | 13.08 | 12.76 | 11.6 | 4.93 | 0.2 | 0 | 0 | 0 | 0 | 0 | 0 | 0 | 0 | 0 | 0 | 0 | 0 | 0.03 | 3.42 | 11.89 | 14.59 | 14.65 | 14.35 | 14.2 | 14.13 | 13.42 | 12.38 | 9.24 | 3.47 | 0.56 | 0 | 0 | 0 | 0 | 0 | 0 | 0 | 0 | 0 | 0 | 0 | 0.61 | 7.31 | 14.32 | 15.31 | 15.95 | 15.9 | 16 | 15.83 | 15.65 | 15.08 | 14.22 | 11.53 | 3.65 | 0.06 | 0 | 0 | 0 | 0 | 0 | 0 | 0 | 0 | 0 | 0.01 | 2.97 | 10.95 | 15.04 | 16.29 | 16.83 | 16.97 | 17.03 | 16.95 | 16.67 | 16.26 | 15.51 | 13.6 | 6.57 | 0.52 | 0 | 0 | 0 | 0 | 0 | 0 | 0 | 0 | 0 | 0.05 | 3.64 | 11.13 | 14.86 | 16.15 | 16.89 | 17.21 | 17.1 | 17.1 | 16.84 | 16.39 | 15.71 | 14.19 | 8.49 | 1.38 | 0 | 0 | 0 | 0 | 0 | 0 | 0 | 0 | 0 | 0 | 1.62 | 8.55 | 13.71 | 15.76 | 16.6 | 16.93 | 16.77 | 16.58 | 16.43 | 16.04 | 15.22 | 13.16 | 7.55 | 1.13 | 0 | 0 | 0 | 0 | 0 | 0 | 0 | 0 | 0 | 0 | 0.62 | 6.85 | 13.46 | 15.77 | 16.61 | 17.03 | 17.09 | 16.71 | 15.88 | 15.52 | 14.26 | 11.36 | 4.06 | 0.11 | 0 | 0 | 0 | 0 | 0 | 0 | 0 | 0 | 0 | 0 | 0.1 | 4.57 | 11.7 | 14.41 | 15.44 | 15.72 | 15.98 | 15.69 | 15.24 | 14.26 | 12.92 | 6.86 | 0.61 | 0 | 0 | 0 | 0 | 0 | 0 | 0 | 0 | 0 | 0 | 0 | 0 | 2 | 9.87 | 13.19 | 13.87 | 14.07 | 14.04 | 13.9 | 14.11 | 13.2 | 9.95 | 2.17 | 0 | 0 | 0 | 0 | 0 | 0 | 0 | 0 | 0 | 0 | 0 | 0 | 0.31 | 5.59 | 11.69 | 13.13 | 12.87 | 12.51 | 12.71 | 12.64 | 11.63 | 6.83 | 0.63 | 0 | 0 | 0 | 0 | 0 | 0 | 0 | 0 | 0 | 0 | 0 | 0 | 0 | 0.02 | 2.65 | 8.33 | 10.45 | 10.3 | 9.9 | 10.31 | 10.15 | 9.35 | 5.11 | 0.42 | 0 | 0 | 0 | 0 | 0 | 0 | 0
GATES_2_SOLAR |  | Solar_Fixed | Solar Fixed | CISO | North | Norcal | FC | 20 | 0 | 0 | 0 | 0 | 0 | 0 | 0 | 0.62 | 4.32 | 8.46 | 10.65 | 11.16 | 11.64 | 10.25 | 9.63 | 6.57 | 1.54 | 0 | 0 | 0 | 0 | 0 | 0 | 0 | 0 | 0 | 0 | 0 | 0 | 0 | 0 | 2.29 | 8.92 | 12.29 | 13.48 | 13.8 | 14.15 | 13.34 | 12.42 | 10.08 | 5.11 | 0.37 | 0 | 0 | 0 | 0 | 0 | 0 | 0 | 0 | 0 | 0 | 0 | 0 | 0 | 1.27 | 6.87 | 11.2 | 13.42 | 13.72 | 13.62 | 13.13 | 12.3 | 10.96 | 8.45 | 2.99 | 0.64 | 0 | 0 | 0 | 0 | 0 | 0 | 0 | 0 | 0 | 0 | 0 | 0.12 | 3.56 | 10.04 | 13.58 | 15.15 | 15.75 | 16.26 | 15.98 | 15.91 | 15.2 | 13.45 | 10.25 | 3.94 | 0.17 | 0 | 0 | 0 | 0 | 0 | 0 | 0 | 0 | 0 | 0 | 1.13 | 6.54 | 11.45 | 14.42 | 15.87 | 16.49 | 16.45 | 16.45 | 16.44 | 15.82 | 14.1 | 11.43 | 5.99 | 0.81 | 0 | 0 | 0 | 0 | 0 | 0 | 0 | 0 | 0 | 0.01 | 1.73 | 7.29 | 11.94 | 14.68 | 16.3 | 17.12 | 17.39 | 17.52 | 17.15 | 16.48 | 14.73 | 11.97 | 7.29 | 1.81 | 0.02 | 0 | 0 | 0 | 0 | 0 | 0 | 0 | 0 | 0 | 0.86 | 6.19 | 11.74 | 14.99 | 16.71 | 17.59 | 17.89 | 17.73 | 17.35 | 16.49 | 14.88 | 12.07 | 7.26 | 1.59 | 0.01 | 0 | 0 | 0 | 0 | 0 | 0 | 0 | 0 | 0 | 0.17 | 3.85 | 10.19 | 14.05 | 16.15 | 17.07 | 17.25 | 17.23 | 16.91 | 16.06 | 14.11 | 10.38 | 4.21 | 0.28 | 0 | 0 | 0 | 0 | 0 | 0 | 0 | 0 | 0 | 0 | 0.01 | 2.15 | 8.56 | 12.94 | 15.13 | 15.95 | 16.28 | 16.1 | 15.77 | 14.91 | 12.36 | 6.96 | 1.06 | 0 | 0 | 0 | 0 | 0 | 0 | 0 | 0 | 0 | 0 | 0 | 0 | 0.69 | 6.13 | 11.18 | 13.3 | 13.98 | 14.18 | 14.06 | 13.66 | 12.34 | 8.97 | 2.73 | 0.02 | 0 | 0 | 0 | 0 | 0 | 0 | 0 | 0 | 0 | 0 | 0 | 0.02 | 2.43 | 8.25 | 11.58 | 12.9 | 13.15 | 13.08 | 12.33 | 10.81 | 6.18 | 0.82 | 0 | 0 | 0 | 0 | 0 | 0 | 0 | 0 | 0 | 0 | 0 | 0 | 0 | 0 | 0.78 | 4.5 | 7.85 | 9.68 | 10.34 | 9.89 | 8.93 | 8.22 | 4.24 | 0.52 | 0 | 0 | 0 | 0 | 0 | 0 | 0
GATES_2_WSOLAR |  | Solar_Fixed | Solar Fixed | CISO | North | Norcal | FC | 10 | 0 | 0 | 0 | 0 | 0 | 0 | 0 | 0.31 | 2.16 | 4.23 | 5.33 | 5.58 | 5.82 | 5.12 | 4.81 | 3.28 | 0.77 | 0 | 0 | 0 | 0 | 0 | 0 | 0 | 0 | 0 | 0 | 0 | 0 | 0 | 0 | 1.15 | 4.46 | 6.15 | 6.74 | 6.9 | 7.08 | 6.67 | 6.21 | 5.04 | 2.55 | 0.18 | 0 | 0 | 0 | 0 | 0 | 0 | 0 | 0 | 0 | 0 | 0 | 0 | 0 | 0.63 | 3.43 | 5.6 | 6.71 | 6.86 | 6.81 | 6.57 | 6.15 | 5.48 | 4.22 | 1.5 | 0.32 | 0 | 0 | 0 | 0 | 0 | 0 | 0 | 0 | 0 | 0 | 0 | 0.06 | 1.78 | 5.02 | 6.79 | 7.58 | 7.87 | 8.13 | 7.99 | 7.96 | 7.6 | 6.73 | 5.13 | 1.97 | 0.08 | 0 | 0 | 0 | 0 | 0 | 0 | 0 | 0 | 0 | 0 | 0.57 | 3.27 | 5.73 | 7.21 | 7.94 | 8.25 | 8.23 | 8.22 | 8.22 | 7.91 | 7.05 | 5.71 | 3 | 0.4 | 0 | 0 | 0 | 0 | 0 | 0 | 0 | 0 | 0 | 0 | 0.87 | 3.65 | 5.97 | 7.34 | 8.15 | 8.56 | 8.69 | 8.76 | 8.58 | 8.24 | 7.37 | 5.99 | 3.64 | 0.9 | 0.01 | 0 | 0 | 0 | 0 | 0 | 0 | 0 | 0 | 0 | 0.43 | 3.1 | 5.87 | 7.49 | 8.36 | 8.8 | 8.95 | 8.87 | 8.67 | 8.25 | 7.44 | 6.04 | 3.63 | 0.79 | 0 | 0 | 0 | 0 | 0 | 0 | 0 | 0 | 0 | 0 | 0.08 | 1.92 | 5.09 | 7.03 | 8.07 | 8.53 | 8.62 | 8.62 | 8.45 | 8.03 | 7.06 | 5.19 | 2.11 | 0.14 | 0 | 0 | 0 | 0 | 0 | 0 | 0 | 0 | 0 | 0 | 0 | 1.08 | 4.28 | 6.47 | 7.56 | 7.97 | 8.14 | 8.05 | 7.88 | 7.46 | 6.18 | 3.48 | 0.53 | 0 | 0 | 0 | 0 | 0 | 0 | 0 | 0 | 0 | 0 | 0 | 0 | 0.34 | 3.07 | 5.59 | 6.65 | 6.99 | 7.09 | 7.03 | 6.83 | 6.17 | 4.48 | 1.37 | 0.01 | 0 | 0 | 0 | 0 | 0 | 0 | 0 | 0 | 0 | 0 | 0 | 0.01 | 1.22 | 4.12 | 5.79 | 6.45 | 6.58 | 6.54 | 6.17 | 5.41 | 3.09 | 0.41 | 0 | 0 | 0 | 0 | 0 | 0 | 0 | 0 | 0 | 0 | 0 | 0 | 0 | 0 | 0.39 | 2.25 | 3.92 | 4.84 | 5.17 | 4.94 | 4.47 | 4.11 | 2.12 | 0.26 | 0 | 0 | 0 | 0 | 0 | 0 | 0
GENESI_2_STG |  | Paired_Solar_Thermal | Solar Thermal | CISO | South | Socal | FC | 250 | 0 | 0 | 0 | 0 | 0 | 0 | 0 | 0 | 5.44 | 41.81 | 58.21 | 72.29 | 66.49 | 56.76 | 59.26 | 47.79 | 14.19 | 0 | 0 | 0 | 0 | 0 | 0 | 0 | 0 | 0 | 0 | 0 | 0 | 0 | 0 | 0.27 | 34.67 | 88.48 | 96.68 | 90.94 | 82.42 | 81.95 | 87.44 | 83.6 | 46.85 | 10.19 | 0 | 0 | 0 | 0 | 0 | 0 | 0 | 0 | 0 | 0 | 0 | 0 | 0 | 0 | 36.42 | 110.29 | 124.48 | 122.63 | 124.51 | 134.55 | 130.69 | 122.64 | 100.84 | 41.26 | 1.84 | 0 | 0 | 0 | 0 | 0 | 0 | 0 | 0 | 0 | 0 | 0 | 0 | 7.69 | 97.05 | 153.77 | 172.92 | 173.63 | 174.84 | 170.3 | 156.83 | 140.91 | 129.3 | 112.12 | 50.89 | 5.65 | 0 | 0 | 0 | 0 | 0 | 0 | 0 | 0 | 0 | 0 | 2.73 | 62.51 | 167.92 | 204.06 | 209.76 | 209.41 | 206.03 | 201.84 | 196.82 | 181.86 | 164.41 | 138.74 | 90.68 | 20.24 | 0 | 0 | 0 | 0 | 0 | 0 | 0 | 0 | 0 | 0 | 7.03 | 79.81 | 172.07 | 194.01 | 199.93 | 197.64 | 196.37 | 192.45 | 182.85 | 174.75 | 166.95 | 147.9 | 103.09 | 36.05 | 0.66 | 0 | 0 | 0 | 0 | 0 | 0 | 0 | 0 | 0 | 0 | 13.9 | 77.49 | 125.47 | 142.48 | 147.21 | 149.67 | 142.74 | 139.06 | 130.55 | 125.89 | 102.62 | 75.51 | 24.07 | 0 | 0 | 0 | 0 | 0 | 0 | 0 | 0 | 0 | 0 | 0 | 7.08 | 87.57 | 146.07 | 174.78 | 181.6 | 179.27 | 154.14 | 145.81 | 137.03 | 129.25 | 108.5 | 65.56 | 10.34 | 0 | 0 | 0 | 0 | 0 | 0 | 0 | 0 | 0 | 0 | 0 | 2.1 | 70.92 | 145.23 | 172.2 | 173.4 | 171.12 | 163.37 | 152.67 | 145.13 | 135.2 | 100.36 | 24.44 | 0.09 | 0 | 0 | 0 | 0 | 0 | 0 | 0 | 0 | 0 | 0 | 0 | 0 | 35.38 | 134.28 | 167.4 | 165.51 | 164.09 | 160.65 | 163.43 | 155.36 | 125.21 | 53.72 | 3.88 | 0 | 0 | 0 | 0 | 0 | 0 | 0 | 0 | 0 | 0 | 0 | 0 | 0.91 | 46.92 | 118.35 | 133.28 | 130.61 | 127.27 | 126.27 | 116.55 | 79.92 | 20.96 | 0 | 0 | 0 | 0 | 0 | 0 | 0 | 0 | 0 | 0 | 0 | 0 | 0 | 0 | 0 | 3.24 | 27.02 | 42.58 | 45.18 | 44.72 | 46.31 | 45.74 | 32.8 | 7.46 | 0 | 0 | 0 | 0 | 0 | 0 | 0
GIFENS_6_BUGSL1 |  | Solar_1Axis | Solar Tracking | CISO | North | Norcal | FC | 20 | 0 | 0 | 0 | 0 | 0 | 0 | 0 | 0.47 | 3.78 | 6.7 | 8.17 | 8.83 | 9.12 | 8.51 | 7.94 | 5.45 | 1.21 | 0 | 0 | 0 | 0 | 0 | 0 | 0 | 0 | 0 | 0 | 0 | 0 | 0 | 0 | 2.54 | 10.33 | 13.25 | 13.2 | 12.6 | 12.45 | 12.42 | 12.69 | 11.02 | 5.75 | 0.31 | 0 | 0 | 0 | 0 | 0 | 0 | 0 | 0 | 0 | 0 | 0 | 0 | 0 | 1.56 | 8.8 | 13.2 | 13.92 | 13.41 | 13.52 | 12.95 | 12.31 | 11.59 | 9.7 | 2.94 | 0.61 | 0 | 0 | 0 | 0 | 0 | 0 | 0 | 0 | 0 | 0 | 0 | 0.16 | 5.14 | 12.28 | 14.45 | 14.37 | 14.15 | 14.62 | 14.54 | 14.27 | 14.46 | 13.61 | 12.09 | 5.2 | 0.21 | 0 | 0 | 0 | 0 | 0 | 0 | 0 | 0 | 0 | 0 | 1.87 | 9.98 | 14.04 | 15.02 | 15.27 | 15.15 | 15.47 | 15.49 | 15.53 | 15.74 | 15.3 | 14.35 | 8.74 | 1.16 | 0 | 0 | 0 | 0 | 0 | 0 | 0 | 0 | 0 | 0.01 | 3.11 | 11.28 | 15.22 | 16.54 | 16.76 | 16.91 | 17.02 | 16.92 | 16.8 | 16.85 | 16.21 | 15.19 | 10.96 | 2.97 | 0.03 | 0 | 0 | 0 | 0 | 0 | 0 | 0 | 0 | 0 | 1.4 | 9.24 | 15.27 | 16.86 | 17.11 | 17.16 | 17.04 | 17.03 | 16.76 | 16.75 | 16.14 | 14.93 | 10.36 | 2.39 | 0.01 | 0 | 0 | 0 | 0 | 0 | 0 | 0 | 0 | 0 | 0.21 | 5.46 | 12.76 | 15.53 | 16.15 | 16.36 | 16.34 | 16.18 | 16.16 | 16.1 | 15.4 | 12.54 | 5.51 | 0.32 | 0 | 0 | 0 | 0 | 0 | 0 | 0 | 0 | 0 | 0 | 0.01 | 2.64 | 10.19 | 13.62 | 14.43 | 14.6 | 14.43 | 14.34 | 14.38 | 14.58 | 13.13 | 8.14 | 1.04 | 0 | 0 | 0 | 0 | 0 | 0 | 0 | 0 | 0 | 0 | 0 | 0 | 0.69 | 6.51 | 11.38 | 12.55 | 12.39 | 11.93 | 12.07 | 12.44 | 12.14 | 9.52 | 2.69 | 0.02 | 0 | 0 | 0 | 0 | 0 | 0 | 0 | 0 | 0 | 0 | 0 | 0.02 | 2.15 | 7.45 | 10.16 | 10.55 | 10.11 | 10.39 | 10.64 | 10.05 | 6.13 | 0.73 | 0 | 0 | 0 | 0 | 0 | 0 | 0 | 0 | 0 | 0 | 0 | 0 | 0 | 0 | 0.5 | 3.75 | 6.13 | 7.34 | 8.04 | 7.92 | 7.63 | 6.42 | 3.42 | 0.4 | 0 | 0 | 0 | 0 | 0 | 0 | 0
GIFFEN_6_SOLAR |  | Solar_Fixed | Solar Fixed | CISO | North | Norcal | FC | 10 | 0 | 0 | 0 | 0 | 0 | 0 | 0 | 0.31 | 2.16 | 4.23 | 5.33 | 5.58 | 5.82 | 5.12 | 4.81 | 3.28 | 0.77 | 0 | 0 | 0 | 0 | 0 | 0 | 0 | 0 | 0 | 0 | 0 | 0 | 0 | 0 | 1.15 | 4.46 | 6.15 | 6.74 | 6.9 | 7.08 | 6.67 | 6.21 | 5.04 | 2.55 | 0.18 | 0 | 0 | 0 | 0 | 0 | 0 | 0 | 0 | 0 | 0 | 0 | 0 | 0 | 0.63 | 3.43 | 5.6 | 6.71 | 6.86 | 6.81 | 6.57 | 6.15 | 5.48 | 4.22 | 1.5 | 0.32 | 0 | 0 | 0 | 0 | 0 | 0 | 0 | 0 | 0 | 0 | 0 | 0.06 | 1.78 | 5.02 | 6.79 | 7.58 | 7.87 | 8.13 | 7.99 | 7.96 | 7.6 | 6.73 | 5.13 | 1.97 | 0.08 | 0 | 0 | 0 | 0 | 0 | 0 | 0 | 0 | 0 | 0 | 0.57 | 3.27 | 5.73 | 7.21 | 7.94 | 8.25 | 8.23 | 8.22 | 8.22 | 7.91 | 7.05 | 5.71 | 3 | 0.4 | 0 | 0 | 0 | 0 | 0 | 0 | 0 | 0 | 0 | 0 | 0.87 | 3.65 | 5.97 | 7.34 | 8.15 | 8.56 | 8.69 | 8.76 | 8.58 | 8.24 | 7.37 | 5.99 | 3.64 | 0.9 | 0.01 | 0 | 0 | 0 | 0 | 0 | 0 | 0 | 0 | 0 | 0.43 | 3.1 | 5.87 | 7.49 | 8.36 | 8.8 | 8.95 | 8.87 | 8.67 | 8.25 | 7.44 | 6.04 | 3.63 | 0.79 | 0 | 0 | 0 | 0 | 0 | 0 | 0 | 0 | 0 | 0 | 0.08 | 1.92 | 5.09 | 7.03 | 8.07 | 8.53 | 8.62 | 8.62 | 8.45 | 8.03 | 7.06 | 5.19 | 2.11 | 0.14 | 0 | 0 | 0 | 0 | 0 | 0 | 0 | 0 | 0 | 0 | 0 | 1.08 | 4.28 | 6.47 | 7.56 | 7.97 | 8.14 | 8.05 | 7.88 | 7.46 | 6.18 | 3.48 | 0.53 | 0 | 0 | 0 | 0 | 0 | 0 | 0 | 0 | 0 | 0 | 0 | 0 | 0.34 | 3.07 | 5.59 | 6.65 | 6.99 | 7.09 | 7.03 | 6.83 | 6.17 | 4.48 | 1.37 | 0.01 | 0 | 0 | 0 | 0 | 0 | 0 | 0 | 0 | 0 | 0 | 0 | 0.01 | 1.22 | 4.12 | 5.79 | 6.45 | 6.58 | 6.54 | 6.17 | 5.41 | 3.09 | 0.41 | 0 | 0 | 0 | 0 | 0 | 0 | 0 | 0 | 0 | 0 | 0 | 0 | 0 | 0 | 0.39 | 2.25 | 3.92 | 4.84 | 5.17 | 4.94 | 4.47 | 4.11 | 2.12 | 0.26 | 0 | 0 | 0 | 0 | 0 | 0 | 0
GIFFEN_6_SOLAR1 |  | Solar_1Axis | Solar Tracking | CISO | North | Norcal | EO | 9 | 0 | 0 | 0 | 0 | 0 | 0 | 0 | 0.21 | 1.7 | 3.01 | 3.67 | 3.97 | 4.1 | 3.83 | 3.57 | 2.45 | 0.54 | 0 | 0 | 0 | 0 | 0 | 0 | 0 | 0 | 0 | 0 | 0 | 0 | 0 | 0 | 1.14 | 4.65 | 5.96 | 5.94 | 5.67 | 5.6 | 5.59 | 5.71 | 4.96 | 2.59 | 0.14 | 0 | 0 | 0 | 0 | 0 | 0 | 0 | 0 | 0 | 0 | 0 | 0 | 0 | 0.7 | 3.96 | 5.94 | 6.26 | 6.04 | 6.09 | 5.83 | 5.54 | 5.21 | 4.37 | 1.32 | 0.27 | 0 | 0 | 0 | 0 | 0 | 0 | 0 | 0 | 0 | 0 | 0 | 0.07 | 2.31 | 5.53 | 6.5 | 6.46 | 6.37 | 6.58 | 6.54 | 6.42 | 6.51 | 6.12 | 5.44 | 2.34 | 0.09 | 0 | 0 | 0 | 0 | 0 | 0 | 0 | 0 | 0 | 0 | 0.84 | 4.49 | 6.32 | 6.76 | 6.87 | 6.82 | 6.96 | 6.97 | 6.99 | 7.08 | 6.88 | 6.46 | 3.93 | 0.52 | 0 | 0 | 0 | 0 | 0 | 0 | 0 | 0 | 0 | 0.01 | 1.4 | 5.08 | 6.85 | 7.44 | 7.54 | 7.61 | 7.66 | 7.61 | 7.56 | 7.58 | 7.29 | 6.83 | 4.93 | 1.33 | 0.01 | 0 | 0 | 0 | 0 | 0 | 0 | 0 | 0 | 0 | 0.63 | 4.16 | 6.87 | 7.59 | 7.7 | 7.72 | 7.67 | 7.66 | 7.54 | 7.54 | 7.27 | 6.72 | 4.66 | 1.08 | 0.01 | 0 | 0 | 0 | 0 | 0 | 0 | 0 | 0 | 0 | 0.09 | 2.46 | 5.74 | 6.99 | 7.27 | 7.36 | 7.35 | 7.28 | 7.27 | 7.25 | 6.93 | 5.64 | 2.48 | 0.14 | 0 | 0 | 0 | 0 | 0 | 0 | 0 | 0 | 0 | 0 | 0 | 1.19 | 4.58 | 6.13 | 6.49 | 6.57 | 6.49 | 6.45 | 6.47 | 6.56 | 5.91 | 3.66 | 0.47 | 0 | 0 | 0 | 0 | 0 | 0 | 0 | 0 | 0 | 0 | 0 | 0 | 0.31 | 2.93 | 5.12 | 5.65 | 5.57 | 5.37 | 5.43 | 5.6 | 5.46 | 4.28 | 1.21 | 0.01 | 0 | 0 | 0 | 0 | 0 | 0 | 0 | 0 | 0 | 0 | 0 | 0.01 | 0.97 | 3.35 | 4.57 | 4.75 | 4.55 | 4.68 | 4.79 | 4.52 | 2.76 | 0.33 | 0 | 0 | 0 | 0 | 0 | 0 | 0 | 0 | 0 | 0 | 0 | 0 | 0 | 0 | 0.23 | 1.69 | 2.76 | 3.3 | 3.62 | 3.56 | 3.43 | 2.89 | 1.54 | 0.18 | 0 | 0 | 0 | 0 | 0 | 0 | 0
GLDFGR_6_SOLAR1 |  | Solar_1Axis | Solar Tracking | CISO | South | Socal | FC | 20 | 0 | 0 | 0 | 0 | 0 | 0 | 0.01 | 2.4 | 9.38 | 12.22 | 12.1 | 11.88 | 11.75 | 11.78 | 10.67 | 7.7 | 1.3 | 0 | 0 | 0 | 0 | 0 | 0 | 0 | 0 | 0 | 0 | 0 | 0 | 0 | 0.14 | 5.23 | 12.73 | 14.07 | 13.76 | 13.64 | 13.56 | 13.08 | 12.76 | 11.6 | 4.93 | 0.2 | 0 | 0 | 0 | 0 | 0 | 0 | 0 | 0 | 0 | 0 | 0 | 0 | 0.03 | 3.42 | 11.89 | 14.59 | 14.65 | 14.35 | 14.2 | 14.13 | 13.42 | 12.38 | 9.24 | 3.47 | 0.56 | 0 | 0 | 0 | 0 | 0 | 0 | 0 | 0 | 0 | 0 | 0 | 0.61 | 7.31 | 14.32 | 15.31 | 15.95 | 15.9 | 16 | 15.83 | 15.65 | 15.08 | 14.22 | 11.53 | 3.65 | 0.06 | 0 | 0 | 0 | 0 | 0 | 0 | 0 | 0 | 0 | 0.01 | 2.97 | 10.95 | 15.04 | 16.29 | 16.83 | 16.97 | 17.03 | 16.95 | 16.67 | 16.26 | 15.51 | 13.6 | 6.57 | 0.52 | 0 | 0 | 0 | 0 | 0 | 0 | 0 | 0 | 0 | 0.05 | 3.64 | 11.13 | 14.86 | 16.15 | 16.89 | 17.21 | 17.1 | 17.1 | 16.84 | 16.39 | 15.71 | 14.19 | 8.49 | 1.38 | 0 | 0 | 0 | 0 | 0 | 0 | 0 | 0 | 0 | 0 | 1.62 | 8.55 | 13.71 | 15.76 | 16.6 | 16.93 | 16.77 | 16.58 | 16.43 | 16.04 | 15.22 | 13.16 | 7.55 | 1.13 | 0 | 0 | 0 | 0 | 0 | 0 | 0 | 0 | 0 | 0 | 0.62 | 6.85 | 13.46 | 15.77 | 16.61 | 17.03 | 17.09 | 16.71 | 15.88 | 15.52 | 14.26 | 11.36 | 4.06 | 0.11 | 0 | 0 | 0 | 0 | 0 | 0 | 0 | 0 | 0 | 0 | 0.1 | 4.57 | 11.7 | 14.41 | 15.44 | 15.72 | 15.98 | 15.69 | 15.24 | 14.26 | 12.92 | 6.86 | 0.61 | 0 | 0 | 0 | 0 | 0 | 0 | 0 | 0 | 0 | 0 | 0 | 0 | 2 | 9.87 | 13.19 | 13.87 | 14.07 | 14.04 | 13.9 | 14.11 | 13.2 | 9.95 | 2.17 | 0 | 0 | 0 | 0 | 0 | 0 | 0 | 0 | 0 | 0 | 0 | 0 | 0.31 | 5.59 | 11.69 | 13.13 | 12.87 | 12.51 | 12.71 | 12.64 | 11.63 | 6.83 | 0.63 | 0 | 0 | 0 | 0 | 0 | 0 | 0 | 0 | 0 | 0 | 0 | 0 | 0 | 0.02 | 2.65 | 8.33 | 10.45 | 10.3 | 9.9 | 10.31 | 10.15 | 9.35 | 5.11 | 0.42 | 0 | 0 | 0 | 0 | 0 | 0 | 0
GLDFGR_6_SOLAR2 |  | Solar_1Axis | Solar Tracking | CISO | South | Socal | FC | 11.4 | 0 | 0 | 0 | 0 | 0 | 0 | 0.01 | 1.37 | 5.35 | 6.96 | 6.89 | 6.77 | 6.7 | 6.72 | 6.08 | 4.39 | 0.74 | 0 | 0 | 0 | 0 | 0 | 0 | 0 | 0 | 0 | 0 | 0 | 0 | 0 | 0.08 | 2.98 | 7.26 | 8.02 | 7.84 | 7.77 | 7.73 | 7.45 | 7.27 | 6.61 | 2.81 | 0.11 | 0 | 0 | 0 | 0 | 0 | 0 | 0 | 0 | 0 | 0 | 0 | 0 | 0.02 | 1.95 | 6.78 | 8.32 | 8.35 | 8.18 | 8.09 | 8.06 | 7.65 | 7.06 | 5.26 | 1.98 | 0.32 | 0 | 0 | 0 | 0 | 0 | 0 | 0 | 0 | 0 | 0 | 0 | 0.35 | 4.16 | 8.16 | 8.73 | 9.09 | 9.06 | 9.12 | 9.02 | 8.92 | 8.6 | 8.11 | 6.57 | 2.08 | 0.03 | 0 | 0 | 0 | 0 | 0 | 0 | 0 | 0 | 0 | 0.01 | 1.69 | 6.24 | 8.58 | 9.29 | 9.59 | 9.67 | 9.7 | 9.66 | 9.5 | 9.27 | 8.84 | 7.75 | 3.74 | 0.3 | 0 | 0 | 0 | 0 | 0 | 0 | 0 | 0 | 0 | 0.03 | 2.08 | 6.34 | 8.47 | 9.2 | 9.63 | 9.81 | 9.75 | 9.75 | 9.6 | 9.34 | 8.95 | 8.09 | 4.84 | 0.79 | 0 | 0 | 0 | 0 | 0 | 0 | 0 | 0 | 0 | 0 | 0.92 | 4.88 | 7.81 | 8.99 | 9.46 | 9.65 | 9.56 | 9.45 | 9.37 | 9.14 | 8.67 | 7.5 | 4.3 | 0.64 | 0 | 0 | 0 | 0 | 0 | 0 | 0 | 0 | 0 | 0 | 0.35 | 3.9 | 7.67 | 8.99 | 9.47 | 9.71 | 9.74 | 9.52 | 9.05 | 8.84 | 8.13 | 6.47 | 2.31 | 0.06 | 0 | 0 | 0 | 0 | 0 | 0 | 0 | 0 | 0 | 0 | 0.06 | 2.6 | 6.67 | 8.21 | 8.8 | 8.96 | 9.11 | 8.94 | 8.69 | 8.13 | 7.37 | 3.91 | 0.35 | 0 | 0 | 0 | 0 | 0 | 0 | 0 | 0 | 0 | 0 | 0 | 0 | 1.14 | 5.62 | 7.52 | 7.91 | 8.02 | 8 | 7.92 | 8.04 | 7.52 | 5.67 | 1.24 | 0 | 0 | 0 | 0 | 0 | 0 | 0 | 0 | 0 | 0 | 0 | 0 | 0.18 | 3.19 | 6.66 | 7.48 | 7.34 | 7.13 | 7.25 | 7.21 | 6.63 | 3.89 | 0.36 | 0 | 0 | 0 | 0 | 0 | 0 | 0 | 0 | 0 | 0 | 0 | 0 | 0 | 0.01 | 1.51 | 4.75 | 5.95 | 5.87 | 5.65 | 5.88 | 5.78 | 5.33 | 2.91 | 0.24 | 0 | 0 | 0 | 0 | 0 | 0 | 0
GLDTWN_6_COLUM3 |  | Solar_1Axis | Solar Tracking | CISO | South | Socal | FC | 10 | 0 | 0 | 0 | 0 | 0 | 0 | 0 | 1.2 | 4.69 | 6.11 | 6.05 | 5.94 | 5.88 | 5.89 | 5.34 | 3.85 | 0.65 | 0 | 0 | 0 | 0 | 0 | 0 | 0 | 0 | 0 | 0 | 0 | 0 | 0 | 0.07 | 2.62 | 6.36 | 7.03 | 6.88 | 6.82 | 6.78 | 6.54 | 6.38 | 5.8 | 2.46 | 0.1 | 0 | 0 | 0 | 0 | 0 | 0 | 0 | 0 | 0 | 0 | 0 | 0 | 0.01 | 1.71 | 5.94 | 7.3 | 7.32 | 7.17 | 7.1 | 7.07 | 6.71 | 6.19 | 4.62 | 1.74 | 0.28 | 0 | 0 | 0 | 0 | 0 | 0 | 0 | 0 | 0 | 0 | 0 | 0.31 | 3.65 | 7.16 | 7.66 | 7.97 | 7.95 | 8 | 7.92 | 7.82 | 7.54 | 7.11 | 5.76 | 1.82 | 0.03 | 0 | 0 | 0 | 0 | 0 | 0 | 0 | 0 | 0 | 0.01 | 1.48 | 5.48 | 7.52 | 8.15 | 8.41 | 8.48 | 8.51 | 8.48 | 8.33 | 8.13 | 7.75 | 6.8 | 3.28 | 0.26 | 0 | 0 | 0 | 0 | 0 | 0 | 0 | 0 | 0 | 0.02 | 1.82 | 5.56 | 7.43 | 8.07 | 8.44 | 8.61 | 8.55 | 8.55 | 8.42 | 8.19 | 7.85 | 7.09 | 4.24 | 0.69 | 0 | 0 | 0 | 0 | 0 | 0 | 0 | 0 | 0 | 0 | 0.81 | 4.28 | 6.85 | 7.88 | 8.3 | 8.46 | 8.39 | 8.29 | 8.22 | 8.02 | 7.61 | 6.58 | 3.77 | 0.56 | 0 | 0 | 0 | 0 | 0 | 0 | 0 | 0 | 0 | 0 | 0.31 | 3.43 | 6.73 | 7.88 | 8.31 | 8.52 | 8.55 | 8.35 | 7.94 | 7.76 | 7.13 | 5.68 | 2.03 | 0.06 | 0 | 0 | 0 | 0 | 0 | 0 | 0 | 0 | 0 | 0 | 0.05 | 2.28 | 5.85 | 7.2 | 7.72 | 7.86 | 7.99 | 7.84 | 7.62 | 7.13 | 6.46 | 3.43 | 0.3 | 0 | 0 | 0 | 0 | 0 | 0 | 0 | 0 | 0 | 0 | 0 | 0 | 1 | 4.93 | 6.59 | 6.94 | 7.04 | 7.02 | 6.95 | 7.06 | 6.6 | 4.98 | 1.08 | 0 | 0 | 0 | 0 | 0 | 0 | 0 | 0 | 0 | 0 | 0 | 0 | 0.16 | 2.8 | 5.84 | 6.56 | 6.44 | 6.26 | 6.36 | 6.32 | 5.81 | 3.41 | 0.32 | 0 | 0 | 0 | 0 | 0 | 0 | 0 | 0 | 0 | 0 | 0 | 0 | 0 | 0.01 | 1.32 | 4.17 | 5.22 | 5.15 | 4.95 | 5.15 | 5.07 | 4.67 | 2.55 | 0.21 | 0 | 0 | 0 | 0 | 0 | 0 | 0
GLDTWN_6_SOLAR |  | Solar_1Axis | Solar Tracking | CISO | South | Socal | FC | 5 | 0 | 0 | 0 | 0 | 0 | 0 | 0 | 0.6 | 2.35 | 3.05 | 3.02 | 2.97 | 2.94 | 2.95 | 2.67 | 1.93 | 0.32 | 0 | 0 | 0 | 0 | 0 | 0 | 0 | 0 | 0 | 0 | 0 | 0 | 0 | 0.03 | 1.31 | 3.18 | 3.52 | 3.44 | 3.41 | 3.39 | 3.27 | 3.19 | 2.9 | 1.23 | 0.05 | 0 | 0 | 0 | 0 | 0 | 0 | 0 | 0 | 0 | 0 | 0 | 0 | 0.01 | 0.86 | 2.97 | 3.65 | 3.66 | 3.59 | 3.55 | 3.53 | 3.36 | 3.09 | 2.31 | 0.87 | 0.14 | 0 | 0 | 0 | 0 | 0 | 0 | 0 | 0 | 0 | 0 | 0 | 0.15 | 1.83 | 3.58 | 3.83 | 3.99 | 3.98 | 4 | 3.96 | 3.91 | 3.77 | 3.55 | 2.88 | 0.91 | 0.01 | 0 | 0 | 0 | 0 | 0 | 0 | 0 | 0 | 0 | 0 | 0.74 | 2.74 | 3.76 | 4.07 | 4.21 | 4.24 | 4.26 | 4.24 | 4.17 | 4.07 | 3.88 | 3.4 | 1.64 | 0.13 | 0 | 0 | 0 | 0 | 0 | 0 | 0 | 0 | 0 | 0.01 | 0.91 | 2.78 | 3.72 | 4.04 | 4.22 | 4.3 | 4.28 | 4.28 | 4.21 | 4.1 | 3.93 | 3.55 | 2.12 | 0.34 | 0 | 0 | 0 | 0 | 0 | 0 | 0 | 0 | 0 | 0 | 0.4 | 2.14 | 3.43 | 3.94 | 4.15 | 4.23 | 4.19 | 4.14 | 4.11 | 4.01 | 3.8 | 3.29 | 1.89 | 0.28 | 0 | 0 | 0 | 0 | 0 | 0 | 0 | 0 | 0 | 0 | 0.15 | 1.71 | 3.36 | 3.94 | 4.15 | 4.26 | 4.27 | 4.18 | 3.97 | 3.88 | 3.57 | 2.84 | 1.02 | 0.03 | 0 | 0 | 0 | 0 | 0 | 0 | 0 | 0 | 0 | 0 | 0.02 | 1.14 | 2.92 | 3.6 | 3.86 | 3.93 | 4 | 3.92 | 3.81 | 3.56 | 3.23 | 1.71 | 0.15 | 0 | 0 | 0 | 0 | 0 | 0 | 0 | 0 | 0 | 0 | 0 | 0 | 0.5 | 2.47 | 3.3 | 3.47 | 3.52 | 3.51 | 3.48 | 3.53 | 3.3 | 2.49 | 0.54 | 0 | 0 | 0 | 0 | 0 | 0 | 0 | 0 | 0 | 0 | 0 | 0 | 0.08 | 1.4 | 2.92 | 3.28 | 3.22 | 3.13 | 3.18 | 3.16 | 2.91 | 1.71 | 0.16 | 0 | 0 | 0 | 0 | 0 | 0 | 0 | 0 | 0 | 0 | 0 | 0 | 0 | 0.01 | 0.66 | 2.08 | 2.61 | 2.57 | 2.48 | 2.58 | 2.54 | 2.34 | 1.28 | 0.11 | 0 | 0 | 0 | 0 | 0 | 0 | 0
GLOW_6_SOLAR |  | Solar_1Axis | Solar Tracking | CISO | South | Socal | EO | 20 | 0 | 0 | 0 | 0 | 0 | 0 | 0.01 | 2.4 | 9.38 | 12.22 | 12.1 | 11.88 | 11.75 | 11.78 | 10.67 | 7.7 | 1.3 | 0 | 0 | 0 | 0 | 0 | 0 | 0 | 0 | 0 | 0 | 0 | 0 | 0 | 0.14 | 5.23 | 12.73 | 14.07 | 13.76 | 13.64 | 13.56 | 13.08 | 12.76 | 11.6 | 4.93 | 0.2 | 0 | 0 | 0 | 0 | 0 | 0 | 0 | 0 | 0 | 0 | 0 | 0 | 0.03 | 3.42 | 11.89 | 14.59 | 14.65 | 14.35 | 14.2 | 14.13 | 13.42 | 12.38 | 9.24 | 3.47 | 0.56 | 0 | 0 | 0 | 0 | 0 | 0 | 0 | 0 | 0 | 0 | 0 | 0.61 | 7.31 | 14.32 | 15.31 | 15.95 | 15.9 | 16 | 15.83 | 15.65 | 15.08 | 14.22 | 11.53 | 3.65 | 0.06 | 0 | 0 | 0 | 0 | 0 | 0 | 0 | 0 | 0 | 0.01 | 2.97 | 10.95 | 15.04 | 16.29 | 16.83 | 16.97 | 17.03 | 16.95 | 16.67 | 16.26 | 15.51 | 13.6 | 6.57 | 0.52 | 0 | 0 | 0 | 0 | 0 | 0 | 0 | 0 | 0 | 0.05 | 3.64 | 11.13 | 14.86 | 16.15 | 16.89 | 17.21 | 17.1 | 17.1 | 16.84 | 16.39 | 15.71 | 14.19 | 8.49 | 1.38 | 0 | 0 | 0 | 0 | 0 | 0 | 0 | 0 | 0 | 0 | 1.62 | 8.55 | 13.71 | 15.76 | 16.6 | 16.93 | 16.77 | 16.58 | 16.43 | 16.04 | 15.22 | 13.16 | 7.55 | 1.13 | 0 | 0 | 0 | 0 | 0 | 0 | 0 | 0 | 0 | 0 | 0.62 | 6.85 | 13.46 | 15.77 | 16.61 | 17.03 | 17.09 | 16.71 | 15.88 | 15.52 | 14.26 | 11.36 | 4.06 | 0.11 | 0 | 0 | 0 | 0 | 0 | 0 | 0 | 0 | 0 | 0 | 0.1 | 4.57 | 11.7 | 14.41 | 15.44 | 15.72 | 15.98 | 15.69 | 15.24 | 14.26 | 12.92 | 6.86 | 0.61 | 0 | 0 | 0 | 0 | 0 | 0 | 0 | 0 | 0 | 0 | 0 | 0 | 2 | 9.87 | 13.19 | 13.87 | 14.07 | 14.04 | 13.9 | 14.11 | 13.2 | 9.95 | 2.17 | 0 | 0 | 0 | 0 | 0 | 0 | 0 | 0 | 0 | 0 | 0 | 0 | 0.31 | 5.59 | 11.69 | 13.13 | 12.87 | 12.51 | 12.71 | 12.64 | 11.63 | 6.83 | 0.63 | 0 | 0 | 0 | 0 | 0 | 0 | 0 | 0 | 0 | 0 | 0 | 0 | 0 | 0.02 | 2.65 | 8.33 | 10.45 | 10.3 | 9.9 | 10.31 | 10.15 | 9.35 | 5.11 | 0.42 | 0 | 0 | 0 | 0 | 0 | 0 | 0
GOOSLK_1_SOLAR1 |  | Solar_1Axis | Solar Tracking | CISO | North | Norcal | FC | 12 | 0 | 0 | 0 | 0 | 0 | 0 | 0 | 0.28 | 2.27 | 4.02 | 4.9 | 5.3 | 5.47 | 5.1 | 4.76 | 3.27 | 0.72 | 0 | 0 | 0 | 0 | 0 | 0 | 0 | 0 | 0 | 0 | 0 | 0 | 0 | 0 | 1.52 | 6.2 | 7.95 | 7.92 | 7.56 | 7.47 | 7.45 | 7.61 | 6.61 | 3.45 | 0.18 | 0 | 0 | 0 | 0 | 0 | 0 | 0 | 0 | 0 | 0 | 0 | 0 | 0 | 0.94 | 5.28 | 7.92 | 8.35 | 8.05 | 8.11 | 7.77 | 7.39 | 6.95 | 5.82 | 1.76 | 0.37 | 0 | 0 | 0 | 0 | 0 | 0 | 0 | 0 | 0 | 0 | 0 | 0.09 | 3.09 | 7.37 | 8.67 | 8.62 | 8.49 | 8.77 | 8.73 | 8.56 | 8.67 | 8.17 | 7.26 | 3.12 | 0.12 | 0 | 0 | 0 | 0 | 0 | 0 | 0 | 0 | 0 | 0 | 1.12 | 5.99 | 8.42 | 9.01 | 9.16 | 9.09 | 9.28 | 9.3 | 9.32 | 9.44 | 9.18 | 8.61 | 5.24 | 0.7 | 0 | 0 | 0 | 0 | 0 | 0 | 0 | 0 | 0 | 0.01 | 1.86 | 6.77 | 9.13 | 9.93 | 10.06 | 10.15 | 10.21 | 10.15 | 10.08 | 10.11 | 9.73 | 9.11 | 6.57 | 1.78 | 0.02 | 0 | 0 | 0 | 0 | 0 | 0 | 0 | 0 | 0 | 0.84 | 5.55 | 9.16 | 10.11 | 10.27 | 10.3 | 10.22 | 10.22 | 10.06 | 10.05 | 9.69 | 8.96 | 6.21 | 1.43 | 0.01 | 0 | 0 | 0 | 0 | 0 | 0 | 0 | 0 | 0 | 0.12 | 3.28 | 7.65 | 9.32 | 9.69 | 9.81 | 9.8 | 9.71 | 9.7 | 9.66 | 9.24 | 7.52 | 3.31 | 0.19 | 0 | 0 | 0 | 0 | 0 | 0 | 0 | 0 | 0 | 0 | 0 | 1.59 | 6.11 | 8.17 | 8.66 | 8.76 | 8.66 | 8.6 | 8.63 | 8.75 | 7.88 | 4.88 | 0.63 | 0 | 0 | 0 | 0 | 0 | 0 | 0 | 0 | 0 | 0 | 0 | 0 | 0.41 | 3.91 | 6.83 | 7.53 | 7.43 | 7.16 | 7.24 | 7.46 | 7.29 | 5.71 | 1.61 | 0.01 | 0 | 0 | 0 | 0 | 0 | 0 | 0 | 0 | 0 | 0 | 0 | 0.01 | 1.29 | 4.47 | 6.1 | 6.33 | 6.06 | 6.24 | 6.38 | 6.03 | 3.68 | 0.44 | 0 | 0 | 0 | 0 | 0 | 0 | 0 | 0 | 0 | 0 | 0 | 0 | 0 | 0 | 0.3 | 2.25 | 3.68 | 4.41 | 4.82 | 4.75 | 4.58 | 3.85 | 2.05 | 0.24 | 0 | 0 | 0 | 0 | 0 | 0 | 0
GRIDLY_6_SOLAR |  | Solar_Fixed | Solar Fixed | CISO | North | Norcal | EO | 2.5 | 0 | 0 | 0 | 0 | 0 | 0 | 0 | 0.08 | 0.54 | 1.06 | 1.33 | 1.4 | 1.46 | 1.28 | 1.2 | 0.82 | 0.19 | 0 | 0 | 0 | 0 | 0 | 0 | 0 | 0 | 0 | 0 | 0 | 0 | 0 | 0 | 0.29 | 1.12 | 1.54 | 1.69 | 1.73 | 1.77 | 1.67 | 1.55 | 1.26 | 0.64 | 0.05 | 0 | 0 | 0 | 0 | 0 | 0 | 0 | 0 | 0 | 0 | 0 | 0 | 0 | 0.16 | 0.86 | 1.4 | 1.68 | 1.72 | 1.7 | 1.64 | 1.54 | 1.37 | 1.06 | 0.37 | 0.08 | 0 | 0 | 0 | 0 | 0 | 0 | 0 | 0 | 0 | 0 | 0 | 0.01 | 0.45 | 1.25 | 1.7 | 1.89 | 1.97 | 2.03 | 2 | 1.99 | 1.9 | 1.68 | 1.28 | 0.49 | 0.02 | 0 | 0 | 0 | 0 | 0 | 0 | 0 | 0 | 0 | 0 | 0.14 | 0.82 | 1.43 | 1.8 | 1.98 | 2.06 | 2.06 | 2.06 | 2.06 | 1.98 | 1.76 | 1.43 | 0.75 | 0.1 | 0 | 0 | 0 | 0 | 0 | 0 | 0 | 0 | 0 | 0 | 0.22 | 0.91 | 1.49 | 1.84 | 2.04 | 2.14 | 2.17 | 2.19 | 2.14 | 2.06 | 1.84 | 1.5 | 0.91 | 0.23 | 0 | 0 | 0 | 0 | 0 | 0 | 0 | 0 | 0 | 0 | 0.11 | 0.77 | 1.47 | 1.87 | 2.09 | 2.2 | 2.24 | 2.22 | 2.17 | 2.06 | 1.86 | 1.51 | 0.91 | 0.2 | 0 | 0 | 0 | 0 | 0 | 0 | 0 | 0 | 0 | 0 | 0.02 | 0.48 | 1.27 | 1.76 | 2.02 | 2.13 | 2.16 | 2.15 | 2.11 | 2.01 | 1.76 | 1.3 | 0.53 | 0.04 | 0 | 0 | 0 | 0 | 0 | 0 | 0 | 0 | 0 | 0 | 0 | 0.27 | 1.07 | 1.62 | 1.89 | 1.99 | 2.03 | 2.01 | 1.97 | 1.86 | 1.54 | 0.87 | 0.13 | 0 | 0 | 0 | 0 | 0 | 0 | 0 | 0 | 0 | 0 | 0 | 0 | 0.09 | 0.77 | 1.4 | 1.66 | 1.75 | 1.77 | 1.76 | 1.71 | 1.54 | 1.12 | 0.34 | 0 | 0 | 0 | 0 | 0 | 0 | 0 | 0 | 0 | 0 | 0 | 0 | 0 | 0.3 | 1.03 | 1.45 | 1.61 | 1.64 | 1.63 | 1.54 | 1.35 | 0.77 | 0.1 | 0 | 0 | 0 | 0 | 0 | 0 | 0 | 0 | 0 | 0 | 0 | 0 | 0 | 0 | 0.1 | 0.56 | 0.98 | 1.21 | 1.29 | 1.24 | 1.12 | 1.03 | 0.53 | 0.06 | 0 | 0 | 0 | 0 | 0 | 0 | 0
GUERNS_6_SOLAR |  | Solar_1Axis | Solar Tracking | CISO | North | Norcal | FC | 20 | 0 | 0 | 0 | 0 | 0 | 0 | 0 | 0.47 | 3.78 | 6.7 | 8.17 | 8.83 | 9.12 | 8.51 | 7.94 | 5.45 | 1.21 | 0 | 0 | 0 | 0 | 0 | 0 | 0 | 0 | 0 | 0 | 0 | 0 | 0 | 0 | 2.54 | 10.33 | 13.25 | 13.2 | 12.6 | 12.45 | 12.42 | 12.69 | 11.02 | 5.75 | 0.31 | 0 | 0 | 0 | 0 | 0 | 0 | 0 | 0 | 0 | 0 | 0 | 0 | 0 | 1.56 | 8.8 | 13.2 | 13.92 | 13.41 | 13.52 | 12.95 | 12.31 | 11.59 | 9.7 | 2.94 | 0.61 | 0 | 0 | 0 | 0 | 0 | 0 | 0 | 0 | 0 | 0 | 0 | 0.16 | 5.14 | 12.28 | 14.45 | 14.37 | 14.15 | 14.62 | 14.54 | 14.27 | 14.46 | 13.61 | 12.09 | 5.2 | 0.21 | 0 | 0 | 0 | 0 | 0 | 0 | 0 | 0 | 0 | 0 | 1.87 | 9.98 | 14.04 | 15.02 | 15.27 | 15.15 | 15.47 | 15.49 | 15.53 | 15.74 | 15.3 | 14.35 | 8.74 | 1.16 | 0 | 0 | 0 | 0 | 0 | 0 | 0 | 0 | 0 | 0.01 | 3.11 | 11.28 | 15.22 | 16.54 | 16.76 | 16.91 | 17.02 | 16.92 | 16.8 | 16.85 | 16.21 | 15.19 | 10.96 | 2.97 | 0.03 | 0 | 0 | 0 | 0 | 0 | 0 | 0 | 0 | 0 | 1.4 | 9.24 | 15.27 | 16.86 | 17.11 | 17.16 | 17.04 | 17.03 | 16.76 | 16.75 | 16.14 | 14.93 | 10.36 | 2.39 | 0.01 | 0 | 0 | 0 | 0 | 0 | 0 | 0 | 0 | 0 | 0.21 | 5.46 | 12.76 | 15.53 | 16.15 | 16.36 | 16.34 | 16.18 | 16.16 | 16.1 | 15.4 | 12.54 | 5.51 | 0.32 | 0 | 0 | 0 | 0 | 0 | 0 | 0 | 0 | 0 | 0 | 0.01 | 2.64 | 10.19 | 13.62 | 14.43 | 14.6 | 14.43 | 14.34 | 14.38 | 14.58 | 13.13 | 8.14 | 1.04 | 0 | 0 | 0 | 0 | 0 | 0 | 0 | 0 | 0 | 0 | 0 | 0 | 0.69 | 6.51 | 11.38 | 12.55 | 12.39 | 11.93 | 12.07 | 12.44 | 12.14 | 9.52 | 2.69 | 0.02 | 0 | 0 | 0 | 0 | 0 | 0 | 0 | 0 | 0 | 0 | 0 | 0.02 | 2.15 | 7.45 | 10.16 | 10.55 | 10.11 | 10.39 | 10.64 | 10.05 | 6.13 | 0.73 | 0 | 0 | 0 | 0 | 0 | 0 | 0 | 0 | 0 | 0 | 0 | 0 | 0 | 0 | 0.5 | 3.75 | 6.13 | 7.34 | 8.04 | 7.92 | 7.63 | 6.42 | 3.42 | 0.4 | 0 | 0 | 0 | 0 | 0 | 0 | 0
HATRDG_2_WIND |  | Wind | Wind | CISO | North | Norcal | FC | 102 | 5.41 | 5.17 | 4.48 | 4.22 | 4.64 | 4.78 | 4.72 | 4.98 | 4.56 | 3.9 | 4.08 | 4.32 | 3.72 | 3.42 | 3.06 | 2.67 | 2.77 | 3.64 | 4.32 | 4.75 | 4.42 | 4.71 | 5.15 | 5.18 | 12.32 | 13.06 | 12.33 | 10.41 | 9.54 | 9.73 | 9.73 | 10.37 | 8.31 | 7.81 | 8.26 | 7.37 | 6.87 | 6.67 | 6.15 | 6.42 | 6.15 | 7.04 | 7.48 | 7.79 | 8.61 | 10.76 | 11.52 | 12.52 | 14.18 | 13.44 | 12.15 | 11.47 | 10.22 | 8.06 | 7.76 | 7.18 | 7.14 | 5.93 | 5.01 | 5.07 | 4.94 | 5.32 | 5.49 | 5.54 | 6.43 | 7.27 | 10.06 | 13.59 | 16.32 | 15.51 | 15.29 | 14.3 | 38.48 | 35.05 | 34.51 | 28.59 | 25.33 | 22.2 | 20.61 | 16.26 | 11.82 | 12.47 | 11.02 | 8.74 | 8.97 | 10.36 | 12.2 | 16.23 | 21.74 | 27.78 | 29.66 | 31.18 | 34.89 | 35.57 | 37.9 | 39.45 | 49.64 | 47.06 | 46.81 | 46.03 | 39.35 | 33.75 | 30.99 | 25.6 | 25.86 | 22.57 | 18.35 | 14.5 | 16.35 | 19.02 | 21.4 | 28.69 | 38.32 | 44.43 | 49.04 | 47.63 | 48.96 | 51.38 | 49.24 | 47.11 | 37.76 | 40.35 | 35.91 | 33.02 | 29.71 | 27.09 | 22.92 | 16.04 | 12.78 | 8.93 | 7.66 | 5.44 | 4.4 | 5.84 | 6.47 | 9.85 | 16.75 | 25.11 | 31.33 | 32.72 | 35.81 | 36.37 | 36.5 | 37.96 | 60.85 | 59.35 | 54.97 | 49.06 | 46.29 | 43.34 | 36.94 | 30.79 | 21.91 | 17.78 | 11.31 | 8.07 | 7.32 | 11.26 | 13.31 | 19.45 | 31.85 | 40.17 | 42.51 | 44.48 | 50.98 | 52.83 | 58 | 61.02 | 49.73 | 47.54 | 44.68 | 39.62 | 34.33 | 29.63 | 25.64 | 21.85 | 13.94 | 10.37 | 7.59 | 5.06 | 3.15 | 4.42 | 5.46 | 8.46 | 13.92 | 21.94 | 29.68 | 38.61 | 47.05 | 49.64 | 50.31 | 51.24 | 18.77 | 18.47 | 17.4 | 16.22 | 12.47 | 10.03 | 9.67 | 7.56 | 5.63 | 3.43 | 2.65 | 1.32 | 0.91 | 1.4 | 2.15 | 3 | 5.21 | 6.74 | 7.57 | 11.44 | 15.14 | 16.82 | 17.49 | 17.82 | 7.82 | 7.19 | 5.28 | 4.26 | 3.5 | 2.91 | 3.34 | 2.79 | 2.56 | 1.73 | 1.05 | 0.85 | 0.67 | 0.71 | 0.95 | 1.01 | 0.9 | 1.01 | 1.83 | 2.49 | 3.62 | 4.37 | 5.63 | 6.44 | 5.88 | 5.18 | 4.7 | 5.58 | 5.12 | 5.09 | 4.82 | 5.29 | 4.38 | 3.41 | 3.03 | 2.67 | 2.69 | 2.4 | 2.61 | 2.94 | 2.75 | 2.89 | 3.49 | 3.61 | 4.82 | 5.23 | 6 | 5.97 | 5.57 | 5.56 | 5.36 | 4.76 | 5.18 | 5.33 | 4.65 | 5.3 | 4.98 | 4.08 | 3.86 | 3.27 | 3.33 | 3.24 | 3.47 | 3.68 | 3.4 | 3.49 | 4.37 | 5.25 | 6.03 | 5.78 | 5.33 | 6.12
HENRTA_6_SOLAR1 |  | Solar_1Axis | Solar Tracking | CISO | North | Norcal | ID | 1.5 | 0 | 0 | 0 | 0 | 0 | 0 | 0 | 0.04 | 0.28 | 0.5 | 0.61 | 0.66 | 0.68 | 0.64 | 0.6 | 0.41 | 0.09 | 0 | 0 | 0 | 0 | 0 | 0 | 0 | 0 | 0 | 0 | 0 | 0 | 0 | 0 | 0.19 | 0.77 | 0.99 | 0.99 | 0.95 | 0.93 | 0.93 | 0.95 | 0.83 | 0.43 | 0.02 | 0 | 0 | 0 | 0 | 0 | 0 | 0 | 0 | 0 | 0 | 0 | 0 | 0 | 0.12 | 0.66 | 0.99 | 1.04 | 1.01 | 1.01 | 0.97 | 0.92 | 0.87 | 0.73 | 0.22 | 0.05 | 0 | 0 | 0 | 0 | 0 | 0 | 0 | 0 | 0 | 0 | 0 | 0.01 | 0.39 | 0.92 | 1.08 | 1.08 | 1.06 | 1.1 | 1.09 | 1.07 | 1.08 | 1.02 | 0.91 | 0.39 | 0.02 | 0 | 0 | 0 | 0 | 0 | 0 | 0 | 0 | 0 | 0 | 0.14 | 0.75 | 1.05 | 1.13 | 1.15 | 1.14 | 1.16 | 1.16 | 1.16 | 1.18 | 1.15 | 1.08 | 0.66 | 0.09 | 0 | 0 | 0 | 0 | 0 | 0 | 0 | 0 | 0 | 0 | 0.23 | 0.85 | 1.14 | 1.24 | 1.26 | 1.27 | 1.28 | 1.27 | 1.26 | 1.26 | 1.22 | 1.14 | 0.82 | 0.22 | 0 | 0 | 0 | 0 | 0 | 0 | 0 | 0 | 0 | 0 | 0.1 | 0.69 | 1.15 | 1.26 | 1.28 | 1.29 | 1.28 | 1.28 | 1.26 | 1.26 | 1.21 | 1.12 | 0.78 | 0.18 | 0 | 0 | 0 | 0 | 0 | 0 | 0 | 0 | 0 | 0 | 0.02 | 0.41 | 0.96 | 1.17 | 1.21 | 1.23 | 1.23 | 1.21 | 1.21 | 1.21 | 1.15 | 0.94 | 0.41 | 0.02 | 0 | 0 | 0 | 0 | 0 | 0 | 0 | 0 | 0 | 0 | 0 | 0.2 | 0.76 | 1.02 | 1.08 | 1.09 | 1.08 | 1.08 | 1.08 | 1.09 | 0.98 | 0.61 | 0.08 | 0 | 0 | 0 | 0 | 0 | 0 | 0 | 0 | 0 | 0 | 0 | 0 | 0.05 | 0.49 | 0.85 | 0.94 | 0.93 | 0.89 | 0.91 | 0.93 | 0.91 | 0.71 | 0.2 | 0 | 0 | 0 | 0 | 0 | 0 | 0 | 0 | 0 | 0 | 0 | 0 | 0 | 0.16 | 0.56 | 0.76 | 0.79 | 0.76 | 0.78 | 0.8 | 0.75 | 0.46 | 0.05 | 0 | 0 | 0 | 0 | 0 | 0 | 0 | 0 | 0 | 0 | 0 | 0 | 0 | 0 | 0.04 | 0.28 | 0.46 | 0.55 | 0.6 | 0.59 | 0.57 | 0.48 | 0.26 | 0.03 | 0 | 0 | 0 | 0 | 0 | 0 | 0
HENRTA_6_SOLAR2 |  | Solar_1Axis | Solar Tracking | CISO | North | Norcal | EO | 2 | 0 | 0 | 0 | 0 | 0 | 0 | 0 | 0.05 | 0.38 | 0.67 | 0.82 | 0.88 | 0.91 | 0.85 | 0.79 | 0.54 | 0.12 | 0 | 0 | 0 | 0 | 0 | 0 | 0 | 0 | 0 | 0 | 0 | 0 | 0 | 0 | 0.25 | 1.03 | 1.33 | 1.32 | 1.26 | 1.24 | 1.24 | 1.27 | 1.1 | 0.58 | 0.03 | 0 | 0 | 0 | 0 | 0 | 0 | 0 | 0 | 0 | 0 | 0 | 0 | 0 | 0.16 | 0.88 | 1.32 | 1.39 | 1.34 | 1.35 | 1.29 | 1.23 | 1.16 | 0.97 | 0.29 | 0.06 | 0 | 0 | 0 | 0 | 0 | 0 | 0 | 0 | 0 | 0 | 0 | 0.02 | 0.51 | 1.23 | 1.44 | 1.44 | 1.42 | 1.46 | 1.45 | 1.43 | 1.45 | 1.36 | 1.21 | 0.52 | 0.02 | 0 | 0 | 0 | 0 | 0 | 0 | 0 | 0 | 0 | 0 | 0.19 | 1 | 1.4 | 1.5 | 1.53 | 1.51 | 1.55 | 1.55 | 1.55 | 1.57 | 1.53 | 1.43 | 0.87 | 0.12 | 0 | 0 | 0 | 0 | 0 | 0 | 0 | 0 | 0 | 0 | 0.31 | 1.13 | 1.52 | 1.65 | 1.68 | 1.69 | 1.7 | 1.69 | 1.68 | 1.69 | 1.62 | 1.52 | 1.1 | 0.3 | 0 | 0 | 0 | 0 | 0 | 0 | 0 | 0 | 0 | 0 | 0.14 | 0.92 | 1.53 | 1.69 | 1.71 | 1.72 | 1.7 | 1.7 | 1.68 | 1.67 | 1.61 | 1.49 | 1.04 | 0.24 | 0 | 0 | 0 | 0 | 0 | 0 | 0 | 0 | 0 | 0 | 0.02 | 0.55 | 1.28 | 1.55 | 1.62 | 1.64 | 1.63 | 1.62 | 1.62 | 1.61 | 1.54 | 1.25 | 0.55 | 0.03 | 0 | 0 | 0 | 0 | 0 | 0 | 0 | 0 | 0 | 0 | 0 | 0.26 | 1.02 | 1.36 | 1.44 | 1.46 | 1.44 | 1.43 | 1.44 | 1.46 | 1.31 | 0.81 | 0.1 | 0 | 0 | 0 | 0 | 0 | 0 | 0 | 0 | 0 | 0 | 0 | 0 | 0.07 | 0.65 | 1.14 | 1.26 | 1.24 | 1.19 | 1.21 | 1.24 | 1.21 | 0.95 | 0.27 | 0 | 0 | 0 | 0 | 0 | 0 | 0 | 0 | 0 | 0 | 0 | 0 | 0 | 0.21 | 0.74 | 1.02 | 1.06 | 1.01 | 1.04 | 1.06 | 1.01 | 0.61 | 0.07 | 0 | 0 | 0 | 0 | 0 | 0 | 0 | 0 | 0 | 0 | 0 | 0 | 0 | 0 | 0.05 | 0.37 | 0.61 | 0.73 | 0.8 | 0.79 | 0.76 | 0.64 | 0.34 | 0.04 | 0 | 0 | 0 | 0 | 0 | 0 | 0
HENRTS_1_SOLAR |  | Solar_1Axis | Solar Tracking | CISO | North | Norcal | FC | 100 | 0 | 0 | 0 | 0 | 0 | 0 | 0 | 2.35 | 18.9 | 33.48 | 40.83 | 44.14 | 45.59 | 42.53 | 39.69 | 27.24 | 6.03 | 0 | 0 | 0 | 0 | 0 | 0 | 0 | 0 | 0 | 0 | 0 | 0 | 0 | 0.02 | 12.68 | 51.66 | 66.26 | 66.02 | 63.02 | 62.23 | 62.08 | 63.44 | 55.08 | 28.76 | 1.53 | 0 | 0 | 0 | 0 | 0 | 0 | 0 | 0 | 0 | 0 | 0 | 0 | 0 | 7.79 | 43.98 | 66.02 | 69.6 | 67.06 | 67.62 | 64.74 | 61.56 | 57.94 | 48.52 | 14.7 | 3.05 | 0 | 0 | 0 | 0 | 0 | 0 | 0 | 0 | 0 | 0 | 0 | 0.78 | 25.71 | 61.41 | 72.25 | 71.83 | 70.75 | 73.12 | 72.71 | 71.33 | 72.28 | 68.05 | 60.47 | 26 | 1.04 | 0 | 0 | 0 | 0 | 0 | 0 | 0 | 0 | 0 | 0 | 9.34 | 49.88 | 70.19 | 75.09 | 76.34 | 75.74 | 77.34 | 77.47 | 77.65 | 78.69 | 76.48 | 71.75 | 43.71 | 5.8 | 0 | 0 | 0 | 0 | 0 | 0 | 0 | 0 | 0 | 0.06 | 15.53 | 56.42 | 76.09 | 82.71 | 83.82 | 84.54 | 85.09 | 84.6 | 84.01 | 84.26 | 81.05 | 75.93 | 54.78 | 14.83 | 0.13 | 0 | 0 | 0 | 0 | 0 | 0 | 0 | 0 | 0 | 6.98 | 46.22 | 76.33 | 84.29 | 85.57 | 85.81 | 85.18 | 85.16 | 83.81 | 83.75 | 80.72 | 74.66 | 51.79 | 11.96 | 0.06 | 0 | 0 | 0 | 0 | 0 | 0 | 0 | 0 | 0 | 1.03 | 27.32 | 63.78 | 77.67 | 80.76 | 81.79 | 81.68 | 80.92 | 80.8 | 80.5 | 76.99 | 62.7 | 27.57 | 1.61 | 0 | 0 | 0 | 0 | 0 | 0 | 0 | 0 | 0 | 0 | 0.04 | 13.21 | 50.93 | 68.1 | 72.15 | 73 | 72.14 | 71.69 | 71.89 | 72.92 | 65.64 | 40.7 | 5.22 | 0 | 0 | 0 | 0 | 0 | 0 | 0 | 0 | 0 | 0 | 0 | 0 | 3.45 | 32.56 | 56.92 | 62.77 | 61.93 | 59.65 | 60.35 | 62.19 | 60.71 | 47.59 | 13.44 | 0.09 | 0 | 0 | 0 | 0 | 0 | 0 | 0 | 0 | 0 | 0 | 0 | 0.1 | 10.73 | 37.23 | 50.81 | 52.77 | 50.53 | 51.97 | 53.2 | 50.25 | 30.67 | 3.66 | 0 | 0 | 0 | 0 | 0 | 0 | 0 | 0 | 0 | 0 | 0 | 0 | 0 | 0 | 2.52 | 18.73 | 30.66 | 36.72 | 40.2 | 39.61 | 38.16 | 32.08 | 17.09 | 2.01 | 0 | 0 | 0 | 0 | 0 | 0 | 0
HERDLN_6_BYHSR1 |  | Solar_Fixed | Solar Fixed | CISO | North | Norcal | EO | 5 | 0 | 0 | 0 | 0 | 0 | 0 | 0 | 0.15 | 1.08 | 2.11 | 2.66 | 2.79 | 2.91 | 2.56 | 2.41 | 1.64 | 0.39 | 0 | 0 | 0 | 0 | 0 | 0 | 0 | 0 | 0 | 0 | 0 | 0 | 0 | 0 | 0.57 | 2.23 | 3.07 | 3.37 | 3.45 | 3.54 | 3.33 | 3.1 | 2.52 | 1.28 | 0.09 | 0 | 0 | 0 | 0 | 0 | 0 | 0 | 0 | 0 | 0 | 0 | 0 | 0 | 0.32 | 1.72 | 2.8 | 3.35 | 3.43 | 3.4 | 3.28 | 3.07 | 2.74 | 2.11 | 0.75 | 0.16 | 0 | 0 | 0 | 0 | 0 | 0 | 0 | 0 | 0 | 0 | 0 | 0.03 | 0.89 | 2.51 | 3.4 | 3.79 | 3.94 | 4.06 | 3.99 | 3.98 | 3.8 | 3.36 | 2.56 | 0.99 | 0.04 | 0 | 0 | 0 | 0 | 0 | 0 | 0 | 0 | 0 | 0 | 0.28 | 1.63 | 2.86 | 3.6 | 3.97 | 4.12 | 4.11 | 4.11 | 4.11 | 3.96 | 3.53 | 2.86 | 1.5 | 0.2 | 0 | 0 | 0 | 0 | 0 | 0 | 0 | 0 | 0 | 0 | 0.43 | 1.82 | 2.99 | 3.67 | 4.08 | 4.28 | 4.35 | 4.38 | 4.29 | 4.12 | 3.68 | 2.99 | 1.82 | 0.45 | 0 | 0 | 0 | 0 | 0 | 0 | 0 | 0 | 0 | 0 | 0.21 | 1.55 | 2.93 | 3.75 | 4.18 | 4.4 | 4.47 | 4.43 | 4.34 | 4.12 | 3.72 | 3.02 | 1.81 | 0.4 | 0 | 0 | 0 | 0 | 0 | 0 | 0 | 0 | 0 | 0 | 0.04 | 0.96 | 2.55 | 3.51 | 4.04 | 4.27 | 4.31 | 4.31 | 4.23 | 4.01 | 3.53 | 2.6 | 1.05 | 0.07 | 0 | 0 | 0 | 0 | 0 | 0 | 0 | 0 | 0 | 0 | 0 | 0.54 | 2.14 | 3.23 | 3.78 | 3.99 | 4.07 | 4.02 | 3.94 | 3.73 | 3.09 | 1.74 | 0.27 | 0 | 0 | 0 | 0 | 0 | 0 | 0 | 0 | 0 | 0 | 0 | 0 | 0.17 | 1.53 | 2.8 | 3.33 | 3.49 | 3.54 | 3.52 | 3.42 | 3.09 | 2.24 | 0.68 | 0.01 | 0 | 0 | 0 | 0 | 0 | 0 | 0 | 0 | 0 | 0 | 0 | 0.01 | 0.61 | 2.06 | 2.89 | 3.23 | 3.29 | 3.27 | 3.08 | 2.7 | 1.55 | 0.2 | 0 | 0 | 0 | 0 | 0 | 0 | 0 | 0 | 0 | 0 | 0 | 0 | 0 | 0 | 0.2 | 1.13 | 1.96 | 2.42 | 2.59 | 2.47 | 2.23 | 2.05 | 1.06 | 0.13 | 0 | 0 | 0 | 0 | 0 | 0 | 0
HIGHDS_2_H5SSR1 |  | Paired_Solar_1Axis | Solar Tracking | CISO | South | Socal | FC | 100 | 0 | 0 | 0 | 0 | 0 | 0 | 0.05 | 11.98 | 46.92 | 61.09 | 60.48 | 59.41 | 58.77 | 58.91 | 53.36 | 38.5 | 6.5 | 0 | 0 | 0 | 0 | 0 | 0 | 0 | 0 | 0 | 0 | 0 | 0 | 0 | 0.69 | 26.16 | 63.64 | 70.33 | 68.79 | 68.19 | 67.81 | 65.39 | 63.79 | 57.98 | 24.63 | 0.99 | 0 | 0 | 0 | 0 | 0 | 0 | 0 | 0 | 0 | 0 | 0 | 0 | 0.15 | 17.11 | 59.44 | 72.97 | 73.23 | 71.74 | 70.99 | 70.67 | 67.12 | 61.89 | 46.18 | 17.37 | 2.81 | 0 | 0 | 0 | 0 | 0 | 0 | 0 | 0 | 0 | 0 | 0 | 3.06 | 36.53 | 71.58 | 76.56 | 79.73 | 79.5 | 80.01 | 79.16 | 78.24 | 75.4 | 71.1 | 57.64 | 18.23 | 0.29 | 0 | 0 | 0 | 0 | 0 | 0 | 0 | 0 | 0 | 0.06 | 14.83 | 54.76 | 75.22 | 81.46 | 84.13 | 84.85 | 85.13 | 84.76 | 83.33 | 81.32 | 77.54 | 68.01 | 32.83 | 2.6 | 0 | 0 | 0 | 0 | 0 | 0 | 0 | 0 | 0 | 0.24 | 18.21 | 55.64 | 74.3 | 80.74 | 84.44 | 86.06 | 85.5 | 85.52 | 84.19 | 81.95 | 78.55 | 70.95 | 42.44 | 6.89 | 0 | 0 | 0 | 0 | 0 | 0 | 0 | 0 | 0 | 0 | 8.08 | 42.76 | 68.55 | 78.82 | 83.02 | 84.65 | 83.87 | 82.89 | 82.17 | 80.19 | 76.08 | 65.8 | 37.73 | 5.64 | 0 | 0 | 0 | 0 | 0 | 0 | 0 | 0 | 0 | 0 | 3.1 | 34.25 | 67.29 | 78.83 | 83.05 | 85.15 | 85.45 | 83.54 | 79.42 | 77.58 | 71.3 | 56.79 | 20.3 | 0.56 | 0 | 0 | 0 | 0 | 0 | 0 | 0 | 0 | 0 | 0 | 0.49 | 22.84 | 58.48 | 72.04 | 77.18 | 78.59 | 79.9 | 78.43 | 76.21 | 71.28 | 64.61 | 34.3 | 3.05 | 0 | 0 | 0 | 0 | 0 | 0 | 0 | 0 | 0 | 0 | 0 | 0 | 10 | 49.34 | 65.94 | 69.37 | 70.37 | 70.2 | 69.52 | 70.56 | 66 | 49.77 | 10.84 | 0.01 | 0 | 0 | 0 | 0 | 0 | 0 | 0 | 0 | 0 | 0 | 0 | 1.57 | 27.96 | 58.45 | 65.64 | 64.37 | 62.56 | 63.57 | 63.2 | 58.14 | 34.15 | 3.17 | 0 | 0 | 0 | 0 | 0 | 0 | 0 | 0 | 0 | 0 | 0 | 0 | 0 | 0.11 | 13.23 | 41.67 | 52.23 | 51.48 | 49.52 | 51.55 | 50.73 | 46.74 | 25.54 | 2.1 | 0 | 0 | 0 | 0 | 0 | 0 | 0
HOLSTR_1_SOLAR |  | Solar_Fixed | Solar Fixed | CISO | North | Norcal | EO | 1.5 | 0 | 0 | 0 | 0 | 0 | 0 | 0 | 0.05 | 0.32 | 0.63 | 0.8 | 0.84 | 0.87 | 0.77 | 0.72 | 0.49 | 0.12 | 0 | 0 | 0 | 0 | 0 | 0 | 0 | 0 | 0 | 0 | 0 | 0 | 0 | 0 | 0.17 | 0.67 | 0.92 | 1.01 | 1.04 | 1.06 | 1 | 0.93 | 0.76 | 0.38 | 0.03 | 0 | 0 | 0 | 0 | 0 | 0 | 0 | 0 | 0 | 0 | 0 | 0 | 0 | 0.1 | 0.52 | 0.84 | 1.01 | 1.03 | 1.02 | 0.99 | 0.92 | 0.82 | 0.63 | 0.22 | 0.05 | 0 | 0 | 0 | 0 | 0 | 0 | 0 | 0 | 0 | 0 | 0 | 0.01 | 0.27 | 0.75 | 1.02 | 1.14 | 1.18 | 1.22 | 1.2 | 1.19 | 1.14 | 1.01 | 0.77 | 0.3 | 0.01 | 0 | 0 | 0 | 0 | 0 | 0 | 0 | 0 | 0 | 0 | 0.08 | 0.49 | 0.86 | 1.08 | 1.19 | 1.24 | 1.23 | 1.23 | 1.23 | 1.19 | 1.06 | 0.86 | 0.45 | 0.06 | 0 | 0 | 0 | 0 | 0 | 0 | 0 | 0 | 0 | 0 | 0.13 | 0.55 | 0.9 | 1.1 | 1.22 | 1.28 | 1.3 | 1.31 | 1.29 | 1.24 | 1.1 | 0.9 | 0.55 | 0.14 | 0 | 0 | 0 | 0 | 0 | 0 | 0 | 0 | 0 | 0 | 0.06 | 0.46 | 0.88 | 1.12 | 1.25 | 1.32 | 1.34 | 1.33 | 1.3 | 1.24 | 1.12 | 0.91 | 0.54 | 0.12 | 0 | 0 | 0 | 0 | 0 | 0 | 0 | 0 | 0 | 0 | 0.01 | 0.29 | 0.76 | 1.05 | 1.21 | 1.28 | 1.29 | 1.29 | 1.27 | 1.2 | 1.06 | 0.78 | 0.32 | 0.02 | 0 | 0 | 0 | 0 | 0 | 0 | 0 | 0 | 0 | 0 | 0 | 0.16 | 0.64 | 0.97 | 1.13 | 1.2 | 1.22 | 1.21 | 1.18 | 1.12 | 0.93 | 0.52 | 0.08 | 0 | 0 | 0 | 0 | 0 | 0 | 0 | 0 | 0 | 0 | 0 | 0 | 0.05 | 0.46 | 0.84 | 1 | 1.05 | 1.06 | 1.05 | 1.02 | 0.93 | 0.67 | 0.2 | 0 | 0 | 0 | 0 | 0 | 0 | 0 | 0 | 0 | 0 | 0 | 0 | 0 | 0.18 | 0.62 | 0.87 | 0.97 | 0.99 | 0.98 | 0.93 | 0.81 | 0.46 | 0.06 | 0 | 0 | 0 | 0 | 0 | 0 | 0 | 0 | 0 | 0 | 0 | 0 | 0 | 0 | 0.06 | 0.34 | 0.59 | 0.73 | 0.78 | 0.74 | 0.67 | 0.62 | 0.32 | 0.04 | 0 | 0 | 0 | 0 | 0 | 0 | 0
HOLSTR_1_SOLAR2 |  | Solar_1Axis | Solar Tracking | CISO | North | Norcal | FC | 1.5 | 0 | 0 | 0 | 0 | 0 | 0 | 0 | 0.04 | 0.28 | 0.5 | 0.61 | 0.66 | 0.68 | 0.64 | 0.6 | 0.41 | 0.09 | 0 | 0 | 0 | 0 | 0 | 0 | 0 | 0 | 0 | 0 | 0 | 0 | 0 | 0 | 0.19 | 0.77 | 0.99 | 0.99 | 0.95 | 0.93 | 0.93 | 0.95 | 0.83 | 0.43 | 0.02 | 0 | 0 | 0 | 0 | 0 | 0 | 0 | 0 | 0 | 0 | 0 | 0 | 0 | 0.12 | 0.66 | 0.99 | 1.04 | 1.01 | 1.01 | 0.97 | 0.92 | 0.87 | 0.73 | 0.22 | 0.05 | 0 | 0 | 0 | 0 | 0 | 0 | 0 | 0 | 0 | 0 | 0 | 0.01 | 0.39 | 0.92 | 1.08 | 1.08 | 1.06 | 1.1 | 1.09 | 1.07 | 1.08 | 1.02 | 0.91 | 0.39 | 0.02 | 0 | 0 | 0 | 0 | 0 | 0 | 0 | 0 | 0 | 0 | 0.14 | 0.75 | 1.05 | 1.13 | 1.15 | 1.14 | 1.16 | 1.16 | 1.16 | 1.18 | 1.15 | 1.08 | 0.66 | 0.09 | 0 | 0 | 0 | 0 | 0 | 0 | 0 | 0 | 0 | 0 | 0.23 | 0.85 | 1.14 | 1.24 | 1.26 | 1.27 | 1.28 | 1.27 | 1.26 | 1.26 | 1.22 | 1.14 | 0.82 | 0.22 | 0 | 0 | 0 | 0 | 0 | 0 | 0 | 0 | 0 | 0 | 0.1 | 0.69 | 1.15 | 1.26 | 1.28 | 1.29 | 1.28 | 1.28 | 1.26 | 1.26 | 1.21 | 1.12 | 0.78 | 0.18 | 0 | 0 | 0 | 0 | 0 | 0 | 0 | 0 | 0 | 0 | 0.02 | 0.41 | 0.96 | 1.17 | 1.21 | 1.23 | 1.23 | 1.21 | 1.21 | 1.21 | 1.15 | 0.94 | 0.41 | 0.02 | 0 | 0 | 0 | 0 | 0 | 0 | 0 | 0 | 0 | 0 | 0 | 0.2 | 0.76 | 1.02 | 1.08 | 1.09 | 1.08 | 1.08 | 1.08 | 1.09 | 0.98 | 0.61 | 0.08 | 0 | 0 | 0 | 0 | 0 | 0 | 0 | 0 | 0 | 0 | 0 | 0 | 0.05 | 0.49 | 0.85 | 0.94 | 0.93 | 0.89 | 0.91 | 0.93 | 0.91 | 0.71 | 0.2 | 0 | 0 | 0 | 0 | 0 | 0 | 0 | 0 | 0 | 0 | 0 | 0 | 0 | 0.16 | 0.56 | 0.76 | 0.79 | 0.76 | 0.78 | 0.8 | 0.75 | 0.46 | 0.05 | 0 | 0 | 0 | 0 | 0 | 0 | 0 | 0 | 0 | 0 | 0 | 0 | 0 | 0 | 0.04 | 0.28 | 0.46 | 0.55 | 0.6 | 0.59 | 0.57 | 0.48 | 0.26 | 0.03 | 0 | 0 | 0 | 0 | 0 | 0 | 0
HURON_6_SOLAR |  | Solar_Fixed | Solar Fixed | CISO | North | Norcal | FC | 20 | 0 | 0 | 0 | 0 | 0 | 0 | 0 | 0.62 | 4.32 | 8.46 | 10.65 | 11.16 | 11.64 | 10.25 | 9.63 | 6.57 | 1.54 | 0 | 0 | 0 | 0 | 0 | 0 | 0 | 0 | 0 | 0 | 0 | 0 | 0 | 0 | 2.29 | 8.92 | 12.29 | 13.48 | 13.8 | 14.15 | 13.34 | 12.42 | 10.08 | 5.11 | 0.37 | 0 | 0 | 0 | 0 | 0 | 0 | 0 | 0 | 0 | 0 | 0 | 0 | 0 | 1.27 | 6.87 | 11.2 | 13.42 | 13.72 | 13.62 | 13.13 | 12.3 | 10.96 | 8.45 | 2.99 | 0.64 | 0 | 0 | 0 | 0 | 0 | 0 | 0 | 0 | 0 | 0 | 0 | 0.12 | 3.56 | 10.04 | 13.58 | 15.15 | 15.75 | 16.26 | 15.98 | 15.91 | 15.2 | 13.45 | 10.25 | 3.94 | 0.17 | 0 | 0 | 0 | 0 | 0 | 0 | 0 | 0 | 0 | 0 | 1.13 | 6.54 | 11.45 | 14.42 | 15.87 | 16.49 | 16.45 | 16.45 | 16.44 | 15.82 | 14.1 | 11.43 | 5.99 | 0.81 | 0 | 0 | 0 | 0 | 0 | 0 | 0 | 0 | 0 | 0.01 | 1.73 | 7.29 | 11.94 | 14.68 | 16.3 | 17.12 | 17.39 | 17.52 | 17.15 | 16.48 | 14.73 | 11.97 | 7.29 | 1.81 | 0.02 | 0 | 0 | 0 | 0 | 0 | 0 | 0 | 0 | 0 | 0.86 | 6.19 | 11.74 | 14.99 | 16.71 | 17.59 | 17.89 | 17.73 | 17.35 | 16.49 | 14.88 | 12.07 | 7.26 | 1.59 | 0.01 | 0 | 0 | 0 | 0 | 0 | 0 | 0 | 0 | 0 | 0.17 | 3.85 | 10.19 | 14.05 | 16.15 | 17.07 | 17.25 | 17.23 | 16.91 | 16.06 | 14.11 | 10.38 | 4.21 | 0.28 | 0 | 0 | 0 | 0 | 0 | 0 | 0 | 0 | 0 | 0 | 0.01 | 2.15 | 8.56 | 12.94 | 15.13 | 15.95 | 16.28 | 16.1 | 15.77 | 14.91 | 12.36 | 6.96 | 1.06 | 0 | 0 | 0 | 0 | 0 | 0 | 0 | 0 | 0 | 0 | 0 | 0 | 0.69 | 6.13 | 11.18 | 13.3 | 13.98 | 14.18 | 14.06 | 13.66 | 12.34 | 8.97 | 2.73 | 0.02 | 0 | 0 | 0 | 0 | 0 | 0 | 0 | 0 | 0 | 0 | 0 | 0.02 | 2.43 | 8.25 | 11.58 | 12.9 | 13.15 | 13.08 | 12.33 | 10.81 | 6.18 | 0.82 | 0 | 0 | 0 | 0 | 0 | 0 | 0 | 0 | 0 | 0 | 0 | 0 | 0 | 0 | 0.78 | 4.5 | 7.85 | 9.68 | 10.34 | 9.89 | 8.93 | 8.22 | 4.24 | 0.52 | 0 | 0 | 0 | 0 | 0 | 0 | 0
INTTRB_6_UNIT |  | Wind | Wind | CISO | North | Norcal | FC | 18.4 | 0.98 | 0.93 | 0.81 | 0.76 | 0.84 | 0.86 | 0.85 | 0.9 | 0.82 | 0.7 | 0.74 | 0.78 | 0.67 | 0.62 | 0.55 | 0.48 | 0.5 | 0.66 | 0.78 | 0.86 | 0.8 | 0.85 | 0.93 | 0.93 | 2.22 | 2.36 | 2.22 | 1.88 | 1.72 | 1.76 | 1.76 | 1.87 | 1.5 | 1.41 | 1.49 | 1.33 | 1.24 | 1.2 | 1.11 | 1.16 | 1.11 | 1.27 | 1.35 | 1.4 | 1.55 | 1.94 | 2.08 | 2.26 | 2.56 | 2.43 | 2.19 | 2.07 | 1.84 | 1.45 | 1.4 | 1.3 | 1.29 | 1.07 | 0.9 | 0.91 | 0.89 | 0.96 | 0.99 | 1 | 1.16 | 1.31 | 1.81 | 2.45 | 2.94 | 2.8 | 2.76 | 2.58 | 6.94 | 6.32 | 6.22 | 5.16 | 4.57 | 4.01 | 3.72 | 2.93 | 2.13 | 2.25 | 1.99 | 1.58 | 1.62 | 1.87 | 2.2 | 2.93 | 3.92 | 5.01 | 5.35 | 5.62 | 6.29 | 6.42 | 6.84 | 7.12 | 8.95 | 8.49 | 8.44 | 8.3 | 7.1 | 6.09 | 5.59 | 4.62 | 4.66 | 4.07 | 3.31 | 2.62 | 2.95 | 3.43 | 3.86 | 5.18 | 6.91 | 8.02 | 8.85 | 8.59 | 8.83 | 9.27 | 8.88 | 8.5 | 6.81 | 7.28 | 6.48 | 5.96 | 5.36 | 4.89 | 4.14 | 2.89 | 2.31 | 1.61 | 1.38 | 0.98 | 0.79 | 1.05 | 1.17 | 1.78 | 3.02 | 4.53 | 5.65 | 5.9 | 6.46 | 6.56 | 6.58 | 6.85 | 10.98 | 10.71 | 9.92 | 8.85 | 8.35 | 7.82 | 6.66 | 5.55 | 3.95 | 3.21 | 2.04 | 1.46 | 1.32 | 2.03 | 2.4 | 3.51 | 5.75 | 7.25 | 7.67 | 8.02 | 9.2 | 9.53 | 10.46 | 11.01 | 8.97 | 8.58 | 8.06 | 7.15 | 6.19 | 5.34 | 4.63 | 3.94 | 2.52 | 1.87 | 1.37 | 0.91 | 0.57 | 0.8 | 0.99 | 1.53 | 2.51 | 3.96 | 5.35 | 6.96 | 8.49 | 8.96 | 9.08 | 9.24 | 3.39 | 3.33 | 3.14 | 2.93 | 2.25 | 1.81 | 1.75 | 1.36 | 1.02 | 0.62 | 0.48 | 0.24 | 0.16 | 0.25 | 0.39 | 0.54 | 0.94 | 1.22 | 1.36 | 2.06 | 2.73 | 3.03 | 3.16 | 3.21 | 1.41 | 1.3 | 0.95 | 0.77 | 0.63 | 0.52 | 0.6 | 0.5 | 0.46 | 0.31 | 0.19 | 0.15 | 0.12 | 0.13 | 0.17 | 0.18 | 0.16 | 0.18 | 0.33 | 0.45 | 0.65 | 0.79 | 1.01 | 1.16 | 1.06 | 0.93 | 0.85 | 1.01 | 0.92 | 0.92 | 0.87 | 0.95 | 0.79 | 0.61 | 0.55 | 0.48 | 0.48 | 0.43 | 0.47 | 0.53 | 0.5 | 0.52 | 0.63 | 0.65 | 0.87 | 0.94 | 1.08 | 1.08 | 1.01 | 1 | 0.97 | 0.86 | 0.93 | 0.96 | 0.84 | 0.96 | 0.9 | 0.74 | 0.7 | 0.59 | 0.6 | 0.58 | 0.63 | 0.66 | 0.61 | 0.63 | 0.79 | 0.95 | 1.09 | 1.04 | 0.96 | 1.1
IVANPA_1_UNIT1 |  | Solar_Thermal | Solar Thermal | CISO | South | Socal | FC | 126 | 0 | 0 | 0 | 0 | 0 | 0 | 0 | 0 | 2.74 | 21.07 | 29.34 | 36.43 | 33.51 | 28.61 | 29.87 | 24.08 | 7.15 | 0 | 0 | 0 | 0 | 0 | 0 | 0 | 0 | 0 | 0 | 0 | 0 | 0 | 0 | 0.14 | 17.47 | 44.59 | 48.72 | 45.84 | 41.54 | 41.3 | 44.07 | 42.14 | 23.61 | 5.14 | 0 | 0 | 0 | 0 | 0 | 0 | 0 | 0 | 0 | 0 | 0 | 0 | 0 | 0 | 18.36 | 55.59 | 62.74 | 61.81 | 62.75 | 67.81 | 65.87 | 61.81 | 50.82 | 20.8 | 0.93 | 0 | 0 | 0 | 0 | 0 | 0 | 0 | 0 | 0 | 0 | 0 | 0 | 3.88 | 48.91 | 77.5 | 87.15 | 87.51 | 88.12 | 85.83 | 79.04 | 71.02 | 65.17 | 56.51 | 25.65 | 2.85 | 0 | 0 | 0 | 0 | 0 | 0 | 0 | 0 | 0 | 0 | 1.38 | 31.5 | 84.63 | 102.84 | 105.72 | 105.54 | 103.84 | 101.73 | 99.19 | 91.66 | 82.86 | 69.93 | 45.7 | 10.2 | 0 | 0 | 0 | 0 | 0 | 0 | 0 | 0 | 0 | 0 | 3.54 | 40.23 | 86.72 | 97.78 | 100.77 | 99.61 | 98.97 | 96.99 | 92.16 | 88.07 | 84.14 | 74.54 | 51.96 | 18.17 | 0.33 | 0 | 0 | 0 | 0 | 0 | 0 | 0 | 0 | 0 | 0 | 7.01 | 39.05 | 63.24 | 71.81 | 74.19 | 75.43 | 71.94 | 70.09 | 65.79 | 63.45 | 51.72 | 38.06 | 12.13 | 0 | 0 | 0 | 0 | 0 | 0 | 0 | 0 | 0 | 0 | 0 | 3.57 | 44.13 | 73.62 | 88.09 | 91.53 | 90.35 | 77.69 | 73.49 | 69.06 | 65.14 | 54.68 | 33.04 | 5.21 | 0 | 0 | 0 | 0 | 0 | 0 | 0 | 0 | 0 | 0 | 0 | 1.06 | 35.74 | 73.19 | 86.79 | 87.39 | 86.24 | 82.34 | 76.94 | 73.14 | 68.14 | 50.58 | 12.32 | 0.04 | 0 | 0 | 0 | 0 | 0 | 0 | 0 | 0 | 0 | 0 | 0 | 0 | 17.83 | 67.68 | 84.37 | 83.42 | 82.7 | 80.97 | 82.37 | 78.3 | 63.11 | 27.08 | 1.96 | 0 | 0 | 0 | 0 | 0 | 0 | 0 | 0 | 0 | 0 | 0 | 0 | 0.46 | 23.65 | 59.65 | 67.17 | 65.83 | 64.14 | 63.64 | 58.74 | 40.28 | 10.57 | 0 | 0 | 0 | 0 | 0 | 0 | 0 | 0 | 0 | 0 | 0 | 0 | 0 | 0 | 0 | 1.63 | 13.62 | 21.46 | 22.77 | 22.54 | 23.34 | 23.05 | 16.53 | 3.76 | 0 | 0 | 0 | 0 | 0 | 0 | 0
IVANPA_1_UNIT2 |  | Solar_Thermal | Solar Thermal | CISO | South | Socal | FC | 133 | 0 | 0 | 0 | 0 | 0 | 0 | 0 | 0 | 2.89 | 22.24 | 30.97 | 38.46 | 35.37 | 30.2 | 31.53 | 25.42 | 7.55 | 0 | 0 | 0 | 0 | 0 | 0 | 0 | 0 | 0 | 0 | 0 | 0 | 0 | 0 | 0.14 | 18.44 | 47.07 | 51.43 | 48.38 | 43.85 | 43.6 | 46.52 | 44.48 | 24.93 | 5.42 | 0 | 0 | 0 | 0 | 0 | 0 | 0 | 0 | 0 | 0 | 0 | 0 | 0 | 0 | 19.37 | 58.67 | 66.22 | 65.24 | 66.24 | 71.58 | 69.53 | 65.24 | 53.65 | 21.95 | 0.98 | 0 | 0 | 0 | 0 | 0 | 0 | 0 | 0 | 0 | 0 | 0 | 0 | 4.09 | 51.63 | 81.81 | 91.99 | 92.37 | 93.01 | 90.6 | 83.43 | 74.97 | 68.79 | 59.65 | 27.07 | 3 | 0 | 0 | 0 | 0 | 0 | 0 | 0 | 0 | 0 | 0 | 1.45 | 33.25 | 89.34 | 108.56 | 111.59 | 111.41 | 109.61 | 107.38 | 104.71 | 96.75 | 87.47 | 73.81 | 48.24 | 10.77 | 0 | 0 | 0 | 0 | 0 | 0 | 0 | 0 | 0 | 0 | 3.74 | 42.46 | 91.54 | 103.21 | 106.36 | 105.14 | 104.47 | 102.38 | 97.28 | 92.97 | 88.82 | 78.68 | 54.84 | 19.18 | 0.35 | 0 | 0 | 0 | 0 | 0 | 0 | 0 | 0 | 0 | 0 | 7.4 | 41.22 | 66.75 | 75.8 | 78.31 | 79.63 | 75.94 | 73.98 | 69.45 | 66.97 | 54.59 | 40.17 | 12.81 | 0 | 0 | 0 | 0 | 0 | 0 | 0 | 0 | 0 | 0 | 0 | 3.77 | 46.59 | 77.71 | 92.98 | 96.61 | 95.37 | 82 | 77.57 | 72.9 | 68.76 | 57.72 | 34.88 | 5.5 | 0 | 0 | 0 | 0 | 0 | 0 | 0 | 0 | 0 | 0 | 0 | 1.12 | 37.73 | 77.26 | 91.61 | 92.25 | 91.03 | 86.91 | 81.22 | 77.21 | 71.93 | 53.39 | 13 | 0.05 | 0 | 0 | 0 | 0 | 0 | 0 | 0 | 0 | 0 | 0 | 0 | 0 | 18.82 | 71.44 | 89.06 | 88.05 | 87.29 | 85.47 | 86.95 | 82.65 | 66.61 | 28.58 | 2.07 | 0 | 0 | 0 | 0 | 0 | 0 | 0 | 0 | 0 | 0 | 0 | 0 | 0.48 | 24.96 | 62.96 | 70.9 | 69.48 | 67.71 | 67.18 | 62 | 42.52 | 11.15 | 0 | 0 | 0 | 0 | 0 | 0 | 0 | 0 | 0 | 0 | 0 | 0 | 0 | 0 | 0 | 1.72 | 14.37 | 22.65 | 24.03 | 23.79 | 24.64 | 24.33 | 17.45 | 3.97 | 0 | 0 | 0 | 0 | 0 | 0 | 0
IVANPA_1_UNIT3 |  | Solar_Thermal | Solar Thermal | CISO | South | Socal | FC | 133 | 0 | 0 | 0 | 0 | 0 | 0 | 0 | 0 | 2.89 | 22.24 | 30.97 | 38.46 | 35.37 | 30.2 | 31.53 | 25.42 | 7.55 | 0 | 0 | 0 | 0 | 0 | 0 | 0 | 0 | 0 | 0 | 0 | 0 | 0 | 0 | 0.14 | 18.44 | 47.07 | 51.43 | 48.38 | 43.85 | 43.6 | 46.52 | 44.48 | 24.93 | 5.42 | 0 | 0 | 0 | 0 | 0 | 0 | 0 | 0 | 0 | 0 | 0 | 0 | 0 | 0 | 19.37 | 58.67 | 66.22 | 65.24 | 66.24 | 71.58 | 69.53 | 65.24 | 53.65 | 21.95 | 0.98 | 0 | 0 | 0 | 0 | 0 | 0 | 0 | 0 | 0 | 0 | 0 | 0 | 4.09 | 51.63 | 81.81 | 91.99 | 92.37 | 93.01 | 90.6 | 83.43 | 74.97 | 68.79 | 59.65 | 27.07 | 3 | 0 | 0 | 0 | 0 | 0 | 0 | 0 | 0 | 0 | 0 | 1.45 | 33.25 | 89.34 | 108.56 | 111.59 | 111.41 | 109.61 | 107.38 | 104.71 | 96.75 | 87.47 | 73.81 | 48.24 | 10.77 | 0 | 0 | 0 | 0 | 0 | 0 | 0 | 0 | 0 | 0 | 3.74 | 42.46 | 91.54 | 103.21 | 106.36 | 105.14 | 104.47 | 102.38 | 97.28 | 92.97 | 88.82 | 78.68 | 54.84 | 19.18 | 0.35 | 0 | 0 | 0 | 0 | 0 | 0 | 0 | 0 | 0 | 0 | 7.4 | 41.22 | 66.75 | 75.8 | 78.31 | 79.63 | 75.94 | 73.98 | 69.45 | 66.97 | 54.59 | 40.17 | 12.81 | 0 | 0 | 0 | 0 | 0 | 0 | 0 | 0 | 0 | 0 | 0 | 3.77 | 46.59 | 77.71 | 92.98 | 96.61 | 95.37 | 82 | 77.57 | 72.9 | 68.76 | 57.72 | 34.88 | 5.5 | 0 | 0 | 0 | 0 | 0 | 0 | 0 | 0 | 0 | 0 | 0 | 1.12 | 37.73 | 77.26 | 91.61 | 92.25 | 91.03 | 86.91 | 81.22 | 77.21 | 71.93 | 53.39 | 13 | 0.05 | 0 | 0 | 0 | 0 | 0 | 0 | 0 | 0 | 0 | 0 | 0 | 0 | 18.82 | 71.44 | 89.06 | 88.05 | 87.29 | 85.47 | 86.95 | 82.65 | 66.61 | 28.58 | 2.07 | 0 | 0 | 0 | 0 | 0 | 0 | 0 | 0 | 0 | 0 | 0 | 0 | 0.48 | 24.96 | 62.96 | 70.9 | 69.48 | 67.71 | 67.18 | 62 | 42.52 | 11.15 | 0 | 0 | 0 | 0 | 0 | 0 | 0 | 0 | 0 | 0 | 0 | 0 | 0 | 0 | 0 | 1.72 | 14.37 | 22.65 | 24.03 | 23.79 | 24.64 | 24.33 | 17.45 | 3.97 | 0 | 0 | 0 | 0 | 0 | 0 | 0
IVSLR2_2_SM2SR1 |  | Solar_1Axis | Solar Tracking | CISO | South | Socal | FC | 150 | 0 | 0 | 0 | 0 | 0 | 0 | 0.07 | 17.97 | 70.38 | 91.63 | 90.72 | 89.11 | 88.15 | 88.36 | 80.04 | 57.76 | 9.74 | 0 | 0 | 0 | 0 | 0 | 0 | 0 | 0 | 0 | 0 | 0 | 0 | 0 | 1.03 | 39.23 | 95.47 | 105.49 | 103.18 | 102.28 | 101.71 | 98.08 | 95.69 | 86.98 | 36.95 | 1.48 | 0 | 0 | 0 | 0 | 0 | 0 | 0 | 0 | 0 | 0 | 0 | 0 | 0.22 | 25.66 | 89.16 | 109.45 | 109.84 | 107.61 | 106.49 | 106 | 100.68 | 92.83 | 69.27 | 26.06 | 4.21 | 0 | 0 | 0 | 0 | 0 | 0 | 0 | 0 | 0 | 0 | 0 | 4.59 | 54.8 | 107.36 | 114.84 | 119.59 | 119.25 | 120.01 | 118.74 | 117.36 | 113.1 | 106.65 | 86.46 | 27.34 | 0.44 | 0 | 0 | 0 | 0 | 0 | 0 | 0 | 0 | 0 | 0.09 | 22.24 | 82.14 | 112.83 | 122.2 | 126.2 | 127.27 | 127.69 | 127.15 | 124.99 | 121.97 | 116.31 | 102.01 | 49.25 | 3.9 | 0 | 0 | 0 | 0 | 0 | 0 | 0 | 0 | 0 | 0.36 | 27.32 | 83.46 | 111.45 | 121.11 | 126.67 | 129.09 | 128.25 | 128.28 | 126.28 | 122.92 | 117.82 | 106.42 | 63.66 | 10.33 | 0.01 | 0 | 0 | 0 | 0 | 0 | 0 | 0 | 0 | 0.01 | 12.12 | 64.15 | 102.82 | 118.23 | 124.53 | 126.97 | 125.8 | 124.33 | 123.26 | 120.28 | 114.13 | 98.7 | 56.59 | 8.46 | 0 | 0 | 0 | 0 | 0 | 0 | 0 | 0 | 0 | 0 | 4.64 | 51.38 | 100.94 | 118.25 | 124.58 | 127.73 | 128.18 | 125.3 | 119.14 | 116.37 | 106.96 | 85.19 | 30.45 | 0.84 | 0 | 0 | 0 | 0 | 0 | 0 | 0 | 0 | 0 | 0 | 0.74 | 34.27 | 87.72 | 108.06 | 115.77 | 117.89 | 119.85 | 117.64 | 114.31 | 106.91 | 96.91 | 51.44 | 4.57 | 0 | 0 | 0 | 0 | 0 | 0 | 0 | 0 | 0 | 0 | 0 | 0.01 | 14.99 | 74.01 | 98.92 | 104.06 | 105.55 | 105.3 | 104.28 | 105.85 | 99 | 74.65 | 16.26 | 0.01 | 0 | 0 | 0 | 0 | 0 | 0 | 0 | 0 | 0 | 0 | 0 | 2.36 | 41.94 | 87.67 | 98.46 | 96.56 | 93.83 | 95.36 | 94.81 | 87.21 | 51.22 | 4.75 | 0 | 0 | 0 | 0 | 0 | 0 | 0 | 0 | 0 | 0 | 0 | 0 | 0 | 0.16 | 19.84 | 62.5 | 78.34 | 77.22 | 74.28 | 77.32 | 76.1 | 70.11 | 38.31 | 3.15 | 0 | 0 | 0 | 0 | 0 | 0 | 0
IVSLRP_2_SOLAR1 |  | Solar_Fixed | Solar Fixed | CISO | South | Socal | FC | 200 | 0 | 0 | 0 | 0 | 0 | 0 | 0.32 | 26.48 | 88.85 | 120.54 | 130.25 | 134.51 | 131.03 | 126.17 | 105.37 | 61.49 | 8.93 | 0 | 0 | 0 | 0 | 0 | 0 | 0 | 0 | 0 | 0 | 0 | 0 | 0 | 2.21 | 49.29 | 116.91 | 139.27 | 149.01 | 149.55 | 146.89 | 141.44 | 130.13 | 99.93 | 38.74 | 0.95 | 0 | 0 | 0 | 0 | 0 | 0 | 0 | 0 | 0 | 0 | 0 | 0 | 0.43 | 28.27 | 98.64 | 136.73 | 150.09 | 152.63 | 150.75 | 147.13 | 138.37 | 122.35 | 77.18 | 35.88 | 5.41 | 0 | 0 | 0 | 0 | 0 | 0 | 0 | 0 | 0 | 0 | 0 | 5.48 | 55.26 | 118.98 | 149.36 | 162.99 | 169.72 | 169.97 | 166.51 | 162.22 | 148.79 | 126.59 | 86.84 | 21.67 | 0.29 | 0 | 0 | 0 | 0 | 0 | 0 | 0 | 0 | 0 | 0.29 | 22.87 | 84.03 | 127.47 | 151.5 | 168.39 | 175.07 | 176.01 | 174.09 | 170.55 | 158.86 | 138.9 | 100.83 | 37.87 | 2.47 | 0 | 0 | 0 | 0 | 0 | 0 | 0 | 0 | 0 | 0.74 | 28.12 | 85.76 | 130.21 | 155.54 | 172.15 | 179.95 | 181.36 | 181.13 | 174.93 | 161.95 | 141.95 | 108.49 | 51.76 | 6.54 | 0.01 | 0 | 0 | 0 | 0 | 0 | 0 | 0 | 0 | 0.03 | 13.49 | 58.97 | 108.89 | 140.11 | 160.89 | 171.47 | 174.91 | 173.5 | 165.7 | 155.01 | 134.19 | 100.93 | 45.9 | 5.23 | 0.01 | 0 | 0 | 0 | 0 | 0 | 0 | 0 | 0 | 0 | 5.99 | 53.07 | 113.26 | 145.63 | 165.51 | 175.78 | 179.09 | 176.18 | 168.82 | 153.66 | 130.03 | 86.75 | 24.78 | 0.67 | 0.01 | 0 | 0 | 0 | 0 | 0 | 0 | 0 | 0 | 0 | 1.66 | 40.79 | 105.78 | 142.53 | 162.51 | 171.51 | 173.58 | 172.02 | 164.03 | 144.43 | 116.3 | 51.47 | 4.6 | 0.02 | 0 | 0 | 0 | 0 | 0 | 0 | 0 | 0 | 0 | 0 | 0.19 | 21.74 | 91.7 | 131.21 | 149.32 | 158.7 | 160.91 | 158.57 | 150.8 | 134.19 | 84.91 | 17.03 | 0.08 | 0 | 0 | 0 | 0 | 0 | 0 | 0 | 0 | 0 | 0 | 0 | 4.94 | 53.98 | 107.98 | 134.29 | 143.34 | 146.73 | 142.18 | 134.62 | 110.83 | 50.61 | 3.41 | 0 | 0 | 0 | 0 | 0 | 0 | 0 | 0 | 0 | 0 | 0 | 0 | 0 | 0.6 | 28.49 | 79.96 | 107.05 | 117.97 | 124.2 | 120.42 | 110.59 | 90.16 | 40.35 | 2.49 | 0 | 0 | 0 | 0 | 0 | 0 | 0
IVWEST_2_SOLAR1 |  | Solar_1Axis | Solar Tracking | CISO | South | Socal | FC | 150 | 0 | 0 | 0 | 0 | 0 | 0 | 0.07 | 17.97 | 70.38 | 91.63 | 90.72 | 89.11 | 88.15 | 88.36 | 80.04 | 57.76 | 9.74 | 0 | 0 | 0 | 0 | 0 | 0 | 0 | 0 | 0 | 0 | 0 | 0 | 0 | 1.03 | 39.23 | 95.47 | 105.49 | 103.18 | 102.28 | 101.71 | 98.08 | 95.69 | 86.98 | 36.95 | 1.48 | 0 | 0 | 0 | 0 | 0 | 0 | 0 | 0 | 0 | 0 | 0 | 0 | 0.22 | 25.66 | 89.16 | 109.45 | 109.84 | 107.61 | 106.49 | 106 | 100.68 | 92.83 | 69.27 | 26.06 | 4.21 | 0 | 0 | 0 | 0 | 0 | 0 | 0 | 0 | 0 | 0 | 0 | 4.59 | 54.8 | 107.36 | 114.84 | 119.59 | 119.25 | 120.01 | 118.74 | 117.36 | 113.1 | 106.65 | 86.46 | 27.34 | 0.44 | 0 | 0 | 0 | 0 | 0 | 0 | 0 | 0 | 0 | 0.09 | 22.24 | 82.14 | 112.83 | 122.2 | 126.2 | 127.27 | 127.69 | 127.15 | 124.99 | 121.97 | 116.31 | 102.01 | 49.25 | 3.9 | 0 | 0 | 0 | 0 | 0 | 0 | 0 | 0 | 0 | 0.36 | 27.32 | 83.46 | 111.45 | 121.11 | 126.67 | 129.09 | 128.25 | 128.28 | 126.28 | 122.92 | 117.82 | 106.42 | 63.66 | 10.33 | 0.01 | 0 | 0 | 0 | 0 | 0 | 0 | 0 | 0 | 0.01 | 12.12 | 64.15 | 102.82 | 118.23 | 124.53 | 126.97 | 125.8 | 124.33 | 123.26 | 120.28 | 114.13 | 98.7 | 56.59 | 8.46 | 0 | 0 | 0 | 0 | 0 | 0 | 0 | 0 | 0 | 0 | 4.64 | 51.38 | 100.94 | 118.25 | 124.58 | 127.73 | 128.18 | 125.3 | 119.14 | 116.37 | 106.96 | 85.19 | 30.45 | 0.84 | 0 | 0 | 0 | 0 | 0 | 0 | 0 | 0 | 0 | 0 | 0.74 | 34.27 | 87.72 | 108.06 | 115.77 | 117.89 | 119.85 | 117.64 | 114.31 | 106.91 | 96.91 | 51.44 | 4.57 | 0 | 0 | 0 | 0 | 0 | 0 | 0 | 0 | 0 | 0 | 0 | 0.01 | 14.99 | 74.01 | 98.92 | 104.06 | 105.55 | 105.3 | 104.28 | 105.85 | 99 | 74.65 | 16.26 | 0.01 | 0 | 0 | 0 | 0 | 0 | 0 | 0 | 0 | 0 | 0 | 0 | 2.36 | 41.94 | 87.67 | 98.46 | 96.56 | 93.83 | 95.36 | 94.81 | 87.21 | 51.22 | 4.75 | 0 | 0 | 0 | 0 | 0 | 0 | 0 | 0 | 0 | 0 | 0 | 0 | 0 | 0.16 | 19.84 | 62.5 | 78.34 | 77.22 | 74.28 | 77.32 | 76.1 | 70.11 | 38.31 | 3.15 | 0 | 0 | 0 | 0 | 0 | 0 | 0
JACMSR_1_JACSR1 |  | Solar_1Axis | Solar Tracking | CISO | South | Socal | FC | 20 | 0 | 0 | 0 | 0 | 0 | 0 | 0.01 | 2.4 | 9.38 | 12.22 | 12.1 | 11.88 | 11.75 | 11.78 | 10.67 | 7.7 | 1.3 | 0 | 0 | 0 | 0 | 0 | 0 | 0 | 0 | 0 | 0 | 0 | 0 | 0 | 0.14 | 5.23 | 12.73 | 14.07 | 13.76 | 13.64 | 13.56 | 13.08 | 12.76 | 11.6 | 4.93 | 0.2 | 0 | 0 | 0 | 0 | 0 | 0 | 0 | 0 | 0 | 0 | 0 | 0 | 0.03 | 3.42 | 11.89 | 14.59 | 14.65 | 14.35 | 14.2 | 14.13 | 13.42 | 12.38 | 9.24 | 3.47 | 0.56 | 0 | 0 | 0 | 0 | 0 | 0 | 0 | 0 | 0 | 0 | 0 | 0.61 | 7.31 | 14.32 | 15.31 | 15.95 | 15.9 | 16 | 15.83 | 15.65 | 15.08 | 14.22 | 11.53 | 3.65 | 0.06 | 0 | 0 | 0 | 0 | 0 | 0 | 0 | 0 | 0 | 0.01 | 2.97 | 10.95 | 15.04 | 16.29 | 16.83 | 16.97 | 17.03 | 16.95 | 16.67 | 16.26 | 15.51 | 13.6 | 6.57 | 0.52 | 0 | 0 | 0 | 0 | 0 | 0 | 0 | 0 | 0 | 0.05 | 3.64 | 11.13 | 14.86 | 16.15 | 16.89 | 17.21 | 17.1 | 17.1 | 16.84 | 16.39 | 15.71 | 14.19 | 8.49 | 1.38 | 0 | 0 | 0 | 0 | 0 | 0 | 0 | 0 | 0 | 0 | 1.62 | 8.55 | 13.71 | 15.76 | 16.6 | 16.93 | 16.77 | 16.58 | 16.43 | 16.04 | 15.22 | 13.16 | 7.55 | 1.13 | 0 | 0 | 0 | 0 | 0 | 0 | 0 | 0 | 0 | 0 | 0.62 | 6.85 | 13.46 | 15.77 | 16.61 | 17.03 | 17.09 | 16.71 | 15.88 | 15.52 | 14.26 | 11.36 | 4.06 | 0.11 | 0 | 0 | 0 | 0 | 0 | 0 | 0 | 0 | 0 | 0 | 0.1 | 4.57 | 11.7 | 14.41 | 15.44 | 15.72 | 15.98 | 15.69 | 15.24 | 14.26 | 12.92 | 6.86 | 0.61 | 0 | 0 | 0 | 0 | 0 | 0 | 0 | 0 | 0 | 0 | 0 | 0 | 2 | 9.87 | 13.19 | 13.87 | 14.07 | 14.04 | 13.9 | 14.11 | 13.2 | 9.95 | 2.17 | 0 | 0 | 0 | 0 | 0 | 0 | 0 | 0 | 0 | 0 | 0 | 0 | 0.31 | 5.59 | 11.69 | 13.13 | 12.87 | 12.51 | 12.71 | 12.64 | 11.63 | 6.83 | 0.63 | 0 | 0 | 0 | 0 | 0 | 0 | 0 | 0 | 0 | 0 | 0 | 0 | 0 | 0.02 | 2.65 | 8.33 | 10.45 | 10.3 | 9.9 | 10.31 | 10.15 | 9.35 | 5.11 | 0.42 | 0 | 0 | 0 | 0 | 0 | 0 | 0
JAVASR_1_JAVSR1 |  | Solar_1Axis | Solar Tracking | CISO | North | Norcal | ID | 13.5 | 0 | 0 | 0 | 0 | 0 | 0 | 0 | 0.32 | 2.55 | 4.52 | 5.51 | 5.96 | 6.15 | 5.74 | 5.36 | 3.68 | 0.81 | 0 | 0 | 0 | 0 | 0 | 0 | 0 | 0 | 0 | 0 | 0 | 0 | 0 | 0 | 1.71 | 6.97 | 8.94 | 8.91 | 8.51 | 8.4 | 8.38 | 8.56 | 7.44 | 3.88 | 0.21 | 0 | 0 | 0 | 0 | 0 | 0 | 0 | 0 | 0 | 0 | 0 | 0 | 0 | 1.05 | 5.94 | 8.91 | 9.4 | 9.05 | 9.13 | 8.74 | 8.31 | 7.82 | 6.55 | 1.98 | 0.41 | 0 | 0 | 0 | 0 | 0 | 0 | 0 | 0 | 0 | 0 | 0 | 0.11 | 3.47 | 8.29 | 9.75 | 9.7 | 9.55 | 9.87 | 9.82 | 9.63 | 9.76 | 9.19 | 8.16 | 3.51 | 0.14 | 0 | 0 | 0 | 0 | 0 | 0 | 0 | 0 | 0 | 0 | 1.26 | 6.73 | 9.48 | 10.14 | 10.31 | 10.23 | 10.44 | 10.46 | 10.48 | 10.62 | 10.33 | 9.69 | 5.9 | 0.78 | 0 | 0 | 0 | 0 | 0 | 0 | 0 | 0 | 0 | 0.01 | 2.1 | 7.62 | 10.27 | 11.17 | 11.32 | 11.41 | 11.49 | 11.42 | 11.34 | 11.37 | 10.94 | 10.25 | 7.4 | 2 | 0.02 | 0 | 0 | 0 | 0 | 0 | 0 | 0 | 0 | 0 | 0.94 | 6.24 | 10.31 | 11.38 | 11.55 | 11.58 | 11.5 | 11.5 | 11.31 | 11.31 | 10.9 | 10.08 | 6.99 | 1.61 | 0.01 | 0 | 0 | 0 | 0 | 0 | 0 | 0 | 0 | 0 | 0.14 | 3.69 | 8.61 | 10.49 | 10.9 | 11.04 | 11.03 | 10.92 | 10.91 | 10.87 | 10.39 | 8.46 | 3.72 | 0.22 | 0 | 0 | 0 | 0 | 0 | 0 | 0 | 0 | 0 | 0 | 0.01 | 1.78 | 6.88 | 9.19 | 9.74 | 9.85 | 9.74 | 9.68 | 9.71 | 9.84 | 8.86 | 5.49 | 0.7 | 0 | 0 | 0 | 0 | 0 | 0 | 0 | 0 | 0 | 0 | 0 | 0 | 0.47 | 4.4 | 7.68 | 8.47 | 8.36 | 8.05 | 8.15 | 8.4 | 8.2 | 6.42 | 1.81 | 0.01 | 0 | 0 | 0 | 0 | 0 | 0 | 0 | 0 | 0 | 0 | 0 | 0.01 | 1.45 | 5.03 | 6.86 | 7.12 | 6.82 | 7.02 | 7.18 | 6.78 | 4.14 | 0.49 | 0 | 0 | 0 | 0 | 0 | 0 | 0 | 0 | 0 | 0 | 0 | 0 | 0 | 0 | 0.34 | 2.53 | 4.14 | 4.96 | 5.43 | 5.35 | 5.15 | 4.33 | 2.31 | 0.27 | 0 | 0 | 0 | 0 | 0 | 0 | 0
JAWBNE_2_NSRWND |  | Wind | Wind | CISO | South | Socal | FC | 160 | 8.4 | 8.89 | 8.38 | 7.99 | 8.93 | 8.68 | 8.91 | 8.17 | 7.1 | 8.05 | 7.16 | 7.85 | 8.81 | 8.04 | 8.86 | 8.84 | 7.56 | 7.29 | 8.72 | 8.24 | 8.13 | 8.92 | 7.7 | 8.13 | 15.51 | 14.79 | 16.96 | 16.53 | 13.96 | 14.8 | 14.57 | 11.95 | 12.49 | 13.8 | 17.18 | 17.8 | 16.05 | 14.85 | 18.96 | 19.43 | 19.05 | 19.92 | 18.82 | 20.47 | 23.5 | 20.3 | 17.86 | 17.57 | 17.28 | 16.22 | 14.23 | 14.1 | 14.38 | 14.34 | 14.37 | 11.82 | 9.13 | 9.11 | 9.27 | 10.48 | 12.71 | 13.72 | 15.5 | 15.13 | 20.26 | 21.57 | 20.33 | 21.86 | 21.19 | 21.73 | 17.92 | 16.98 | 59.09 | 61.29 | 55.98 | 51.2 | 47.88 | 42.8 | 35.31 | 29.13 | 21.26 | 18.94 | 18.8 | 18.74 | 18.24 | 21.29 | 31.93 | 44.11 | 52.43 | 58.87 | 63.17 | 64.56 | 64.56 | 65.13 | 62.09 | 62.06 | 69.11 | 65.5 | 62.61 | 62.58 | 55.12 | 44.3 | 33.94 | 25.53 | 18.92 | 14.11 | 10.61 | 10.22 | 8.76 | 12.14 | 20.2 | 32.63 | 50.88 | 60.91 | 68.81 | 66.34 | 67.04 | 70.8 | 69.77 | 71.29 | 71.1 | 69.4 | 64.55 | 58.94 | 53.8 | 43.43 | 33.97 | 24.95 | 15.33 | 11.1 | 7.96 | 9.27 | 10.04 | 11.79 | 19.38 | 30.98 | 44.71 | 52.81 | 60.66 | 68.01 | 74.27 | 74.02 | 73.14 | 73.69 | 66.94 | 62.9 | 59.31 | 52.24 | 43.29 | 37.22 | 27.66 | 17.88 | 9.11 | 6.08 | 5.2 | 6.14 | 8.17 | 11.98 | 19.57 | 29.18 | 41.95 | 53.32 | 61.62 | 67.26 | 72.81 | 74.59 | 72.25 | 69.66 | 59.93 | 58.11 | 53.32 | 45.58 | 36.73 | 32.02 | 23.55 | 16.99 | 10.43 | 7.14 | 5.59 | 6.21 | 8.41 | 11.84 | 18.2 | 26.54 | 36.41 | 46.69 | 52.6 | 63.78 | 67.63 | 67.41 | 65.21 | 62.19 | 30.23 | 27.87 | 25.25 | 19.66 | 16.18 | 11.71 | 9.4 | 6.49 | 5.41 | 5.43 | 6.23 | 8.29 | 9.63 | 11.43 | 14.2 | 17.53 | 19.83 | 26.15 | 32.01 | 38.42 | 38.45 | 38.39 | 36.08 | 32.98 | 15.76 | 14.61 | 14.81 | 14.58 | 13.36 | 10.99 | 8.86 | 7.34 | 4.9 | 4.4 | 4.71 | 5.88 | 6.93 | 6.95 | 7.06 | 8.14 | 10.39 | 12.41 | 14.98 | 17.25 | 19.04 | 19.38 | 17.91 | 15.41 | 7.06 | 6.25 | 6.39 | 6.49 | 6.59 | 6.68 | 6.38 | 5.74 | 5.23 | 5.71 | 6.22 | 7.08 | 6.72 | 7.11 | 7.17 | 6 | 5.45 | 6.92 | 8.71 | 9.39 | 10 | 7.42 | 7.86 | 7.58 | 5.96 | 5.79 | 5.68 | 6.52 | 6.38 | 6.49 | 6.43 | 5.99 | 5.61 | 5.59 | 5.56 | 6.07 | 6.03 | 5.57 | 5.31 | 5.57 | 6.16 | 6.5 | 7.35 | 6.88 | 7.79 | 7.01 | 6.62 | 6.56
JAWBNE_2_SRWND |  | Wind | Wind | CISO | South | Socal | FC | 30 | 1.57 | 1.67 | 1.57 | 1.5 | 1.67 | 1.63 | 1.67 | 1.53 | 1.33 | 1.51 | 1.34 | 1.47 | 1.65 | 1.51 | 1.66 | 1.66 | 1.42 | 1.37 | 1.64 | 1.54 | 1.52 | 1.67 | 1.44 | 1.52 | 2.91 | 2.77 | 3.18 | 3.1 | 2.62 | 2.78 | 2.73 | 2.24 | 2.34 | 2.59 | 3.22 | 3.34 | 3.01 | 2.78 | 3.55 | 3.64 | 3.57 | 3.73 | 3.53 | 3.84 | 4.41 | 3.81 | 3.35 | 3.29 | 3.24 | 3.04 | 2.67 | 2.64 | 2.7 | 2.69 | 2.69 | 2.22 | 1.71 | 1.71 | 1.74 | 1.97 | 2.38 | 2.57 | 2.91 | 2.84 | 3.8 | 4.04 | 3.81 | 4.1 | 3.97 | 4.08 | 3.36 | 3.18 | 11.08 | 11.49 | 10.5 | 9.6 | 8.98 | 8.02 | 6.62 | 5.46 | 3.99 | 3.55 | 3.52 | 3.51 | 3.42 | 3.99 | 5.99 | 8.27 | 9.83 | 11.04 | 11.85 | 12.1 | 12.11 | 12.21 | 11.64 | 11.64 | 12.96 | 12.28 | 11.74 | 11.73 | 10.33 | 8.31 | 6.36 | 4.79 | 3.55 | 2.65 | 1.99 | 1.92 | 1.64 | 2.28 | 3.79 | 6.12 | 9.54 | 11.42 | 12.9 | 12.44 | 12.57 | 13.28 | 13.08 | 13.37 | 13.33 | 13.01 | 12.1 | 11.05 | 10.09 | 8.14 | 6.37 | 4.68 | 2.87 | 2.08 | 1.49 | 1.74 | 1.88 | 2.21 | 3.63 | 5.81 | 8.38 | 9.9 | 11.37 | 12.75 | 13.93 | 13.88 | 13.71 | 13.82 | 12.55 | 11.79 | 11.12 | 9.8 | 8.12 | 6.98 | 5.19 | 3.35 | 1.71 | 1.14 | 0.97 | 1.15 | 1.53 | 2.25 | 3.67 | 5.47 | 7.86 | 10 | 11.55 | 12.61 | 13.65 | 13.99 | 13.55 | 13.06 | 11.24 | 10.9 | 10 | 8.55 | 6.89 | 6 | 4.42 | 3.18 | 1.95 | 1.34 | 1.05 | 1.16 | 1.58 | 2.22 | 3.41 | 4.98 | 6.83 | 8.75 | 9.86 | 11.96 | 12.68 | 12.64 | 12.23 | 11.66 | 5.67 | 5.23 | 4.73 | 3.69 | 3.03 | 2.2 | 1.76 | 1.22 | 1.01 | 1.02 | 1.17 | 1.55 | 1.8 | 2.14 | 2.66 | 3.29 | 3.72 | 4.9 | 6 | 7.2 | 7.21 | 7.2 | 6.77 | 6.18 | 2.95 | 2.74 | 2.78 | 2.73 | 2.5 | 2.06 | 1.66 | 1.38 | 0.92 | 0.83 | 0.88 | 1.1 | 1.3 | 1.3 | 1.32 | 1.53 | 1.95 | 2.33 | 2.81 | 3.23 | 3.57 | 3.63 | 3.36 | 2.89 | 1.32 | 1.17 | 1.2 | 1.22 | 1.24 | 1.25 | 1.2 | 1.08 | 0.98 | 1.07 | 1.17 | 1.33 | 1.26 | 1.33 | 1.34 | 1.12 | 1.02 | 1.3 | 1.63 | 1.76 | 1.88 | 1.39 | 1.47 | 1.42 | 1.12 | 1.09 | 1.06 | 1.22 | 1.2 | 1.22 | 1.21 | 1.12 | 1.05 | 1.05 | 1.04 | 1.14 | 1.13 | 1.04 | 1 | 1.04 | 1.16 | 1.22 | 1.38 | 1.29 | 1.46 | 1.31 | 1.24 | 1.23
JAWBNE_2_SRWWD2 |  | Wind | Wind | CISO | South | Socal | FC | 30.2 | 1.59 | 1.68 | 1.58 | 1.51 | 1.69 | 1.64 | 1.68 | 1.54 | 1.34 | 1.52 | 1.35 | 1.48 | 1.66 | 1.52 | 1.67 | 1.67 | 1.43 | 1.38 | 1.65 | 1.56 | 1.53 | 1.68 | 1.45 | 1.53 | 2.93 | 2.79 | 3.2 | 3.12 | 2.64 | 2.79 | 2.75 | 2.26 | 2.36 | 2.6 | 3.24 | 3.36 | 3.03 | 2.8 | 3.58 | 3.67 | 3.6 | 3.76 | 3.55 | 3.86 | 4.43 | 3.83 | 3.37 | 3.32 | 3.26 | 3.06 | 2.68 | 2.66 | 2.72 | 2.71 | 2.71 | 2.23 | 1.72 | 1.72 | 1.75 | 1.98 | 2.4 | 2.59 | 2.93 | 2.86 | 3.82 | 4.07 | 3.84 | 4.13 | 4 | 4.1 | 3.38 | 3.21 | 11.15 | 11.57 | 10.57 | 9.66 | 9.04 | 8.08 | 6.66 | 5.5 | 4.01 | 3.58 | 3.55 | 3.54 | 3.44 | 4.02 | 6.03 | 8.33 | 9.9 | 11.11 | 11.92 | 12.19 | 12.19 | 12.29 | 11.72 | 11.71 | 13.04 | 12.36 | 11.82 | 11.81 | 10.4 | 8.36 | 6.41 | 4.82 | 3.57 | 2.66 | 2 | 1.93 | 1.65 | 2.29 | 3.81 | 6.16 | 9.6 | 11.5 | 12.99 | 12.52 | 12.65 | 13.36 | 13.17 | 13.46 | 13.42 | 13.1 | 12.18 | 11.12 | 10.15 | 8.2 | 6.41 | 4.71 | 2.89 | 2.1 | 1.5 | 1.75 | 1.89 | 2.23 | 3.66 | 5.85 | 8.44 | 9.97 | 11.45 | 12.84 | 14.02 | 13.97 | 13.81 | 13.91 | 12.64 | 11.87 | 11.2 | 9.86 | 8.17 | 7.02 | 5.22 | 3.37 | 1.72 | 1.15 | 0.98 | 1.16 | 1.54 | 2.26 | 3.69 | 5.51 | 7.92 | 10.06 | 11.63 | 12.7 | 13.74 | 14.08 | 13.64 | 13.15 | 11.31 | 10.97 | 10.07 | 8.6 | 6.93 | 6.04 | 4.45 | 3.21 | 1.97 | 1.35 | 1.06 | 1.17 | 1.59 | 2.24 | 3.43 | 5.01 | 6.87 | 8.81 | 9.93 | 12.04 | 12.77 | 12.72 | 12.31 | 11.74 | 5.71 | 5.26 | 4.77 | 3.71 | 3.05 | 2.21 | 1.77 | 1.23 | 1.02 | 1.03 | 1.18 | 1.56 | 1.82 | 2.16 | 2.68 | 3.31 | 3.74 | 4.94 | 6.04 | 7.25 | 7.26 | 7.25 | 6.81 | 6.23 | 2.97 | 2.76 | 2.8 | 2.75 | 2.52 | 2.07 | 1.67 | 1.39 | 0.93 | 0.83 | 0.89 | 1.11 | 1.31 | 1.31 | 1.33 | 1.54 | 1.96 | 2.34 | 2.83 | 3.26 | 3.59 | 3.66 | 3.38 | 2.91 | 1.33 | 1.18 | 1.21 | 1.23 | 1.24 | 1.26 | 1.2 | 1.08 | 0.99 | 1.08 | 1.17 | 1.34 | 1.27 | 1.34 | 1.35 | 1.13 | 1.03 | 1.31 | 1.64 | 1.77 | 1.89 | 1.4 | 1.48 | 1.43 | 1.13 | 1.09 | 1.07 | 1.23 | 1.2 | 1.22 | 1.21 | 1.13 | 1.06 | 1.06 | 1.05 | 1.15 | 1.14 | 1.05 | 1 | 1.05 | 1.16 | 1.23 | 1.39 | 1.3 | 1.47 | 1.32 | 1.25 | 1.24
JAYNE_6_WLSLR |  | Solar_Fixed | Solar Fixed | CISO | North | Norcal | ID | 18 | 0 | 0 | 0 | 0 | 0 | 0 | 0 | 0.55 | 3.89 | 7.61 | 9.59 | 10.05 | 10.48 | 9.22 | 8.66 | 5.91 | 1.39 | 0 | 0 | 0 | 0 | 0 | 0 | 0 | 0 | 0 | 0 | 0 | 0 | 0 | 0 | 2.06 | 8.03 | 11.06 | 12.13 | 12.42 | 12.74 | 12 | 11.18 | 9.08 | 4.6 | 0.33 | 0 | 0 | 0 | 0 | 0 | 0 | 0 | 0 | 0 | 0 | 0 | 0 | 0 | 1.14 | 6.18 | 10.08 | 12.07 | 12.35 | 12.26 | 11.82 | 11.07 | 9.86 | 7.6 | 2.69 | 0.58 | 0 | 0 | 0 | 0 | 0 | 0 | 0 | 0 | 0 | 0 | 0 | 0.11 | 3.2 | 9.03 | 12.22 | 13.64 | 14.17 | 14.63 | 14.38 | 14.32 | 13.68 | 12.11 | 9.23 | 3.55 | 0.15 | 0 | 0 | 0 | 0 | 0 | 0 | 0 | 0 | 0 | 0 | 1.02 | 5.88 | 10.31 | 12.98 | 14.29 | 14.84 | 14.81 | 14.8 | 14.8 | 14.24 | 12.69 | 10.29 | 5.39 | 0.72 | 0 | 0 | 0 | 0 | 0 | 0 | 0 | 0 | 0 | 0.01 | 1.56 | 6.56 | 10.75 | 13.21 | 14.67 | 15.4 | 15.65 | 15.77 | 15.44 | 14.83 | 13.26 | 10.78 | 6.56 | 1.63 | 0.02 | 0 | 0 | 0 | 0 | 0 | 0 | 0 | 0 | 0 | 0.77 | 5.57 | 10.56 | 13.49 | 15.04 | 15.83 | 16.1 | 15.96 | 15.61 | 14.84 | 13.39 | 10.86 | 6.53 | 1.43 | 0.01 | 0 | 0 | 0 | 0 | 0 | 0 | 0 | 0 | 0 | 0.15 | 3.46 | 9.17 | 12.65 | 14.53 | 15.36 | 15.52 | 15.51 | 15.22 | 14.45 | 12.7 | 9.34 | 3.79 | 0.25 | 0 | 0 | 0 | 0 | 0 | 0 | 0 | 0 | 0 | 0 | 0 | 1.94 | 7.71 | 11.64 | 13.61 | 14.35 | 14.65 | 14.49 | 14.19 | 13.42 | 11.12 | 6.26 | 0.96 | 0 | 0 | 0 | 0 | 0 | 0 | 0 | 0 | 0 | 0 | 0 | 0 | 0.62 | 5.52 | 10.07 | 11.97 | 12.58 | 12.76 | 12.66 | 12.29 | 11.11 | 8.07 | 2.46 | 0.02 | 0 | 0 | 0 | 0 | 0 | 0 | 0 | 0 | 0 | 0 | 0 | 0.02 | 2.19 | 7.42 | 10.42 | 11.61 | 11.84 | 11.77 | 11.1 | 9.73 | 5.57 | 0.74 | 0 | 0 | 0 | 0 | 0 | 0 | 0 | 0 | 0 | 0 | 0 | 0 | 0 | 0 | 0.7 | 4.05 | 7.06 | 8.71 | 9.31 | 8.9 | 8.04 | 7.39 | 3.81 | 0.47 | 0 | 0 | 0 | 0 | 0 | 0 | 0
KANSAS_6_SOLAR |  | Solar_Fixed | Solar Fixed | CISO | North | Norcal | ID | 20 | 0 | 0 | 0 | 0 | 0 | 0 | 0 | 0.62 | 4.32 | 8.46 | 10.65 | 11.16 | 11.64 | 10.25 | 9.63 | 6.57 | 1.54 | 0 | 0 | 0 | 0 | 0 | 0 | 0 | 0 | 0 | 0 | 0 | 0 | 0 | 0 | 2.29 | 8.92 | 12.29 | 13.48 | 13.8 | 14.15 | 13.34 | 12.42 | 10.08 | 5.11 | 0.37 | 0 | 0 | 0 | 0 | 0 | 0 | 0 | 0 | 0 | 0 | 0 | 0 | 0 | 1.27 | 6.87 | 11.2 | 13.42 | 13.72 | 13.62 | 13.13 | 12.3 | 10.96 | 8.45 | 2.99 | 0.64 | 0 | 0 | 0 | 0 | 0 | 0 | 0 | 0 | 0 | 0 | 0 | 0.12 | 3.56 | 10.04 | 13.58 | 15.15 | 15.75 | 16.26 | 15.98 | 15.91 | 15.2 | 13.45 | 10.25 | 3.94 | 0.17 | 0 | 0 | 0 | 0 | 0 | 0 | 0 | 0 | 0 | 0 | 1.13 | 6.54 | 11.45 | 14.42 | 15.87 | 16.49 | 16.45 | 16.45 | 16.44 | 15.82 | 14.1 | 11.43 | 5.99 | 0.81 | 0 | 0 | 0 | 0 | 0 | 0 | 0 | 0 | 0 | 0.01 | 1.73 | 7.29 | 11.94 | 14.68 | 16.3 | 17.12 | 17.39 | 17.52 | 17.15 | 16.48 | 14.73 | 11.97 | 7.29 | 1.81 | 0.02 | 0 | 0 | 0 | 0 | 0 | 0 | 0 | 0 | 0 | 0.86 | 6.19 | 11.74 | 14.99 | 16.71 | 17.59 | 17.89 | 17.73 | 17.35 | 16.49 | 14.88 | 12.07 | 7.26 | 1.59 | 0.01 | 0 | 0 | 0 | 0 | 0 | 0 | 0 | 0 | 0 | 0.17 | 3.85 | 10.19 | 14.05 | 16.15 | 17.07 | 17.25 | 17.23 | 16.91 | 16.06 | 14.11 | 10.38 | 4.21 | 0.28 | 0 | 0 | 0 | 0 | 0 | 0 | 0 | 0 | 0 | 0 | 0.01 | 2.15 | 8.56 | 12.94 | 15.13 | 15.95 | 16.28 | 16.1 | 15.77 | 14.91 | 12.36 | 6.96 | 1.06 | 0 | 0 | 0 | 0 | 0 | 0 | 0 | 0 | 0 | 0 | 0 | 0 | 0.69 | 6.13 | 11.18 | 13.3 | 13.98 | 14.18 | 14.06 | 13.66 | 12.34 | 8.97 | 2.73 | 0.02 | 0 | 0 | 0 | 0 | 0 | 0 | 0 | 0 | 0 | 0 | 0 | 0.02 | 2.43 | 8.25 | 11.58 | 12.9 | 13.15 | 13.08 | 12.33 | 10.81 | 6.18 | 0.82 | 0 | 0 | 0 | 0 | 0 | 0 | 0 | 0 | 0 | 0 | 0 | 0 | 0 | 0 | 0.78 | 4.5 | 7.85 | 9.68 | 10.34 | 9.89 | 8.93 | 8.22 | 4.24 | 0.52 | 0 | 0 | 0 | 0 | 0 | 0 | 0
KERMAN_6_SOLAR1 |  | Solar_1Axis | Solar Tracking | CISO | North | Norcal | EO | 1.5 | 0 | 0 | 0 | 0 | 0 | 0 | 0 | 0.04 | 0.28 | 0.5 | 0.61 | 0.66 | 0.68 | 0.64 | 0.6 | 0.41 | 0.09 | 0 | 0 | 0 | 0 | 0 | 0 | 0 | 0 | 0 | 0 | 0 | 0 | 0 | 0 | 0.19 | 0.77 | 0.99 | 0.99 | 0.95 | 0.93 | 0.93 | 0.95 | 0.83 | 0.43 | 0.02 | 0 | 0 | 0 | 0 | 0 | 0 | 0 | 0 | 0 | 0 | 0 | 0 | 0 | 0.12 | 0.66 | 0.99 | 1.04 | 1.01 | 1.01 | 0.97 | 0.92 | 0.87 | 0.73 | 0.22 | 0.05 | 0 | 0 | 0 | 0 | 0 | 0 | 0 | 0 | 0 | 0 | 0 | 0.01 | 0.39 | 0.92 | 1.08 | 1.08 | 1.06 | 1.1 | 1.09 | 1.07 | 1.08 | 1.02 | 0.91 | 0.39 | 0.02 | 0 | 0 | 0 | 0 | 0 | 0 | 0 | 0 | 0 | 0 | 0.14 | 0.75 | 1.05 | 1.13 | 1.15 | 1.14 | 1.16 | 1.16 | 1.16 | 1.18 | 1.15 | 1.08 | 0.66 | 0.09 | 0 | 0 | 0 | 0 | 0 | 0 | 0 | 0 | 0 | 0 | 0.23 | 0.85 | 1.14 | 1.24 | 1.26 | 1.27 | 1.28 | 1.27 | 1.26 | 1.26 | 1.22 | 1.14 | 0.82 | 0.22 | 0 | 0 | 0 | 0 | 0 | 0 | 0 | 0 | 0 | 0 | 0.1 | 0.69 | 1.15 | 1.26 | 1.28 | 1.29 | 1.28 | 1.28 | 1.26 | 1.26 | 1.21 | 1.12 | 0.78 | 0.18 | 0 | 0 | 0 | 0 | 0 | 0 | 0 | 0 | 0 | 0 | 0.02 | 0.41 | 0.96 | 1.17 | 1.21 | 1.23 | 1.23 | 1.21 | 1.21 | 1.21 | 1.15 | 0.94 | 0.41 | 0.02 | 0 | 0 | 0 | 0 | 0 | 0 | 0 | 0 | 0 | 0 | 0 | 0.2 | 0.76 | 1.02 | 1.08 | 1.09 | 1.08 | 1.08 | 1.08 | 1.09 | 0.98 | 0.61 | 0.08 | 0 | 0 | 0 | 0 | 0 | 0 | 0 | 0 | 0 | 0 | 0 | 0 | 0.05 | 0.49 | 0.85 | 0.94 | 0.93 | 0.89 | 0.91 | 0.93 | 0.91 | 0.71 | 0.2 | 0 | 0 | 0 | 0 | 0 | 0 | 0 | 0 | 0 | 0 | 0 | 0 | 0 | 0.16 | 0.56 | 0.76 | 0.79 | 0.76 | 0.78 | 0.8 | 0.75 | 0.46 | 0.05 | 0 | 0 | 0 | 0 | 0 | 0 | 0 | 0 | 0 | 0 | 0 | 0 | 0 | 0 | 0.04 | 0.28 | 0.46 | 0.55 | 0.6 | 0.59 | 0.57 | 0.48 | 0.26 | 0.03 | 0 | 0 | 0 | 0 | 0 | 0 | 0
KERMAN_6_SOLAR2 |  | Solar_1Axis | Solar Tracking | CISO | North | Norcal | EO | 1.5 | 0 | 0 | 0 | 0 | 0 | 0 | 0 | 0.04 | 0.28 | 0.5 | 0.61 | 0.66 | 0.68 | 0.64 | 0.6 | 0.41 | 0.09 | 0 | 0 | 0 | 0 | 0 | 0 | 0 | 0 | 0 | 0 | 0 | 0 | 0 | 0 | 0.19 | 0.77 | 0.99 | 0.99 | 0.95 | 0.93 | 0.93 | 0.95 | 0.83 | 0.43 | 0.02 | 0 | 0 | 0 | 0 | 0 | 0 | 0 | 0 | 0 | 0 | 0 | 0 | 0 | 0.12 | 0.66 | 0.99 | 1.04 | 1.01 | 1.01 | 0.97 | 0.92 | 0.87 | 0.73 | 0.22 | 0.05 | 0 | 0 | 0 | 0 | 0 | 0 | 0 | 0 | 0 | 0 | 0 | 0.01 | 0.39 | 0.92 | 1.08 | 1.08 | 1.06 | 1.1 | 1.09 | 1.07 | 1.08 | 1.02 | 0.91 | 0.39 | 0.02 | 0 | 0 | 0 | 0 | 0 | 0 | 0 | 0 | 0 | 0 | 0.14 | 0.75 | 1.05 | 1.13 | 1.15 | 1.14 | 1.16 | 1.16 | 1.16 | 1.18 | 1.15 | 1.08 | 0.66 | 0.09 | 0 | 0 | 0 | 0 | 0 | 0 | 0 | 0 | 0 | 0 | 0.23 | 0.85 | 1.14 | 1.24 | 1.26 | 1.27 | 1.28 | 1.27 | 1.26 | 1.26 | 1.22 | 1.14 | 0.82 | 0.22 | 0 | 0 | 0 | 0 | 0 | 0 | 0 | 0 | 0 | 0 | 0.1 | 0.69 | 1.15 | 1.26 | 1.28 | 1.29 | 1.28 | 1.28 | 1.26 | 1.26 | 1.21 | 1.12 | 0.78 | 0.18 | 0 | 0 | 0 | 0 | 0 | 0 | 0 | 0 | 0 | 0 | 0.02 | 0.41 | 0.96 | 1.17 | 1.21 | 1.23 | 1.23 | 1.21 | 1.21 | 1.21 | 1.15 | 0.94 | 0.41 | 0.02 | 0 | 0 | 0 | 0 | 0 | 0 | 0 | 0 | 0 | 0 | 0 | 0.2 | 0.76 | 1.02 | 1.08 | 1.09 | 1.08 | 1.08 | 1.08 | 1.09 | 0.98 | 0.61 | 0.08 | 0 | 0 | 0 | 0 | 0 | 0 | 0 | 0 | 0 | 0 | 0 | 0 | 0.05 | 0.49 | 0.85 | 0.94 | 0.93 | 0.89 | 0.91 | 0.93 | 0.91 | 0.71 | 0.2 | 0 | 0 | 0 | 0 | 0 | 0 | 0 | 0 | 0 | 0 | 0 | 0 | 0 | 0.16 | 0.56 | 0.76 | 0.79 | 0.76 | 0.78 | 0.8 | 0.75 | 0.46 | 0.05 | 0 | 0 | 0 | 0 | 0 | 0 | 0 | 0 | 0 | 0 | 0 | 0 | 0 | 0 | 0.04 | 0.28 | 0.46 | 0.55 | 0.6 | 0.59 | 0.57 | 0.48 | 0.26 | 0.03 | 0 | 0 | 0 | 0 | 0 | 0 | 0
KNGBRD_2_SOLAR1 |  | Solar_1Axis | Solar Tracking | CISO | South | Socal | FC | 20 | 0 | 0 | 0 | 0 | 0 | 0 | 0.01 | 2.4 | 9.38 | 12.22 | 12.1 | 11.88 | 11.75 | 11.78 | 10.67 | 7.7 | 1.3 | 0 | 0 | 0 | 0 | 0 | 0 | 0 | 0 | 0 | 0 | 0 | 0 | 0 | 0.14 | 5.23 | 12.73 | 14.07 | 13.76 | 13.64 | 13.56 | 13.08 | 12.76 | 11.6 | 4.93 | 0.2 | 0 | 0 | 0 | 0 | 0 | 0 | 0 | 0 | 0 | 0 | 0 | 0 | 0.03 | 3.42 | 11.89 | 14.59 | 14.65 | 14.35 | 14.2 | 14.13 | 13.42 | 12.38 | 9.24 | 3.47 | 0.56 | 0 | 0 | 0 | 0 | 0 | 0 | 0 | 0 | 0 | 0 | 0 | 0.61 | 7.31 | 14.32 | 15.31 | 15.95 | 15.9 | 16 | 15.83 | 15.65 | 15.08 | 14.22 | 11.53 | 3.65 | 0.06 | 0 | 0 | 0 | 0 | 0 | 0 | 0 | 0 | 0 | 0.01 | 2.97 | 10.95 | 15.04 | 16.29 | 16.83 | 16.97 | 17.03 | 16.95 | 16.67 | 16.26 | 15.51 | 13.6 | 6.57 | 0.52 | 0 | 0 | 0 | 0 | 0 | 0 | 0 | 0 | 0 | 0.05 | 3.64 | 11.13 | 14.86 | 16.15 | 16.89 | 17.21 | 17.1 | 17.1 | 16.84 | 16.39 | 15.71 | 14.19 | 8.49 | 1.38 | 0 | 0 | 0 | 0 | 0 | 0 | 0 | 0 | 0 | 0 | 1.62 | 8.55 | 13.71 | 15.76 | 16.6 | 16.93 | 16.77 | 16.58 | 16.43 | 16.04 | 15.22 | 13.16 | 7.55 | 1.13 | 0 | 0 | 0 | 0 | 0 | 0 | 0 | 0 | 0 | 0 | 0.62 | 6.85 | 13.46 | 15.77 | 16.61 | 17.03 | 17.09 | 16.71 | 15.88 | 15.52 | 14.26 | 11.36 | 4.06 | 0.11 | 0 | 0 | 0 | 0 | 0 | 0 | 0 | 0 | 0 | 0 | 0.1 | 4.57 | 11.7 | 14.41 | 15.44 | 15.72 | 15.98 | 15.69 | 15.24 | 14.26 | 12.92 | 6.86 | 0.61 | 0 | 0 | 0 | 0 | 0 | 0 | 0 | 0 | 0 | 0 | 0 | 0 | 2 | 9.87 | 13.19 | 13.87 | 14.07 | 14.04 | 13.9 | 14.11 | 13.2 | 9.95 | 2.17 | 0 | 0 | 0 | 0 | 0 | 0 | 0 | 0 | 0 | 0 | 0 | 0 | 0.31 | 5.59 | 11.69 | 13.13 | 12.87 | 12.51 | 12.71 | 12.64 | 11.63 | 6.83 | 0.63 | 0 | 0 | 0 | 0 | 0 | 0 | 0 | 0 | 0 | 0 | 0 | 0 | 0 | 0.02 | 2.65 | 8.33 | 10.45 | 10.3 | 9.9 | 10.31 | 10.15 | 9.35 | 5.11 | 0.42 | 0 | 0 | 0 | 0 | 0 | 0 | 0
KNGBRD_2_SOLAR2 |  | Solar_1Axis | Solar Tracking | CISO | South | Socal | FC | 20 | 0 | 0 | 0 | 0 | 0 | 0 | 0.01 | 2.4 | 9.38 | 12.22 | 12.1 | 11.88 | 11.75 | 11.78 | 10.67 | 7.7 | 1.3 | 0 | 0 | 0 | 0 | 0 | 0 | 0 | 0 | 0 | 0 | 0 | 0 | 0 | 0.14 | 5.23 | 12.73 | 14.07 | 13.76 | 13.64 | 13.56 | 13.08 | 12.76 | 11.6 | 4.93 | 0.2 | 0 | 0 | 0 | 0 | 0 | 0 | 0 | 0 | 0 | 0 | 0 | 0 | 0.03 | 3.42 | 11.89 | 14.59 | 14.65 | 14.35 | 14.2 | 14.13 | 13.42 | 12.38 | 9.24 | 3.47 | 0.56 | 0 | 0 | 0 | 0 | 0 | 0 | 0 | 0 | 0 | 0 | 0 | 0.61 | 7.31 | 14.32 | 15.31 | 15.95 | 15.9 | 16 | 15.83 | 15.65 | 15.08 | 14.22 | 11.53 | 3.65 | 0.06 | 0 | 0 | 0 | 0 | 0 | 0 | 0 | 0 | 0 | 0.01 | 2.97 | 10.95 | 15.04 | 16.29 | 16.83 | 16.97 | 17.03 | 16.95 | 16.67 | 16.26 | 15.51 | 13.6 | 6.57 | 0.52 | 0 | 0 | 0 | 0 | 0 | 0 | 0 | 0 | 0 | 0.05 | 3.64 | 11.13 | 14.86 | 16.15 | 16.89 | 17.21 | 17.1 | 17.1 | 16.84 | 16.39 | 15.71 | 14.19 | 8.49 | 1.38 | 0 | 0 | 0 | 0 | 0 | 0 | 0 | 0 | 0 | 0 | 1.62 | 8.55 | 13.71 | 15.76 | 16.6 | 16.93 | 16.77 | 16.58 | 16.43 | 16.04 | 15.22 | 13.16 | 7.55 | 1.13 | 0 | 0 | 0 | 0 | 0 | 0 | 0 | 0 | 0 | 0 | 0.62 | 6.85 | 13.46 | 15.77 | 16.61 | 17.03 | 17.09 | 16.71 | 15.88 | 15.52 | 14.26 | 11.36 | 4.06 | 0.11 | 0 | 0 | 0 | 0 | 0 | 0 | 0 | 0 | 0 | 0 | 0.1 | 4.57 | 11.7 | 14.41 | 15.44 | 15.72 | 15.98 | 15.69 | 15.24 | 14.26 | 12.92 | 6.86 | 0.61 | 0 | 0 | 0 | 0 | 0 | 0 | 0 | 0 | 0 | 0 | 0 | 0 | 2 | 9.87 | 13.19 | 13.87 | 14.07 | 14.04 | 13.9 | 14.11 | 13.2 | 9.95 | 2.17 | 0 | 0 | 0 | 0 | 0 | 0 | 0 | 0 | 0 | 0 | 0 | 0 | 0.31 | 5.59 | 11.69 | 13.13 | 12.87 | 12.51 | 12.71 | 12.64 | 11.63 | 6.83 | 0.63 | 0 | 0 | 0 | 0 | 0 | 0 | 0 | 0 | 0 | 0 | 0 | 0 | 0 | 0.02 | 2.65 | 8.33 | 10.45 | 10.3 | 9.9 | 10.31 | 10.15 | 9.35 | 5.11 | 0.42 | 0 | 0 | 0 | 0 | 0 | 0 | 0
KNGBRG_1_KBSLR1 |  | Solar_Fixed | Solar Fixed | CISO | North | Norcal | EO | 1.5 | 0 | 0 | 0 | 0 | 0 | 0 | 0 | 0.05 | 0.32 | 0.63 | 0.8 | 0.84 | 0.87 | 0.77 | 0.72 | 0.49 | 0.12 | 0 | 0 | 0 | 0 | 0 | 0 | 0 | 0 | 0 | 0 | 0 | 0 | 0 | 0 | 0.17 | 0.67 | 0.92 | 1.01 | 1.04 | 1.06 | 1 | 0.93 | 0.76 | 0.38 | 0.03 | 0 | 0 | 0 | 0 | 0 | 0 | 0 | 0 | 0 | 0 | 0 | 0 | 0 | 0.1 | 0.52 | 0.84 | 1.01 | 1.03 | 1.02 | 0.99 | 0.92 | 0.82 | 0.63 | 0.22 | 0.05 | 0 | 0 | 0 | 0 | 0 | 0 | 0 | 0 | 0 | 0 | 0 | 0.01 | 0.27 | 0.75 | 1.02 | 1.14 | 1.18 | 1.22 | 1.2 | 1.19 | 1.14 | 1.01 | 0.77 | 0.3 | 0.01 | 0 | 0 | 0 | 0 | 0 | 0 | 0 | 0 | 0 | 0 | 0.08 | 0.49 | 0.86 | 1.08 | 1.19 | 1.24 | 1.23 | 1.23 | 1.23 | 1.19 | 1.06 | 0.86 | 0.45 | 0.06 | 0 | 0 | 0 | 0 | 0 | 0 | 0 | 0 | 0 | 0 | 0.13 | 0.55 | 0.9 | 1.1 | 1.22 | 1.28 | 1.3 | 1.31 | 1.29 | 1.24 | 1.1 | 0.9 | 0.55 | 0.14 | 0 | 0 | 0 | 0 | 0 | 0 | 0 | 0 | 0 | 0 | 0.06 | 0.46 | 0.88 | 1.12 | 1.25 | 1.32 | 1.34 | 1.33 | 1.3 | 1.24 | 1.12 | 0.91 | 0.54 | 0.12 | 0 | 0 | 0 | 0 | 0 | 0 | 0 | 0 | 0 | 0 | 0.01 | 0.29 | 0.76 | 1.05 | 1.21 | 1.28 | 1.29 | 1.29 | 1.27 | 1.2 | 1.06 | 0.78 | 0.32 | 0.02 | 0 | 0 | 0 | 0 | 0 | 0 | 0 | 0 | 0 | 0 | 0 | 0.16 | 0.64 | 0.97 | 1.13 | 1.2 | 1.22 | 1.21 | 1.18 | 1.12 | 0.93 | 0.52 | 0.08 | 0 | 0 | 0 | 0 | 0 | 0 | 0 | 0 | 0 | 0 | 0 | 0 | 0.05 | 0.46 | 0.84 | 1 | 1.05 | 1.06 | 1.05 | 1.02 | 0.93 | 0.67 | 0.2 | 0 | 0 | 0 | 0 | 0 | 0 | 0 | 0 | 0 | 0 | 0 | 0 | 0 | 0.18 | 0.62 | 0.87 | 0.97 | 0.99 | 0.98 | 0.93 | 0.81 | 0.46 | 0.06 | 0 | 0 | 0 | 0 | 0 | 0 | 0 | 0 | 0 | 0 | 0 | 0 | 0 | 0 | 0.06 | 0.34 | 0.59 | 0.73 | 0.78 | 0.74 | 0.67 | 0.62 | 0.32 | 0.04 | 0 | 0 | 0 | 0 | 0 | 0 | 0
KNGBRG_1_KBSLR2 |  | Solar_Fixed | Solar Fixed | CISO | North | Norcal | EO | 1.5 | 0 | 0 | 0 | 0 | 0 | 0 | 0 | 0.05 | 0.32 | 0.63 | 0.8 | 0.84 | 0.87 | 0.77 | 0.72 | 0.49 | 0.12 | 0 | 0 | 0 | 0 | 0 | 0 | 0 | 0 | 0 | 0 | 0 | 0 | 0 | 0 | 0.17 | 0.67 | 0.92 | 1.01 | 1.04 | 1.06 | 1 | 0.93 | 0.76 | 0.38 | 0.03 | 0 | 0 | 0 | 0 | 0 | 0 | 0 | 0 | 0 | 0 | 0 | 0 | 0 | 0.1 | 0.52 | 0.84 | 1.01 | 1.03 | 1.02 | 0.99 | 0.92 | 0.82 | 0.63 | 0.22 | 0.05 | 0 | 0 | 0 | 0 | 0 | 0 | 0 | 0 | 0 | 0 | 0 | 0.01 | 0.27 | 0.75 | 1.02 | 1.14 | 1.18 | 1.22 | 1.2 | 1.19 | 1.14 | 1.01 | 0.77 | 0.3 | 0.01 | 0 | 0 | 0 | 0 | 0 | 0 | 0 | 0 | 0 | 0 | 0.08 | 0.49 | 0.86 | 1.08 | 1.19 | 1.24 | 1.23 | 1.23 | 1.23 | 1.19 | 1.06 | 0.86 | 0.45 | 0.06 | 0 | 0 | 0 | 0 | 0 | 0 | 0 | 0 | 0 | 0 | 0.13 | 0.55 | 0.9 | 1.1 | 1.22 | 1.28 | 1.3 | 1.31 | 1.29 | 1.24 | 1.1 | 0.9 | 0.55 | 0.14 | 0 | 0 | 0 | 0 | 0 | 0 | 0 | 0 | 0 | 0 | 0.06 | 0.46 | 0.88 | 1.12 | 1.25 | 1.32 | 1.34 | 1.33 | 1.3 | 1.24 | 1.12 | 0.91 | 0.54 | 0.12 | 0 | 0 | 0 | 0 | 0 | 0 | 0 | 0 | 0 | 0 | 0.01 | 0.29 | 0.76 | 1.05 | 1.21 | 1.28 | 1.29 | 1.29 | 1.27 | 1.2 | 1.06 | 0.78 | 0.32 | 0.02 | 0 | 0 | 0 | 0 | 0 | 0 | 0 | 0 | 0 | 0 | 0 | 0.16 | 0.64 | 0.97 | 1.13 | 1.2 | 1.22 | 1.21 | 1.18 | 1.12 | 0.93 | 0.52 | 0.08 | 0 | 0 | 0 | 0 | 0 | 0 | 0 | 0 | 0 | 0 | 0 | 0 | 0.05 | 0.46 | 0.84 | 1 | 1.05 | 1.06 | 1.05 | 1.02 | 0.93 | 0.67 | 0.2 | 0 | 0 | 0 | 0 | 0 | 0 | 0 | 0 | 0 | 0 | 0 | 0 | 0 | 0.18 | 0.62 | 0.87 | 0.97 | 0.99 | 0.98 | 0.93 | 0.81 | 0.46 | 0.06 | 0 | 0 | 0 | 0 | 0 | 0 | 0 | 0 | 0 | 0 | 0 | 0 | 0 | 0 | 0.06 | 0.34 | 0.59 | 0.73 | 0.78 | 0.74 | 0.67 | 0.62 | 0.32 | 0.04 | 0 | 0 | 0 | 0 | 0 | 0 | 0
KNTSTH_6_SOLAR |  | Solar_Fixed | Solar Fixed | CISO | North | Norcal | ID | 20 | 0 | 0 | 0 | 0 | 0 | 0 | 0 | 0.62 | 4.32 | 8.46 | 10.65 | 11.16 | 11.64 | 10.25 | 9.63 | 6.57 | 1.54 | 0 | 0 | 0 | 0 | 0 | 0 | 0 | 0 | 0 | 0 | 0 | 0 | 0 | 0 | 2.29 | 8.92 | 12.29 | 13.48 | 13.8 | 14.15 | 13.34 | 12.42 | 10.08 | 5.11 | 0.37 | 0 | 0 | 0 | 0 | 0 | 0 | 0 | 0 | 0 | 0 | 0 | 0 | 0 | 1.27 | 6.87 | 11.2 | 13.42 | 13.72 | 13.62 | 13.13 | 12.3 | 10.96 | 8.45 | 2.99 | 0.64 | 0 | 0 | 0 | 0 | 0 | 0 | 0 | 0 | 0 | 0 | 0 | 0.12 | 3.56 | 10.04 | 13.58 | 15.15 | 15.75 | 16.26 | 15.98 | 15.91 | 15.2 | 13.45 | 10.25 | 3.94 | 0.17 | 0 | 0 | 0 | 0 | 0 | 0 | 0 | 0 | 0 | 0 | 1.13 | 6.54 | 11.45 | 14.42 | 15.87 | 16.49 | 16.45 | 16.45 | 16.44 | 15.82 | 14.1 | 11.43 | 5.99 | 0.81 | 0 | 0 | 0 | 0 | 0 | 0 | 0 | 0 | 0 | 0.01 | 1.73 | 7.29 | 11.94 | 14.68 | 16.3 | 17.12 | 17.39 | 17.52 | 17.15 | 16.48 | 14.73 | 11.97 | 7.29 | 1.81 | 0.02 | 0 | 0 | 0 | 0 | 0 | 0 | 0 | 0 | 0 | 0.86 | 6.19 | 11.74 | 14.99 | 16.71 | 17.59 | 17.89 | 17.73 | 17.35 | 16.49 | 14.88 | 12.07 | 7.26 | 1.59 | 0.01 | 0 | 0 | 0 | 0 | 0 | 0 | 0 | 0 | 0 | 0.17 | 3.85 | 10.19 | 14.05 | 16.15 | 17.07 | 17.25 | 17.23 | 16.91 | 16.06 | 14.11 | 10.38 | 4.21 | 0.28 | 0 | 0 | 0 | 0 | 0 | 0 | 0 | 0 | 0 | 0 | 0.01 | 2.15 | 8.56 | 12.94 | 15.13 | 15.95 | 16.28 | 16.1 | 15.77 | 14.91 | 12.36 | 6.96 | 1.06 | 0 | 0 | 0 | 0 | 0 | 0 | 0 | 0 | 0 | 0 | 0 | 0 | 0.69 | 6.13 | 11.18 | 13.3 | 13.98 | 14.18 | 14.06 | 13.66 | 12.34 | 8.97 | 2.73 | 0.02 | 0 | 0 | 0 | 0 | 0 | 0 | 0 | 0 | 0 | 0 | 0 | 0.02 | 2.43 | 8.25 | 11.58 | 12.9 | 13.15 | 13.08 | 12.33 | 10.81 | 6.18 | 0.82 | 0 | 0 | 0 | 0 | 0 | 0 | 0 | 0 | 0 | 0 | 0 | 0 | 0 | 0 | 0.78 | 4.5 | 7.85 | 9.68 | 10.34 | 9.89 | 8.93 | 8.22 | 4.24 | 0.52 | 0 | 0 | 0 | 0 | 0 | 0 | 0
KRAMER_1_R1PX3 |  | Paired_Solar_1Axis | Solar Tracking | CISO | South | Socal | FC | 90 | 0 | 0 | 0 | 0 | 0 | 0 | 0.04 | 10.78 | 42.23 | 54.98 | 54.43 | 53.47 | 52.89 | 53.02 | 48.02 | 34.65 | 5.85 | 0 | 0 | 0 | 0 | 0 | 0 | 0 | 0 | 0 | 0 | 0 | 0 | 0 | 0.62 | 23.54 | 57.28 | 63.29 | 61.91 | 61.37 | 61.03 | 58.85 | 57.41 | 52.19 | 22.17 | 0.89 | 0 | 0 | 0 | 0 | 0 | 0 | 0 | 0 | 0 | 0 | 0 | 0 | 0.13 | 15.4 | 53.5 | 65.67 | 65.9 | 64.56 | 63.89 | 63.6 | 60.41 | 55.7 | 41.56 | 15.63 | 2.52 | 0 | 0 | 0 | 0 | 0 | 0 | 0 | 0 | 0 | 0 | 0 | 2.76 | 32.88 | 64.42 | 68.91 | 71.76 | 71.55 | 72.01 | 71.24 | 70.42 | 67.86 | 63.99 | 51.87 | 16.4 | 0.27 | 0 | 0 | 0 | 0 | 0 | 0 | 0 | 0 | 0 | 0.05 | 13.35 | 49.29 | 67.7 | 73.32 | 75.72 | 76.36 | 76.61 | 76.29 | 75 | 73.18 | 69.79 | 61.21 | 29.55 | 2.34 | 0 | 0 | 0 | 0 | 0 | 0 | 0 | 0 | 0 | 0.22 | 16.39 | 50.08 | 66.87 | 72.66 | 76 | 77.45 | 76.95 | 76.97 | 75.77 | 73.75 | 70.69 | 63.85 | 38.2 | 6.2 | 0 | 0 | 0 | 0 | 0 | 0 | 0 | 0 | 0 | 0 | 7.27 | 38.49 | 61.69 | 70.94 | 74.72 | 76.18 | 75.48 | 74.6 | 73.95 | 72.17 | 68.48 | 59.22 | 33.96 | 5.08 | 0 | 0 | 0 | 0 | 0 | 0 | 0 | 0 | 0 | 0 | 2.79 | 30.83 | 60.56 | 70.95 | 74.75 | 76.64 | 76.91 | 75.18 | 71.48 | 69.82 | 64.17 | 51.11 | 18.27 | 0.5 | 0 | 0 | 0 | 0 | 0 | 0 | 0 | 0 | 0 | 0 | 0.44 | 20.56 | 52.63 | 64.83 | 69.46 | 70.74 | 71.91 | 70.59 | 68.59 | 64.15 | 58.15 | 30.87 | 2.74 | 0 | 0 | 0 | 0 | 0 | 0 | 0 | 0 | 0 | 0 | 0 | 0 | 9 | 44.4 | 59.35 | 62.44 | 63.33 | 63.18 | 62.57 | 63.51 | 59.4 | 44.79 | 9.76 | 0.01 | 0 | 0 | 0 | 0 | 0 | 0 | 0 | 0 | 0 | 0 | 0 | 1.41 | 25.16 | 52.6 | 59.08 | 57.94 | 56.3 | 57.22 | 56.88 | 52.33 | 30.73 | 2.85 | 0 | 0 | 0 | 0 | 0 | 0 | 0 | 0 | 0 | 0 | 0 | 0 | 0 | 0.1 | 11.9 | 37.5 | 47 | 46.33 | 44.57 | 46.39 | 45.66 | 42.07 | 22.99 | 1.89 | 0 | 0 | 0 | 0 | 0 | 0 | 0
KRAMER_1_R2PX2 |  | Paired_Solar_1Axis | Solar Tracking | CISO | South | Socal | FC | 48 | 0 | 0 | 0 | 0 | 0 | 0 | 0.02 | 5.75 | 22.52 | 29.32 | 29.03 | 28.52 | 28.21 | 28.28 | 25.61 | 18.48 | 3.12 | 0 | 0 | 0 | 0 | 0 | 0 | 0 | 0 | 0 | 0 | 0 | 0 | 0 | 0.33 | 12.55 | 30.55 | 33.76 | 33.02 | 32.73 | 32.55 | 31.39 | 30.62 | 27.83 | 11.82 | 0.47 | 0 | 0 | 0 | 0 | 0 | 0 | 0 | 0 | 0 | 0 | 0 | 0 | 0.07 | 8.21 | 28.53 | 35.02 | 35.15 | 34.43 | 34.08 | 33.92 | 32.22 | 29.71 | 22.17 | 8.34 | 1.35 | 0 | 0 | 0 | 0 | 0 | 0 | 0 | 0 | 0 | 0 | 0 | 1.47 | 17.54 | 34.36 | 36.75 | 38.27 | 38.16 | 38.4 | 38 | 37.55 | 36.19 | 34.13 | 27.67 | 8.75 | 0.14 | 0 | 0 | 0 | 0 | 0 | 0 | 0 | 0 | 0 | 0.03 | 7.12 | 26.29 | 36.11 | 39.1 | 40.38 | 40.73 | 40.86 | 40.69 | 40 | 39.03 | 37.22 | 32.64 | 15.76 | 1.25 | 0 | 0 | 0 | 0 | 0 | 0 | 0 | 0 | 0 | 0.11 | 8.74 | 26.71 | 35.67 | 38.75 | 40.53 | 41.31 | 41.04 | 41.05 | 40.41 | 39.34 | 37.7 | 34.05 | 20.37 | 3.31 | 0 | 0 | 0 | 0 | 0 | 0 | 0 | 0 | 0 | 0 | 3.88 | 20.53 | 32.9 | 37.83 | 39.85 | 40.63 | 40.26 | 39.79 | 39.44 | 38.49 | 36.52 | 31.58 | 18.11 | 2.71 | 0 | 0 | 0 | 0 | 0 | 0 | 0 | 0 | 0 | 0 | 1.49 | 16.44 | 32.3 | 37.84 | 39.87 | 40.87 | 41.02 | 40.1 | 38.12 | 37.24 | 34.23 | 27.26 | 9.74 | 0.27 | 0 | 0 | 0 | 0 | 0 | 0 | 0 | 0 | 0 | 0 | 0.24 | 10.97 | 28.07 | 34.58 | 37.05 | 37.73 | 38.35 | 37.65 | 36.58 | 34.21 | 31.01 | 16.46 | 1.46 | 0 | 0 | 0 | 0 | 0 | 0 | 0 | 0 | 0 | 0 | 0 | 0 | 4.8 | 23.68 | 31.65 | 33.3 | 33.78 | 33.7 | 33.37 | 33.87 | 31.68 | 23.89 | 5.2 | 0 | 0 | 0 | 0 | 0 | 0 | 0 | 0 | 0 | 0 | 0 | 0 | 0.75 | 13.42 | 28.05 | 31.51 | 30.9 | 30.03 | 30.51 | 30.34 | 27.91 | 16.39 | 1.52 | 0 | 0 | 0 | 0 | 0 | 0 | 0 | 0 | 0 | 0 | 0 | 0 | 0 | 0.05 | 6.35 | 20 | 25.07 | 24.71 | 23.77 | 24.74 | 24.35 | 22.44 | 12.26 | 1.01 | 0 | 0 | 0 | 0 | 0 | 0 | 0
KRAMER_2_SEGS 9 |  | Solar_Thermal | Solar Thermal | CISO | South | Socal | FC | 80 | 0 | 0 | 0 | 0 | 0 | 0 | 0 | 0 | 1.74 | 13.38 | 18.63 | 23.13 | 21.28 | 18.16 | 18.96 | 15.29 | 4.54 | 0 | 0 | 0 | 0 | 0 | 0 | 0 | 0 | 0 | 0 | 0 | 0 | 0 | 0 | 0.09 | 11.09 | 28.31 | 30.94 | 29.1 | 26.37 | 26.22 | 27.98 | 26.75 | 14.99 | 3.26 | 0 | 0 | 0 | 0 | 0 | 0 | 0 | 0 | 0 | 0 | 0 | 0 | 0 | 0 | 11.65 | 35.29 | 39.83 | 39.24 | 39.84 | 43.06 | 41.82 | 39.24 | 32.27 | 13.2 | 0.59 | 0 | 0 | 0 | 0 | 0 | 0 | 0 | 0 | 0 | 0 | 0 | 0 | 2.46 | 31.06 | 49.21 | 55.33 | 55.56 | 55.95 | 54.49 | 50.19 | 45.09 | 41.38 | 35.88 | 16.28 | 1.81 | 0 | 0 | 0 | 0 | 0 | 0 | 0 | 0 | 0 | 0 | 0.87 | 20 | 53.74 | 65.3 | 67.12 | 67.01 | 65.93 | 64.59 | 62.98 | 58.2 | 52.61 | 44.4 | 29.02 | 6.48 | 0 | 0 | 0 | 0 | 0 | 0 | 0 | 0 | 0 | 0 | 2.25 | 25.54 | 55.06 | 62.08 | 63.98 | 63.25 | 62.84 | 61.58 | 58.51 | 55.92 | 53.42 | 47.33 | 32.99 | 11.54 | 0.21 | 0 | 0 | 0 | 0 | 0 | 0 | 0 | 0 | 0 | 0 | 4.45 | 24.8 | 40.15 | 45.59 | 47.11 | 47.89 | 45.68 | 44.5 | 41.77 | 40.29 | 32.84 | 24.16 | 7.7 | 0 | 0 | 0 | 0 | 0 | 0 | 0 | 0 | 0 | 0 | 0 | 2.27 | 28.02 | 46.74 | 55.93 | 58.11 | 57.37 | 49.32 | 46.66 | 43.85 | 41.36 | 34.72 | 20.98 | 3.31 | 0 | 0 | 0 | 0 | 0 | 0 | 0 | 0 | 0 | 0 | 0 | 0.67 | 22.69 | 46.47 | 55.1 | 55.49 | 54.76 | 52.28 | 48.85 | 46.44 | 43.27 | 32.12 | 7.82 | 0.03 | 0 | 0 | 0 | 0 | 0 | 0 | 0 | 0 | 0 | 0 | 0 | 0 | 11.32 | 42.97 | 53.57 | 52.96 | 52.51 | 51.41 | 52.3 | 49.72 | 40.07 | 17.19 | 1.24 | 0 | 0 | 0 | 0 | 0 | 0 | 0 | 0 | 0 | 0 | 0 | 0 | 0.29 | 15.01 | 37.87 | 42.65 | 41.79 | 40.73 | 40.41 | 37.3 | 25.57 | 6.71 | 0 | 0 | 0 | 0 | 0 | 0 | 0 | 0 | 0 | 0 | 0 | 0 | 0 | 0 | 0 | 1.04 | 8.64 | 13.63 | 14.46 | 14.31 | 14.82 | 14.64 | 10.5 | 2.39 | 0 | 0 | 0 | 0 | 0 | 0 | 0
LAMONT_1_SOLAR1 |  | Solar_1Axis | Solar Tracking | CISO | North | Norcal | FC | 60 | 0 | 0 | 0 | 0 | 0 | 0 | 0 | 1.41 | 11.34 | 20.09 | 24.5 | 26.48 | 27.35 | 25.52 | 23.81 | 16.34 | 3.62 | 0 | 0 | 0 | 0 | 0 | 0 | 0 | 0 | 0 | 0 | 0 | 0 | 0 | 0.01 | 7.61 | 31 | 39.76 | 39.61 | 37.81 | 37.34 | 37.25 | 38.06 | 33.05 | 17.26 | 0.92 | 0 | 0 | 0 | 0 | 0 | 0 | 0 | 0 | 0 | 0 | 0 | 0 | 0 | 4.68 | 26.39 | 39.61 | 41.76 | 40.24 | 40.57 | 38.85 | 36.94 | 34.77 | 29.11 | 8.82 | 1.83 | 0 | 0 | 0 | 0 | 0 | 0 | 0 | 0 | 0 | 0 | 0 | 0.47 | 15.43 | 36.85 | 43.35 | 43.1 | 42.45 | 43.87 | 43.63 | 42.8 | 43.37 | 40.83 | 36.28 | 15.6 | 0.62 | 0 | 0 | 0 | 0 | 0 | 0 | 0 | 0 | 0 | 0 | 5.6 | 29.93 | 42.11 | 45.05 | 45.81 | 45.44 | 46.4 | 46.48 | 46.59 | 47.22 | 45.89 | 43.05 | 26.22 | 3.48 | 0 | 0 | 0 | 0 | 0 | 0 | 0 | 0 | 0 | 0.03 | 9.32 | 33.85 | 45.65 | 49.63 | 50.29 | 50.73 | 51.05 | 50.76 | 50.4 | 50.55 | 48.63 | 45.56 | 32.87 | 8.9 | 0.08 | 0 | 0 | 0 | 0 | 0 | 0 | 0 | 0 | 0 | 4.19 | 27.73 | 45.8 | 50.57 | 51.34 | 51.49 | 51.11 | 51.1 | 50.29 | 50.25 | 48.43 | 44.8 | 31.07 | 7.17 | 0.04 | 0 | 0 | 0 | 0 | 0 | 0 | 0 | 0 | 0 | 0.62 | 16.39 | 38.27 | 46.6 | 48.46 | 49.07 | 49.01 | 48.55 | 48.48 | 48.3 | 46.19 | 37.62 | 16.54 | 0.96 | 0 | 0 | 0 | 0 | 0 | 0 | 0 | 0 | 0 | 0 | 0.02 | 7.93 | 30.56 | 40.86 | 43.29 | 43.8 | 43.29 | 43.01 | 43.14 | 43.75 | 39.39 | 24.42 | 3.13 | 0 | 0 | 0 | 0 | 0 | 0 | 0 | 0 | 0 | 0 | 0 | 0 | 2.07 | 19.54 | 34.15 | 37.66 | 37.16 | 35.79 | 36.21 | 37.32 | 36.43 | 28.55 | 8.07 | 0.05 | 0 | 0 | 0 | 0 | 0 | 0 | 0 | 0 | 0 | 0 | 0 | 0.06 | 6.44 | 22.34 | 30.49 | 31.66 | 30.32 | 31.18 | 31.92 | 30.15 | 18.4 | 2.2 | 0 | 0 | 0 | 0 | 0 | 0 | 0 | 0 | 0 | 0 | 0 | 0 | 0 | 0 | 1.51 | 11.24 | 18.39 | 22.03 | 24.12 | 23.77 | 22.89 | 19.25 | 10.26 | 1.2 | 0 | 0 | 0 | 0 | 0 | 0 | 0
LAMONT_1_SOLAR2 |  | Solar_1Axis | Solar Tracking | CISO | North | Norcal | FC | 20 | 0 | 0 | 0 | 0 | 0 | 0 | 0 | 0.47 | 3.78 | 6.7 | 8.17 | 8.83 | 9.12 | 8.51 | 7.94 | 5.45 | 1.21 | 0 | 0 | 0 | 0 | 0 | 0 | 0 | 0 | 0 | 0 | 0 | 0 | 0 | 0 | 2.54 | 10.33 | 13.25 | 13.2 | 12.6 | 12.45 | 12.42 | 12.69 | 11.02 | 5.75 | 0.31 | 0 | 0 | 0 | 0 | 0 | 0 | 0 | 0 | 0 | 0 | 0 | 0 | 0 | 1.56 | 8.8 | 13.2 | 13.92 | 13.41 | 13.52 | 12.95 | 12.31 | 11.59 | 9.7 | 2.94 | 0.61 | 0 | 0 | 0 | 0 | 0 | 0 | 0 | 0 | 0 | 0 | 0 | 0.16 | 5.14 | 12.28 | 14.45 | 14.37 | 14.15 | 14.62 | 14.54 | 14.27 | 14.46 | 13.61 | 12.09 | 5.2 | 0.21 | 0 | 0 | 0 | 0 | 0 | 0 | 0 | 0 | 0 | 0 | 1.87 | 9.98 | 14.04 | 15.02 | 15.27 | 15.15 | 15.47 | 15.49 | 15.53 | 15.74 | 15.3 | 14.35 | 8.74 | 1.16 | 0 | 0 | 0 | 0 | 0 | 0 | 0 | 0 | 0 | 0.01 | 3.11 | 11.28 | 15.22 | 16.54 | 16.76 | 16.91 | 17.02 | 16.92 | 16.8 | 16.85 | 16.21 | 15.19 | 10.96 | 2.97 | 0.03 | 0 | 0 | 0 | 0 | 0 | 0 | 0 | 0 | 0 | 1.4 | 9.24 | 15.27 | 16.86 | 17.11 | 17.16 | 17.04 | 17.03 | 16.76 | 16.75 | 16.14 | 14.93 | 10.36 | 2.39 | 0.01 | 0 | 0 | 0 | 0 | 0 | 0 | 0 | 0 | 0 | 0.21 | 5.46 | 12.76 | 15.53 | 16.15 | 16.36 | 16.34 | 16.18 | 16.16 | 16.1 | 15.4 | 12.54 | 5.51 | 0.32 | 0 | 0 | 0 | 0 | 0 | 0 | 0 | 0 | 0 | 0 | 0.01 | 2.64 | 10.19 | 13.62 | 14.43 | 14.6 | 14.43 | 14.34 | 14.38 | 14.58 | 13.13 | 8.14 | 1.04 | 0 | 0 | 0 | 0 | 0 | 0 | 0 | 0 | 0 | 0 | 0 | 0 | 0.69 | 6.51 | 11.38 | 12.55 | 12.39 | 11.93 | 12.07 | 12.44 | 12.14 | 9.52 | 2.69 | 0.02 | 0 | 0 | 0 | 0 | 0 | 0 | 0 | 0 | 0 | 0 | 0 | 0.02 | 2.15 | 7.45 | 10.16 | 10.55 | 10.11 | 10.39 | 10.64 | 10.05 | 6.13 | 0.73 | 0 | 0 | 0 | 0 | 0 | 0 | 0 | 0 | 0 | 0 | 0 | 0 | 0 | 0 | 0.5 | 3.75 | 6.13 | 7.34 | 8.04 | 7.92 | 7.63 | 6.42 | 3.42 | 0.4 | 0 | 0 | 0 | 0 | 0 | 0 | 0
LAMONT_1_SOLAR3 |  | Solar_1Axis | Solar Tracking | CISO | North | Norcal | FC | 14.99 | 0 | 0 | 0 | 0 | 0 | 0 | 0 | 0.35 | 2.83 | 5.02 | 6.12 | 6.62 | 6.83 | 6.38 | 5.95 | 4.08 | 0.9 | 0 | 0 | 0 | 0 | 0 | 0 | 0 | 0 | 0 | 0 | 0 | 0 | 0 | 0 | 1.9 | 7.74 | 9.93 | 9.9 | 9.45 | 9.33 | 9.31 | 9.51 | 8.26 | 4.31 | 0.23 | 0 | 0 | 0 | 0 | 0 | 0 | 0 | 0 | 0 | 0 | 0 | 0 | 0 | 1.17 | 6.59 | 9.9 | 10.43 | 10.05 | 10.14 | 9.71 | 9.23 | 8.69 | 7.27 | 2.2 | 0.46 | 0 | 0 | 0 | 0 | 0 | 0 | 0 | 0 | 0 | 0 | 0 | 0.12 | 3.85 | 9.21 | 10.83 | 10.77 | 10.61 | 10.96 | 10.9 | 10.69 | 10.83 | 10.2 | 9.07 | 3.9 | 0.16 | 0 | 0 | 0 | 0 | 0 | 0 | 0 | 0 | 0 | 0 | 1.4 | 7.48 | 10.52 | 11.26 | 11.44 | 11.35 | 11.59 | 11.61 | 11.64 | 11.8 | 11.46 | 10.75 | 6.55 | 0.87 | 0 | 0 | 0 | 0 | 0 | 0 | 0 | 0 | 0 | 0.01 | 2.33 | 8.46 | 11.41 | 12.4 | 12.56 | 12.67 | 12.75 | 12.68 | 12.59 | 12.63 | 12.15 | 11.38 | 8.21 | 2.22 | 0.02 | 0 | 0 | 0 | 0 | 0 | 0 | 0 | 0 | 0 | 1.05 | 6.93 | 11.44 | 12.64 | 12.83 | 12.86 | 12.77 | 12.77 | 12.56 | 12.55 | 12.1 | 11.19 | 7.76 | 1.79 | 0.01 | 0 | 0 | 0 | 0 | 0 | 0 | 0 | 0 | 0 | 0.15 | 4.09 | 9.56 | 11.64 | 12.11 | 12.26 | 12.24 | 12.13 | 12.11 | 12.07 | 11.54 | 9.4 | 4.13 | 0.24 | 0 | 0 | 0 | 0 | 0 | 0 | 0 | 0 | 0 | 0 | 0.01 | 1.98 | 7.63 | 10.21 | 10.81 | 10.94 | 10.81 | 10.75 | 10.78 | 10.93 | 9.84 | 6.1 | 0.78 | 0 | 0 | 0 | 0 | 0 | 0 | 0 | 0 | 0 | 0 | 0 | 0 | 0.52 | 4.88 | 8.53 | 9.41 | 9.28 | 8.94 | 9.05 | 9.32 | 9.1 | 7.13 | 2.02 | 0.01 | 0 | 0 | 0 | 0 | 0 | 0 | 0 | 0 | 0 | 0 | 0 | 0.02 | 1.61 | 5.58 | 7.62 | 7.91 | 7.57 | 7.79 | 7.98 | 7.53 | 4.6 | 0.55 | 0 | 0 | 0 | 0 | 0 | 0 | 0 | 0 | 0 | 0 | 0 | 0 | 0 | 0 | 0.38 | 2.81 | 4.6 | 5.5 | 6.03 | 5.94 | 5.72 | 4.81 | 2.56 | 0.3 | 0 | 0 | 0 | 0 | 0 | 0 | 0
LAMONT_1_SOLAR4 |  | Solar_1Axis | Solar Tracking | CISO | North | Norcal | FC | 26.66 | 0 | 0 | 0 | 0 | 0 | 0 | 0 | 0.63 | 5.04 | 8.93 | 10.88 | 11.77 | 12.15 | 11.34 | 10.58 | 7.26 | 1.61 | 0 | 0 | 0 | 0 | 0 | 0 | 0 | 0 | 0 | 0 | 0 | 0 | 0 | 0.01 | 3.38 | 13.77 | 17.66 | 17.6 | 16.8 | 16.59 | 16.55 | 16.91 | 14.68 | 7.67 | 0.41 | 0 | 0 | 0 | 0 | 0 | 0 | 0 | 0 | 0 | 0 | 0 | 0 | 0 | 2.08 | 11.73 | 17.6 | 18.56 | 17.88 | 18.03 | 17.26 | 16.41 | 15.45 | 12.94 | 3.92 | 0.81 | 0 | 0 | 0 | 0 | 0 | 0 | 0 | 0 | 0 | 0 | 0 | 0.21 | 6.86 | 16.37 | 19.26 | 19.15 | 18.86 | 19.49 | 19.38 | 19.02 | 19.27 | 18.14 | 16.12 | 6.93 | 0.28 | 0 | 0 | 0 | 0 | 0 | 0 | 0 | 0 | 0 | 0 | 2.49 | 13.3 | 18.71 | 20.02 | 20.35 | 20.19 | 20.62 | 20.65 | 20.7 | 20.98 | 20.39 | 19.13 | 11.65 | 1.55 | 0 | 0 | 0 | 0 | 0 | 0 | 0 | 0 | 0 | 0.01 | 4.14 | 15.04 | 20.28 | 22.05 | 22.35 | 22.54 | 22.68 | 22.55 | 22.4 | 22.46 | 21.61 | 20.24 | 14.6 | 3.95 | 0.03 | 0 | 0 | 0 | 0 | 0 | 0 | 0 | 0 | 0 | 1.86 | 12.32 | 20.35 | 22.47 | 22.81 | 22.88 | 22.71 | 22.7 | 22.34 | 22.33 | 21.52 | 19.91 | 13.81 | 3.19 | 0.02 | 0 | 0 | 0 | 0 | 0 | 0 | 0 | 0 | 0 | 0.27 | 7.28 | 17 | 20.71 | 21.53 | 21.8 | 21.78 | 21.57 | 21.54 | 21.46 | 20.53 | 16.72 | 7.35 | 0.43 | 0 | 0 | 0 | 0 | 0 | 0 | 0 | 0 | 0 | 0 | 0.01 | 3.52 | 13.58 | 18.16 | 19.23 | 19.46 | 19.23 | 19.11 | 19.17 | 19.44 | 17.5 | 10.85 | 1.39 | 0 | 0 | 0 | 0 | 0 | 0 | 0 | 0 | 0 | 0 | 0 | 0 | 0.92 | 8.68 | 15.17 | 16.73 | 16.51 | 15.9 | 16.09 | 16.58 | 16.19 | 12.69 | 3.58 | 0.02 | 0 | 0 | 0 | 0 | 0 | 0 | 0 | 0 | 0 | 0 | 0 | 0.03 | 2.86 | 9.93 | 13.55 | 14.07 | 13.47 | 13.86 | 14.18 | 13.4 | 8.18 | 0.98 | 0 | 0 | 0 | 0 | 0 | 0 | 0 | 0 | 0 | 0 | 0 | 0 | 0 | 0 | 0.67 | 4.99 | 8.17 | 9.79 | 10.72 | 10.56 | 10.17 | 8.55 | 4.56 | 0.53 | 0 | 0 | 0 | 0 | 0 | 0 | 0
LAMONT_1_SOLAR5 |  | Solar_1Axis | Solar Tracking | CISO | North | Norcal | FC | 16.66 | 0 | 0 | 0 | 0 | 0 | 0 | 0 | 0.39 | 3.15 | 5.58 | 6.8 | 7.35 | 7.6 | 7.09 | 6.61 | 4.54 | 1 | 0 | 0 | 0 | 0 | 0 | 0 | 0 | 0 | 0 | 0 | 0 | 0 | 0 | 0 | 2.11 | 8.61 | 11.04 | 11 | 10.5 | 10.37 | 10.34 | 10.57 | 9.18 | 4.79 | 0.26 | 0 | 0 | 0 | 0 | 0 | 0 | 0 | 0 | 0 | 0 | 0 | 0 | 0 | 1.3 | 7.33 | 11 | 11.6 | 11.17 | 11.26 | 10.79 | 10.26 | 9.65 | 8.08 | 2.45 | 0.51 | 0 | 0 | 0 | 0 | 0 | 0 | 0 | 0 | 0 | 0 | 0 | 0.13 | 4.28 | 10.23 | 12.04 | 11.97 | 11.79 | 12.18 | 12.11 | 11.88 | 12.04 | 11.34 | 10.07 | 4.33 | 0.17 | 0 | 0 | 0 | 0 | 0 | 0 | 0 | 0 | 0 | 0 | 1.56 | 8.31 | 11.69 | 12.51 | 12.72 | 12.62 | 12.88 | 12.91 | 12.94 | 13.11 | 12.74 | 11.95 | 7.28 | 0.97 | 0 | 0 | 0 | 0 | 0 | 0 | 0 | 0 | 0 | 0.01 | 2.59 | 9.4 | 12.68 | 13.78 | 13.96 | 14.09 | 14.18 | 14.09 | 14 | 14.04 | 13.5 | 12.65 | 9.13 | 2.47 | 0.02 | 0 | 0 | 0 | 0 | 0 | 0 | 0 | 0 | 0 | 1.16 | 7.7 | 12.72 | 14.04 | 14.26 | 14.3 | 14.19 | 14.19 | 13.96 | 13.95 | 13.45 | 12.44 | 8.63 | 1.99 | 0.01 | 0 | 0 | 0 | 0 | 0 | 0 | 0 | 0 | 0 | 0.17 | 4.55 | 10.63 | 12.94 | 13.46 | 13.63 | 13.61 | 13.48 | 13.46 | 13.41 | 12.83 | 10.45 | 4.59 | 0.27 | 0 | 0 | 0 | 0 | 0 | 0 | 0 | 0 | 0 | 0 | 0.01 | 2.2 | 8.49 | 11.35 | 12.02 | 12.16 | 12.02 | 11.94 | 11.98 | 12.15 | 10.94 | 6.78 | 0.87 | 0 | 0 | 0 | 0 | 0 | 0 | 0 | 0 | 0 | 0 | 0 | 0 | 0.57 | 5.43 | 9.48 | 10.46 | 10.32 | 9.94 | 10.05 | 10.36 | 10.11 | 7.93 | 2.24 | 0.01 | 0 | 0 | 0 | 0 | 0 | 0 | 0 | 0 | 0 | 0 | 0 | 0.02 | 1.79 | 6.2 | 8.46 | 8.79 | 8.42 | 8.66 | 8.86 | 8.37 | 5.11 | 0.61 | 0 | 0 | 0 | 0 | 0 | 0 | 0 | 0 | 0 | 0 | 0 | 0 | 0 | 0 | 0.42 | 3.12 | 5.11 | 6.12 | 6.7 | 6.6 | 6.36 | 5.34 | 2.85 | 0.33 | 0 | 0 | 0 | 0 | 0 | 0 | 0
LCKHT1_2_LH1SR1 |  | Paired_Solar_1Axis | Solar Tracking | CISO | South | Socal | ID | 85 | 0 | 0 | 0 | 0 | 0 | 0 | 0.04 | 10.18 | 39.88 | 51.93 | 51.41 | 50.5 | 49.95 | 50.07 | 45.35 | 32.73 | 5.52 | 0 | 0 | 0 | 0 | 0 | 0 | 0 | 0 | 0 | 0 | 0 | 0 | 0 | 0.59 | 22.23 | 54.1 | 59.78 | 58.47 | 57.96 | 57.64 | 55.58 | 54.22 | 49.29 | 20.94 | 0.84 | 0 | 0 | 0 | 0 | 0 | 0 | 0 | 0 | 0 | 0 | 0 | 0 | 0.13 | 14.54 | 50.53 | 62.02 | 62.24 | 60.98 | 60.34 | 60.07 | 57.05 | 52.61 | 39.25 | 14.77 | 2.38 | 0 | 0 | 0 | 0 | 0 | 0 | 0 | 0 | 0 | 0 | 0 | 2.6 | 31.05 | 60.84 | 65.08 | 67.77 | 67.58 | 68.01 | 67.28 | 66.5 | 64.09 | 60.43 | 48.99 | 15.49 | 0.25 | 0 | 0 | 0 | 0 | 0 | 0 | 0 | 0 | 0 | 0.05 | 12.6 | 46.55 | 63.94 | 69.24 | 71.51 | 72.12 | 72.36 | 72.05 | 70.83 | 69.12 | 65.91 | 57.81 | 27.91 | 2.21 | 0 | 0 | 0 | 0 | 0 | 0 | 0 | 0 | 0 | 0.2 | 15.48 | 47.29 | 63.16 | 68.63 | 71.78 | 73.15 | 72.68 | 72.69 | 71.56 | 69.66 | 66.76 | 60.31 | 36.08 | 5.86 | 0 | 0 | 0 | 0 | 0 | 0 | 0 | 0 | 0 | 0 | 6.87 | 36.35 | 58.27 | 66.99 | 70.57 | 71.95 | 71.29 | 70.46 | 69.84 | 68.16 | 64.67 | 55.93 | 32.07 | 4.8 | 0 | 0 | 0 | 0 | 0 | 0 | 0 | 0 | 0 | 0 | 2.63 | 29.12 | 57.2 | 67.01 | 70.6 | 72.38 | 72.64 | 71.01 | 67.51 | 65.95 | 60.61 | 48.27 | 17.26 | 0.47 | 0 | 0 | 0 | 0 | 0 | 0 | 0 | 0 | 0 | 0 | 0.42 | 19.42 | 49.71 | 61.23 | 65.6 | 66.81 | 67.92 | 66.66 | 64.78 | 60.58 | 54.92 | 29.15 | 2.59 | 0 | 0 | 0 | 0 | 0 | 0 | 0 | 0 | 0 | 0 | 0 | 0 | 8.5 | 41.94 | 56.05 | 58.97 | 59.81 | 59.67 | 59.09 | 59.98 | 56.1 | 42.3 | 9.21 | 0.01 | 0 | 0 | 0 | 0 | 0 | 0 | 0 | 0 | 0 | 0 | 0 | 1.34 | 23.77 | 49.68 | 55.8 | 54.72 | 53.17 | 54.04 | 53.72 | 49.42 | 29.03 | 2.69 | 0 | 0 | 0 | 0 | 0 | 0 | 0 | 0 | 0 | 0 | 0 | 0 | 0 | 0.09 | 11.24 | 35.42 | 44.39 | 43.76 | 42.09 | 43.81 | 43.12 | 39.73 | 21.71 | 1.79 | 0 | 0 | 0 | 0 | 0 | 0 | 0
LCKHT1_2_LH1SR2 |  | Solar_1Axis | Solar Tracking | CISO | South | Socal | ID | 75 | 0 | 0 | 0 | 0 | 0 | 0 | 0.04 | 8.98 | 35.19 | 45.82 | 45.36 | 44.56 | 44.07 | 44.18 | 40.02 | 28.88 | 4.87 | 0 | 0 | 0 | 0 | 0 | 0 | 0 | 0 | 0 | 0 | 0 | 0 | 0 | 0.52 | 19.62 | 47.73 | 52.74 | 51.59 | 51.14 | 50.86 | 49.04 | 47.84 | 43.49 | 18.47 | 0.74 | 0 | 0 | 0 | 0 | 0 | 0 | 0 | 0 | 0 | 0 | 0 | 0 | 0.11 | 12.83 | 44.58 | 54.72 | 54.92 | 53.8 | 53.24 | 53 | 50.34 | 46.42 | 34.64 | 13.03 | 2.1 | 0 | 0 | 0 | 0 | 0 | 0 | 0 | 0 | 0 | 0 | 0 | 2.3 | 27.4 | 53.68 | 57.42 | 59.8 | 59.63 | 60 | 59.37 | 58.68 | 56.55 | 53.32 | 43.23 | 13.67 | 0.22 | 0 | 0 | 0 | 0 | 0 | 0 | 0 | 0 | 0 | 0.04 | 11.12 | 41.07 | 56.42 | 61.1 | 63.1 | 63.63 | 63.85 | 63.57 | 62.5 | 60.99 | 58.15 | 51.01 | 24.62 | 1.95 | 0 | 0 | 0 | 0 | 0 | 0 | 0 | 0 | 0 | 0.18 | 13.66 | 41.73 | 55.73 | 60.55 | 63.33 | 64.54 | 64.13 | 64.14 | 63.14 | 61.46 | 58.91 | 53.21 | 31.83 | 5.17 | 0 | 0 | 0 | 0 | 0 | 0 | 0 | 0 | 0 | 0 | 6.06 | 32.07 | 51.41 | 59.11 | 62.27 | 63.48 | 62.9 | 62.17 | 61.63 | 60.14 | 57.06 | 49.35 | 28.3 | 4.23 | 0 | 0 | 0 | 0 | 0 | 0 | 0 | 0 | 0 | 0 | 2.32 | 25.69 | 50.47 | 59.12 | 62.29 | 63.86 | 64.09 | 62.65 | 59.57 | 58.19 | 53.48 | 42.59 | 15.23 | 0.42 | 0 | 0 | 0 | 0 | 0 | 0 | 0 | 0 | 0 | 0 | 0.37 | 17.13 | 43.86 | 54.03 | 57.88 | 58.95 | 59.93 | 58.82 | 57.16 | 53.46 | 48.46 | 25.72 | 2.28 | 0 | 0 | 0 | 0 | 0 | 0 | 0 | 0 | 0 | 0 | 0 | 0 | 7.5 | 37 | 49.46 | 52.03 | 52.78 | 52.65 | 52.14 | 52.92 | 49.5 | 37.33 | 8.13 | 0.01 | 0 | 0 | 0 | 0 | 0 | 0 | 0 | 0 | 0 | 0 | 0 | 1.18 | 20.97 | 43.84 | 49.23 | 48.28 | 46.92 | 47.68 | 47.4 | 43.6 | 25.61 | 2.38 | 0 | 0 | 0 | 0 | 0 | 0 | 0 | 0 | 0 | 0 | 0 | 0 | 0 | 0.08 | 9.92 | 31.25 | 39.17 | 38.61 | 37.14 | 38.66 | 38.05 | 35.06 | 19.15 | 1.58 | 0 | 0 | 0 | 0 | 0 | 0 | 0
LEPRFD_1_KANSAS |  | Solar_Fixed | Solar Fixed | CISO | North | Norcal | FC | 20 | 0 | 0 | 0 | 0 | 0 | 0 | 0 | 0.62 | 4.32 | 8.46 | 10.65 | 11.16 | 11.64 | 10.25 | 9.63 | 6.57 | 1.54 | 0 | 0 | 0 | 0 | 0 | 0 | 0 | 0 | 0 | 0 | 0 | 0 | 0 | 0 | 2.29 | 8.92 | 12.29 | 13.48 | 13.8 | 14.15 | 13.34 | 12.42 | 10.08 | 5.11 | 0.37 | 0 | 0 | 0 | 0 | 0 | 0 | 0 | 0 | 0 | 0 | 0 | 0 | 0 | 1.27 | 6.87 | 11.2 | 13.42 | 13.72 | 13.62 | 13.13 | 12.3 | 10.96 | 8.45 | 2.99 | 0.64 | 0 | 0 | 0 | 0 | 0 | 0 | 0 | 0 | 0 | 0 | 0 | 0.12 | 3.56 | 10.04 | 13.58 | 15.15 | 15.75 | 16.26 | 15.98 | 15.91 | 15.2 | 13.45 | 10.25 | 3.94 | 0.17 | 0 | 0 | 0 | 0 | 0 | 0 | 0 | 0 | 0 | 0 | 1.13 | 6.54 | 11.45 | 14.42 | 15.87 | 16.49 | 16.45 | 16.45 | 16.44 | 15.82 | 14.1 | 11.43 | 5.99 | 0.81 | 0 | 0 | 0 | 0 | 0 | 0 | 0 | 0 | 0 | 0.01 | 1.73 | 7.29 | 11.94 | 14.68 | 16.3 | 17.12 | 17.39 | 17.52 | 17.15 | 16.48 | 14.73 | 11.97 | 7.29 | 1.81 | 0.02 | 0 | 0 | 0 | 0 | 0 | 0 | 0 | 0 | 0 | 0.86 | 6.19 | 11.74 | 14.99 | 16.71 | 17.59 | 17.89 | 17.73 | 17.35 | 16.49 | 14.88 | 12.07 | 7.26 | 1.59 | 0.01 | 0 | 0 | 0 | 0 | 0 | 0 | 0 | 0 | 0 | 0.17 | 3.85 | 10.19 | 14.05 | 16.15 | 17.07 | 17.25 | 17.23 | 16.91 | 16.06 | 14.11 | 10.38 | 4.21 | 0.28 | 0 | 0 | 0 | 0 | 0 | 0 | 0 | 0 | 0 | 0 | 0.01 | 2.15 | 8.56 | 12.94 | 15.13 | 15.95 | 16.28 | 16.1 | 15.77 | 14.91 | 12.36 | 6.96 | 1.06 | 0 | 0 | 0 | 0 | 0 | 0 | 0 | 0 | 0 | 0 | 0 | 0 | 0.69 | 6.13 | 11.18 | 13.3 | 13.98 | 14.18 | 14.06 | 13.66 | 12.34 | 8.97 | 2.73 | 0.02 | 0 | 0 | 0 | 0 | 0 | 0 | 0 | 0 | 0 | 0 | 0 | 0.02 | 2.43 | 8.25 | 11.58 | 12.9 | 13.15 | 13.08 | 12.33 | 10.81 | 6.18 | 0.82 | 0 | 0 | 0 | 0 | 0 | 0 | 0 | 0 | 0 | 0 | 0 | 0 | 0 | 0 | 0.78 | 4.5 | 7.85 | 9.68 | 10.34 | 9.89 | 8.93 | 8.22 | 4.24 | 0.52 | 0 | 0 | 0 | 0 | 0 | 0 | 0
LHILLS_6_SOLAR1 |  | Solar_1Axis | Solar Tracking | CISO | North | Norcal | FC | 20 | 0 | 0 | 0 | 0 | 0 | 0 | 0 | 0.47 | 3.78 | 6.7 | 8.17 | 8.83 | 9.12 | 8.51 | 7.94 | 5.45 | 1.21 | 0 | 0 | 0 | 0 | 0 | 0 | 0 | 0 | 0 | 0 | 0 | 0 | 0 | 0 | 2.54 | 10.33 | 13.25 | 13.2 | 12.6 | 12.45 | 12.42 | 12.69 | 11.02 | 5.75 | 0.31 | 0 | 0 | 0 | 0 | 0 | 0 | 0 | 0 | 0 | 0 | 0 | 0 | 0 | 1.56 | 8.8 | 13.2 | 13.92 | 13.41 | 13.52 | 12.95 | 12.31 | 11.59 | 9.7 | 2.94 | 0.61 | 0 | 0 | 0 | 0 | 0 | 0 | 0 | 0 | 0 | 0 | 0 | 0.16 | 5.14 | 12.28 | 14.45 | 14.37 | 14.15 | 14.62 | 14.54 | 14.27 | 14.46 | 13.61 | 12.09 | 5.2 | 0.21 | 0 | 0 | 0 | 0 | 0 | 0 | 0 | 0 | 0 | 0 | 1.87 | 9.98 | 14.04 | 15.02 | 15.27 | 15.15 | 15.47 | 15.49 | 15.53 | 15.74 | 15.3 | 14.35 | 8.74 | 1.16 | 0 | 0 | 0 | 0 | 0 | 0 | 0 | 0 | 0 | 0.01 | 3.11 | 11.28 | 15.22 | 16.54 | 16.76 | 16.91 | 17.02 | 16.92 | 16.8 | 16.85 | 16.21 | 15.19 | 10.96 | 2.97 | 0.03 | 0 | 0 | 0 | 0 | 0 | 0 | 0 | 0 | 0 | 1.4 | 9.24 | 15.27 | 16.86 | 17.11 | 17.16 | 17.04 | 17.03 | 16.76 | 16.75 | 16.14 | 14.93 | 10.36 | 2.39 | 0.01 | 0 | 0 | 0 | 0 | 0 | 0 | 0 | 0 | 0 | 0.21 | 5.46 | 12.76 | 15.53 | 16.15 | 16.36 | 16.34 | 16.18 | 16.16 | 16.1 | 15.4 | 12.54 | 5.51 | 0.32 | 0 | 0 | 0 | 0 | 0 | 0 | 0 | 0 | 0 | 0 | 0.01 | 2.64 | 10.19 | 13.62 | 14.43 | 14.6 | 14.43 | 14.34 | 14.38 | 14.58 | 13.13 | 8.14 | 1.04 | 0 | 0 | 0 | 0 | 0 | 0 | 0 | 0 | 0 | 0 | 0 | 0 | 0.69 | 6.51 | 11.38 | 12.55 | 12.39 | 11.93 | 12.07 | 12.44 | 12.14 | 9.52 | 2.69 | 0.02 | 0 | 0 | 0 | 0 | 0 | 0 | 0 | 0 | 0 | 0 | 0 | 0.02 | 2.15 | 7.45 | 10.16 | 10.55 | 10.11 | 10.39 | 10.64 | 10.05 | 6.13 | 0.73 | 0 | 0 | 0 | 0 | 0 | 0 | 0 | 0 | 0 | 0 | 0 | 0 | 0 | 0 | 0.5 | 3.75 | 6.13 | 7.34 | 8.04 | 7.92 | 7.63 | 6.42 | 3.42 | 0.4 | 0 | 0 | 0 | 0 | 0 | 0 | 0
LILIAC_6_SOLAR |  | Solar_1Axis | Solar Tracking | CISO | South | Socal | FC | 3 | 0 | 0 | 0 | 0 | 0 | 0 | 0 | 0.36 | 1.41 | 1.83 | 1.81 | 1.78 | 1.76 | 1.77 | 1.6 | 1.16 | 0.19 | 0 | 0 | 0 | 0 | 0 | 0 | 0 | 0 | 0 | 0 | 0 | 0 | 0 | 0.02 | 0.78 | 1.91 | 2.11 | 2.06 | 2.05 | 2.03 | 1.96 | 1.91 | 1.74 | 0.74 | 0.03 | 0 | 0 | 0 | 0 | 0 | 0 | 0 | 0 | 0 | 0 | 0 | 0 | 0 | 0.51 | 1.78 | 2.19 | 2.2 | 2.15 | 2.13 | 2.12 | 2.01 | 1.86 | 1.39 | 0.52 | 0.08 | 0 | 0 | 0 | 0 | 0 | 0 | 0 | 0 | 0 | 0 | 0 | 0.09 | 1.1 | 2.15 | 2.3 | 2.39 | 2.39 | 2.4 | 2.37 | 2.35 | 2.26 | 2.13 | 1.73 | 0.55 | 0.01 | 0 | 0 | 0 | 0 | 0 | 0 | 0 | 0 | 0 | 0 | 0.44 | 1.64 | 2.26 | 2.44 | 2.52 | 2.55 | 2.55 | 2.54 | 2.5 | 2.44 | 2.33 | 2.04 | 0.98 | 0.08 | 0 | 0 | 0 | 0 | 0 | 0 | 0 | 0 | 0 | 0.01 | 0.55 | 1.67 | 2.23 | 2.42 | 2.53 | 2.58 | 2.57 | 2.57 | 2.53 | 2.46 | 2.36 | 2.13 | 1.27 | 0.21 | 0 | 0 | 0 | 0 | 0 | 0 | 0 | 0 | 0 | 0 | 0.24 | 1.28 | 2.06 | 2.36 | 2.49 | 2.54 | 2.52 | 2.49 | 2.47 | 2.41 | 2.28 | 1.97 | 1.13 | 0.17 | 0 | 0 | 0 | 0 | 0 | 0 | 0 | 0 | 0 | 0 | 0.09 | 1.03 | 2.02 | 2.36 | 2.49 | 2.55 | 2.56 | 2.51 | 2.38 | 2.33 | 2.14 | 1.7 | 0.61 | 0.02 | 0 | 0 | 0 | 0 | 0 | 0 | 0 | 0 | 0 | 0 | 0.01 | 0.69 | 1.75 | 2.16 | 2.32 | 2.36 | 2.4 | 2.35 | 2.29 | 2.14 | 1.94 | 1.03 | 0.09 | 0 | 0 | 0 | 0 | 0 | 0 | 0 | 0 | 0 | 0 | 0 | 0 | 0.3 | 1.48 | 1.98 | 2.08 | 2.11 | 2.11 | 2.09 | 2.12 | 1.98 | 1.49 | 0.33 | 0 | 0 | 0 | 0 | 0 | 0 | 0 | 0 | 0 | 0 | 0 | 0 | 0.05 | 0.84 | 1.75 | 1.97 | 1.93 | 1.88 | 1.91 | 1.9 | 1.74 | 1.02 | 0.1 | 0 | 0 | 0 | 0 | 0 | 0 | 0 | 0 | 0 | 0 | 0 | 0 | 0 | 0 | 0.4 | 1.25 | 1.57 | 1.54 | 1.49 | 1.55 | 1.52 | 1.4 | 0.77 | 0.06 | 0 | 0 | 0 | 0 | 0 | 0 | 0
LITLRK_6_GBCSR1 |  | Solar_1Axis | Solar Tracking | CISO | South | Socal | FC | 3 | 0 | 0 | 0 | 0 | 0 | 0 | 0 | 0.36 | 1.41 | 1.83 | 1.81 | 1.78 | 1.76 | 1.77 | 1.6 | 1.16 | 0.19 | 0 | 0 | 0 | 0 | 0 | 0 | 0 | 0 | 0 | 0 | 0 | 0 | 0 | 0.02 | 0.78 | 1.91 | 2.11 | 2.06 | 2.05 | 2.03 | 1.96 | 1.91 | 1.74 | 0.74 | 0.03 | 0 | 0 | 0 | 0 | 0 | 0 | 0 | 0 | 0 | 0 | 0 | 0 | 0 | 0.51 | 1.78 | 2.19 | 2.2 | 2.15 | 2.13 | 2.12 | 2.01 | 1.86 | 1.39 | 0.52 | 0.08 | 0 | 0 | 0 | 0 | 0 | 0 | 0 | 0 | 0 | 0 | 0 | 0.09 | 1.1 | 2.15 | 2.3 | 2.39 | 2.39 | 2.4 | 2.37 | 2.35 | 2.26 | 2.13 | 1.73 | 0.55 | 0.01 | 0 | 0 | 0 | 0 | 0 | 0 | 0 | 0 | 0 | 0 | 0.44 | 1.64 | 2.26 | 2.44 | 2.52 | 2.55 | 2.55 | 2.54 | 2.5 | 2.44 | 2.33 | 2.04 | 0.98 | 0.08 | 0 | 0 | 0 | 0 | 0 | 0 | 0 | 0 | 0 | 0.01 | 0.55 | 1.67 | 2.23 | 2.42 | 2.53 | 2.58 | 2.57 | 2.57 | 2.53 | 2.46 | 2.36 | 2.13 | 1.27 | 0.21 | 0 | 0 | 0 | 0 | 0 | 0 | 0 | 0 | 0 | 0 | 0.24 | 1.28 | 2.06 | 2.36 | 2.49 | 2.54 | 2.52 | 2.49 | 2.47 | 2.41 | 2.28 | 1.97 | 1.13 | 0.17 | 0 | 0 | 0 | 0 | 0 | 0 | 0 | 0 | 0 | 0 | 0.09 | 1.03 | 2.02 | 2.36 | 2.49 | 2.55 | 2.56 | 2.51 | 2.38 | 2.33 | 2.14 | 1.7 | 0.61 | 0.02 | 0 | 0 | 0 | 0 | 0 | 0 | 0 | 0 | 0 | 0 | 0.01 | 0.69 | 1.75 | 2.16 | 2.32 | 2.36 | 2.4 | 2.35 | 2.29 | 2.14 | 1.94 | 1.03 | 0.09 | 0 | 0 | 0 | 0 | 0 | 0 | 0 | 0 | 0 | 0 | 0 | 0 | 0.3 | 1.48 | 1.98 | 2.08 | 2.11 | 2.11 | 2.09 | 2.12 | 1.98 | 1.49 | 0.33 | 0 | 0 | 0 | 0 | 0 | 0 | 0 | 0 | 0 | 0 | 0 | 0 | 0.05 | 0.84 | 1.75 | 1.97 | 1.93 | 1.88 | 1.91 | 1.9 | 1.74 | 1.02 | 0.1 | 0 | 0 | 0 | 0 | 0 | 0 | 0 | 0 | 0 | 0 | 0 | 0 | 0 | 0 | 0.4 | 1.25 | 1.57 | 1.54 | 1.49 | 1.55 | 1.52 | 1.4 | 0.77 | 0.06 | 0 | 0 | 0 | 0 | 0 | 0 | 0
LITLRK_6_SEPV01 |  | Solar_1Axis | Solar Tracking | CISO | South | Socal | EO | 2 | 0 | 0 | 0 | 0 | 0 | 0 | 0 | 0.24 | 0.94 | 1.22 | 1.21 | 1.19 | 1.18 | 1.18 | 1.07 | 0.77 | 0.13 | 0 | 0 | 0 | 0 | 0 | 0 | 0 | 0 | 0 | 0 | 0 | 0 | 0 | 0.01 | 0.52 | 1.27 | 1.41 | 1.38 | 1.36 | 1.36 | 1.31 | 1.28 | 1.16 | 0.49 | 0.02 | 0 | 0 | 0 | 0 | 0 | 0 | 0 | 0 | 0 | 0 | 0 | 0 | 0 | 0.34 | 1.19 | 1.46 | 1.46 | 1.43 | 1.42 | 1.41 | 1.34 | 1.24 | 0.92 | 0.35 | 0.06 | 0 | 0 | 0 | 0 | 0 | 0 | 0 | 0 | 0 | 0 | 0 | 0.06 | 0.73 | 1.43 | 1.53 | 1.59 | 1.59 | 1.6 | 1.58 | 1.56 | 1.51 | 1.42 | 1.15 | 0.36 | 0.01 | 0 | 0 | 0 | 0 | 0 | 0 | 0 | 0 | 0 | 0 | 0.3 | 1.1 | 1.5 | 1.63 | 1.68 | 1.7 | 1.7 | 1.7 | 1.67 | 1.63 | 1.55 | 1.36 | 0.66 | 0.05 | 0 | 0 | 0 | 0 | 0 | 0 | 0 | 0 | 0 | 0 | 0.36 | 1.11 | 1.49 | 1.61 | 1.69 | 1.72 | 1.71 | 1.71 | 1.68 | 1.64 | 1.57 | 1.42 | 0.85 | 0.14 | 0 | 0 | 0 | 0 | 0 | 0 | 0 | 0 | 0 | 0 | 0.16 | 0.86 | 1.37 | 1.58 | 1.66 | 1.69 | 1.68 | 1.66 | 1.64 | 1.6 | 1.52 | 1.32 | 0.75 | 0.11 | 0 | 0 | 0 | 0 | 0 | 0 | 0 | 0 | 0 | 0 | 0.06 | 0.69 | 1.35 | 1.58 | 1.66 | 1.7 | 1.71 | 1.67 | 1.59 | 1.55 | 1.43 | 1.14 | 0.41 | 0.01 | 0 | 0 | 0 | 0 | 0 | 0 | 0 | 0 | 0 | 0 | 0.01 | 0.46 | 1.17 | 1.44 | 1.54 | 1.57 | 1.6 | 1.57 | 1.52 | 1.43 | 1.29 | 0.69 | 0.06 | 0 | 0 | 0 | 0 | 0 | 0 | 0 | 0 | 0 | 0 | 0 | 0 | 0.2 | 0.99 | 1.32 | 1.39 | 1.41 | 1.4 | 1.39 | 1.41 | 1.32 | 1 | 0.22 | 0 | 0 | 0 | 0 | 0 | 0 | 0 | 0 | 0 | 0 | 0 | 0 | 0.03 | 0.56 | 1.17 | 1.31 | 1.29 | 1.25 | 1.27 | 1.26 | 1.16 | 0.68 | 0.06 | 0 | 0 | 0 | 0 | 0 | 0 | 0 | 0 | 0 | 0 | 0 | 0 | 0 | 0 | 0.26 | 0.83 | 1.04 | 1.03 | 0.99 | 1.03 | 1.01 | 0.93 | 0.51 | 0.04 | 0 | 0 | 0 | 0 | 0 | 0 | 0
LITLRK_6_SOLAR1 |  | Solar_1Axis | Solar Tracking | CISO | South | Socal | FC | 5 | 0 | 0 | 0 | 0 | 0 | 0 | 0 | 0.6 | 2.35 | 3.05 | 3.02 | 2.97 | 2.94 | 2.95 | 2.67 | 1.93 | 0.32 | 0 | 0 | 0 | 0 | 0 | 0 | 0 | 0 | 0 | 0 | 0 | 0 | 0 | 0.03 | 1.31 | 3.18 | 3.52 | 3.44 | 3.41 | 3.39 | 3.27 | 3.19 | 2.9 | 1.23 | 0.05 | 0 | 0 | 0 | 0 | 0 | 0 | 0 | 0 | 0 | 0 | 0 | 0 | 0.01 | 0.86 | 2.97 | 3.65 | 3.66 | 3.59 | 3.55 | 3.53 | 3.36 | 3.09 | 2.31 | 0.87 | 0.14 | 0 | 0 | 0 | 0 | 0 | 0 | 0 | 0 | 0 | 0 | 0 | 0.15 | 1.83 | 3.58 | 3.83 | 3.99 | 3.98 | 4 | 3.96 | 3.91 | 3.77 | 3.55 | 2.88 | 0.91 | 0.01 | 0 | 0 | 0 | 0 | 0 | 0 | 0 | 0 | 0 | 0 | 0.74 | 2.74 | 3.76 | 4.07 | 4.21 | 4.24 | 4.26 | 4.24 | 4.17 | 4.07 | 3.88 | 3.4 | 1.64 | 0.13 | 0 | 0 | 0 | 0 | 0 | 0 | 0 | 0 | 0 | 0.01 | 0.91 | 2.78 | 3.72 | 4.04 | 4.22 | 4.3 | 4.28 | 4.28 | 4.21 | 4.1 | 3.93 | 3.55 | 2.12 | 0.34 | 0 | 0 | 0 | 0 | 0 | 0 | 0 | 0 | 0 | 0 | 0.4 | 2.14 | 3.43 | 3.94 | 4.15 | 4.23 | 4.19 | 4.14 | 4.11 | 4.01 | 3.8 | 3.29 | 1.89 | 0.28 | 0 | 0 | 0 | 0 | 0 | 0 | 0 | 0 | 0 | 0 | 0.15 | 1.71 | 3.36 | 3.94 | 4.15 | 4.26 | 4.27 | 4.18 | 3.97 | 3.88 | 3.57 | 2.84 | 1.02 | 0.03 | 0 | 0 | 0 | 0 | 0 | 0 | 0 | 0 | 0 | 0 | 0.02 | 1.14 | 2.92 | 3.6 | 3.86 | 3.93 | 4 | 3.92 | 3.81 | 3.56 | 3.23 | 1.71 | 0.15 | 0 | 0 | 0 | 0 | 0 | 0 | 0 | 0 | 0 | 0 | 0 | 0 | 0.5 | 2.47 | 3.3 | 3.47 | 3.52 | 3.51 | 3.48 | 3.53 | 3.3 | 2.49 | 0.54 | 0 | 0 | 0 | 0 | 0 | 0 | 0 | 0 | 0 | 0 | 0 | 0 | 0.08 | 1.4 | 2.92 | 3.28 | 3.22 | 3.13 | 3.18 | 3.16 | 2.91 | 1.71 | 0.16 | 0 | 0 | 0 | 0 | 0 | 0 | 0 | 0 | 0 | 0 | 0 | 0 | 0 | 0.01 | 0.66 | 2.08 | 2.61 | 2.57 | 2.48 | 2.58 | 2.54 | 2.34 | 1.28 | 0.11 | 0 | 0 | 0 | 0 | 0 | 0 | 0
LITLRK_6_SOLAR2 |  | Solar_1Axis | Solar Tracking | CISO | South | Socal | FC | 2 | 0 | 0 | 0 | 0 | 0 | 0 | 0 | 0.24 | 0.94 | 1.22 | 1.21 | 1.19 | 1.18 | 1.18 | 1.07 | 0.77 | 0.13 | 0 | 0 | 0 | 0 | 0 | 0 | 0 | 0 | 0 | 0 | 0 | 0 | 0 | 0.01 | 0.52 | 1.27 | 1.41 | 1.38 | 1.36 | 1.36 | 1.31 | 1.28 | 1.16 | 0.49 | 0.02 | 0 | 0 | 0 | 0 | 0 | 0 | 0 | 0 | 0 | 0 | 0 | 0 | 0 | 0.34 | 1.19 | 1.46 | 1.46 | 1.43 | 1.42 | 1.41 | 1.34 | 1.24 | 0.92 | 0.35 | 0.06 | 0 | 0 | 0 | 0 | 0 | 0 | 0 | 0 | 0 | 0 | 0 | 0.06 | 0.73 | 1.43 | 1.53 | 1.59 | 1.59 | 1.6 | 1.58 | 1.56 | 1.51 | 1.42 | 1.15 | 0.36 | 0.01 | 0 | 0 | 0 | 0 | 0 | 0 | 0 | 0 | 0 | 0 | 0.3 | 1.1 | 1.5 | 1.63 | 1.68 | 1.7 | 1.7 | 1.7 | 1.67 | 1.63 | 1.55 | 1.36 | 0.66 | 0.05 | 0 | 0 | 0 | 0 | 0 | 0 | 0 | 0 | 0 | 0 | 0.36 | 1.11 | 1.49 | 1.61 | 1.69 | 1.72 | 1.71 | 1.71 | 1.68 | 1.64 | 1.57 | 1.42 | 0.85 | 0.14 | 0 | 0 | 0 | 0 | 0 | 0 | 0 | 0 | 0 | 0 | 0.16 | 0.86 | 1.37 | 1.58 | 1.66 | 1.69 | 1.68 | 1.66 | 1.64 | 1.6 | 1.52 | 1.32 | 0.75 | 0.11 | 0 | 0 | 0 | 0 | 0 | 0 | 0 | 0 | 0 | 0 | 0.06 | 0.69 | 1.35 | 1.58 | 1.66 | 1.7 | 1.71 | 1.67 | 1.59 | 1.55 | 1.43 | 1.14 | 0.41 | 0.01 | 0 | 0 | 0 | 0 | 0 | 0 | 0 | 0 | 0 | 0 | 0.01 | 0.46 | 1.17 | 1.44 | 1.54 | 1.57 | 1.6 | 1.57 | 1.52 | 1.43 | 1.29 | 0.69 | 0.06 | 0 | 0 | 0 | 0 | 0 | 0 | 0 | 0 | 0 | 0 | 0 | 0 | 0.2 | 0.99 | 1.32 | 1.39 | 1.41 | 1.4 | 1.39 | 1.41 | 1.32 | 1 | 0.22 | 0 | 0 | 0 | 0 | 0 | 0 | 0 | 0 | 0 | 0 | 0 | 0 | 0.03 | 0.56 | 1.17 | 1.31 | 1.29 | 1.25 | 1.27 | 1.26 | 1.16 | 0.68 | 0.06 | 0 | 0 | 0 | 0 | 0 | 0 | 0 | 0 | 0 | 0 | 0 | 0 | 0 | 0 | 0.26 | 0.83 | 1.04 | 1.03 | 0.99 | 1.03 | 1.01 | 0.93 | 0.51 | 0.04 | 0 | 0 | 0 | 0 | 0 | 0 | 0
LITLRK_6_SOLAR3 |  | Solar_1Axis | Solar Tracking | CISO | South | Socal | FC | 2 | 0 | 0 | 0 | 0 | 0 | 0 | 0 | 0.24 | 0.94 | 1.22 | 1.21 | 1.19 | 1.18 | 1.18 | 1.07 | 0.77 | 0.13 | 0 | 0 | 0 | 0 | 0 | 0 | 0 | 0 | 0 | 0 | 0 | 0 | 0 | 0.01 | 0.52 | 1.27 | 1.41 | 1.38 | 1.36 | 1.36 | 1.31 | 1.28 | 1.16 | 0.49 | 0.02 | 0 | 0 | 0 | 0 | 0 | 0 | 0 | 0 | 0 | 0 | 0 | 0 | 0 | 0.34 | 1.19 | 1.46 | 1.46 | 1.43 | 1.42 | 1.41 | 1.34 | 1.24 | 0.92 | 0.35 | 0.06 | 0 | 0 | 0 | 0 | 0 | 0 | 0 | 0 | 0 | 0 | 0 | 0.06 | 0.73 | 1.43 | 1.53 | 1.59 | 1.59 | 1.6 | 1.58 | 1.56 | 1.51 | 1.42 | 1.15 | 0.36 | 0.01 | 0 | 0 | 0 | 0 | 0 | 0 | 0 | 0 | 0 | 0 | 0.3 | 1.1 | 1.5 | 1.63 | 1.68 | 1.7 | 1.7 | 1.7 | 1.67 | 1.63 | 1.55 | 1.36 | 0.66 | 0.05 | 0 | 0 | 0 | 0 | 0 | 0 | 0 | 0 | 0 | 0 | 0.36 | 1.11 | 1.49 | 1.61 | 1.69 | 1.72 | 1.71 | 1.71 | 1.68 | 1.64 | 1.57 | 1.42 | 0.85 | 0.14 | 0 | 0 | 0 | 0 | 0 | 0 | 0 | 0 | 0 | 0 | 0.16 | 0.86 | 1.37 | 1.58 | 1.66 | 1.69 | 1.68 | 1.66 | 1.64 | 1.6 | 1.52 | 1.32 | 0.75 | 0.11 | 0 | 0 | 0 | 0 | 0 | 0 | 0 | 0 | 0 | 0 | 0.06 | 0.69 | 1.35 | 1.58 | 1.66 | 1.7 | 1.71 | 1.67 | 1.59 | 1.55 | 1.43 | 1.14 | 0.41 | 0.01 | 0 | 0 | 0 | 0 | 0 | 0 | 0 | 0 | 0 | 0 | 0.01 | 0.46 | 1.17 | 1.44 | 1.54 | 1.57 | 1.6 | 1.57 | 1.52 | 1.43 | 1.29 | 0.69 | 0.06 | 0 | 0 | 0 | 0 | 0 | 0 | 0 | 0 | 0 | 0 | 0 | 0 | 0.2 | 0.99 | 1.32 | 1.39 | 1.41 | 1.4 | 1.39 | 1.41 | 1.32 | 1 | 0.22 | 0 | 0 | 0 | 0 | 0 | 0 | 0 | 0 | 0 | 0 | 0 | 0 | 0.03 | 0.56 | 1.17 | 1.31 | 1.29 | 1.25 | 1.27 | 1.26 | 1.16 | 0.68 | 0.06 | 0 | 0 | 0 | 0 | 0 | 0 | 0 | 0 | 0 | 0 | 0 | 0 | 0 | 0 | 0.26 | 0.83 | 1.04 | 1.03 | 0.99 | 1.03 | 1.01 | 0.93 | 0.51 | 0.04 | 0 | 0 | 0 | 0 | 0 | 0 | 0
LITLRK_6_SOLAR4 |  | Solar_1Axis | Solar Tracking | CISO | South | Socal | FC | 3 | 0 | 0 | 0 | 0 | 0 | 0 | 0 | 0.36 | 1.41 | 1.83 | 1.81 | 1.78 | 1.76 | 1.77 | 1.6 | 1.16 | 0.19 | 0 | 0 | 0 | 0 | 0 | 0 | 0 | 0 | 0 | 0 | 0 | 0 | 0 | 0.02 | 0.78 | 1.91 | 2.11 | 2.06 | 2.05 | 2.03 | 1.96 | 1.91 | 1.74 | 0.74 | 0.03 | 0 | 0 | 0 | 0 | 0 | 0 | 0 | 0 | 0 | 0 | 0 | 0 | 0 | 0.51 | 1.78 | 2.19 | 2.2 | 2.15 | 2.13 | 2.12 | 2.01 | 1.86 | 1.39 | 0.52 | 0.08 | 0 | 0 | 0 | 0 | 0 | 0 | 0 | 0 | 0 | 0 | 0 | 0.09 | 1.1 | 2.15 | 2.3 | 2.39 | 2.39 | 2.4 | 2.37 | 2.35 | 2.26 | 2.13 | 1.73 | 0.55 | 0.01 | 0 | 0 | 0 | 0 | 0 | 0 | 0 | 0 | 0 | 0 | 0.44 | 1.64 | 2.26 | 2.44 | 2.52 | 2.55 | 2.55 | 2.54 | 2.5 | 2.44 | 2.33 | 2.04 | 0.98 | 0.08 | 0 | 0 | 0 | 0 | 0 | 0 | 0 | 0 | 0 | 0.01 | 0.55 | 1.67 | 2.23 | 2.42 | 2.53 | 2.58 | 2.57 | 2.57 | 2.53 | 2.46 | 2.36 | 2.13 | 1.27 | 0.21 | 0 | 0 | 0 | 0 | 0 | 0 | 0 | 0 | 0 | 0 | 0.24 | 1.28 | 2.06 | 2.36 | 2.49 | 2.54 | 2.52 | 2.49 | 2.47 | 2.41 | 2.28 | 1.97 | 1.13 | 0.17 | 0 | 0 | 0 | 0 | 0 | 0 | 0 | 0 | 0 | 0 | 0.09 | 1.03 | 2.02 | 2.36 | 2.49 | 2.55 | 2.56 | 2.51 | 2.38 | 2.33 | 2.14 | 1.7 | 0.61 | 0.02 | 0 | 0 | 0 | 0 | 0 | 0 | 0 | 0 | 0 | 0 | 0.01 | 0.69 | 1.75 | 2.16 | 2.32 | 2.36 | 2.4 | 2.35 | 2.29 | 2.14 | 1.94 | 1.03 | 0.09 | 0 | 0 | 0 | 0 | 0 | 0 | 0 | 0 | 0 | 0 | 0 | 0 | 0.3 | 1.48 | 1.98 | 2.08 | 2.11 | 2.11 | 2.09 | 2.12 | 1.98 | 1.49 | 0.33 | 0 | 0 | 0 | 0 | 0 | 0 | 0 | 0 | 0 | 0 | 0 | 0 | 0.05 | 0.84 | 1.75 | 1.97 | 1.93 | 1.88 | 1.91 | 1.9 | 1.74 | 1.02 | 0.1 | 0 | 0 | 0 | 0 | 0 | 0 | 0 | 0 | 0 | 0 | 0 | 0 | 0 | 0 | 0.4 | 1.25 | 1.57 | 1.54 | 1.49 | 1.55 | 1.52 | 1.4 | 0.77 | 0.06 | 0 | 0 | 0 | 0 | 0 | 0 | 0
LIVEOK_6_SOLAR |  | Solar_Fixed | Solar Fixed | CISO | North | Norcal | PD | 1.25 | 0 | 0 | 0 | 0 | 0 | 0 | 0 | 0.04 | 0.27 | 0.53 | 0.67 | 0.7 | 0.73 | 0.64 | 0.6 | 0.41 | 0.1 | 0 | 0 | 0 | 0 | 0 | 0 | 0 | 0 | 0 | 0 | 0 | 0 | 0 | 0 | 0.14 | 0.56 | 0.77 | 0.84 | 0.86 | 0.88 | 0.83 | 0.78 | 0.63 | 0.32 | 0.02 | 0 | 0 | 0 | 0 | 0 | 0 | 0 | 0 | 0 | 0 | 0 | 0 | 0 | 0.08 | 0.43 | 0.7 | 0.84 | 0.86 | 0.85 | 0.82 | 0.77 | 0.68 | 0.53 | 0.19 | 0.04 | 0 | 0 | 0 | 0 | 0 | 0 | 0 | 0 | 0 | 0 | 0 | 0.01 | 0.22 | 0.63 | 0.85 | 0.95 | 0.98 | 1.02 | 1 | 0.99 | 0.95 | 0.84 | 0.64 | 0.25 | 0.01 | 0 | 0 | 0 | 0 | 0 | 0 | 0 | 0 | 0 | 0 | 0.07 | 0.41 | 0.72 | 0.9 | 0.99 | 1.03 | 1.03 | 1.03 | 1.03 | 0.99 | 0.88 | 0.71 | 0.37 | 0.05 | 0 | 0 | 0 | 0 | 0 | 0 | 0 | 0 | 0 | 0 | 0.11 | 0.46 | 0.75 | 0.92 | 1.02 | 1.07 | 1.09 | 1.1 | 1.07 | 1.03 | 0.92 | 0.75 | 0.46 | 0.11 | 0 | 0 | 0 | 0 | 0 | 0 | 0 | 0 | 0 | 0 | 0.05 | 0.39 | 0.73 | 0.94 | 1.04 | 1.1 | 1.12 | 1.11 | 1.08 | 1.03 | 0.93 | 0.75 | 0.45 | 0.1 | 0 | 0 | 0 | 0 | 0 | 0 | 0 | 0 | 0 | 0 | 0.01 | 0.24 | 0.64 | 0.88 | 1.01 | 1.07 | 1.08 | 1.08 | 1.06 | 1 | 0.88 | 0.65 | 0.26 | 0.02 | 0 | 0 | 0 | 0 | 0 | 0 | 0 | 0 | 0 | 0 | 0 | 0.13 | 0.54 | 0.81 | 0.95 | 1 | 1.02 | 1.01 | 0.99 | 0.93 | 0.77 | 0.43 | 0.07 | 0 | 0 | 0 | 0 | 0 | 0 | 0 | 0 | 0 | 0 | 0 | 0 | 0.04 | 0.38 | 0.7 | 0.83 | 0.87 | 0.89 | 0.88 | 0.85 | 0.77 | 0.56 | 0.17 | 0 | 0 | 0 | 0 | 0 | 0 | 0 | 0 | 0 | 0 | 0 | 0 | 0 | 0.15 | 0.52 | 0.72 | 0.81 | 0.82 | 0.82 | 0.77 | 0.68 | 0.39 | 0.05 | 0 | 0 | 0 | 0 | 0 | 0 | 0 | 0 | 0 | 0 | 0 | 0 | 0 | 0 | 0.05 | 0.28 | 0.49 | 0.6 | 0.65 | 0.62 | 0.56 | 0.51 | 0.26 | 0.03 | 0 | 0 | 0 | 0 | 0 | 0 | 0
LNCSTR_6_CREST |  | Solar_1Axis | Solar Tracking | CISO | South | Socal | EO | 5.5 | 0 | 0 | 0 | 0 | 0 | 0 | 0 | 0.66 | 2.58 | 3.36 | 3.33 | 3.27 | 3.23 | 3.24 | 2.93 | 2.12 | 0.36 | 0 | 0 | 0 | 0 | 0 | 0 | 0 | 0 | 0 | 0 | 0 | 0 | 0 | 0.04 | 1.44 | 3.5 | 3.87 | 3.78 | 3.75 | 3.73 | 3.6 | 3.51 | 3.19 | 1.35 | 0.05 | 0 | 0 | 0 | 0 | 0 | 0 | 0 | 0 | 0 | 0 | 0 | 0 | 0.01 | 0.94 | 3.27 | 4.01 | 4.03 | 3.95 | 3.9 | 3.89 | 3.69 | 3.4 | 2.54 | 0.96 | 0.15 | 0 | 0 | 0 | 0 | 0 | 0 | 0 | 0 | 0 | 0 | 0 | 0.17 | 2.01 | 3.94 | 4.21 | 4.39 | 4.37 | 4.4 | 4.35 | 4.3 | 4.15 | 3.91 | 3.17 | 1 | 0.02 | 0 | 0 | 0 | 0 | 0 | 0 | 0 | 0 | 0 | 0 | 0.82 | 3.01 | 4.14 | 4.48 | 4.63 | 4.67 | 4.68 | 4.66 | 4.58 | 4.47 | 4.26 | 3.74 | 1.81 | 0.14 | 0 | 0 | 0 | 0 | 0 | 0 | 0 | 0 | 0 | 0.01 | 1 | 3.06 | 4.09 | 4.44 | 4.64 | 4.73 | 4.7 | 4.7 | 4.63 | 4.51 | 4.32 | 3.9 | 2.33 | 0.38 | 0 | 0 | 0 | 0 | 0 | 0 | 0 | 0 | 0 | 0 | 0.44 | 2.35 | 3.77 | 4.33 | 4.57 | 4.66 | 4.61 | 4.56 | 4.52 | 4.41 | 4.18 | 3.62 | 2.08 | 0.31 | 0 | 0 | 0 | 0 | 0 | 0 | 0 | 0 | 0 | 0 | 0.17 | 1.88 | 3.7 | 4.34 | 4.57 | 4.68 | 4.7 | 4.59 | 4.37 | 4.27 | 3.92 | 3.12 | 1.12 | 0.03 | 0 | 0 | 0 | 0 | 0 | 0 | 0 | 0 | 0 | 0 | 0.03 | 1.26 | 3.22 | 3.96 | 4.24 | 4.32 | 4.39 | 4.31 | 4.19 | 3.92 | 3.55 | 1.89 | 0.17 | 0 | 0 | 0 | 0 | 0 | 0 | 0 | 0 | 0 | 0 | 0 | 0 | 0.55 | 2.71 | 3.63 | 3.82 | 3.87 | 3.86 | 3.82 | 3.88 | 3.63 | 2.74 | 0.6 | 0 | 0 | 0 | 0 | 0 | 0 | 0 | 0 | 0 | 0 | 0 | 0 | 0.09 | 1.54 | 3.21 | 3.61 | 3.54 | 3.44 | 3.5 | 3.48 | 3.2 | 1.88 | 0.17 | 0 | 0 | 0 | 0 | 0 | 0 | 0 | 0 | 0 | 0 | 0 | 0 | 0 | 0.01 | 0.73 | 2.29 | 2.87 | 2.83 | 2.72 | 2.84 | 2.79 | 2.57 | 1.4 | 0.12 | 0 | 0 | 0 | 0 | 0 | 0 | 0
LNCSTR_6_SOLAR2 | LNCSTR_6_SOLAR2_SUN | Hybrid_SolarFixed | Solar Fixed | CISO | South | Socal | PD | 3 | 0 | 0 | 0 | 0 | 0 | 0 | 0 | 0.4 | 1.33 | 1.81 | 1.95 | 2.02 | 1.97 | 1.89 | 1.58 | 0.92 | 0.13 | 0 | 0 | 0 | 0 | 0 | 0 | 0 | 0 | 0 | 0 | 0 | 0 | 0 | 0.03 | 0.74 | 1.75 | 2.09 | 2.24 | 2.24 | 2.2 | 2.12 | 1.95 | 1.5 | 0.58 | 0.01 | 0 | 0 | 0 | 0 | 0 | 0 | 0 | 0 | 0 | 0 | 0 | 0 | 0.01 | 0.42 | 1.48 | 2.05 | 2.25 | 2.29 | 2.26 | 2.21 | 2.08 | 1.84 | 1.16 | 0.54 | 0.08 | 0 | 0 | 0 | 0 | 0 | 0 | 0 | 0 | 0 | 0 | 0 | 0.08 | 0.83 | 1.78 | 2.24 | 2.44 | 2.55 | 2.55 | 2.5 | 2.43 | 2.23 | 1.9 | 1.3 | 0.33 | 0 | 0 | 0 | 0 | 0 | 0 | 0 | 0 | 0 | 0 | 0 | 0.34 | 1.26 | 1.91 | 2.27 | 2.53 | 2.63 | 2.64 | 2.61 | 2.56 | 2.38 | 2.08 | 1.51 | 0.57 | 0.04 | 0 | 0 | 0 | 0 | 0 | 0 | 0 | 0 | 0 | 0.01 | 0.42 | 1.29 | 1.95 | 2.33 | 2.58 | 2.7 | 2.72 | 2.72 | 2.62 | 2.43 | 2.13 | 1.63 | 0.78 | 0.1 | 0 | 0 | 0 | 0 | 0 | 0 | 0 | 0 | 0 | 0 | 0.2 | 0.88 | 1.63 | 2.1 | 2.41 | 2.57 | 2.62 | 2.6 | 2.49 | 2.33 | 2.01 | 1.51 | 0.69 | 0.08 | 0 | 0 | 0 | 0 | 0 | 0 | 0 | 0 | 0 | 0 | 0.09 | 0.8 | 1.7 | 2.18 | 2.48 | 2.64 | 2.69 | 2.64 | 2.53 | 2.3 | 1.95 | 1.3 | 0.37 | 0.01 | 0 | 0 | 0 | 0 | 0 | 0 | 0 | 0 | 0 | 0 | 0.02 | 0.61 | 1.59 | 2.14 | 2.44 | 2.57 | 2.6 | 2.58 | 2.46 | 2.17 | 1.74 | 0.77 | 0.07 | 0 | 0 | 0 | 0 | 0 | 0 | 0 | 0 | 0 | 0 | 0 | 0 | 0.33 | 1.38 | 1.97 | 2.24 | 2.38 | 2.41 | 2.38 | 2.26 | 2.01 | 1.27 | 0.26 | 0 | 0 | 0 | 0 | 0 | 0 | 0 | 0 | 0 | 0 | 0 | 0 | 0.07 | 0.81 | 1.62 | 2.01 | 2.15 | 2.2 | 2.13 | 2.02 | 1.66 | 0.76 | 0.05 | 0 | 0 | 0 | 0 | 0 | 0 | 0 | 0 | 0 | 0 | 0 | 0 | 0 | 0.01 | 0.43 | 1.2 | 1.61 | 1.77 | 1.86 | 1.81 | 1.66 | 1.35 | 0.61 | 0.04 | 0 | 0 | 0 | 0 | 0 | 0 | 0
LOCKFD_1_BEARCK |  | Solar_Fixed | Solar Fixed | CISO | North | Norcal | FC | 1.5 | 0 | 0 | 0 | 0 | 0 | 0 | 0 | 0.05 | 0.32 | 0.63 | 0.8 | 0.84 | 0.87 | 0.77 | 0.72 | 0.49 | 0.12 | 0 | 0 | 0 | 0 | 0 | 0 | 0 | 0 | 0 | 0 | 0 | 0 | 0 | 0 | 0.17 | 0.67 | 0.92 | 1.01 | 1.04 | 1.06 | 1 | 0.93 | 0.76 | 0.38 | 0.03 | 0 | 0 | 0 | 0 | 0 | 0 | 0 | 0 | 0 | 0 | 0 | 0 | 0 | 0.1 | 0.52 | 0.84 | 1.01 | 1.03 | 1.02 | 0.99 | 0.92 | 0.82 | 0.63 | 0.22 | 0.05 | 0 | 0 | 0 | 0 | 0 | 0 | 0 | 0 | 0 | 0 | 0 | 0.01 | 0.27 | 0.75 | 1.02 | 1.14 | 1.18 | 1.22 | 1.2 | 1.19 | 1.14 | 1.01 | 0.77 | 0.3 | 0.01 | 0 | 0 | 0 | 0 | 0 | 0 | 0 | 0 | 0 | 0 | 0.08 | 0.49 | 0.86 | 1.08 | 1.19 | 1.24 | 1.23 | 1.23 | 1.23 | 1.19 | 1.06 | 0.86 | 0.45 | 0.06 | 0 | 0 | 0 | 0 | 0 | 0 | 0 | 0 | 0 | 0 | 0.13 | 0.55 | 0.9 | 1.1 | 1.22 | 1.28 | 1.3 | 1.31 | 1.29 | 1.24 | 1.1 | 0.9 | 0.55 | 0.14 | 0 | 0 | 0 | 0 | 0 | 0 | 0 | 0 | 0 | 0 | 0.06 | 0.46 | 0.88 | 1.12 | 1.25 | 1.32 | 1.34 | 1.33 | 1.3 | 1.24 | 1.12 | 0.91 | 0.54 | 0.12 | 0 | 0 | 0 | 0 | 0 | 0 | 0 | 0 | 0 | 0 | 0.01 | 0.29 | 0.76 | 1.05 | 1.21 | 1.28 | 1.29 | 1.29 | 1.27 | 1.2 | 1.06 | 0.78 | 0.32 | 0.02 | 0 | 0 | 0 | 0 | 0 | 0 | 0 | 0 | 0 | 0 | 0 | 0.16 | 0.64 | 0.97 | 1.13 | 1.2 | 1.22 | 1.21 | 1.18 | 1.12 | 0.93 | 0.52 | 0.08 | 0 | 0 | 0 | 0 | 0 | 0 | 0 | 0 | 0 | 0 | 0 | 0 | 0.05 | 0.46 | 0.84 | 1 | 1.05 | 1.06 | 1.05 | 1.02 | 0.93 | 0.67 | 0.2 | 0 | 0 | 0 | 0 | 0 | 0 | 0 | 0 | 0 | 0 | 0 | 0 | 0 | 0.18 | 0.62 | 0.87 | 0.97 | 0.99 | 0.98 | 0.93 | 0.81 | 0.46 | 0.06 | 0 | 0 | 0 | 0 | 0 | 0 | 0 | 0 | 0 | 0 | 0 | 0 | 0 | 0 | 0.06 | 0.34 | 0.59 | 0.73 | 0.78 | 0.74 | 0.67 | 0.62 | 0.32 | 0.04 | 0 | 0 | 0 | 0 | 0 | 0 | 0
LOCKFD_1_KSOLAR |  | Solar_Fixed | Solar Fixed | CISO | North | Norcal | FC | 1 | 0 | 0 | 0 | 0 | 0 | 0 | 0 | 0.03 | 0.22 | 0.42 | 0.53 | 0.56 | 0.58 | 0.51 | 0.48 | 0.33 | 0.08 | 0 | 0 | 0 | 0 | 0 | 0 | 0 | 0 | 0 | 0 | 0 | 0 | 0 | 0 | 0.11 | 0.45 | 0.61 | 0.67 | 0.69 | 0.71 | 0.67 | 0.62 | 0.5 | 0.26 | 0.02 | 0 | 0 | 0 | 0 | 0 | 0 | 0 | 0 | 0 | 0 | 0 | 0 | 0 | 0.06 | 0.34 | 0.56 | 0.67 | 0.69 | 0.68 | 0.66 | 0.61 | 0.55 | 0.42 | 0.15 | 0.03 | 0 | 0 | 0 | 0 | 0 | 0 | 0 | 0 | 0 | 0 | 0 | 0.01 | 0.18 | 0.5 | 0.68 | 0.76 | 0.79 | 0.81 | 0.8 | 0.8 | 0.76 | 0.67 | 0.51 | 0.2 | 0.01 | 0 | 0 | 0 | 0 | 0 | 0 | 0 | 0 | 0 | 0 | 0.06 | 0.33 | 0.57 | 0.72 | 0.79 | 0.82 | 0.82 | 0.82 | 0.82 | 0.79 | 0.71 | 0.57 | 0.3 | 0.04 | 0 | 0 | 0 | 0 | 0 | 0 | 0 | 0 | 0 | 0 | 0.09 | 0.36 | 0.6 | 0.73 | 0.82 | 0.86 | 0.87 | 0.88 | 0.86 | 0.82 | 0.74 | 0.6 | 0.36 | 0.09 | 0 | 0 | 0 | 0 | 0 | 0 | 0 | 0 | 0 | 0 | 0.04 | 0.31 | 0.59 | 0.75 | 0.84 | 0.88 | 0.89 | 0.89 | 0.87 | 0.82 | 0.74 | 0.6 | 0.36 | 0.08 | 0 | 0 | 0 | 0 | 0 | 0 | 0 | 0 | 0 | 0 | 0.01 | 0.19 | 0.51 | 0.7 | 0.81 | 0.85 | 0.86 | 0.86 | 0.85 | 0.8 | 0.71 | 0.52 | 0.21 | 0.01 | 0 | 0 | 0 | 0 | 0 | 0 | 0 | 0 | 0 | 0 | 0 | 0.11 | 0.43 | 0.65 | 0.76 | 0.8 | 0.81 | 0.8 | 0.79 | 0.75 | 0.62 | 0.35 | 0.05 | 0 | 0 | 0 | 0 | 0 | 0 | 0 | 0 | 0 | 0 | 0 | 0 | 0.03 | 0.31 | 0.56 | 0.67 | 0.7 | 0.71 | 0.7 | 0.68 | 0.62 | 0.45 | 0.14 | 0 | 0 | 0 | 0 | 0 | 0 | 0 | 0 | 0 | 0 | 0 | 0 | 0 | 0.12 | 0.41 | 0.58 | 0.65 | 0.66 | 0.65 | 0.62 | 0.54 | 0.31 | 0.04 | 0 | 0 | 0 | 0 | 0 | 0 | 0 | 0 | 0 | 0 | 0 | 0 | 0 | 0 | 0.04 | 0.23 | 0.39 | 0.48 | 0.52 | 0.49 | 0.45 | 0.41 | 0.21 | 0.03 | 0 | 0 | 0 | 0 | 0 | 0 | 0
LOTUS_6_LSFSR1 |  | Solar_1Axis | Solar Tracking | CISO | North | Norcal | FC | 50 | 0 | 0 | 0 | 0 | 0 | 0 | 0 | 1.17 | 9.45 | 16.74 | 20.41 | 22.07 | 22.79 | 21.27 | 19.85 | 13.62 | 3.02 | 0 | 0 | 0 | 0 | 0 | 0 | 0 | 0 | 0 | 0 | 0 | 0 | 0 | 0.01 | 6.34 | 25.83 | 33.13 | 33.01 | 31.51 | 31.11 | 31.04 | 31.72 | 27.54 | 14.38 | 0.77 | 0 | 0 | 0 | 0 | 0 | 0 | 0 | 0 | 0 | 0 | 0 | 0 | 0 | 3.9 | 21.99 | 33.01 | 34.8 | 33.53 | 33.81 | 32.37 | 30.78 | 28.97 | 24.26 | 7.35 | 1.52 | 0 | 0 | 0 | 0 | 0 | 0 | 0 | 0 | 0 | 0 | 0 | 0.39 | 12.86 | 30.7 | 36.12 | 35.91 | 35.38 | 36.56 | 36.35 | 35.66 | 36.14 | 34.03 | 30.24 | 13 | 0.52 | 0 | 0 | 0 | 0 | 0 | 0 | 0 | 0 | 0 | 0 | 4.67 | 24.94 | 35.09 | 37.54 | 38.17 | 37.87 | 38.67 | 38.73 | 38.82 | 39.35 | 38.24 | 35.87 | 21.85 | 2.9 | 0 | 0 | 0 | 0 | 0 | 0 | 0 | 0 | 0 | 0.03 | 7.77 | 28.21 | 38.04 | 41.36 | 41.91 | 42.27 | 42.54 | 42.3 | 42 | 42.13 | 40.53 | 37.97 | 27.39 | 7.41 | 0.06 | 0 | 0 | 0 | 0 | 0 | 0 | 0 | 0 | 0 | 3.49 | 23.11 | 38.17 | 42.15 | 42.78 | 42.91 | 42.59 | 42.58 | 41.91 | 41.87 | 40.36 | 37.33 | 25.9 | 5.98 | 0.03 | 0 | 0 | 0 | 0 | 0 | 0 | 0 | 0 | 0 | 0.51 | 13.66 | 31.89 | 38.84 | 40.38 | 40.89 | 40.84 | 40.46 | 40.4 | 40.25 | 38.5 | 31.35 | 13.78 | 0.8 | 0 | 0 | 0 | 0 | 0 | 0 | 0 | 0 | 0 | 0 | 0.02 | 6.61 | 25.47 | 34.05 | 36.07 | 36.5 | 36.07 | 35.84 | 35.95 | 36.46 | 32.82 | 20.35 | 2.61 | 0 | 0 | 0 | 0 | 0 | 0 | 0 | 0 | 0 | 0 | 0 | 0 | 1.72 | 16.28 | 28.46 | 31.39 | 30.96 | 29.82 | 30.18 | 31.1 | 30.36 | 23.79 | 6.72 | 0.04 | 0 | 0 | 0 | 0 | 0 | 0 | 0 | 0 | 0 | 0 | 0 | 0.05 | 5.36 | 18.62 | 25.4 | 26.38 | 25.26 | 25.99 | 26.6 | 25.13 | 15.34 | 1.83 | 0 | 0 | 0 | 0 | 0 | 0 | 0 | 0 | 0 | 0 | 0 | 0 | 0 | 0 | 1.26 | 9.36 | 15.33 | 18.36 | 20.1 | 19.81 | 19.08 | 16.04 | 8.55 | 1 | 0 | 0 | 0 | 0 | 0 | 0 | 0
LTBEAR_1_LB3SR3 |  | Solar_1Axis | Solar Tracking | CISO | North | Norcal | ID | 20 | 0 | 0 | 0 | 0 | 0 | 0 | 0 | 0.47 | 3.78 | 6.7 | 8.17 | 8.83 | 9.12 | 8.51 | 7.94 | 5.45 | 1.21 | 0 | 0 | 0 | 0 | 0 | 0 | 0 | 0 | 0 | 0 | 0 | 0 | 0 | 0 | 2.54 | 10.33 | 13.25 | 13.2 | 12.6 | 12.45 | 12.42 | 12.69 | 11.02 | 5.75 | 0.31 | 0 | 0 | 0 | 0 | 0 | 0 | 0 | 0 | 0 | 0 | 0 | 0 | 0 | 1.56 | 8.8 | 13.2 | 13.92 | 13.41 | 13.52 | 12.95 | 12.31 | 11.59 | 9.7 | 2.94 | 0.61 | 0 | 0 | 0 | 0 | 0 | 0 | 0 | 0 | 0 | 0 | 0 | 0.16 | 5.14 | 12.28 | 14.45 | 14.37 | 14.15 | 14.62 | 14.54 | 14.27 | 14.46 | 13.61 | 12.09 | 5.2 | 0.21 | 0 | 0 | 0 | 0 | 0 | 0 | 0 | 0 | 0 | 0 | 1.87 | 9.98 | 14.04 | 15.02 | 15.27 | 15.15 | 15.47 | 15.49 | 15.53 | 15.74 | 15.3 | 14.35 | 8.74 | 1.16 | 0 | 0 | 0 | 0 | 0 | 0 | 0 | 0 | 0 | 0.01 | 3.11 | 11.28 | 15.22 | 16.54 | 16.76 | 16.91 | 17.02 | 16.92 | 16.8 | 16.85 | 16.21 | 15.19 | 10.96 | 2.97 | 0.03 | 0 | 0 | 0 | 0 | 0 | 0 | 0 | 0 | 0 | 1.4 | 9.24 | 15.27 | 16.86 | 17.11 | 17.16 | 17.04 | 17.03 | 16.76 | 16.75 | 16.14 | 14.93 | 10.36 | 2.39 | 0.01 | 0 | 0 | 0 | 0 | 0 | 0 | 0 | 0 | 0 | 0.21 | 5.46 | 12.76 | 15.53 | 16.15 | 16.36 | 16.34 | 16.18 | 16.16 | 16.1 | 15.4 | 12.54 | 5.51 | 0.32 | 0 | 0 | 0 | 0 | 0 | 0 | 0 | 0 | 0 | 0 | 0.01 | 2.64 | 10.19 | 13.62 | 14.43 | 14.6 | 14.43 | 14.34 | 14.38 | 14.58 | 13.13 | 8.14 | 1.04 | 0 | 0 | 0 | 0 | 0 | 0 | 0 | 0 | 0 | 0 | 0 | 0 | 0.69 | 6.51 | 11.38 | 12.55 | 12.39 | 11.93 | 12.07 | 12.44 | 12.14 | 9.52 | 2.69 | 0.02 | 0 | 0 | 0 | 0 | 0 | 0 | 0 | 0 | 0 | 0 | 0 | 0.02 | 2.15 | 7.45 | 10.16 | 10.55 | 10.11 | 10.39 | 10.64 | 10.05 | 6.13 | 0.73 | 0 | 0 | 0 | 0 | 0 | 0 | 0 | 0 | 0 | 0 | 0 | 0 | 0 | 0 | 0.5 | 3.75 | 6.13 | 7.34 | 8.04 | 7.92 | 7.63 | 6.42 | 3.42 | 0.4 | 0 | 0 | 0 | 0 | 0 | 0 | 0
LTBEAR_1_LB4SR4 |  | Solar_1Axis | Solar Tracking | CISO | North | Norcal | ID | 50 | 0 | 0 | 0 | 0 | 0 | 0 | 0 | 1.17 | 9.45 | 16.74 | 20.41 | 22.07 | 22.79 | 21.27 | 19.85 | 13.62 | 3.02 | 0 | 0 | 0 | 0 | 0 | 0 | 0 | 0 | 0 | 0 | 0 | 0 | 0 | 0.01 | 6.34 | 25.83 | 33.13 | 33.01 | 31.51 | 31.11 | 31.04 | 31.72 | 27.54 | 14.38 | 0.77 | 0 | 0 | 0 | 0 | 0 | 0 | 0 | 0 | 0 | 0 | 0 | 0 | 0 | 3.9 | 21.99 | 33.01 | 34.8 | 33.53 | 33.81 | 32.37 | 30.78 | 28.97 | 24.26 | 7.35 | 1.52 | 0 | 0 | 0 | 0 | 0 | 0 | 0 | 0 | 0 | 0 | 0 | 0.39 | 12.86 | 30.7 | 36.12 | 35.91 | 35.38 | 36.56 | 36.35 | 35.66 | 36.14 | 34.03 | 30.24 | 13 | 0.52 | 0 | 0 | 0 | 0 | 0 | 0 | 0 | 0 | 0 | 0 | 4.67 | 24.94 | 35.09 | 37.54 | 38.17 | 37.87 | 38.67 | 38.73 | 38.82 | 39.35 | 38.24 | 35.87 | 21.85 | 2.9 | 0 | 0 | 0 | 0 | 0 | 0 | 0 | 0 | 0 | 0.03 | 7.77 | 28.21 | 38.04 | 41.36 | 41.91 | 42.27 | 42.54 | 42.3 | 42 | 42.13 | 40.53 | 37.97 | 27.39 | 7.41 | 0.06 | 0 | 0 | 0 | 0 | 0 | 0 | 0 | 0 | 0 | 3.49 | 23.11 | 38.17 | 42.15 | 42.78 | 42.91 | 42.59 | 42.58 | 41.91 | 41.87 | 40.36 | 37.33 | 25.9 | 5.98 | 0.03 | 0 | 0 | 0 | 0 | 0 | 0 | 0 | 0 | 0 | 0.51 | 13.66 | 31.89 | 38.84 | 40.38 | 40.89 | 40.84 | 40.46 | 40.4 | 40.25 | 38.5 | 31.35 | 13.78 | 0.8 | 0 | 0 | 0 | 0 | 0 | 0 | 0 | 0 | 0 | 0 | 0.02 | 6.61 | 25.47 | 34.05 | 36.07 | 36.5 | 36.07 | 35.84 | 35.95 | 36.46 | 32.82 | 20.35 | 2.61 | 0 | 0 | 0 | 0 | 0 | 0 | 0 | 0 | 0 | 0 | 0 | 0 | 1.72 | 16.28 | 28.46 | 31.39 | 30.96 | 29.82 | 30.18 | 31.1 | 30.36 | 23.79 | 6.72 | 0.04 | 0 | 0 | 0 | 0 | 0 | 0 | 0 | 0 | 0 | 0 | 0 | 0.05 | 5.36 | 18.62 | 25.4 | 26.38 | 25.26 | 25.99 | 26.6 | 25.13 | 15.34 | 1.83 | 0 | 0 | 0 | 0 | 0 | 0 | 0 | 0 | 0 | 0 | 0 | 0 | 0 | 0 | 1.26 | 9.36 | 15.33 | 18.36 | 20.1 | 19.81 | 19.08 | 16.04 | 8.55 | 1 | 0 | 0 | 0 | 0 | 0 | 0 | 0
LTBEAR_1_LB4SR5 |  | Solar_1Axis | Solar Tracking | CISO | North | Norcal | ID | 50 | 0 | 0 | 0 | 0 | 0 | 0 | 0 | 1.17 | 9.45 | 16.74 | 20.41 | 22.07 | 22.79 | 21.27 | 19.85 | 13.62 | 3.02 | 0 | 0 | 0 | 0 | 0 | 0 | 0 | 0 | 0 | 0 | 0 | 0 | 0 | 0.01 | 6.34 | 25.83 | 33.13 | 33.01 | 31.51 | 31.11 | 31.04 | 31.72 | 27.54 | 14.38 | 0.77 | 0 | 0 | 0 | 0 | 0 | 0 | 0 | 0 | 0 | 0 | 0 | 0 | 0 | 3.9 | 21.99 | 33.01 | 34.8 | 33.53 | 33.81 | 32.37 | 30.78 | 28.97 | 24.26 | 7.35 | 1.52 | 0 | 0 | 0 | 0 | 0 | 0 | 0 | 0 | 0 | 0 | 0 | 0.39 | 12.86 | 30.7 | 36.12 | 35.91 | 35.38 | 36.56 | 36.35 | 35.66 | 36.14 | 34.03 | 30.24 | 13 | 0.52 | 0 | 0 | 0 | 0 | 0 | 0 | 0 | 0 | 0 | 0 | 4.67 | 24.94 | 35.09 | 37.54 | 38.17 | 37.87 | 38.67 | 38.73 | 38.82 | 39.35 | 38.24 | 35.87 | 21.85 | 2.9 | 0 | 0 | 0 | 0 | 0 | 0 | 0 | 0 | 0 | 0.03 | 7.77 | 28.21 | 38.04 | 41.36 | 41.91 | 42.27 | 42.54 | 42.3 | 42 | 42.13 | 40.53 | 37.97 | 27.39 | 7.41 | 0.06 | 0 | 0 | 0 | 0 | 0 | 0 | 0 | 0 | 0 | 3.49 | 23.11 | 38.17 | 42.15 | 42.78 | 42.91 | 42.59 | 42.58 | 41.91 | 41.87 | 40.36 | 37.33 | 25.9 | 5.98 | 0.03 | 0 | 0 | 0 | 0 | 0 | 0 | 0 | 0 | 0 | 0.51 | 13.66 | 31.89 | 38.84 | 40.38 | 40.89 | 40.84 | 40.46 | 40.4 | 40.25 | 38.5 | 31.35 | 13.78 | 0.8 | 0 | 0 | 0 | 0 | 0 | 0 | 0 | 0 | 0 | 0 | 0.02 | 6.61 | 25.47 | 34.05 | 36.07 | 36.5 | 36.07 | 35.84 | 35.95 | 36.46 | 32.82 | 20.35 | 2.61 | 0 | 0 | 0 | 0 | 0 | 0 | 0 | 0 | 0 | 0 | 0 | 0 | 1.72 | 16.28 | 28.46 | 31.39 | 30.96 | 29.82 | 30.18 | 31.1 | 30.36 | 23.79 | 6.72 | 0.04 | 0 | 0 | 0 | 0 | 0 | 0 | 0 | 0 | 0 | 0 | 0 | 0.05 | 5.36 | 18.62 | 25.4 | 26.38 | 25.26 | 25.99 | 26.6 | 25.13 | 15.34 | 1.83 | 0 | 0 | 0 | 0 | 0 | 0 | 0 | 0 | 0 | 0 | 0 | 0 | 0 | 0 | 1.26 | 9.36 | 15.33 | 18.36 | 20.1 | 19.81 | 19.08 | 16.04 | 8.55 | 1 | 0 | 0 | 0 | 0 | 0 | 0 | 0
LTBERA_1_LB1SR1 |  | Solar_1Axis | Solar Tracking | CISO | North | Norcal | ID | 40 | 0 | 0 | 0 | 0 | 0 | 0 | 0 | 0.94 | 7.56 | 13.39 | 16.33 | 17.65 | 18.24 | 17.01 | 15.88 | 10.89 | 2.41 | 0 | 0 | 0 | 0 | 0 | 0 | 0 | 0 | 0 | 0 | 0 | 0 | 0 | 0.01 | 5.07 | 20.66 | 26.5 | 26.41 | 25.21 | 24.89 | 24.83 | 25.38 | 22.03 | 11.5 | 0.61 | 0 | 0 | 0 | 0 | 0 | 0 | 0 | 0 | 0 | 0 | 0 | 0 | 0 | 3.12 | 17.59 | 26.41 | 27.84 | 26.83 | 27.05 | 25.9 | 24.62 | 23.18 | 19.41 | 5.88 | 1.22 | 0 | 0 | 0 | 0 | 0 | 0 | 0 | 0 | 0 | 0 | 0 | 0.31 | 10.29 | 24.56 | 28.9 | 28.73 | 28.3 | 29.25 | 29.08 | 28.53 | 28.91 | 27.22 | 24.19 | 10.4 | 0.41 | 0 | 0 | 0 | 0 | 0 | 0 | 0 | 0 | 0 | 0 | 3.74 | 19.95 | 28.07 | 30.03 | 30.54 | 30.3 | 30.94 | 30.99 | 31.06 | 31.48 | 30.59 | 28.7 | 17.48 | 2.32 | 0 | 0 | 0 | 0 | 0 | 0 | 0 | 0 | 0 | 0.02 | 6.21 | 22.57 | 30.43 | 33.08 | 33.53 | 33.82 | 34.03 | 33.84 | 33.6 | 33.7 | 32.42 | 30.37 | 21.91 | 5.93 | 0.05 | 0 | 0 | 0 | 0 | 0 | 0 | 0 | 0 | 0 | 2.79 | 18.49 | 30.53 | 33.72 | 34.23 | 34.33 | 34.07 | 34.06 | 33.53 | 33.5 | 32.29 | 29.87 | 20.72 | 4.78 | 0.03 | 0 | 0 | 0 | 0 | 0 | 0 | 0 | 0 | 0 | 0.41 | 10.93 | 25.51 | 31.07 | 32.31 | 32.71 | 32.67 | 32.37 | 32.32 | 32.2 | 30.8 | 25.08 | 11.03 | 0.64 | 0 | 0 | 0 | 0 | 0 | 0 | 0 | 0 | 0 | 0 | 0.02 | 5.28 | 20.37 | 27.24 | 28.86 | 29.2 | 28.86 | 28.67 | 28.76 | 29.17 | 26.26 | 16.28 | 2.09 | 0 | 0 | 0 | 0 | 0 | 0 | 0 | 0 | 0 | 0 | 0 | 0 | 1.38 | 13.03 | 22.77 | 25.11 | 24.77 | 23.86 | 24.14 | 24.88 | 24.29 | 19.03 | 5.38 | 0.04 | 0 | 0 | 0 | 0 | 0 | 0 | 0 | 0 | 0 | 0 | 0 | 0.04 | 4.29 | 14.89 | 20.32 | 21.11 | 20.21 | 20.79 | 21.28 | 20.1 | 12.27 | 1.47 | 0 | 0 | 0 | 0 | 0 | 0 | 0 | 0 | 0 | 0 | 0 | 0 | 0 | 0 | 1.01 | 7.49 | 12.26 | 14.69 | 16.08 | 15.84 | 15.26 | 12.83 | 6.84 | 0.8 | 0 | 0 | 0 | 0 | 0 | 0 | 0
MAGUND_1_BKISR1 |  | Solar_1Axis | Solar Tracking | CISO | North | Norcal | FC | 1 | 0 | 0 | 0 | 0 | 0 | 0 | 0 | 0.02 | 0.19 | 0.33 | 0.41 | 0.44 | 0.46 | 0.43 | 0.4 | 0.27 | 0.06 | 0 | 0 | 0 | 0 | 0 | 0 | 0 | 0 | 0 | 0 | 0 | 0 | 0 | 0 | 0.13 | 0.52 | 0.66 | 0.66 | 0.63 | 0.62 | 0.62 | 0.63 | 0.55 | 0.29 | 0.02 | 0 | 0 | 0 | 0 | 0 | 0 | 0 | 0 | 0 | 0 | 0 | 0 | 0 | 0.08 | 0.44 | 0.66 | 0.7 | 0.67 | 0.68 | 0.65 | 0.62 | 0.58 | 0.49 | 0.15 | 0.03 | 0 | 0 | 0 | 0 | 0 | 0 | 0 | 0 | 0 | 0 | 0 | 0.01 | 0.26 | 0.61 | 0.72 | 0.72 | 0.71 | 0.73 | 0.73 | 0.71 | 0.72 | 0.68 | 0.6 | 0.26 | 0.01 | 0 | 0 | 0 | 0 | 0 | 0 | 0 | 0 | 0 | 0 | 0.09 | 0.5 | 0.7 | 0.75 | 0.76 | 0.76 | 0.77 | 0.77 | 0.78 | 0.79 | 0.76 | 0.72 | 0.44 | 0.06 | 0 | 0 | 0 | 0 | 0 | 0 | 0 | 0 | 0 | 0 | 0.16 | 0.56 | 0.76 | 0.83 | 0.84 | 0.85 | 0.85 | 0.85 | 0.84 | 0.84 | 0.81 | 0.76 | 0.55 | 0.15 | 0 | 0 | 0 | 0 | 0 | 0 | 0 | 0 | 0 | 0 | 0.07 | 0.46 | 0.76 | 0.84 | 0.86 | 0.86 | 0.85 | 0.85 | 0.84 | 0.84 | 0.81 | 0.75 | 0.52 | 0.12 | 0 | 0 | 0 | 0 | 0 | 0 | 0 | 0 | 0 | 0 | 0.01 | 0.27 | 0.64 | 0.78 | 0.81 | 0.82 | 0.82 | 0.81 | 0.81 | 0.81 | 0.77 | 0.63 | 0.28 | 0.02 | 0 | 0 | 0 | 0 | 0 | 0 | 0 | 0 | 0 | 0 | 0 | 0.13 | 0.51 | 0.68 | 0.72 | 0.73 | 0.72 | 0.72 | 0.72 | 0.73 | 0.66 | 0.41 | 0.05 | 0 | 0 | 0 | 0 | 0 | 0 | 0 | 0 | 0 | 0 | 0 | 0 | 0.03 | 0.33 | 0.57 | 0.63 | 0.62 | 0.6 | 0.6 | 0.62 | 0.61 | 0.48 | 0.13 | 0 | 0 | 0 | 0 | 0 | 0 | 0 | 0 | 0 | 0 | 0 | 0 | 0 | 0.11 | 0.37 | 0.51 | 0.53 | 0.51 | 0.52 | 0.53 | 0.5 | 0.31 | 0.04 | 0 | 0 | 0 | 0 | 0 | 0 | 0 | 0 | 0 | 0 | 0 | 0 | 0 | 0 | 0.03 | 0.19 | 0.31 | 0.37 | 0.4 | 0.4 | 0.38 | 0.32 | 0.17 | 0.02 | 0 | 0 | 0 | 0 | 0 | 0 | 0
MAGUND_1_BKSSR2 |  | Solar_1Axis | Solar Tracking | CISO | North | Norcal | FC | 5.25 | 0 | 0 | 0 | 0 | 0 | 0 | 0 | 0.12 | 0.99 | 1.76 | 2.14 | 2.32 | 2.39 | 2.23 | 2.08 | 1.43 | 0.32 | 0 | 0 | 0 | 0 | 0 | 0 | 0 | 0 | 0 | 0 | 0 | 0 | 0 | 0 | 0.67 | 2.71 | 3.48 | 3.47 | 3.31 | 3.27 | 3.26 | 3.33 | 2.89 | 1.51 | 0.08 | 0 | 0 | 0 | 0 | 0 | 0 | 0 | 0 | 0 | 0 | 0 | 0 | 0 | 0.41 | 2.31 | 3.47 | 3.65 | 3.52 | 3.55 | 3.4 | 3.23 | 3.04 | 2.55 | 0.77 | 0.16 | 0 | 0 | 0 | 0 | 0 | 0 | 0 | 0 | 0 | 0 | 0 | 0.04 | 1.35 | 3.22 | 3.79 | 3.77 | 3.71 | 3.84 | 3.82 | 3.74 | 3.79 | 3.57 | 3.17 | 1.37 | 0.05 | 0 | 0 | 0 | 0 | 0 | 0 | 0 | 0 | 0 | 0 | 0.49 | 2.62 | 3.68 | 3.94 | 4.01 | 3.98 | 4.06 | 4.07 | 4.08 | 4.13 | 4.02 | 3.77 | 2.29 | 0.3 | 0 | 0 | 0 | 0 | 0 | 0 | 0 | 0 | 0 | 0 | 0.82 | 2.96 | 3.99 | 4.34 | 4.4 | 4.44 | 4.47 | 4.44 | 4.41 | 4.42 | 4.26 | 3.99 | 2.88 | 0.78 | 0.01 | 0 | 0 | 0 | 0 | 0 | 0 | 0 | 0 | 0 | 0.37 | 2.43 | 4.01 | 4.43 | 4.49 | 4.51 | 4.47 | 4.47 | 4.4 | 4.4 | 4.24 | 3.92 | 2.72 | 0.63 | 0 | 0 | 0 | 0 | 0 | 0 | 0 | 0 | 0 | 0 | 0.05 | 1.43 | 3.35 | 4.08 | 4.24 | 4.29 | 4.29 | 4.25 | 4.24 | 4.23 | 4.04 | 3.29 | 1.45 | 0.08 | 0 | 0 | 0 | 0 | 0 | 0 | 0 | 0 | 0 | 0 | 0 | 0.69 | 2.67 | 3.58 | 3.79 | 3.83 | 3.79 | 3.76 | 3.77 | 3.83 | 3.45 | 2.14 | 0.27 | 0 | 0 | 0 | 0 | 0 | 0 | 0 | 0 | 0 | 0 | 0 | 0 | 0.18 | 1.71 | 2.99 | 3.3 | 3.25 | 3.13 | 3.17 | 3.27 | 3.19 | 2.5 | 0.71 | 0 | 0 | 0 | 0 | 0 | 0 | 0 | 0 | 0 | 0 | 0 | 0 | 0.01 | 0.56 | 1.95 | 2.67 | 2.77 | 2.65 | 2.73 | 2.79 | 2.64 | 1.61 | 0.19 | 0 | 0 | 0 | 0 | 0 | 0 | 0 | 0 | 0 | 0 | 0 | 0 | 0 | 0 | 0.13 | 0.98 | 1.61 | 1.93 | 2.11 | 2.08 | 2 | 1.68 | 0.9 | 0.11 | 0 | 0 | 0 | 0 | 0 | 0 | 0
MANTEC_1_ML1SR1 |  | Solar_1Axis | Solar Tracking | CISO | North | Norcal | EO | 1 | 0 | 0 | 0 | 0 | 0 | 0 | 0 | 0.02 | 0.19 | 0.33 | 0.41 | 0.44 | 0.46 | 0.43 | 0.4 | 0.27 | 0.06 | 0 | 0 | 0 | 0 | 0 | 0 | 0 | 0 | 0 | 0 | 0 | 0 | 0 | 0 | 0.13 | 0.52 | 0.66 | 0.66 | 0.63 | 0.62 | 0.62 | 0.63 | 0.55 | 0.29 | 0.02 | 0 | 0 | 0 | 0 | 0 | 0 | 0 | 0 | 0 | 0 | 0 | 0 | 0 | 0.08 | 0.44 | 0.66 | 0.7 | 0.67 | 0.68 | 0.65 | 0.62 | 0.58 | 0.49 | 0.15 | 0.03 | 0 | 0 | 0 | 0 | 0 | 0 | 0 | 0 | 0 | 0 | 0 | 0.01 | 0.26 | 0.61 | 0.72 | 0.72 | 0.71 | 0.73 | 0.73 | 0.71 | 0.72 | 0.68 | 0.6 | 0.26 | 0.01 | 0 | 0 | 0 | 0 | 0 | 0 | 0 | 0 | 0 | 0 | 0.09 | 0.5 | 0.7 | 0.75 | 0.76 | 0.76 | 0.77 | 0.77 | 0.78 | 0.79 | 0.76 | 0.72 | 0.44 | 0.06 | 0 | 0 | 0 | 0 | 0 | 0 | 0 | 0 | 0 | 0 | 0.16 | 0.56 | 0.76 | 0.83 | 0.84 | 0.85 | 0.85 | 0.85 | 0.84 | 0.84 | 0.81 | 0.76 | 0.55 | 0.15 | 0 | 0 | 0 | 0 | 0 | 0 | 0 | 0 | 0 | 0 | 0.07 | 0.46 | 0.76 | 0.84 | 0.86 | 0.86 | 0.85 | 0.85 | 0.84 | 0.84 | 0.81 | 0.75 | 0.52 | 0.12 | 0 | 0 | 0 | 0 | 0 | 0 | 0 | 0 | 0 | 0 | 0.01 | 0.27 | 0.64 | 0.78 | 0.81 | 0.82 | 0.82 | 0.81 | 0.81 | 0.81 | 0.77 | 0.63 | 0.28 | 0.02 | 0 | 0 | 0 | 0 | 0 | 0 | 0 | 0 | 0 | 0 | 0 | 0.13 | 0.51 | 0.68 | 0.72 | 0.73 | 0.72 | 0.72 | 0.72 | 0.73 | 0.66 | 0.41 | 0.05 | 0 | 0 | 0 | 0 | 0 | 0 | 0 | 0 | 0 | 0 | 0 | 0 | 0.03 | 0.33 | 0.57 | 0.63 | 0.62 | 0.6 | 0.6 | 0.62 | 0.61 | 0.48 | 0.13 | 0 | 0 | 0 | 0 | 0 | 0 | 0 | 0 | 0 | 0 | 0 | 0 | 0 | 0.11 | 0.37 | 0.51 | 0.53 | 0.51 | 0.52 | 0.53 | 0.5 | 0.31 | 0.04 | 0 | 0 | 0 | 0 | 0 | 0 | 0 | 0 | 0 | 0 | 0 | 0 | 0 | 0 | 0.03 | 0.19 | 0.31 | 0.37 | 0.4 | 0.4 | 0.38 | 0.32 | 0.17 | 0.02 | 0 | 0 | 0 | 0 | 0 | 0 | 0
MANZNA_2_WIND |  | Wind | Wind | CISO | South | Socal | FC | 189 | 9.92 | 10.5 | 9.9 | 9.44 | 10.55 | 10.26 | 10.52 | 9.65 | 8.39 | 9.51 | 8.46 | 9.27 | 10.41 | 9.5 | 10.47 | 10.44 | 8.93 | 8.61 | 10.3 | 9.73 | 9.6 | 10.54 | 9.09 | 9.6 | 18.32 | 17.47 | 20.04 | 19.53 | 16.5 | 17.48 | 17.21 | 14.12 | 14.76 | 16.3 | 20.29 | 21.02 | 18.96 | 17.54 | 22.39 | 22.95 | 22.51 | 23.53 | 22.23 | 24.18 | 27.75 | 23.98 | 21.1 | 20.75 | 20.41 | 19.16 | 16.8 | 16.66 | 16.99 | 16.93 | 16.98 | 13.96 | 10.79 | 10.76 | 10.95 | 12.38 | 15.02 | 16.21 | 18.32 | 17.87 | 23.94 | 25.48 | 24.02 | 25.83 | 25.04 | 25.67 | 21.17 | 20.06 | 69.8 | 72.39 | 66.13 | 60.48 | 56.56 | 50.56 | 41.7 | 34.41 | 25.12 | 22.37 | 22.21 | 22.14 | 21.55 | 25.15 | 37.71 | 52.11 | 61.93 | 69.54 | 74.62 | 76.26 | 76.27 | 76.94 | 73.34 | 73.31 | 81.63 | 77.37 | 73.96 | 73.92 | 65.11 | 52.33 | 40.09 | 30.15 | 22.35 | 16.67 | 12.53 | 12.07 | 10.35 | 14.35 | 23.86 | 38.54 | 60.11 | 71.95 | 81.28 | 78.37 | 79.19 | 83.63 | 82.42 | 84.21 | 83.99 | 81.98 | 76.25 | 69.62 | 63.55 | 51.3 | 40.13 | 29.47 | 18.11 | 13.12 | 9.41 | 10.96 | 11.85 | 13.93 | 22.89 | 36.59 | 52.81 | 62.38 | 71.66 | 80.33 | 87.73 | 87.44 | 86.4 | 87.05 | 79.08 | 74.3 | 70.06 | 61.71 | 51.14 | 43.96 | 32.68 | 21.12 | 10.76 | 7.18 | 6.14 | 7.25 | 9.65 | 14.15 | 23.12 | 34.47 | 49.55 | 62.98 | 72.79 | 79.46 | 86 | 88.11 | 85.34 | 82.29 | 70.79 | 68.64 | 62.99 | 53.85 | 43.38 | 37.82 | 27.82 | 20.06 | 12.32 | 8.43 | 6.61 | 7.34 | 9.93 | 13.99 | 21.5 | 31.35 | 43.01 | 55.15 | 62.14 | 75.34 | 79.89 | 79.62 | 77.03 | 73.46 | 35.71 | 32.92 | 29.83 | 23.22 | 19.11 | 13.83 | 11.1 | 7.67 | 6.39 | 6.42 | 7.36 | 9.79 | 11.37 | 13.51 | 16.77 | 20.71 | 23.42 | 30.89 | 37.81 | 45.39 | 45.42 | 45.35 | 42.62 | 38.96 | 18.61 | 17.25 | 17.5 | 17.22 | 15.78 | 12.98 | 10.47 | 8.67 | 5.79 | 5.2 | 5.56 | 6.94 | 8.19 | 8.21 | 8.33 | 9.62 | 12.27 | 14.66 | 17.69 | 20.37 | 22.5 | 22.89 | 21.16 | 18.2 | 8.33 | 7.38 | 7.55 | 7.67 | 7.78 | 7.9 | 7.54 | 6.78 | 6.17 | 6.74 | 7.34 | 8.36 | 7.94 | 8.4 | 8.47 | 7.09 | 6.43 | 8.18 | 10.29 | 11.09 | 11.81 | 8.77 | 9.29 | 8.95 | 7.04 | 6.84 | 6.71 | 7.7 | 7.54 | 7.66 | 7.59 | 7.08 | 6.63 | 6.61 | 6.56 | 7.17 | 7.12 | 6.58 | 6.27 | 6.58 | 7.28 | 7.68 | 8.68 | 8.13 | 9.2 | 8.28 | 7.82 | 7.75
MARCPW_6_SOLAR1 |  | Solar_1Axis | Solar Tracking | CISO | North | Norcal | FC | 20 | 0 | 0 | 0 | 0 | 0 | 0 | 0 | 0.47 | 3.78 | 6.7 | 8.17 | 8.83 | 9.12 | 8.51 | 7.94 | 5.45 | 1.21 | 0 | 0 | 0 | 0 | 0 | 0 | 0 | 0 | 0 | 0 | 0 | 0 | 0 | 0 | 2.54 | 10.33 | 13.25 | 13.2 | 12.6 | 12.45 | 12.42 | 12.69 | 11.02 | 5.75 | 0.31 | 0 | 0 | 0 | 0 | 0 | 0 | 0 | 0 | 0 | 0 | 0 | 0 | 0 | 1.56 | 8.8 | 13.2 | 13.92 | 13.41 | 13.52 | 12.95 | 12.31 | 11.59 | 9.7 | 2.94 | 0.61 | 0 | 0 | 0 | 0 | 0 | 0 | 0 | 0 | 0 | 0 | 0 | 0.16 | 5.14 | 12.28 | 14.45 | 14.37 | 14.15 | 14.62 | 14.54 | 14.27 | 14.46 | 13.61 | 12.09 | 5.2 | 0.21 | 0 | 0 | 0 | 0 | 0 | 0 | 0 | 0 | 0 | 0 | 1.87 | 9.98 | 14.04 | 15.02 | 15.27 | 15.15 | 15.47 | 15.49 | 15.53 | 15.74 | 15.3 | 14.35 | 8.74 | 1.16 | 0 | 0 | 0 | 0 | 0 | 0 | 0 | 0 | 0 | 0.01 | 3.11 | 11.28 | 15.22 | 16.54 | 16.76 | 16.91 | 17.02 | 16.92 | 16.8 | 16.85 | 16.21 | 15.19 | 10.96 | 2.97 | 0.03 | 0 | 0 | 0 | 0 | 0 | 0 | 0 | 0 | 0 | 1.4 | 9.24 | 15.27 | 16.86 | 17.11 | 17.16 | 17.04 | 17.03 | 16.76 | 16.75 | 16.14 | 14.93 | 10.36 | 2.39 | 0.01 | 0 | 0 | 0 | 0 | 0 | 0 | 0 | 0 | 0 | 0.21 | 5.46 | 12.76 | 15.53 | 16.15 | 16.36 | 16.34 | 16.18 | 16.16 | 16.1 | 15.4 | 12.54 | 5.51 | 0.32 | 0 | 0 | 0 | 0 | 0 | 0 | 0 | 0 | 0 | 0 | 0.01 | 2.64 | 10.19 | 13.62 | 14.43 | 14.6 | 14.43 | 14.34 | 14.38 | 14.58 | 13.13 | 8.14 | 1.04 | 0 | 0 | 0 | 0 | 0 | 0 | 0 | 0 | 0 | 0 | 0 | 0 | 0.69 | 6.51 | 11.38 | 12.55 | 12.39 | 11.93 | 12.07 | 12.44 | 12.14 | 9.52 | 2.69 | 0.02 | 0 | 0 | 0 | 0 | 0 | 0 | 0 | 0 | 0 | 0 | 0 | 0.02 | 2.15 | 7.45 | 10.16 | 10.55 | 10.11 | 10.39 | 10.64 | 10.05 | 6.13 | 0.73 | 0 | 0 | 0 | 0 | 0 | 0 | 0 | 0 | 0 | 0 | 0 | 0 | 0 | 0 | 0.5 | 3.75 | 6.13 | 7.34 | 8.04 | 7.92 | 7.63 | 6.42 | 3.42 | 0.4 | 0 | 0 | 0 | 0 | 0 | 0 | 0
MARTIN_1_SUNSET |  | Solar_Fixed | Solar Fixed | CISO | North | Norcal | FC | 4.5 | 0 | 0 | 0 | 0 | 0 | 0 | 0 | 0.14 | 0.97 | 1.9 | 2.4 | 2.51 | 2.62 | 2.31 | 2.17 | 1.48 | 0.35 | 0 | 0 | 0 | 0 | 0 | 0 | 0 | 0 | 0 | 0 | 0 | 0 | 0 | 0 | 0.52 | 2.01 | 2.77 | 3.03 | 3.11 | 3.18 | 3 | 2.79 | 2.27 | 1.15 | 0.08 | 0 | 0 | 0 | 0 | 0 | 0 | 0 | 0 | 0 | 0 | 0 | 0 | 0 | 0.29 | 1.55 | 2.52 | 3.02 | 3.09 | 3.06 | 2.96 | 2.77 | 2.47 | 1.9 | 0.67 | 0.15 | 0 | 0 | 0 | 0 | 0 | 0 | 0 | 0 | 0 | 0 | 0 | 0.03 | 0.8 | 2.26 | 3.06 | 3.41 | 3.54 | 3.66 | 3.6 | 3.58 | 3.42 | 3.03 | 2.31 | 0.89 | 0.04 | 0 | 0 | 0 | 0 | 0 | 0 | 0 | 0 | 0 | 0 | 0.25 | 1.47 | 2.58 | 3.24 | 3.57 | 3.71 | 3.7 | 3.7 | 3.7 | 3.56 | 3.17 | 2.57 | 1.35 | 0.18 | 0 | 0 | 0 | 0 | 0 | 0 | 0 | 0 | 0 | 0 | 0.39 | 1.64 | 2.69 | 3.3 | 3.67 | 3.85 | 3.91 | 3.94 | 3.86 | 3.71 | 3.31 | 2.69 | 1.64 | 0.41 | 0 | 0 | 0 | 0 | 0 | 0 | 0 | 0 | 0 | 0 | 0.19 | 1.39 | 2.64 | 3.37 | 3.76 | 3.96 | 4.03 | 3.99 | 3.9 | 3.71 | 3.35 | 2.72 | 1.63 | 0.36 | 0 | 0 | 0 | 0 | 0 | 0 | 0 | 0 | 0 | 0 | 0.04 | 0.87 | 2.29 | 3.16 | 3.63 | 3.84 | 3.88 | 3.88 | 3.8 | 3.61 | 3.18 | 2.34 | 0.95 | 0.06 | 0 | 0 | 0 | 0 | 0 | 0 | 0 | 0 | 0 | 0 | 0 | 0.48 | 1.93 | 2.91 | 3.4 | 3.59 | 3.66 | 3.62 | 3.55 | 3.36 | 2.78 | 1.57 | 0.24 | 0 | 0 | 0 | 0 | 0 | 0 | 0 | 0 | 0 | 0 | 0 | 0 | 0.15 | 1.38 | 2.52 | 2.99 | 3.15 | 3.19 | 3.16 | 3.07 | 2.78 | 2.02 | 0.61 | 0.01 | 0 | 0 | 0 | 0 | 0 | 0 | 0 | 0 | 0 | 0 | 0 | 0 | 0.55 | 1.86 | 2.6 | 2.9 | 2.96 | 2.94 | 2.78 | 2.43 | 1.39 | 0.18 | 0 | 0 | 0 | 0 | 0 | 0 | 0 | 0 | 0 | 0 | 0 | 0 | 0 | 0 | 0.18 | 1.01 | 1.77 | 2.18 | 2.33 | 2.22 | 2.01 | 1.85 | 0.95 | 0.12 | 0 | 0 | 0 | 0 | 0 | 0 | 0
MCARTH_6_FRIVRB |  | Solar_Fixed | Solar Fixed | CISO | North | Norcal | ID | 1.5 | 0 | 0 | 0 | 0 | 0 | 0 | 0 | 0.05 | 0.32 | 0.63 | 0.8 | 0.84 | 0.87 | 0.77 | 0.72 | 0.49 | 0.12 | 0 | 0 | 0 | 0 | 0 | 0 | 0 | 0 | 0 | 0 | 0 | 0 | 0 | 0 | 0.17 | 0.67 | 0.92 | 1.01 | 1.04 | 1.06 | 1 | 0.93 | 0.76 | 0.38 | 0.03 | 0 | 0 | 0 | 0 | 0 | 0 | 0 | 0 | 0 | 0 | 0 | 0 | 0 | 0.1 | 0.52 | 0.84 | 1.01 | 1.03 | 1.02 | 0.99 | 0.92 | 0.82 | 0.63 | 0.22 | 0.05 | 0 | 0 | 0 | 0 | 0 | 0 | 0 | 0 | 0 | 0 | 0 | 0.01 | 0.27 | 0.75 | 1.02 | 1.14 | 1.18 | 1.22 | 1.2 | 1.19 | 1.14 | 1.01 | 0.77 | 0.3 | 0.01 | 0 | 0 | 0 | 0 | 0 | 0 | 0 | 0 | 0 | 0 | 0.08 | 0.49 | 0.86 | 1.08 | 1.19 | 1.24 | 1.23 | 1.23 | 1.23 | 1.19 | 1.06 | 0.86 | 0.45 | 0.06 | 0 | 0 | 0 | 0 | 0 | 0 | 0 | 0 | 0 | 0 | 0.13 | 0.55 | 0.9 | 1.1 | 1.22 | 1.28 | 1.3 | 1.31 | 1.29 | 1.24 | 1.1 | 0.9 | 0.55 | 0.14 | 0 | 0 | 0 | 0 | 0 | 0 | 0 | 0 | 0 | 0 | 0.06 | 0.46 | 0.88 | 1.12 | 1.25 | 1.32 | 1.34 | 1.33 | 1.3 | 1.24 | 1.12 | 0.91 | 0.54 | 0.12 | 0 | 0 | 0 | 0 | 0 | 0 | 0 | 0 | 0 | 0 | 0.01 | 0.29 | 0.76 | 1.05 | 1.21 | 1.28 | 1.29 | 1.29 | 1.27 | 1.2 | 1.06 | 0.78 | 0.32 | 0.02 | 0 | 0 | 0 | 0 | 0 | 0 | 0 | 0 | 0 | 0 | 0 | 0.16 | 0.64 | 0.97 | 1.13 | 1.2 | 1.22 | 1.21 | 1.18 | 1.12 | 0.93 | 0.52 | 0.08 | 0 | 0 | 0 | 0 | 0 | 0 | 0 | 0 | 0 | 0 | 0 | 0 | 0.05 | 0.46 | 0.84 | 1 | 1.05 | 1.06 | 1.05 | 1.02 | 0.93 | 0.67 | 0.2 | 0 | 0 | 0 | 0 | 0 | 0 | 0 | 0 | 0 | 0 | 0 | 0 | 0 | 0.18 | 0.62 | 0.87 | 0.97 | 0.99 | 0.98 | 0.93 | 0.81 | 0.46 | 0.06 | 0 | 0 | 0 | 0 | 0 | 0 | 0 | 0 | 0 | 0 | 0 | 0 | 0 | 0 | 0.06 | 0.34 | 0.59 | 0.73 | 0.78 | 0.74 | 0.67 | 0.62 | 0.32 | 0.04 | 0 | 0 | 0 | 0 | 0 | 0 | 0
MENBIO_6_RENEW1 |  | Solar_Fixed | Solar Fixed | CISO | North | Norcal | FC | 5 | 0 | 0 | 0 | 0 | 0 | 0 | 0 | 0.15 | 1.08 | 2.11 | 2.66 | 2.79 | 2.91 | 2.56 | 2.41 | 1.64 | 0.39 | 0 | 0 | 0 | 0 | 0 | 0 | 0 | 0 | 0 | 0 | 0 | 0 | 0 | 0 | 0.57 | 2.23 | 3.07 | 3.37 | 3.45 | 3.54 | 3.33 | 3.1 | 2.52 | 1.28 | 0.09 | 0 | 0 | 0 | 0 | 0 | 0 | 0 | 0 | 0 | 0 | 0 | 0 | 0 | 0.32 | 1.72 | 2.8 | 3.35 | 3.43 | 3.4 | 3.28 | 3.07 | 2.74 | 2.11 | 0.75 | 0.16 | 0 | 0 | 0 | 0 | 0 | 0 | 0 | 0 | 0 | 0 | 0 | 0.03 | 0.89 | 2.51 | 3.4 | 3.79 | 3.94 | 4.06 | 3.99 | 3.98 | 3.8 | 3.36 | 2.56 | 0.99 | 0.04 | 0 | 0 | 0 | 0 | 0 | 0 | 0 | 0 | 0 | 0 | 0.28 | 1.63 | 2.86 | 3.6 | 3.97 | 4.12 | 4.11 | 4.11 | 4.11 | 3.96 | 3.53 | 2.86 | 1.5 | 0.2 | 0 | 0 | 0 | 0 | 0 | 0 | 0 | 0 | 0 | 0 | 0.43 | 1.82 | 2.99 | 3.67 | 4.08 | 4.28 | 4.35 | 4.38 | 4.29 | 4.12 | 3.68 | 2.99 | 1.82 | 0.45 | 0 | 0 | 0 | 0 | 0 | 0 | 0 | 0 | 0 | 0 | 0.21 | 1.55 | 2.93 | 3.75 | 4.18 | 4.4 | 4.47 | 4.43 | 4.34 | 4.12 | 3.72 | 3.02 | 1.81 | 0.4 | 0 | 0 | 0 | 0 | 0 | 0 | 0 | 0 | 0 | 0 | 0.04 | 0.96 | 2.55 | 3.51 | 4.04 | 4.27 | 4.31 | 4.31 | 4.23 | 4.01 | 3.53 | 2.6 | 1.05 | 0.07 | 0 | 0 | 0 | 0 | 0 | 0 | 0 | 0 | 0 | 0 | 0 | 0.54 | 2.14 | 3.23 | 3.78 | 3.99 | 4.07 | 4.02 | 3.94 | 3.73 | 3.09 | 1.74 | 0.27 | 0 | 0 | 0 | 0 | 0 | 0 | 0 | 0 | 0 | 0 | 0 | 0 | 0.17 | 1.53 | 2.8 | 3.33 | 3.49 | 3.54 | 3.52 | 3.42 | 3.09 | 2.24 | 0.68 | 0.01 | 0 | 0 | 0 | 0 | 0 | 0 | 0 | 0 | 0 | 0 | 0 | 0.01 | 0.61 | 2.06 | 2.89 | 3.23 | 3.29 | 3.27 | 3.08 | 2.7 | 1.55 | 0.2 | 0 | 0 | 0 | 0 | 0 | 0 | 0 | 0 | 0 | 0 | 0 | 0 | 0 | 0 | 0.2 | 1.13 | 1.96 | 2.42 | 2.59 | 2.47 | 2.23 | 2.05 | 1.06 | 0.13 | 0 | 0 | 0 | 0 | 0 | 0 | 0
MERCED_1_SOLAR1 |  | Solar_1Axis | Solar Tracking | CISO | North | Norcal | EO | 1.5 | 0 | 0 | 0 | 0 | 0 | 0 | 0 | 0.04 | 0.28 | 0.5 | 0.61 | 0.66 | 0.68 | 0.64 | 0.6 | 0.41 | 0.09 | 0 | 0 | 0 | 0 | 0 | 0 | 0 | 0 | 0 | 0 | 0 | 0 | 0 | 0 | 0.19 | 0.77 | 0.99 | 0.99 | 0.95 | 0.93 | 0.93 | 0.95 | 0.83 | 0.43 | 0.02 | 0 | 0 | 0 | 0 | 0 | 0 | 0 | 0 | 0 | 0 | 0 | 0 | 0 | 0.12 | 0.66 | 0.99 | 1.04 | 1.01 | 1.01 | 0.97 | 0.92 | 0.87 | 0.73 | 0.22 | 0.05 | 0 | 0 | 0 | 0 | 0 | 0 | 0 | 0 | 0 | 0 | 0 | 0.01 | 0.39 | 0.92 | 1.08 | 1.08 | 1.06 | 1.1 | 1.09 | 1.07 | 1.08 | 1.02 | 0.91 | 0.39 | 0.02 | 0 | 0 | 0 | 0 | 0 | 0 | 0 | 0 | 0 | 0 | 0.14 | 0.75 | 1.05 | 1.13 | 1.15 | 1.14 | 1.16 | 1.16 | 1.16 | 1.18 | 1.15 | 1.08 | 0.66 | 0.09 | 0 | 0 | 0 | 0 | 0 | 0 | 0 | 0 | 0 | 0 | 0.23 | 0.85 | 1.14 | 1.24 | 1.26 | 1.27 | 1.28 | 1.27 | 1.26 | 1.26 | 1.22 | 1.14 | 0.82 | 0.22 | 0 | 0 | 0 | 0 | 0 | 0 | 0 | 0 | 0 | 0 | 0.1 | 0.69 | 1.15 | 1.26 | 1.28 | 1.29 | 1.28 | 1.28 | 1.26 | 1.26 | 1.21 | 1.12 | 0.78 | 0.18 | 0 | 0 | 0 | 0 | 0 | 0 | 0 | 0 | 0 | 0 | 0.02 | 0.41 | 0.96 | 1.17 | 1.21 | 1.23 | 1.23 | 1.21 | 1.21 | 1.21 | 1.15 | 0.94 | 0.41 | 0.02 | 0 | 0 | 0 | 0 | 0 | 0 | 0 | 0 | 0 | 0 | 0 | 0.2 | 0.76 | 1.02 | 1.08 | 1.09 | 1.08 | 1.08 | 1.08 | 1.09 | 0.98 | 0.61 | 0.08 | 0 | 0 | 0 | 0 | 0 | 0 | 0 | 0 | 0 | 0 | 0 | 0 | 0.05 | 0.49 | 0.85 | 0.94 | 0.93 | 0.89 | 0.91 | 0.93 | 0.91 | 0.71 | 0.2 | 0 | 0 | 0 | 0 | 0 | 0 | 0 | 0 | 0 | 0 | 0 | 0 | 0 | 0.16 | 0.56 | 0.76 | 0.79 | 0.76 | 0.78 | 0.8 | 0.75 | 0.46 | 0.05 | 0 | 0 | 0 | 0 | 0 | 0 | 0 | 0 | 0 | 0 | 0 | 0 | 0 | 0 | 0.04 | 0.28 | 0.46 | 0.55 | 0.6 | 0.59 | 0.57 | 0.48 | 0.26 | 0.03 | 0 | 0 | 0 | 0 | 0 | 0 | 0
MERCED_1_SOLAR2 |  | Solar_1Axis | Solar Tracking | CISO | North | Norcal | EO | 1.5 | 0 | 0 | 0 | 0 | 0 | 0 | 0 | 0.04 | 0.28 | 0.5 | 0.61 | 0.66 | 0.68 | 0.64 | 0.6 | 0.41 | 0.09 | 0 | 0 | 0 | 0 | 0 | 0 | 0 | 0 | 0 | 0 | 0 | 0 | 0 | 0 | 0.19 | 0.77 | 0.99 | 0.99 | 0.95 | 0.93 | 0.93 | 0.95 | 0.83 | 0.43 | 0.02 | 0 | 0 | 0 | 0 | 0 | 0 | 0 | 0 | 0 | 0 | 0 | 0 | 0 | 0.12 | 0.66 | 0.99 | 1.04 | 1.01 | 1.01 | 0.97 | 0.92 | 0.87 | 0.73 | 0.22 | 0.05 | 0 | 0 | 0 | 0 | 0 | 0 | 0 | 0 | 0 | 0 | 0 | 0.01 | 0.39 | 0.92 | 1.08 | 1.08 | 1.06 | 1.1 | 1.09 | 1.07 | 1.08 | 1.02 | 0.91 | 0.39 | 0.02 | 0 | 0 | 0 | 0 | 0 | 0 | 0 | 0 | 0 | 0 | 0.14 | 0.75 | 1.05 | 1.13 | 1.15 | 1.14 | 1.16 | 1.16 | 1.16 | 1.18 | 1.15 | 1.08 | 0.66 | 0.09 | 0 | 0 | 0 | 0 | 0 | 0 | 0 | 0 | 0 | 0 | 0.23 | 0.85 | 1.14 | 1.24 | 1.26 | 1.27 | 1.28 | 1.27 | 1.26 | 1.26 | 1.22 | 1.14 | 0.82 | 0.22 | 0 | 0 | 0 | 0 | 0 | 0 | 0 | 0 | 0 | 0 | 0.1 | 0.69 | 1.15 | 1.26 | 1.28 | 1.29 | 1.28 | 1.28 | 1.26 | 1.26 | 1.21 | 1.12 | 0.78 | 0.18 | 0 | 0 | 0 | 0 | 0 | 0 | 0 | 0 | 0 | 0 | 0.02 | 0.41 | 0.96 | 1.17 | 1.21 | 1.23 | 1.23 | 1.21 | 1.21 | 1.21 | 1.15 | 0.94 | 0.41 | 0.02 | 0 | 0 | 0 | 0 | 0 | 0 | 0 | 0 | 0 | 0 | 0 | 0.2 | 0.76 | 1.02 | 1.08 | 1.09 | 1.08 | 1.08 | 1.08 | 1.09 | 0.98 | 0.61 | 0.08 | 0 | 0 | 0 | 0 | 0 | 0 | 0 | 0 | 0 | 0 | 0 | 0 | 0.05 | 0.49 | 0.85 | 0.94 | 0.93 | 0.89 | 0.91 | 0.93 | 0.91 | 0.71 | 0.2 | 0 | 0 | 0 | 0 | 0 | 0 | 0 | 0 | 0 | 0 | 0 | 0 | 0 | 0.16 | 0.56 | 0.76 | 0.79 | 0.76 | 0.78 | 0.8 | 0.75 | 0.46 | 0.05 | 0 | 0 | 0 | 0 | 0 | 0 | 0 | 0 | 0 | 0 | 0 | 0 | 0 | 0 | 0.04 | 0.28 | 0.46 | 0.55 | 0.6 | 0.59 | 0.57 | 0.48 | 0.26 | 0.03 | 0 | 0 | 0 | 0 | 0 | 0 | 0
MIDWD_2_WIND2 |  | Wind | Wind | CISO | South | Socal | FC | 3 | 0.16 | 0.17 | 0.16 | 0.15 | 0.17 | 0.16 | 0.17 | 0.15 | 0.13 | 0.15 | 0.13 | 0.15 | 0.17 | 0.15 | 0.17 | 0.17 | 0.14 | 0.14 | 0.16 | 0.15 | 0.15 | 0.17 | 0.14 | 0.15 | 0.29 | 0.28 | 0.32 | 0.31 | 0.26 | 0.28 | 0.27 | 0.22 | 0.23 | 0.26 | 0.32 | 0.33 | 0.3 | 0.28 | 0.36 | 0.36 | 0.36 | 0.37 | 0.35 | 0.38 | 0.44 | 0.38 | 0.33 | 0.33 | 0.32 | 0.3 | 0.27 | 0.26 | 0.27 | 0.27 | 0.27 | 0.22 | 0.17 | 0.17 | 0.17 | 0.2 | 0.24 | 0.26 | 0.29 | 0.28 | 0.38 | 0.4 | 0.38 | 0.41 | 0.4 | 0.41 | 0.34 | 0.32 | 1.11 | 1.15 | 1.05 | 0.96 | 0.9 | 0.8 | 0.66 | 0.55 | 0.4 | 0.36 | 0.35 | 0.35 | 0.34 | 0.4 | 0.6 | 0.83 | 0.98 | 1.1 | 1.18 | 1.21 | 1.21 | 1.22 | 1.16 | 1.16 | 1.3 | 1.23 | 1.17 | 1.17 | 1.03 | 0.83 | 0.64 | 0.48 | 0.35 | 0.26 | 0.2 | 0.19 | 0.16 | 0.23 | 0.38 | 0.61 | 0.95 | 1.14 | 1.29 | 1.24 | 1.26 | 1.33 | 1.31 | 1.34 | 1.33 | 1.3 | 1.21 | 1.11 | 1.01 | 0.81 | 0.64 | 0.47 | 0.29 | 0.21 | 0.15 | 0.17 | 0.19 | 0.22 | 0.36 | 0.58 | 0.84 | 0.99 | 1.14 | 1.28 | 1.39 | 1.39 | 1.37 | 1.38 | 1.26 | 1.18 | 1.11 | 0.98 | 0.81 | 0.7 | 0.52 | 0.34 | 0.17 | 0.11 | 0.1 | 0.12 | 0.15 | 0.22 | 0.37 | 0.55 | 0.79 | 1 | 1.16 | 1.26 | 1.37 | 1.4 | 1.35 | 1.31 | 1.12 | 1.09 | 1 | 0.85 | 0.69 | 0.6 | 0.44 | 0.32 | 0.2 | 0.13 | 0.1 | 0.12 | 0.16 | 0.22 | 0.34 | 0.5 | 0.68 | 0.88 | 0.99 | 1.2 | 1.27 | 1.26 | 1.22 | 1.17 | 0.57 | 0.52 | 0.47 | 0.37 | 0.3 | 0.22 | 0.18 | 0.12 | 0.1 | 0.1 | 0.12 | 0.16 | 0.18 | 0.21 | 0.27 | 0.33 | 0.37 | 0.49 | 0.6 | 0.72 | 0.72 | 0.72 | 0.68 | 0.62 | 0.3 | 0.27 | 0.28 | 0.27 | 0.25 | 0.21 | 0.17 | 0.14 | 0.09 | 0.08 | 0.09 | 0.11 | 0.13 | 0.13 | 0.13 | 0.15 | 0.19 | 0.23 | 0.28 | 0.32 | 0.36 | 0.36 | 0.34 | 0.29 | 0.13 | 0.12 | 0.12 | 0.12 | 0.12 | 0.13 | 0.12 | 0.11 | 0.1 | 0.11 | 0.12 | 0.13 | 0.13 | 0.13 | 0.13 | 0.11 | 0.1 | 0.13 | 0.16 | 0.18 | 0.19 | 0.14 | 0.15 | 0.14 | 0.11 | 0.11 | 0.11 | 0.12 | 0.12 | 0.12 | 0.12 | 0.11 | 0.11 | 0.1 | 0.1 | 0.11 | 0.11 | 0.1 | 0.1 | 0.1 | 0.12 | 0.12 | 0.14 | 0.13 | 0.15 | 0.13 | 0.12 | 0.12
MIDWD_7_CORAMB |  | Wind | Wind | CISO | South | Socal | FC | 7.5 | 0.39 | 0.42 | 0.39 | 0.37 | 0.42 | 0.41 | 0.42 | 0.38 | 0.33 | 0.38 | 0.34 | 0.37 | 0.41 | 0.38 | 0.42 | 0.41 | 0.35 | 0.34 | 0.41 | 0.39 | 0.38 | 0.42 | 0.36 | 0.38 | 0.73 | 0.69 | 0.8 | 0.78 | 0.65 | 0.69 | 0.68 | 0.56 | 0.59 | 0.65 | 0.81 | 0.83 | 0.75 | 0.7 | 0.89 | 0.91 | 0.89 | 0.93 | 0.88 | 0.96 | 1.1 | 0.95 | 0.84 | 0.82 | 0.81 | 0.76 | 0.67 | 0.66 | 0.67 | 0.67 | 0.67 | 0.55 | 0.43 | 0.43 | 0.43 | 0.49 | 0.6 | 0.64 | 0.73 | 0.71 | 0.95 | 1.01 | 0.95 | 1.02 | 0.99 | 1.02 | 0.84 | 0.8 | 2.77 | 2.87 | 2.62 | 2.4 | 2.24 | 2.01 | 1.65 | 1.37 | 1 | 0.89 | 0.88 | 0.88 | 0.86 | 1 | 1.5 | 2.07 | 2.46 | 2.76 | 2.96 | 3.03 | 3.03 | 3.05 | 2.91 | 2.91 | 3.24 | 3.07 | 2.93 | 2.93 | 2.58 | 2.08 | 1.59 | 1.2 | 0.89 | 0.66 | 0.5 | 0.48 | 0.41 | 0.57 | 0.95 | 1.53 | 2.39 | 2.86 | 3.23 | 3.11 | 3.14 | 3.32 | 3.27 | 3.34 | 3.33 | 3.25 | 3.03 | 2.76 | 2.52 | 2.04 | 1.59 | 1.17 | 0.72 | 0.52 | 0.37 | 0.43 | 0.47 | 0.55 | 0.91 | 1.45 | 2.1 | 2.48 | 2.84 | 3.19 | 3.48 | 3.47 | 3.43 | 3.45 | 3.14 | 2.95 | 2.78 | 2.45 | 2.03 | 1.74 | 1.3 | 0.84 | 0.43 | 0.28 | 0.24 | 0.29 | 0.38 | 0.56 | 0.92 | 1.37 | 1.97 | 2.5 | 2.89 | 3.15 | 3.41 | 3.5 | 3.39 | 3.27 | 2.81 | 2.72 | 2.5 | 2.14 | 1.72 | 1.5 | 1.1 | 0.8 | 0.49 | 0.33 | 0.26 | 0.29 | 0.39 | 0.56 | 0.85 | 1.24 | 1.71 | 2.19 | 2.47 | 2.99 | 3.17 | 3.16 | 3.06 | 2.92 | 1.42 | 1.31 | 1.18 | 0.92 | 0.76 | 0.55 | 0.44 | 0.3 | 0.25 | 0.25 | 0.29 | 0.39 | 0.45 | 0.54 | 0.67 | 0.82 | 0.93 | 1.23 | 1.5 | 1.8 | 1.8 | 1.8 | 1.69 | 1.55 | 0.74 | 0.68 | 0.69 | 0.68 | 0.63 | 0.51 | 0.42 | 0.34 | 0.23 | 0.21 | 0.22 | 0.28 | 0.32 | 0.33 | 0.33 | 0.38 | 0.49 | 0.58 | 0.7 | 0.81 | 0.89 | 0.91 | 0.84 | 0.72 | 0.33 | 0.29 | 0.3 | 0.3 | 0.31 | 0.31 | 0.3 | 0.27 | 0.24 | 0.27 | 0.29 | 0.33 | 0.31 | 0.33 | 0.34 | 0.28 | 0.26 | 0.32 | 0.41 | 0.44 | 0.47 | 0.35 | 0.37 | 0.36 | 0.28 | 0.27 | 0.27 | 0.31 | 0.3 | 0.3 | 0.3 | 0.28 | 0.26 | 0.26 | 0.26 | 0.28 | 0.28 | 0.26 | 0.25 | 0.26 | 0.29 | 0.3 | 0.34 | 0.32 | 0.37 | 0.33 | 0.31 | 0.31
MIRLOM_2_CREST |  | Solar_Fixed | Solar Fixed | CISO | South | Socal | EO | 1.5 | 0 | 0 | 0 | 0 | 0 | 0 | 0 | 0.2 | 0.67 | 0.9 | 0.98 | 1.01 | 0.98 | 0.95 | 0.79 | 0.46 | 0.07 | 0 | 0 | 0 | 0 | 0 | 0 | 0 | 0 | 0 | 0 | 0 | 0 | 0 | 0.02 | 0.37 | 0.88 | 1.04 | 1.12 | 1.12 | 1.1 | 1.06 | 0.98 | 0.75 | 0.29 | 0.01 | 0 | 0 | 0 | 0 | 0 | 0 | 0 | 0 | 0 | 0 | 0 | 0 | 0 | 0.21 | 0.74 | 1.03 | 1.13 | 1.14 | 1.13 | 1.1 | 1.04 | 0.92 | 0.58 | 0.27 | 0.04 | 0 | 0 | 0 | 0 | 0 | 0 | 0 | 0 | 0 | 0 | 0 | 0.04 | 0.41 | 0.89 | 1.12 | 1.22 | 1.27 | 1.27 | 1.25 | 1.22 | 1.12 | 0.95 | 0.65 | 0.16 | 0 | 0 | 0 | 0 | 0 | 0 | 0 | 0 | 0 | 0 | 0 | 0.17 | 0.63 | 0.96 | 1.14 | 1.26 | 1.31 | 1.32 | 1.31 | 1.28 | 1.19 | 1.04 | 0.76 | 0.28 | 0.02 | 0 | 0 | 0 | 0 | 0 | 0 | 0 | 0 | 0 | 0.01 | 0.21 | 0.64 | 0.98 | 1.17 | 1.29 | 1.35 | 1.36 | 1.36 | 1.31 | 1.21 | 1.06 | 0.81 | 0.39 | 0.05 | 0 | 0 | 0 | 0 | 0 | 0 | 0 | 0 | 0 | 0 | 0.1 | 0.44 | 0.82 | 1.05 | 1.21 | 1.29 | 1.31 | 1.3 | 1.24 | 1.16 | 1.01 | 0.76 | 0.34 | 0.04 | 0 | 0 | 0 | 0 | 0 | 0 | 0 | 0 | 0 | 0 | 0.04 | 0.4 | 0.85 | 1.09 | 1.24 | 1.32 | 1.34 | 1.32 | 1.27 | 1.15 | 0.98 | 0.65 | 0.19 | 0.01 | 0 | 0 | 0 | 0 | 0 | 0 | 0 | 0 | 0 | 0 | 0.01 | 0.31 | 0.79 | 1.07 | 1.22 | 1.29 | 1.3 | 1.29 | 1.23 | 1.08 | 0.87 | 0.39 | 0.03 | 0 | 0 | 0 | 0 | 0 | 0 | 0 | 0 | 0 | 0 | 0 | 0 | 0.16 | 0.69 | 0.98 | 1.12 | 1.19 | 1.21 | 1.19 | 1.13 | 1.01 | 0.64 | 0.13 | 0 | 0 | 0 | 0 | 0 | 0 | 0 | 0 | 0 | 0 | 0 | 0 | 0.04 | 0.4 | 0.81 | 1.01 | 1.08 | 1.1 | 1.07 | 1.01 | 0.83 | 0.38 | 0.03 | 0 | 0 | 0 | 0 | 0 | 0 | 0 | 0 | 0 | 0 | 0 | 0 | 0 | 0 | 0.21 | 0.6 | 0.8 | 0.88 | 0.93 | 0.9 | 0.83 | 0.68 | 0.3 | 0.02 | 0 | 0 | 0 | 0 | 0 | 0 | 0
MIRLOM_2_LNDFL |  | Solar_1Axis | Solar Tracking | CISO | South | Socal | FC | 3 | 0 | 0 | 0 | 0 | 0 | 0 | 0 | 0.36 | 1.41 | 1.83 | 1.81 | 1.78 | 1.76 | 1.77 | 1.6 | 1.16 | 0.19 | 0 | 0 | 0 | 0 | 0 | 0 | 0 | 0 | 0 | 0 | 0 | 0 | 0 | 0.02 | 0.78 | 1.91 | 2.11 | 2.06 | 2.05 | 2.03 | 1.96 | 1.91 | 1.74 | 0.74 | 0.03 | 0 | 0 | 0 | 0 | 0 | 0 | 0 | 0 | 0 | 0 | 0 | 0 | 0 | 0.51 | 1.78 | 2.19 | 2.2 | 2.15 | 2.13 | 2.12 | 2.01 | 1.86 | 1.39 | 0.52 | 0.08 | 0 | 0 | 0 | 0 | 0 | 0 | 0 | 0 | 0 | 0 | 0 | 0.09 | 1.1 | 2.15 | 2.3 | 2.39 | 2.39 | 2.4 | 2.37 | 2.35 | 2.26 | 2.13 | 1.73 | 0.55 | 0.01 | 0 | 0 | 0 | 0 | 0 | 0 | 0 | 0 | 0 | 0 | 0.44 | 1.64 | 2.26 | 2.44 | 2.52 | 2.55 | 2.55 | 2.54 | 2.5 | 2.44 | 2.33 | 2.04 | 0.98 | 0.08 | 0 | 0 | 0 | 0 | 0 | 0 | 0 | 0 | 0 | 0.01 | 0.55 | 1.67 | 2.23 | 2.42 | 2.53 | 2.58 | 2.57 | 2.57 | 2.53 | 2.46 | 2.36 | 2.13 | 1.27 | 0.21 | 0 | 0 | 0 | 0 | 0 | 0 | 0 | 0 | 0 | 0 | 0.24 | 1.28 | 2.06 | 2.36 | 2.49 | 2.54 | 2.52 | 2.49 | 2.47 | 2.41 | 2.28 | 1.97 | 1.13 | 0.17 | 0 | 0 | 0 | 0 | 0 | 0 | 0 | 0 | 0 | 0 | 0.09 | 1.03 | 2.02 | 2.36 | 2.49 | 2.55 | 2.56 | 2.51 | 2.38 | 2.33 | 2.14 | 1.7 | 0.61 | 0.02 | 0 | 0 | 0 | 0 | 0 | 0 | 0 | 0 | 0 | 0 | 0.01 | 0.69 | 1.75 | 2.16 | 2.32 | 2.36 | 2.4 | 2.35 | 2.29 | 2.14 | 1.94 | 1.03 | 0.09 | 0 | 0 | 0 | 0 | 0 | 0 | 0 | 0 | 0 | 0 | 0 | 0 | 0.3 | 1.48 | 1.98 | 2.08 | 2.11 | 2.11 | 2.09 | 2.12 | 1.98 | 1.49 | 0.33 | 0 | 0 | 0 | 0 | 0 | 0 | 0 | 0 | 0 | 0 | 0 | 0 | 0.05 | 0.84 | 1.75 | 1.97 | 1.93 | 1.88 | 1.91 | 1.9 | 1.74 | 1.02 | 0.1 | 0 | 0 | 0 | 0 | 0 | 0 | 0 | 0 | 0 | 0 | 0 | 0 | 0 | 0 | 0.4 | 1.25 | 1.57 | 1.54 | 1.49 | 1.55 | 1.52 | 1.4 | 0.77 | 0.06 | 0 | 0 | 0 | 0 | 0 | 0 | 0
MNDOTA_1_SOLAR1 |  | Solar_1Axis | Solar Tracking | CISO | North | Norcal | FC | 60 | 0 | 0 | 0 | 0 | 0 | 0 | 0 | 1.41 | 11.34 | 20.09 | 24.5 | 26.48 | 27.35 | 25.52 | 23.81 | 16.34 | 3.62 | 0 | 0 | 0 | 0 | 0 | 0 | 0 | 0 | 0 | 0 | 0 | 0 | 0 | 0.01 | 7.61 | 31 | 39.76 | 39.61 | 37.81 | 37.34 | 37.25 | 38.06 | 33.05 | 17.26 | 0.92 | 0 | 0 | 0 | 0 | 0 | 0 | 0 | 0 | 0 | 0 | 0 | 0 | 0 | 4.68 | 26.39 | 39.61 | 41.76 | 40.24 | 40.57 | 38.85 | 36.94 | 34.77 | 29.11 | 8.82 | 1.83 | 0 | 0 | 0 | 0 | 0 | 0 | 0 | 0 | 0 | 0 | 0 | 0.47 | 15.43 | 36.85 | 43.35 | 43.1 | 42.45 | 43.87 | 43.63 | 42.8 | 43.37 | 40.83 | 36.28 | 15.6 | 0.62 | 0 | 0 | 0 | 0 | 0 | 0 | 0 | 0 | 0 | 0 | 5.6 | 29.93 | 42.11 | 45.05 | 45.81 | 45.44 | 46.4 | 46.48 | 46.59 | 47.22 | 45.89 | 43.05 | 26.22 | 3.48 | 0 | 0 | 0 | 0 | 0 | 0 | 0 | 0 | 0 | 0.03 | 9.32 | 33.85 | 45.65 | 49.63 | 50.29 | 50.73 | 51.05 | 50.76 | 50.4 | 50.55 | 48.63 | 45.56 | 32.87 | 8.9 | 0.08 | 0 | 0 | 0 | 0 | 0 | 0 | 0 | 0 | 0 | 4.19 | 27.73 | 45.8 | 50.57 | 51.34 | 51.49 | 51.11 | 51.1 | 50.29 | 50.25 | 48.43 | 44.8 | 31.07 | 7.17 | 0.04 | 0 | 0 | 0 | 0 | 0 | 0 | 0 | 0 | 0 | 0.62 | 16.39 | 38.27 | 46.6 | 48.46 | 49.07 | 49.01 | 48.55 | 48.48 | 48.3 | 46.19 | 37.62 | 16.54 | 0.96 | 0 | 0 | 0 | 0 | 0 | 0 | 0 | 0 | 0 | 0 | 0.02 | 7.93 | 30.56 | 40.86 | 43.29 | 43.8 | 43.29 | 43.01 | 43.14 | 43.75 | 39.39 | 24.42 | 3.13 | 0 | 0 | 0 | 0 | 0 | 0 | 0 | 0 | 0 | 0 | 0 | 0 | 2.07 | 19.54 | 34.15 | 37.66 | 37.16 | 35.79 | 36.21 | 37.32 | 36.43 | 28.55 | 8.07 | 0.05 | 0 | 0 | 0 | 0 | 0 | 0 | 0 | 0 | 0 | 0 | 0 | 0.06 | 6.44 | 22.34 | 30.49 | 31.66 | 30.32 | 31.18 | 31.92 | 30.15 | 18.4 | 2.2 | 0 | 0 | 0 | 0 | 0 | 0 | 0 | 0 | 0 | 0 | 0 | 0 | 0 | 0 | 1.51 | 11.24 | 18.39 | 22.03 | 24.12 | 23.77 | 22.89 | 19.25 | 10.26 | 1.2 | 0 | 0 | 0 | 0 | 0 | 0 | 0
MNDOTA_1_SOLAR2 |  | Solar_1Axis | Solar Tracking | CISO | North | Norcal | EO | 5 | 0 | 0 | 0 | 0 | 0 | 0 | 0 | 0.12 | 0.95 | 1.67 | 2.04 | 2.21 | 2.28 | 2.13 | 1.98 | 1.36 | 0.3 | 0 | 0 | 0 | 0 | 0 | 0 | 0 | 0 | 0 | 0 | 0 | 0 | 0 | 0 | 0.63 | 2.58 | 3.31 | 3.3 | 3.15 | 3.11 | 3.1 | 3.17 | 2.75 | 1.44 | 0.08 | 0 | 0 | 0 | 0 | 0 | 0 | 0 | 0 | 0 | 0 | 0 | 0 | 0 | 0.39 | 2.2 | 3.3 | 3.48 | 3.35 | 3.38 | 3.24 | 3.08 | 2.9 | 2.43 | 0.74 | 0.15 | 0 | 0 | 0 | 0 | 0 | 0 | 0 | 0 | 0 | 0 | 0 | 0.04 | 1.29 | 3.07 | 3.61 | 3.59 | 3.54 | 3.66 | 3.64 | 3.57 | 3.61 | 3.4 | 3.02 | 1.3 | 0.05 | 0 | 0 | 0 | 0 | 0 | 0 | 0 | 0 | 0 | 0 | 0.47 | 2.49 | 3.51 | 3.75 | 3.82 | 3.79 | 3.87 | 3.87 | 3.88 | 3.93 | 3.82 | 3.59 | 2.19 | 0.29 | 0 | 0 | 0 | 0 | 0 | 0 | 0 | 0 | 0 | 0 | 0.78 | 2.82 | 3.8 | 4.14 | 4.19 | 4.23 | 4.25 | 4.23 | 4.2 | 4.21 | 4.05 | 3.8 | 2.74 | 0.74 | 0.01 | 0 | 0 | 0 | 0 | 0 | 0 | 0 | 0 | 0 | 0.35 | 2.31 | 3.82 | 4.21 | 4.28 | 4.29 | 4.26 | 4.26 | 4.19 | 4.19 | 4.04 | 3.73 | 2.59 | 0.6 | 0 | 0 | 0 | 0 | 0 | 0 | 0 | 0 | 0 | 0 | 0.05 | 1.37 | 3.19 | 3.88 | 4.04 | 4.09 | 4.08 | 4.05 | 4.04 | 4.03 | 3.85 | 3.13 | 1.38 | 0.08 | 0 | 0 | 0 | 0 | 0 | 0 | 0 | 0 | 0 | 0 | 0 | 0.66 | 2.55 | 3.41 | 3.61 | 3.65 | 3.61 | 3.58 | 3.59 | 3.65 | 3.28 | 2.04 | 0.26 | 0 | 0 | 0 | 0 | 0 | 0 | 0 | 0 | 0 | 0 | 0 | 0 | 0.17 | 1.63 | 2.85 | 3.14 | 3.1 | 2.98 | 3.02 | 3.11 | 3.04 | 2.38 | 0.67 | 0 | 0 | 0 | 0 | 0 | 0 | 0 | 0 | 0 | 0 | 0 | 0 | 0.01 | 0.54 | 1.86 | 2.54 | 2.64 | 2.53 | 2.6 | 2.66 | 2.51 | 1.53 | 0.18 | 0 | 0 | 0 | 0 | 0 | 0 | 0 | 0 | 0 | 0 | 0 | 0 | 0 | 0 | 0.13 | 0.94 | 1.53 | 1.84 | 2.01 | 1.98 | 1.91 | 1.6 | 0.85 | 0.1 | 0 | 0 | 0 | 0 | 0 | 0 | 0
MOJAVW_2_SOLAR |  | Solar_1Axis | Solar Tracking | CISO | South | Socal | FC | 20 | 0 | 0 | 0 | 0 | 0 | 0 | 0.01 | 2.4 | 9.38 | 12.22 | 12.1 | 11.88 | 11.75 | 11.78 | 10.67 | 7.7 | 1.3 | 0 | 0 | 0 | 0 | 0 | 0 | 0 | 0 | 0 | 0 | 0 | 0 | 0 | 0.14 | 5.23 | 12.73 | 14.07 | 13.76 | 13.64 | 13.56 | 13.08 | 12.76 | 11.6 | 4.93 | 0.2 | 0 | 0 | 0 | 0 | 0 | 0 | 0 | 0 | 0 | 0 | 0 | 0 | 0.03 | 3.42 | 11.89 | 14.59 | 14.65 | 14.35 | 14.2 | 14.13 | 13.42 | 12.38 | 9.24 | 3.47 | 0.56 | 0 | 0 | 0 | 0 | 0 | 0 | 0 | 0 | 0 | 0 | 0 | 0.61 | 7.31 | 14.32 | 15.31 | 15.95 | 15.9 | 16 | 15.83 | 15.65 | 15.08 | 14.22 | 11.53 | 3.65 | 0.06 | 0 | 0 | 0 | 0 | 0 | 0 | 0 | 0 | 0 | 0.01 | 2.97 | 10.95 | 15.04 | 16.29 | 16.83 | 16.97 | 17.03 | 16.95 | 16.67 | 16.26 | 15.51 | 13.6 | 6.57 | 0.52 | 0 | 0 | 0 | 0 | 0 | 0 | 0 | 0 | 0 | 0.05 | 3.64 | 11.13 | 14.86 | 16.15 | 16.89 | 17.21 | 17.1 | 17.1 | 16.84 | 16.39 | 15.71 | 14.19 | 8.49 | 1.38 | 0 | 0 | 0 | 0 | 0 | 0 | 0 | 0 | 0 | 0 | 1.62 | 8.55 | 13.71 | 15.76 | 16.6 | 16.93 | 16.77 | 16.58 | 16.43 | 16.04 | 15.22 | 13.16 | 7.55 | 1.13 | 0 | 0 | 0 | 0 | 0 | 0 | 0 | 0 | 0 | 0 | 0.62 | 6.85 | 13.46 | 15.77 | 16.61 | 17.03 | 17.09 | 16.71 | 15.88 | 15.52 | 14.26 | 11.36 | 4.06 | 0.11 | 0 | 0 | 0 | 0 | 0 | 0 | 0 | 0 | 0 | 0 | 0.1 | 4.57 | 11.7 | 14.41 | 15.44 | 15.72 | 15.98 | 15.69 | 15.24 | 14.26 | 12.92 | 6.86 | 0.61 | 0 | 0 | 0 | 0 | 0 | 0 | 0 | 0 | 0 | 0 | 0 | 0 | 2 | 9.87 | 13.19 | 13.87 | 14.07 | 14.04 | 13.9 | 14.11 | 13.2 | 9.95 | 2.17 | 0 | 0 | 0 | 0 | 0 | 0 | 0 | 0 | 0 | 0 | 0 | 0 | 0.31 | 5.59 | 11.69 | 13.13 | 12.87 | 12.51 | 12.71 | 12.64 | 11.63 | 6.83 | 0.63 | 0 | 0 | 0 | 0 | 0 | 0 | 0 | 0 | 0 | 0 | 0 | 0 | 0 | 0.02 | 2.65 | 8.33 | 10.45 | 10.3 | 9.9 | 10.31 | 10.15 | 9.35 | 5.11 | 0.42 | 0 | 0 | 0 | 0 | 0 | 0 | 0
MORWD_6_QF |  | Wind | Wind | CISO | South | Socal | FC | 38.16 | 2 | 2.12 | 2 | 1.91 | 2.13 | 2.07 | 2.12 | 1.95 | 1.69 | 1.92 | 1.71 | 1.87 | 2.1 | 1.92 | 2.11 | 2.11 | 1.8 | 1.74 | 2.08 | 1.96 | 1.94 | 2.13 | 1.84 | 1.94 | 3.7 | 3.53 | 4.05 | 3.94 | 3.33 | 3.53 | 3.48 | 2.85 | 2.98 | 3.29 | 4.1 | 4.24 | 3.83 | 3.54 | 4.52 | 4.63 | 4.54 | 4.75 | 4.49 | 4.88 | 5.6 | 4.84 | 4.26 | 4.19 | 4.12 | 3.87 | 3.39 | 3.36 | 3.43 | 3.42 | 3.43 | 2.82 | 2.18 | 2.17 | 2.21 | 2.5 | 3.03 | 3.27 | 3.7 | 3.61 | 4.83 | 5.14 | 4.85 | 5.21 | 5.05 | 5.18 | 4.27 | 4.05 | 14.09 | 14.62 | 13.35 | 12.21 | 11.42 | 10.21 | 8.42 | 6.95 | 5.07 | 4.52 | 4.48 | 4.47 | 4.35 | 5.08 | 7.61 | 10.52 | 12.5 | 14.04 | 15.07 | 15.4 | 15.4 | 15.53 | 14.81 | 14.8 | 16.48 | 15.62 | 14.93 | 14.92 | 13.15 | 10.56 | 8.09 | 6.09 | 4.51 | 3.37 | 2.53 | 2.44 | 2.09 | 2.9 | 4.82 | 7.78 | 12.14 | 14.53 | 16.41 | 15.82 | 15.99 | 16.89 | 16.64 | 17 | 16.96 | 16.55 | 15.39 | 14.06 | 12.83 | 10.36 | 8.1 | 5.95 | 3.66 | 2.65 | 1.9 | 2.21 | 2.39 | 2.81 | 4.62 | 7.39 | 10.66 | 12.59 | 14.47 | 16.22 | 17.71 | 17.65 | 17.44 | 17.58 | 15.97 | 15 | 14.15 | 12.46 | 10.33 | 8.88 | 6.6 | 4.26 | 2.17 | 1.45 | 1.24 | 1.46 | 1.95 | 2.86 | 4.67 | 6.96 | 10 | 12.72 | 14.7 | 16.04 | 17.36 | 17.79 | 17.23 | 16.61 | 14.29 | 13.86 | 12.72 | 10.87 | 8.76 | 7.64 | 5.62 | 4.05 | 2.49 | 1.7 | 1.33 | 1.48 | 2.01 | 2.82 | 4.34 | 6.33 | 8.68 | 11.14 | 12.55 | 15.21 | 16.13 | 16.08 | 15.55 | 14.83 | 7.21 | 6.65 | 6.02 | 4.69 | 3.86 | 2.79 | 2.24 | 1.55 | 1.29 | 1.3 | 1.49 | 1.98 | 2.3 | 2.73 | 3.39 | 4.18 | 4.73 | 6.24 | 7.63 | 9.16 | 9.17 | 9.16 | 8.61 | 7.87 | 3.76 | 3.48 | 3.53 | 3.48 | 3.19 | 2.62 | 2.11 | 1.75 | 1.17 | 1.05 | 1.12 | 1.4 | 1.65 | 1.66 | 1.68 | 1.94 | 2.48 | 2.96 | 3.57 | 4.11 | 4.54 | 4.62 | 4.27 | 3.68 | 1.68 | 1.49 | 1.52 | 1.55 | 1.57 | 1.59 | 1.52 | 1.37 | 1.25 | 1.36 | 1.48 | 1.69 | 1.6 | 1.7 | 1.71 | 1.43 | 1.3 | 1.65 | 2.08 | 2.24 | 2.39 | 1.77 | 1.88 | 1.81 | 1.42 | 1.38 | 1.35 | 1.55 | 1.52 | 1.55 | 1.53 | 1.43 | 1.34 | 1.33 | 1.33 | 1.45 | 1.44 | 1.33 | 1.27 | 1.33 | 1.47 | 1.55 | 1.75 | 1.64 | 1.86 | 1.67 | 1.58 | 1.57
MRLSDS_6_SOLAR1 |  | Solar_1Axis | Solar Tracking | CISO | North | Norcal | FC | 15 | 0 | 0 | 0 | 0 | 0 | 0 | 0 | 0.35 | 2.84 | 5.02 | 6.12 | 6.62 | 6.84 | 6.38 | 5.95 | 4.09 | 0.9 | 0 | 0 | 0 | 0 | 0 | 0 | 0 | 0 | 0 | 0 | 0 | 0 | 0 | 0 | 1.9 | 7.75 | 9.94 | 9.9 | 9.45 | 9.33 | 9.31 | 9.52 | 8.26 | 4.31 | 0.23 | 0 | 0 | 0 | 0 | 0 | 0 | 0 | 0 | 0 | 0 | 0 | 0 | 0 | 1.17 | 6.6 | 9.9 | 10.44 | 10.06 | 10.14 | 9.71 | 9.23 | 8.69 | 7.28 | 2.21 | 0.46 | 0 | 0 | 0 | 0 | 0 | 0 | 0 | 0 | 0 | 0 | 0 | 0.12 | 3.86 | 9.21 | 10.84 | 10.77 | 10.61 | 10.97 | 10.91 | 10.7 | 10.84 | 10.21 | 9.07 | 3.9 | 0.16 | 0 | 0 | 0 | 0 | 0 | 0 | 0 | 0 | 0 | 0 | 1.4 | 7.48 | 10.53 | 11.26 | 11.45 | 11.36 | 11.6 | 11.62 | 11.65 | 11.8 | 11.47 | 10.76 | 6.56 | 0.87 | 0 | 0 | 0 | 0 | 0 | 0 | 0 | 0 | 0 | 0.01 | 2.33 | 8.46 | 11.41 | 12.41 | 12.57 | 12.68 | 12.76 | 12.69 | 12.6 | 12.64 | 12.16 | 11.39 | 8.22 | 2.22 | 0.02 | 0 | 0 | 0 | 0 | 0 | 0 | 0 | 0 | 0 | 1.05 | 6.93 | 11.45 | 12.64 | 12.84 | 12.87 | 12.78 | 12.77 | 12.57 | 12.56 | 12.11 | 11.2 | 7.77 | 1.79 | 0.01 | 0 | 0 | 0 | 0 | 0 | 0 | 0 | 0 | 0 | 0.15 | 4.1 | 9.57 | 11.65 | 12.11 | 12.27 | 12.25 | 12.14 | 12.12 | 12.08 | 11.55 | 9.4 | 4.14 | 0.24 | 0 | 0 | 0 | 0 | 0 | 0 | 0 | 0 | 0 | 0 | 0.01 | 1.98 | 7.64 | 10.22 | 10.82 | 10.95 | 10.82 | 10.75 | 10.78 | 10.94 | 9.85 | 6.11 | 0.78 | 0 | 0 | 0 | 0 | 0 | 0 | 0 | 0 | 0 | 0 | 0 | 0 | 0.52 | 4.88 | 8.54 | 9.42 | 9.29 | 8.95 | 9.05 | 9.33 | 9.11 | 7.14 | 2.02 | 0.01 | 0 | 0 | 0 | 0 | 0 | 0 | 0 | 0 | 0 | 0 | 0 | 0.02 | 1.61 | 5.59 | 7.62 | 7.91 | 7.58 | 7.8 | 7.98 | 7.54 | 4.6 | 0.55 | 0 | 0 | 0 | 0 | 0 | 0 | 0 | 0 | 0 | 0 | 0 | 0 | 0 | 0 | 0.38 | 2.81 | 4.6 | 5.51 | 6.03 | 5.94 | 5.72 | 4.81 | 2.56 | 0.3 | 0 | 0 | 0 | 0 | 0 | 0 | 0
MSOLAR_2_SOLAR1 |  | Solar_Fixed | Solar Fixed | CISO | South | Socal | FC | 165 | 0 | 0 | 0 | 0 | 0 | 0 | 0.27 | 21.85 | 73.3 | 99.45 | 107.46 | 110.97 | 108.1 | 104.09 | 86.93 | 50.73 | 7.36 | 0 | 0 | 0 | 0 | 0 | 0 | 0 | 0 | 0 | 0 | 0 | 0 | 0 | 1.82 | 40.66 | 96.45 | 114.9 | 122.93 | 123.38 | 121.18 | 116.69 | 107.36 | 82.44 | 31.96 | 0.79 | 0 | 0 | 0 | 0 | 0 | 0 | 0 | 0 | 0 | 0 | 0 | 0 | 0.36 | 23.33 | 81.38 | 112.81 | 123.83 | 125.92 | 124.37 | 121.38 | 114.16 | 100.94 | 63.68 | 29.6 | 4.46 | 0 | 0 | 0 | 0 | 0 | 0 | 0 | 0 | 0 | 0 | 0 | 4.52 | 45.59 | 98.16 | 123.22 | 134.46 | 140.02 | 140.23 | 137.37 | 133.83 | 122.75 | 104.44 | 71.64 | 17.88 | 0.24 | 0 | 0 | 0 | 0 | 0 | 0 | 0 | 0 | 0 | 0.24 | 18.87 | 69.32 | 105.17 | 124.99 | 138.92 | 144.43 | 145.21 | 143.62 | 140.71 | 131.06 | 114.6 | 83.19 | 31.25 | 2.04 | 0 | 0 | 0 | 0 | 0 | 0 | 0 | 0 | 0 | 0.61 | 23.2 | 70.76 | 107.42 | 128.32 | 142.03 | 148.46 | 149.62 | 149.44 | 144.31 | 133.61 | 117.11 | 89.51 | 42.7 | 5.39 | 0.01 | 0 | 0 | 0 | 0 | 0 | 0 | 0 | 0 | 0.03 | 11.13 | 48.65 | 89.84 | 115.59 | 132.74 | 141.46 | 144.3 | 143.14 | 136.7 | 127.88 | 110.71 | 83.27 | 37.87 | 4.32 | 0.01 | 0 | 0 | 0 | 0 | 0 | 0 | 0 | 0 | 0 | 4.94 | 43.78 | 93.44 | 120.15 | 136.55 | 145.02 | 147.75 | 145.35 | 139.28 | 126.77 | 107.28 | 71.57 | 20.44 | 0.55 | 0 | 0 | 0 | 0 | 0 | 0 | 0 | 0 | 0 | 0 | 1.37 | 33.65 | 87.27 | 117.59 | 134.07 | 141.5 | 143.2 | 141.91 | 135.32 | 119.15 | 95.95 | 42.47 | 3.79 | 0.02 | 0 | 0 | 0 | 0 | 0 | 0 | 0 | 0 | 0 | 0 | 0.15 | 17.94 | 75.65 | 108.25 | 123.19 | 130.93 | 132.75 | 130.82 | 124.41 | 110.71 | 70.05 | 14.05 | 0.06 | 0 | 0 | 0 | 0 | 0 | 0 | 0 | 0 | 0 | 0 | 0 | 4.07 | 44.53 | 89.09 | 110.79 | 118.26 | 121.05 | 117.3 | 111.07 | 91.43 | 41.75 | 2.81 | 0 | 0 | 0 | 0 | 0 | 0 | 0 | 0 | 0 | 0 | 0 | 0 | 0 | 0.5 | 23.5 | 65.97 | 88.31 | 97.33 | 102.47 | 99.34 | 91.24 | 74.39 | 33.29 | 2.05 | 0 | 0 | 0 | 0 | 0 | 0 | 0
MSOLAR_2_SOLAR2 |  | Solar_Fixed | Solar Fixed | CISO | South | Socal | FC | 100.81 | 0 | 0 | 0 | 0 | 0 | 0 | 0.16 | 13.35 | 44.79 | 60.76 | 65.65 | 67.8 | 66.04 | 63.59 | 53.11 | 30.99 | 4.5 | 0 | 0 | 0 | 0 | 0 | 0 | 0 | 0 | 0 | 0 | 0 | 0 | 0 | 1.11 | 24.84 | 58.93 | 70.2 | 75.11 | 75.38 | 74.04 | 71.29 | 65.59 | 50.37 | 19.53 | 0.48 | 0 | 0 | 0 | 0 | 0 | 0 | 0 | 0 | 0 | 0 | 0 | 0 | 0.22 | 14.25 | 49.72 | 68.92 | 75.65 | 76.94 | 75.99 | 74.16 | 69.75 | 61.67 | 38.91 | 18.09 | 2.73 | 0 | 0 | 0 | 0 | 0 | 0 | 0 | 0 | 0 | 0 | 0 | 2.76 | 27.85 | 59.97 | 75.29 | 82.15 | 85.55 | 85.68 | 83.93 | 81.77 | 75 | 63.81 | 43.77 | 10.93 | 0.14 | 0 | 0 | 0 | 0 | 0 | 0 | 0 | 0 | 0 | 0.14 | 11.53 | 42.36 | 64.25 | 76.37 | 84.88 | 88.24 | 88.72 | 87.75 | 85.97 | 80.07 | 70.01 | 50.83 | 19.09 | 1.25 | 0 | 0 | 0 | 0 | 0 | 0 | 0 | 0 | 0 | 0.37 | 14.17 | 43.23 | 65.63 | 78.4 | 86.77 | 90.7 | 91.41 | 91.3 | 88.17 | 81.63 | 71.55 | 54.69 | 26.09 | 3.29 | 0 | 0 | 0 | 0 | 0 | 0 | 0 | 0 | 0 | 0.02 | 6.8 | 29.72 | 54.89 | 70.62 | 81.1 | 86.43 | 88.17 | 87.45 | 83.52 | 78.13 | 67.64 | 50.87 | 23.14 | 2.64 | 0 | 0 | 0 | 0 | 0 | 0 | 0 | 0 | 0 | 0 | 3.02 | 26.75 | 57.09 | 73.41 | 83.43 | 88.6 | 90.27 | 88.8 | 85.09 | 77.45 | 65.54 | 43.72 | 12.49 | 0.34 | 0 | 0 | 0 | 0 | 0 | 0 | 0 | 0 | 0 | 0 | 0.84 | 20.56 | 53.32 | 71.84 | 81.91 | 86.45 | 87.49 | 86.7 | 82.68 | 72.8 | 58.62 | 25.95 | 2.32 | 0.01 | 0 | 0 | 0 | 0 | 0 | 0 | 0 | 0 | 0 | 0 | 0.09 | 10.96 | 46.22 | 66.14 | 75.26 | 79.99 | 81.11 | 79.93 | 76.01 | 67.64 | 42.8 | 8.59 | 0.04 | 0 | 0 | 0 | 0 | 0 | 0 | 0 | 0 | 0 | 0 | 0 | 2.49 | 27.21 | 54.43 | 67.69 | 72.25 | 73.96 | 71.67 | 67.86 | 55.86 | 25.51 | 1.72 | 0 | 0 | 0 | 0 | 0 | 0 | 0 | 0 | 0 | 0 | 0 | 0 | 0 | 0.3 | 14.36 | 40.31 | 53.96 | 59.46 | 62.6 | 60.7 | 55.74 | 45.45 | 20.34 | 1.25 | 0 | 0 | 0 | 0 | 0 | 0 | 0
MSOLAR_2_SOLAR3 |  | Solar_Fixed | Solar Fixed | CISO | South | Socal | FC | 152 | 0 | 0 | 0 | 0 | 0 | 0 | 0.25 | 20.12 | 67.53 | 91.61 | 98.99 | 102.23 | 99.58 | 95.89 | 80.08 | 46.73 | 6.78 | 0 | 0 | 0 | 0 | 0 | 0 | 0 | 0 | 0 | 0 | 0 | 0 | 0 | 1.68 | 37.46 | 88.86 | 105.84 | 113.25 | 113.66 | 111.63 | 107.49 | 98.9 | 75.95 | 29.44 | 0.73 | 0 | 0 | 0 | 0 | 0 | 0 | 0 | 0 | 0 | 0 | 0 | 0 | 0.33 | 21.49 | 74.97 | 103.92 | 114.07 | 116 | 114.57 | 111.82 | 105.16 | 92.98 | 58.66 | 27.27 | 4.11 | 0 | 0 | 0 | 0 | 0 | 0 | 0 | 0 | 0 | 0 | 0 | 4.16 | 42 | 90.42 | 113.52 | 123.87 | 128.99 | 129.18 | 126.55 | 123.29 | 113.08 | 96.21 | 66 | 16.47 | 0.22 | 0 | 0 | 0 | 0 | 0 | 0 | 0 | 0 | 0 | 0.22 | 17.38 | 63.86 | 96.88 | 115.14 | 127.98 | 133.05 | 133.77 | 132.3 | 129.62 | 120.73 | 105.57 | 76.63 | 28.78 | 1.88 | 0 | 0 | 0 | 0 | 0 | 0 | 0 | 0 | 0 | 0.56 | 21.37 | 65.18 | 98.96 | 118.21 | 130.84 | 136.76 | 137.83 | 137.66 | 132.94 | 123.08 | 107.88 | 82.46 | 39.34 | 4.97 | 0.01 | 0 | 0 | 0 | 0 | 0 | 0 | 0 | 0 | 0.02 | 10.25 | 44.81 | 82.76 | 106.48 | 122.28 | 130.32 | 132.93 | 131.86 | 125.93 | 117.81 | 101.98 | 76.71 | 34.89 | 3.98 | 0 | 0 | 0 | 0 | 0 | 0 | 0 | 0 | 0 | 0 | 4.55 | 40.33 | 86.07 | 110.68 | 125.79 | 133.59 | 136.11 | 133.9 | 128.3 | 116.78 | 98.82 | 65.93 | 18.83 | 0.51 | 0 | 0 | 0 | 0 | 0 | 0 | 0 | 0 | 0 | 0 | 1.26 | 31 | 80.4 | 108.33 | 123.5 | 130.35 | 131.92 | 130.73 | 124.66 | 109.76 | 88.39 | 39.12 | 3.49 | 0.01 | 0 | 0 | 0 | 0 | 0 | 0 | 0 | 0 | 0 | 0 | 0.14 | 16.52 | 69.69 | 99.72 | 113.48 | 120.61 | 122.29 | 120.52 | 114.6 | 101.99 | 64.53 | 12.95 | 0.06 | 0 | 0 | 0 | 0 | 0 | 0 | 0 | 0 | 0 | 0 | 0 | 3.75 | 41.02 | 82.07 | 102.06 | 108.94 | 111.51 | 108.06 | 102.31 | 84.23 | 38.46 | 2.59 | 0 | 0 | 0 | 0 | 0 | 0 | 0 | 0 | 0 | 0 | 0 | 0 | 0 | 0.46 | 21.65 | 60.77 | 81.35 | 89.66 | 94.39 | 91.52 | 84.05 | 68.52 | 30.67 | 1.89 | 0 | 0 | 0 | 0 | 0 | 0 | 0
MSTANG_2_SOLAR |  | Paired_Solar_1Axis | Solar Tracking | CISO | North | Norcal | EO | 30 | 0 | 0 | 0 | 0 | 0 | 0 | 0 | 0.7 | 5.67 | 10.04 | 12.25 | 13.24 | 13.68 | 12.76 | 11.91 | 8.17 | 1.81 | 0 | 0 | 0 | 0 | 0 | 0 | 0 | 0 | 0 | 0 | 0 | 0 | 0 | 0.01 | 3.8 | 15.5 | 19.88 | 19.81 | 18.91 | 18.67 | 18.62 | 19.03 | 16.52 | 8.63 | 0.46 | 0 | 0 | 0 | 0 | 0 | 0 | 0 | 0 | 0 | 0 | 0 | 0 | 0 | 2.34 | 13.2 | 19.81 | 20.88 | 20.12 | 20.28 | 19.42 | 18.47 | 17.38 | 14.56 | 4.41 | 0.91 | 0 | 0 | 0 | 0 | 0 | 0 | 0 | 0 | 0 | 0 | 0 | 0.24 | 7.71 | 18.42 | 21.67 | 21.55 | 21.23 | 21.94 | 21.81 | 21.4 | 21.68 | 20.42 | 18.14 | 7.8 | 0.31 | 0 | 0 | 0 | 0 | 0 | 0 | 0 | 0 | 0 | 0 | 2.8 | 14.97 | 21.06 | 22.53 | 22.9 | 22.72 | 23.2 | 23.24 | 23.29 | 23.61 | 22.95 | 21.52 | 13.11 | 1.74 | 0 | 0 | 0 | 0 | 0 | 0 | 0 | 0 | 0 | 0.02 | 4.66 | 16.92 | 22.83 | 24.81 | 25.15 | 25.36 | 25.53 | 25.38 | 25.2 | 25.28 | 24.32 | 22.78 | 16.43 | 4.45 | 0.04 | 0 | 0 | 0 | 0 | 0 | 0 | 0 | 0 | 0 | 2.09 | 13.87 | 22.9 | 25.29 | 25.67 | 25.74 | 25.55 | 25.55 | 25.14 | 25.12 | 24.22 | 22.4 | 15.54 | 3.59 | 0.02 | 0 | 0 | 0 | 0 | 0 | 0 | 0 | 0 | 0 | 0.31 | 8.19 | 19.13 | 23.3 | 24.23 | 24.54 | 24.5 | 24.28 | 24.24 | 24.15 | 23.1 | 18.81 | 8.27 | 0.48 | 0 | 0 | 0 | 0 | 0 | 0 | 0 | 0 | 0 | 0 | 0.01 | 3.96 | 15.28 | 20.43 | 21.64 | 21.9 | 21.64 | 21.51 | 21.57 | 21.88 | 19.69 | 12.21 | 1.57 | 0 | 0 | 0 | 0 | 0 | 0 | 0 | 0 | 0 | 0 | 0 | 0 | 1.03 | 9.77 | 17.08 | 18.83 | 18.58 | 17.89 | 18.11 | 18.66 | 18.21 | 14.28 | 4.03 | 0.03 | 0 | 0 | 0 | 0 | 0 | 0 | 0 | 0 | 0 | 0 | 0 | 0.03 | 3.22 | 11.17 | 15.24 | 15.83 | 15.16 | 15.59 | 15.96 | 15.08 | 9.2 | 1.1 | 0 | 0 | 0 | 0 | 0 | 0 | 0 | 0 | 0 | 0 | 0 | 0 | 0 | 0 | 0.76 | 5.62 | 9.2 | 11.02 | 12.06 | 11.88 | 11.45 | 9.62 | 5.13 | 0.6 | 0 | 0 | 0 | 0 | 0 | 0 | 0
MSTANG_2_SOLAR3 |  | Paired_Solar_1Axis | Solar Tracking | CISO | North | Norcal | PD | 40 | 0 | 0 | 0 | 0 | 0 | 0 | 0 | 0.94 | 7.56 | 13.39 | 16.33 | 17.65 | 18.24 | 17.01 | 15.88 | 10.89 | 2.41 | 0 | 0 | 0 | 0 | 0 | 0 | 0 | 0 | 0 | 0 | 0 | 0 | 0 | 0.01 | 5.07 | 20.66 | 26.5 | 26.41 | 25.21 | 24.89 | 24.83 | 25.38 | 22.03 | 11.5 | 0.61 | 0 | 0 | 0 | 0 | 0 | 0 | 0 | 0 | 0 | 0 | 0 | 0 | 0 | 3.12 | 17.59 | 26.41 | 27.84 | 26.83 | 27.05 | 25.9 | 24.62 | 23.18 | 19.41 | 5.88 | 1.22 | 0 | 0 | 0 | 0 | 0 | 0 | 0 | 0 | 0 | 0 | 0 | 0.31 | 10.29 | 24.56 | 28.9 | 28.73 | 28.3 | 29.25 | 29.08 | 28.53 | 28.91 | 27.22 | 24.19 | 10.4 | 0.41 | 0 | 0 | 0 | 0 | 0 | 0 | 0 | 0 | 0 | 0 | 3.74 | 19.95 | 28.07 | 30.03 | 30.54 | 30.3 | 30.94 | 30.99 | 31.06 | 31.48 | 30.59 | 28.7 | 17.48 | 2.32 | 0 | 0 | 0 | 0 | 0 | 0 | 0 | 0 | 0 | 0.02 | 6.21 | 22.57 | 30.43 | 33.08 | 33.53 | 33.82 | 34.03 | 33.84 | 33.6 | 33.7 | 32.42 | 30.37 | 21.91 | 5.93 | 0.05 | 0 | 0 | 0 | 0 | 0 | 0 | 0 | 0 | 0 | 2.79 | 18.49 | 30.53 | 33.72 | 34.23 | 34.33 | 34.07 | 34.06 | 33.53 | 33.5 | 32.29 | 29.87 | 20.72 | 4.78 | 0.03 | 0 | 0 | 0 | 0 | 0 | 0 | 0 | 0 | 0 | 0.41 | 10.93 | 25.51 | 31.07 | 32.31 | 32.71 | 32.67 | 32.37 | 32.32 | 32.2 | 30.8 | 25.08 | 11.03 | 0.64 | 0 | 0 | 0 | 0 | 0 | 0 | 0 | 0 | 0 | 0 | 0.02 | 5.28 | 20.37 | 27.24 | 28.86 | 29.2 | 28.86 | 28.67 | 28.76 | 29.17 | 26.26 | 16.28 | 2.09 | 0 | 0 | 0 | 0 | 0 | 0 | 0 | 0 | 0 | 0 | 0 | 0 | 1.38 | 13.03 | 22.77 | 25.11 | 24.77 | 23.86 | 24.14 | 24.88 | 24.29 | 19.03 | 5.38 | 0.04 | 0 | 0 | 0 | 0 | 0 | 0 | 0 | 0 | 0 | 0 | 0 | 0.04 | 4.29 | 14.89 | 20.32 | 21.11 | 20.21 | 20.79 | 21.28 | 20.1 | 12.27 | 1.47 | 0 | 0 | 0 | 0 | 0 | 0 | 0 | 0 | 0 | 0 | 0 | 0 | 0 | 0 | 1.01 | 7.49 | 12.26 | 14.69 | 16.08 | 15.84 | 15.26 | 12.83 | 6.84 | 0.8 | 0 | 0 | 0 | 0 | 0 | 0 | 0
MSTANG_2_SOLAR4 |  | Paired_Solar_1Axis | Solar Tracking | CISO | North | Norcal | FC | 30 | 0 | 0 | 0 | 0 | 0 | 0 | 0 | 0.7 | 5.67 | 10.04 | 12.25 | 13.24 | 13.68 | 12.76 | 11.91 | 8.17 | 1.81 | 0 | 0 | 0 | 0 | 0 | 0 | 0 | 0 | 0 | 0 | 0 | 0 | 0 | 0.01 | 3.8 | 15.5 | 19.88 | 19.81 | 18.91 | 18.67 | 18.62 | 19.03 | 16.52 | 8.63 | 0.46 | 0 | 0 | 0 | 0 | 0 | 0 | 0 | 0 | 0 | 0 | 0 | 0 | 0 | 2.34 | 13.2 | 19.81 | 20.88 | 20.12 | 20.28 | 19.42 | 18.47 | 17.38 | 14.56 | 4.41 | 0.91 | 0 | 0 | 0 | 0 | 0 | 0 | 0 | 0 | 0 | 0 | 0 | 0.24 | 7.71 | 18.42 | 21.67 | 21.55 | 21.23 | 21.94 | 21.81 | 21.4 | 21.68 | 20.42 | 18.14 | 7.8 | 0.31 | 0 | 0 | 0 | 0 | 0 | 0 | 0 | 0 | 0 | 0 | 2.8 | 14.97 | 21.06 | 22.53 | 22.9 | 22.72 | 23.2 | 23.24 | 23.29 | 23.61 | 22.95 | 21.52 | 13.11 | 1.74 | 0 | 0 | 0 | 0 | 0 | 0 | 0 | 0 | 0 | 0.02 | 4.66 | 16.92 | 22.83 | 24.81 | 25.15 | 25.36 | 25.53 | 25.38 | 25.2 | 25.28 | 24.32 | 22.78 | 16.43 | 4.45 | 0.04 | 0 | 0 | 0 | 0 | 0 | 0 | 0 | 0 | 0 | 2.09 | 13.87 | 22.9 | 25.29 | 25.67 | 25.74 | 25.55 | 25.55 | 25.14 | 25.12 | 24.22 | 22.4 | 15.54 | 3.59 | 0.02 | 0 | 0 | 0 | 0 | 0 | 0 | 0 | 0 | 0 | 0.31 | 8.19 | 19.13 | 23.3 | 24.23 | 24.54 | 24.5 | 24.28 | 24.24 | 24.15 | 23.1 | 18.81 | 8.27 | 0.48 | 0 | 0 | 0 | 0 | 0 | 0 | 0 | 0 | 0 | 0 | 0.01 | 3.96 | 15.28 | 20.43 | 21.64 | 21.9 | 21.64 | 21.51 | 21.57 | 21.88 | 19.69 | 12.21 | 1.57 | 0 | 0 | 0 | 0 | 0 | 0 | 0 | 0 | 0 | 0 | 0 | 0 | 1.03 | 9.77 | 17.08 | 18.83 | 18.58 | 17.89 | 18.11 | 18.66 | 18.21 | 14.28 | 4.03 | 0.03 | 0 | 0 | 0 | 0 | 0 | 0 | 0 | 0 | 0 | 0 | 0 | 0.03 | 3.22 | 11.17 | 15.24 | 15.83 | 15.16 | 15.59 | 15.96 | 15.08 | 9.2 | 1.1 | 0 | 0 | 0 | 0 | 0 | 0 | 0 | 0 | 0 | 0 | 0 | 0 | 0 | 0 | 0.76 | 5.62 | 9.2 | 11.02 | 12.06 | 11.88 | 11.45 | 9.62 | 5.13 | 0.6 | 0 | 0 | 0 | 0 | 0 | 0 | 0
MTWIND_1_MVPWD1 |  | Wind | Wind | CISO | South | Socal | FC | 66.6 | 3.5 | 3.7 | 3.49 | 3.33 | 3.72 | 3.61 | 3.71 | 3.4 | 2.96 | 3.35 | 2.98 | 3.27 | 3.67 | 3.35 | 3.69 | 3.68 | 3.15 | 3.03 | 3.63 | 3.43 | 3.38 | 3.71 | 3.2 | 3.38 | 6.46 | 6.16 | 7.06 | 6.88 | 5.81 | 6.16 | 6.07 | 4.97 | 5.2 | 5.74 | 7.15 | 7.41 | 6.68 | 6.18 | 7.89 | 8.09 | 7.93 | 8.29 | 7.83 | 8.52 | 9.78 | 8.45 | 7.43 | 7.31 | 7.19 | 6.75 | 5.92 | 5.87 | 5.99 | 5.97 | 5.98 | 4.92 | 3.8 | 3.79 | 3.86 | 4.36 | 5.29 | 5.71 | 6.45 | 6.3 | 8.43 | 8.98 | 8.46 | 9.1 | 8.82 | 9.05 | 7.46 | 7.07 | 24.6 | 25.51 | 23.3 | 21.31 | 19.93 | 17.82 | 14.7 | 12.12 | 8.85 | 7.88 | 7.83 | 7.8 | 7.59 | 8.86 | 13.29 | 18.36 | 21.82 | 24.51 | 26.3 | 26.87 | 26.88 | 27.11 | 25.84 | 25.83 | 28.77 | 27.27 | 26.06 | 26.05 | 22.94 | 18.44 | 14.13 | 10.63 | 7.88 | 5.87 | 4.42 | 4.25 | 3.65 | 5.06 | 8.41 | 13.58 | 21.18 | 25.35 | 28.64 | 27.62 | 27.9 | 29.47 | 29.04 | 29.68 | 29.59 | 28.89 | 26.87 | 24.53 | 22.39 | 18.08 | 14.14 | 10.39 | 6.38 | 4.62 | 3.31 | 3.86 | 4.18 | 4.91 | 8.07 | 12.89 | 18.61 | 21.98 | 25.25 | 28.31 | 30.91 | 30.81 | 30.45 | 30.67 | 27.87 | 26.18 | 24.69 | 21.75 | 18.02 | 15.49 | 11.51 | 7.44 | 3.79 | 2.53 | 2.16 | 2.55 | 3.4 | 4.98 | 8.15 | 12.15 | 17.46 | 22.19 | 25.65 | 28 | 30.31 | 31.05 | 30.07 | 29 | 24.95 | 24.19 | 22.2 | 18.97 | 15.29 | 13.33 | 9.8 | 7.07 | 4.34 | 2.97 | 2.33 | 2.59 | 3.5 | 4.93 | 7.57 | 11.05 | 15.16 | 19.43 | 21.9 | 26.55 | 28.15 | 28.06 | 27.14 | 25.89 | 12.58 | 11.6 | 10.51 | 8.18 | 6.74 | 4.87 | 3.91 | 2.7 | 2.25 | 2.26 | 2.59 | 3.45 | 4.01 | 4.76 | 5.91 | 7.3 | 8.25 | 10.89 | 13.32 | 15.99 | 16.01 | 15.98 | 15.02 | 13.73 | 6.56 | 6.08 | 6.17 | 6.07 | 5.56 | 4.57 | 3.69 | 3.06 | 2.04 | 1.83 | 1.96 | 2.45 | 2.89 | 2.89 | 2.94 | 3.39 | 4.33 | 5.17 | 6.23 | 7.18 | 7.93 | 8.07 | 7.46 | 6.41 | 2.94 | 2.6 | 2.66 | 2.7 | 2.74 | 2.78 | 2.66 | 2.39 | 2.18 | 2.38 | 2.59 | 2.95 | 2.8 | 2.96 | 2.98 | 2.5 | 2.27 | 2.88 | 3.63 | 3.91 | 4.16 | 3.09 | 3.27 | 3.15 | 2.48 | 2.41 | 2.36 | 2.71 | 2.66 | 2.7 | 2.68 | 2.49 | 2.34 | 2.33 | 2.31 | 2.53 | 2.51 | 2.32 | 2.21 | 2.32 | 2.57 | 2.7 | 3.06 | 2.86 | 3.24 | 2.92 | 2.75 | 2.73
MTWIND_1_UNIT 3 |  | Wind | Wind | CISO | South | Socal | FC | 22.44 | 1.18 | 1.25 | 1.18 | 1.12 | 1.25 | 1.22 | 1.25 | 1.15 | 1 | 1.13 | 1 | 1.1 | 1.24 | 1.13 | 1.24 | 1.24 | 1.06 | 1.02 | 1.22 | 1.16 | 1.14 | 1.25 | 1.08 | 1.14 | 2.18 | 2.07 | 2.38 | 2.32 | 1.96 | 2.08 | 2.04 | 1.68 | 1.75 | 1.94 | 2.41 | 2.5 | 2.25 | 2.08 | 2.66 | 2.72 | 2.67 | 2.79 | 2.64 | 2.87 | 3.3 | 2.85 | 2.5 | 2.46 | 2.42 | 2.28 | 2 | 1.98 | 2.02 | 2.01 | 2.02 | 1.66 | 1.28 | 1.28 | 1.3 | 1.47 | 1.78 | 1.92 | 2.17 | 2.12 | 2.84 | 3.02 | 2.85 | 3.07 | 2.97 | 3.05 | 2.51 | 2.38 | 8.29 | 8.6 | 7.85 | 7.18 | 6.72 | 6 | 4.95 | 4.09 | 2.98 | 2.66 | 2.64 | 2.63 | 2.56 | 2.99 | 4.48 | 6.19 | 7.35 | 8.26 | 8.86 | 9.05 | 9.06 | 9.14 | 8.71 | 8.7 | 9.69 | 9.19 | 8.78 | 8.78 | 7.73 | 6.21 | 4.76 | 3.58 | 2.65 | 1.98 | 1.49 | 1.43 | 1.23 | 1.7 | 2.83 | 4.58 | 7.14 | 8.54 | 9.65 | 9.3 | 9.4 | 9.93 | 9.79 | 10 | 9.97 | 9.73 | 9.05 | 8.27 | 7.55 | 6.09 | 4.76 | 3.5 | 2.15 | 1.56 | 1.12 | 1.3 | 1.41 | 1.65 | 2.72 | 4.34 | 6.27 | 7.41 | 8.51 | 9.54 | 10.42 | 10.38 | 10.26 | 10.34 | 9.39 | 8.82 | 8.32 | 7.33 | 6.07 | 5.22 | 3.88 | 2.51 | 1.28 | 0.85 | 0.73 | 0.86 | 1.15 | 1.68 | 2.74 | 4.09 | 5.88 | 7.48 | 8.64 | 9.43 | 10.21 | 10.46 | 10.13 | 9.77 | 8.4 | 8.15 | 7.48 | 6.39 | 5.15 | 4.49 | 3.3 | 2.38 | 1.46 | 1 | 0.78 | 0.87 | 1.18 | 1.66 | 2.55 | 3.72 | 5.11 | 6.55 | 7.38 | 8.95 | 9.49 | 9.45 | 9.15 | 8.72 | 4.24 | 3.91 | 3.54 | 2.76 | 2.27 | 1.64 | 1.32 | 0.91 | 0.76 | 0.76 | 0.87 | 1.16 | 1.35 | 1.6 | 1.99 | 2.46 | 2.78 | 3.67 | 4.49 | 5.39 | 5.39 | 5.38 | 5.06 | 4.63 | 2.21 | 2.05 | 2.08 | 2.04 | 1.87 | 1.54 | 1.24 | 1.03 | 0.69 | 0.62 | 0.66 | 0.82 | 0.97 | 0.97 | 0.99 | 1.14 | 1.46 | 1.74 | 2.1 | 2.42 | 2.67 | 2.72 | 2.51 | 2.16 | 0.99 | 0.88 | 0.9 | 0.91 | 0.92 | 0.94 | 0.89 | 0.81 | 0.73 | 0.8 | 0.87 | 0.99 | 0.94 | 1 | 1.01 | 0.84 | 0.76 | 0.97 | 1.22 | 1.32 | 1.4 | 1.04 | 1.1 | 1.06 | 0.84 | 0.81 | 0.8 | 0.91 | 0.89 | 0.91 | 0.9 | 0.84 | 0.79 | 0.78 | 0.78 | 0.85 | 0.85 | 0.78 | 0.74 | 0.78 | 0.86 | 0.91 | 1.03 | 0.97 | 1.09 | 0.98 | 0.93 | 0.92
NEENCH_6_SOLAR |  | Solar_Fixed | Solar Fixed | CISO | South | Socal | FC | 66 | 0 | 0 | 0 | 0 | 0 | 0 | 0.11 | 8.74 | 29.32 | 39.78 | 42.98 | 44.39 | 43.24 | 41.64 | 34.77 | 20.29 | 2.95 | 0 | 0 | 0 | 0 | 0 | 0 | 0 | 0 | 0 | 0 | 0 | 0 | 0 | 0.73 | 16.27 | 38.58 | 45.96 | 49.17 | 49.35 | 48.47 | 46.68 | 42.94 | 32.98 | 12.78 | 0.32 | 0 | 0 | 0 | 0 | 0 | 0 | 0 | 0 | 0 | 0 | 0 | 0 | 0.14 | 9.33 | 32.55 | 45.12 | 49.53 | 50.37 | 49.75 | 48.55 | 45.66 | 40.37 | 25.47 | 11.84 | 1.78 | 0 | 0 | 0 | 0 | 0 | 0 | 0 | 0 | 0 | 0 | 0 | 1.81 | 18.24 | 39.26 | 49.29 | 53.79 | 56.01 | 56.09 | 54.95 | 53.53 | 49.1 | 41.77 | 28.66 | 7.15 | 0.09 | 0 | 0 | 0 | 0 | 0 | 0 | 0 | 0 | 0 | 0.09 | 7.55 | 27.73 | 42.07 | 50 | 55.57 | 57.77 | 58.08 | 57.45 | 56.28 | 52.42 | 45.84 | 33.28 | 12.5 | 0.82 | 0 | 0 | 0 | 0 | 0 | 0 | 0 | 0 | 0 | 0.24 | 9.28 | 28.3 | 42.97 | 51.33 | 56.81 | 59.38 | 59.85 | 59.77 | 57.73 | 53.44 | 46.84 | 35.8 | 17.08 | 2.16 | 0 | 0 | 0 | 0 | 0 | 0 | 0 | 0 | 0 | 0.01 | 4.45 | 19.46 | 35.93 | 46.24 | 53.09 | 56.59 | 57.72 | 57.26 | 54.68 | 51.15 | 44.28 | 33.31 | 15.15 | 1.73 | 0 | 0 | 0 | 0 | 0 | 0 | 0 | 0 | 0 | 0 | 1.98 | 17.51 | 37.37 | 48.06 | 54.62 | 58.01 | 59.1 | 58.14 | 55.71 | 50.71 | 42.91 | 28.63 | 8.18 | 0.22 | 0 | 0 | 0 | 0 | 0 | 0 | 0 | 0 | 0 | 0 | 0.55 | 13.46 | 34.91 | 47.04 | 53.63 | 56.6 | 57.28 | 56.77 | 54.13 | 47.66 | 38.38 | 16.99 | 1.52 | 0.01 | 0 | 0 | 0 | 0 | 0 | 0 | 0 | 0 | 0 | 0 | 0.06 | 7.17 | 30.26 | 43.3 | 49.27 | 52.37 | 53.1 | 52.33 | 49.76 | 44.28 | 28.02 | 5.62 | 0.03 | 0 | 0 | 0 | 0 | 0 | 0 | 0 | 0 | 0 | 0 | 0 | 1.63 | 17.81 | 35.63 | 44.31 | 47.3 | 48.42 | 46.92 | 44.43 | 36.57 | 16.7 | 1.13 | 0 | 0 | 0 | 0 | 0 | 0 | 0 | 0 | 0 | 0 | 0 | 0 | 0 | 0.2 | 9.4 | 26.39 | 35.33 | 38.93 | 40.99 | 39.74 | 36.5 | 29.75 | 13.32 | 0.82 | 0 | 0 | 0 | 0 | 0 | 0 | 0
NZWIND_2_WDSTR5 |  | Wind | Wind | CISO | South | Socal | FC | 6.31 | 0.33 | 0.35 | 0.33 | 0.32 | 0.35 | 0.34 | 0.35 | 0.32 | 0.28 | 0.32 | 0.28 | 0.31 | 0.35 | 0.32 | 0.35 | 0.35 | 0.3 | 0.29 | 0.34 | 0.32 | 0.32 | 0.35 | 0.3 | 0.32 | 0.61 | 0.58 | 0.67 | 0.65 | 0.55 | 0.58 | 0.57 | 0.47 | 0.49 | 0.54 | 0.68 | 0.7 | 0.63 | 0.59 | 0.75 | 0.77 | 0.75 | 0.79 | 0.74 | 0.81 | 0.93 | 0.8 | 0.7 | 0.69 | 0.68 | 0.64 | 0.56 | 0.56 | 0.57 | 0.57 | 0.57 | 0.47 | 0.36 | 0.36 | 0.37 | 0.41 | 0.5 | 0.54 | 0.61 | 0.6 | 0.8 | 0.85 | 0.8 | 0.86 | 0.84 | 0.86 | 0.71 | 0.67 | 2.33 | 2.42 | 2.21 | 2.02 | 1.89 | 1.69 | 1.39 | 1.15 | 0.84 | 0.75 | 0.74 | 0.74 | 0.72 | 0.84 | 1.26 | 1.74 | 2.07 | 2.32 | 2.49 | 2.55 | 2.55 | 2.57 | 2.45 | 2.45 | 2.73 | 2.58 | 2.47 | 2.47 | 2.17 | 1.75 | 1.34 | 1.01 | 0.75 | 0.56 | 0.42 | 0.4 | 0.35 | 0.48 | 0.8 | 1.29 | 2.01 | 2.4 | 2.71 | 2.62 | 2.64 | 2.79 | 2.75 | 2.81 | 2.8 | 2.74 | 2.55 | 2.32 | 2.12 | 1.71 | 1.34 | 0.98 | 0.6 | 0.44 | 0.31 | 0.37 | 0.4 | 0.47 | 0.76 | 1.22 | 1.76 | 2.08 | 2.39 | 2.68 | 2.93 | 2.92 | 2.88 | 2.91 | 2.64 | 2.48 | 2.34 | 2.06 | 1.71 | 1.47 | 1.09 | 0.7 | 0.36 | 0.24 | 0.2 | 0.24 | 0.32 | 0.47 | 0.77 | 1.15 | 1.65 | 2.1 | 2.43 | 2.65 | 2.87 | 2.94 | 2.85 | 2.75 | 2.36 | 2.29 | 2.1 | 1.8 | 1.45 | 1.26 | 0.93 | 0.67 | 0.41 | 0.28 | 0.22 | 0.25 | 0.33 | 0.47 | 0.72 | 1.05 | 1.44 | 1.84 | 2.07 | 2.52 | 2.67 | 2.66 | 2.57 | 2.45 | 1.19 | 1.1 | 1 | 0.78 | 0.64 | 0.46 | 0.37 | 0.26 | 0.21 | 0.21 | 0.25 | 0.33 | 0.38 | 0.45 | 0.56 | 0.69 | 0.78 | 1.03 | 1.26 | 1.52 | 1.52 | 1.51 | 1.42 | 1.3 | 0.62 | 0.58 | 0.58 | 0.57 | 0.53 | 0.43 | 0.35 | 0.29 | 0.19 | 0.17 | 0.19 | 0.23 | 0.27 | 0.27 | 0.28 | 0.32 | 0.41 | 0.49 | 0.59 | 0.68 | 0.75 | 0.76 | 0.71 | 0.61 | 0.28 | 0.25 | 0.25 | 0.26 | 0.26 | 0.26 | 0.25 | 0.23 | 0.21 | 0.23 | 0.25 | 0.28 | 0.27 | 0.28 | 0.28 | 0.24 | 0.21 | 0.27 | 0.34 | 0.37 | 0.39 | 0.29 | 0.31 | 0.3 | 0.24 | 0.23 | 0.22 | 0.26 | 0.25 | 0.26 | 0.25 | 0.24 | 0.22 | 0.22 | 0.22 | 0.24 | 0.24 | 0.22 | 0.21 | 0.22 | 0.24 | 0.26 | 0.29 | 0.27 | 0.31 | 0.28 | 0.26 | 0.26
NZWIND_6_CALWND |  | Wind | Wind | CISO | South | Socal | FC | 9 | 0.47 | 0.5 | 0.47 | 0.45 | 0.5 | 0.49 | 0.5 | 0.46 | 0.4 | 0.45 | 0.4 | 0.44 | 0.5 | 0.45 | 0.5 | 0.5 | 0.43 | 0.41 | 0.49 | 0.46 | 0.46 | 0.5 | 0.43 | 0.46 | 0.87 | 0.83 | 0.95 | 0.93 | 0.79 | 0.83 | 0.82 | 0.67 | 0.7 | 0.78 | 0.97 | 1 | 0.9 | 0.84 | 1.07 | 1.09 | 1.07 | 1.12 | 1.06 | 1.15 | 1.32 | 1.14 | 1 | 0.99 | 0.97 | 0.91 | 0.8 | 0.79 | 0.81 | 0.81 | 0.81 | 0.66 | 0.51 | 0.51 | 0.52 | 0.59 | 0.72 | 0.77 | 0.87 | 0.85 | 1.14 | 1.21 | 1.14 | 1.23 | 1.19 | 1.22 | 1.01 | 0.96 | 3.32 | 3.45 | 3.15 | 2.88 | 2.69 | 2.41 | 1.99 | 1.64 | 1.2 | 1.07 | 1.06 | 1.05 | 1.03 | 1.2 | 1.8 | 2.48 | 2.95 | 3.31 | 3.55 | 3.63 | 3.63 | 3.66 | 3.49 | 3.49 | 3.89 | 3.68 | 3.52 | 3.52 | 3.1 | 2.49 | 1.91 | 1.44 | 1.06 | 0.79 | 0.6 | 0.57 | 0.49 | 0.68 | 1.14 | 1.84 | 2.86 | 3.43 | 3.87 | 3.73 | 3.77 | 3.98 | 3.92 | 4.01 | 4 | 3.9 | 3.63 | 3.32 | 3.03 | 2.44 | 1.91 | 1.4 | 0.86 | 0.62 | 0.45 | 0.52 | 0.56 | 0.66 | 1.09 | 1.74 | 2.51 | 2.97 | 3.41 | 3.83 | 4.18 | 4.16 | 4.11 | 4.15 | 3.77 | 3.54 | 3.34 | 2.94 | 2.44 | 2.09 | 1.56 | 1.01 | 0.51 | 0.34 | 0.29 | 0.35 | 0.46 | 0.67 | 1.1 | 1.64 | 2.36 | 3 | 3.47 | 3.78 | 4.1 | 4.2 | 4.06 | 3.92 | 3.37 | 3.27 | 3 | 2.56 | 2.07 | 1.8 | 1.32 | 0.96 | 0.59 | 0.4 | 0.31 | 0.35 | 0.47 | 0.67 | 1.02 | 1.49 | 2.05 | 2.63 | 2.96 | 3.59 | 3.8 | 3.79 | 3.67 | 3.5 | 1.7 | 1.57 | 1.42 | 1.11 | 0.91 | 0.66 | 0.53 | 0.37 | 0.3 | 0.31 | 0.35 | 0.47 | 0.54 | 0.64 | 0.8 | 0.99 | 1.12 | 1.47 | 1.8 | 2.16 | 2.16 | 2.16 | 2.03 | 1.86 | 0.89 | 0.82 | 0.83 | 0.82 | 0.75 | 0.62 | 0.5 | 0.41 | 0.28 | 0.25 | 0.26 | 0.33 | 0.39 | 0.39 | 0.4 | 0.46 | 0.58 | 0.7 | 0.84 | 0.97 | 1.07 | 1.09 | 1.01 | 0.87 | 0.4 | 0.35 | 0.36 | 0.37 | 0.37 | 0.38 | 0.36 | 0.32 | 0.29 | 0.32 | 0.35 | 0.4 | 0.38 | 0.4 | 0.4 | 0.34 | 0.31 | 0.39 | 0.49 | 0.53 | 0.56 | 0.42 | 0.44 | 0.43 | 0.34 | 0.33 | 0.32 | 0.37 | 0.36 | 0.36 | 0.36 | 0.34 | 0.32 | 0.31 | 0.31 | 0.34 | 0.34 | 0.31 | 0.3 | 0.31 | 0.35 | 0.37 | 0.41 | 0.39 | 0.44 | 0.39 | 0.37 | 0.37
NZWIND_6_WDSTR |  | Wind | Wind | CISO | South | Socal | FC | 3.35 | 0.18 | 0.19 | 0.18 | 0.17 | 0.19 | 0.18 | 0.19 | 0.17 | 0.15 | 0.17 | 0.15 | 0.16 | 0.18 | 0.17 | 0.19 | 0.19 | 0.16 | 0.15 | 0.18 | 0.17 | 0.17 | 0.19 | 0.16 | 0.17 | 0.32 | 0.31 | 0.36 | 0.35 | 0.29 | 0.31 | 0.31 | 0.25 | 0.26 | 0.29 | 0.36 | 0.37 | 0.34 | 0.31 | 0.4 | 0.41 | 0.4 | 0.42 | 0.39 | 0.43 | 0.49 | 0.43 | 0.37 | 0.37 | 0.36 | 0.34 | 0.3 | 0.3 | 0.3 | 0.3 | 0.3 | 0.25 | 0.19 | 0.19 | 0.19 | 0.22 | 0.27 | 0.29 | 0.32 | 0.32 | 0.42 | 0.45 | 0.43 | 0.46 | 0.44 | 0.46 | 0.38 | 0.36 | 1.24 | 1.28 | 1.17 | 1.07 | 1 | 0.9 | 0.74 | 0.61 | 0.45 | 0.4 | 0.39 | 0.39 | 0.38 | 0.45 | 0.67 | 0.92 | 1.1 | 1.23 | 1.32 | 1.35 | 1.35 | 1.36 | 1.3 | 1.3 | 1.45 | 1.37 | 1.31 | 1.31 | 1.15 | 0.93 | 0.71 | 0.53 | 0.4 | 0.3 | 0.22 | 0.21 | 0.18 | 0.25 | 0.42 | 0.68 | 1.07 | 1.28 | 1.44 | 1.39 | 1.4 | 1.48 | 1.46 | 1.49 | 1.49 | 1.45 | 1.35 | 1.23 | 1.13 | 0.91 | 0.71 | 0.52 | 0.32 | 0.23 | 0.17 | 0.19 | 0.21 | 0.25 | 0.41 | 0.65 | 0.94 | 1.11 | 1.27 | 1.42 | 1.55 | 1.55 | 1.53 | 1.54 | 1.4 | 1.32 | 1.24 | 1.09 | 0.91 | 0.78 | 0.58 | 0.37 | 0.19 | 0.13 | 0.11 | 0.13 | 0.17 | 0.25 | 0.41 | 0.61 | 0.88 | 1.12 | 1.29 | 1.41 | 1.52 | 1.56 | 1.51 | 1.46 | 1.25 | 1.22 | 1.12 | 0.95 | 0.77 | 0.67 | 0.49 | 0.36 | 0.22 | 0.15 | 0.12 | 0.13 | 0.18 | 0.25 | 0.38 | 0.56 | 0.76 | 0.98 | 1.1 | 1.34 | 1.42 | 1.41 | 1.37 | 1.3 | 0.63 | 0.58 | 0.53 | 0.41 | 0.34 | 0.25 | 0.2 | 0.14 | 0.11 | 0.11 | 0.13 | 0.17 | 0.2 | 0.24 | 0.3 | 0.37 | 0.42 | 0.55 | 0.67 | 0.8 | 0.81 | 0.8 | 0.76 | 0.69 | 0.33 | 0.31 | 0.31 | 0.31 | 0.28 | 0.23 | 0.19 | 0.15 | 0.1 | 0.09 | 0.1 | 0.12 | 0.15 | 0.15 | 0.15 | 0.17 | 0.22 | 0.26 | 0.31 | 0.36 | 0.4 | 0.41 | 0.38 | 0.32 | 0.15 | 0.13 | 0.13 | 0.14 | 0.14 | 0.14 | 0.13 | 0.12 | 0.11 | 0.12 | 0.13 | 0.15 | 0.14 | 0.15 | 0.15 | 0.13 | 0.11 | 0.14 | 0.18 | 0.2 | 0.21 | 0.16 | 0.16 | 0.16 | 0.12 | 0.12 | 0.12 | 0.14 | 0.13 | 0.14 | 0.13 | 0.13 | 0.12 | 0.12 | 0.12 | 0.13 | 0.13 | 0.12 | 0.11 | 0.12 | 0.13 | 0.14 | 0.15 | 0.14 | 0.16 | 0.15 | 0.14 | 0.14
NZWIND_6_WDSTR2 |  | Wind | Wind | CISO | South | Socal | FC | 4.07 | 0.21 | 0.23 | 0.21 | 0.2 | 0.23 | 0.22 | 0.23 | 0.21 | 0.18 | 0.2 | 0.18 | 0.2 | 0.22 | 0.2 | 0.23 | 0.22 | 0.19 | 0.19 | 0.22 | 0.21 | 0.21 | 0.23 | 0.2 | 0.21 | 0.39 | 0.38 | 0.43 | 0.42 | 0.36 | 0.38 | 0.37 | 0.3 | 0.32 | 0.35 | 0.44 | 0.45 | 0.41 | 0.38 | 0.48 | 0.49 | 0.48 | 0.51 | 0.48 | 0.52 | 0.6 | 0.52 | 0.45 | 0.45 | 0.44 | 0.41 | 0.36 | 0.36 | 0.37 | 0.36 | 0.37 | 0.3 | 0.23 | 0.23 | 0.24 | 0.27 | 0.32 | 0.35 | 0.39 | 0.38 | 0.52 | 0.55 | 0.52 | 0.56 | 0.54 | 0.55 | 0.46 | 0.43 | 1.5 | 1.56 | 1.42 | 1.3 | 1.22 | 1.09 | 0.9 | 0.74 | 0.54 | 0.48 | 0.48 | 0.48 | 0.46 | 0.54 | 0.81 | 1.12 | 1.33 | 1.5 | 1.61 | 1.64 | 1.64 | 1.66 | 1.58 | 1.58 | 1.76 | 1.67 | 1.59 | 1.59 | 1.4 | 1.13 | 0.86 | 0.65 | 0.48 | 0.36 | 0.27 | 0.26 | 0.22 | 0.31 | 0.51 | 0.83 | 1.29 | 1.55 | 1.75 | 1.69 | 1.71 | 1.8 | 1.77 | 1.81 | 1.81 | 1.77 | 1.64 | 1.5 | 1.37 | 1.1 | 0.86 | 0.63 | 0.39 | 0.28 | 0.2 | 0.24 | 0.26 | 0.3 | 0.49 | 0.79 | 1.14 | 1.34 | 1.54 | 1.73 | 1.89 | 1.88 | 1.86 | 1.87 | 1.7 | 1.6 | 1.51 | 1.33 | 1.1 | 0.95 | 0.7 | 0.45 | 0.23 | 0.15 | 0.13 | 0.16 | 0.21 | 0.3 | 0.5 | 0.74 | 1.07 | 1.36 | 1.57 | 1.71 | 1.85 | 1.9 | 1.84 | 1.77 | 1.52 | 1.48 | 1.36 | 1.16 | 0.93 | 0.81 | 0.6 | 0.43 | 0.27 | 0.18 | 0.14 | 0.16 | 0.21 | 0.3 | 0.46 | 0.68 | 0.93 | 1.19 | 1.34 | 1.62 | 1.72 | 1.71 | 1.66 | 1.58 | 0.77 | 0.71 | 0.64 | 0.5 | 0.41 | 0.3 | 0.24 | 0.17 | 0.14 | 0.14 | 0.16 | 0.21 | 0.24 | 0.29 | 0.36 | 0.45 | 0.5 | 0.67 | 0.81 | 0.98 | 0.98 | 0.98 | 0.92 | 0.84 | 0.4 | 0.37 | 0.38 | 0.37 | 0.34 | 0.28 | 0.23 | 0.19 | 0.12 | 0.11 | 0.12 | 0.15 | 0.18 | 0.18 | 0.18 | 0.21 | 0.26 | 0.32 | 0.38 | 0.44 | 0.48 | 0.49 | 0.46 | 0.39 | 0.18 | 0.16 | 0.16 | 0.17 | 0.17 | 0.17 | 0.16 | 0.15 | 0.13 | 0.15 | 0.16 | 0.18 | 0.17 | 0.18 | 0.18 | 0.15 | 0.14 | 0.18 | 0.22 | 0.24 | 0.25 | 0.19 | 0.2 | 0.19 | 0.15 | 0.15 | 0.14 | 0.17 | 0.16 | 0.16 | 0.16 | 0.15 | 0.14 | 0.14 | 0.14 | 0.15 | 0.15 | 0.14 | 0.14 | 0.14 | 0.16 | 0.17 | 0.19 | 0.18 | 0.2 | 0.18 | 0.17 | 0.17
NZWIND_6_WDSTR3 |  | Wind | Wind | CISO | South | Socal | FC | 3.86 | 0.2 | 0.21 | 0.2 | 0.19 | 0.22 | 0.21 | 0.21 | 0.2 | 0.17 | 0.19 | 0.17 | 0.19 | 0.21 | 0.19 | 0.21 | 0.21 | 0.18 | 0.18 | 0.21 | 0.2 | 0.2 | 0.22 | 0.19 | 0.2 | 0.37 | 0.36 | 0.41 | 0.4 | 0.34 | 0.36 | 0.35 | 0.29 | 0.3 | 0.33 | 0.41 | 0.43 | 0.39 | 0.36 | 0.46 | 0.47 | 0.46 | 0.48 | 0.45 | 0.49 | 0.57 | 0.49 | 0.43 | 0.42 | 0.42 | 0.39 | 0.34 | 0.34 | 0.35 | 0.35 | 0.35 | 0.29 | 0.22 | 0.22 | 0.22 | 0.25 | 0.31 | 0.33 | 0.37 | 0.36 | 0.49 | 0.52 | 0.49 | 0.53 | 0.51 | 0.52 | 0.43 | 0.41 | 1.43 | 1.48 | 1.35 | 1.24 | 1.16 | 1.03 | 0.85 | 0.7 | 0.51 | 0.46 | 0.45 | 0.45 | 0.44 | 0.51 | 0.77 | 1.06 | 1.26 | 1.42 | 1.52 | 1.56 | 1.56 | 1.57 | 1.5 | 1.5 | 1.67 | 1.58 | 1.51 | 1.51 | 1.33 | 1.07 | 0.82 | 0.62 | 0.46 | 0.34 | 0.26 | 0.25 | 0.21 | 0.29 | 0.49 | 0.79 | 1.23 | 1.47 | 1.66 | 1.6 | 1.62 | 1.71 | 1.68 | 1.72 | 1.72 | 1.67 | 1.56 | 1.42 | 1.3 | 1.05 | 0.82 | 0.6 | 0.37 | 0.27 | 0.19 | 0.22 | 0.24 | 0.28 | 0.47 | 0.75 | 1.08 | 1.27 | 1.46 | 1.64 | 1.79 | 1.79 | 1.76 | 1.78 | 1.62 | 1.52 | 1.43 | 1.26 | 1.04 | 0.9 | 0.67 | 0.43 | 0.22 | 0.15 | 0.13 | 0.15 | 0.2 | 0.29 | 0.47 | 0.7 | 1.01 | 1.29 | 1.49 | 1.62 | 1.76 | 1.8 | 1.74 | 1.68 | 1.45 | 1.4 | 1.29 | 1.1 | 0.89 | 0.77 | 0.57 | 0.41 | 0.25 | 0.17 | 0.13 | 0.15 | 0.2 | 0.29 | 0.44 | 0.64 | 0.88 | 1.13 | 1.27 | 1.54 | 1.63 | 1.63 | 1.57 | 1.5 | 0.73 | 0.67 | 0.61 | 0.47 | 0.39 | 0.28 | 0.23 | 0.16 | 0.13 | 0.13 | 0.15 | 0.2 | 0.23 | 0.28 | 0.34 | 0.42 | 0.48 | 0.63 | 0.77 | 0.93 | 0.93 | 0.93 | 0.87 | 0.8 | 0.38 | 0.35 | 0.36 | 0.35 | 0.32 | 0.27 | 0.21 | 0.18 | 0.12 | 0.11 | 0.11 | 0.14 | 0.17 | 0.17 | 0.17 | 0.2 | 0.25 | 0.3 | 0.36 | 0.42 | 0.46 | 0.47 | 0.43 | 0.37 | 0.17 | 0.15 | 0.15 | 0.16 | 0.16 | 0.16 | 0.15 | 0.14 | 0.13 | 0.14 | 0.15 | 0.17 | 0.16 | 0.17 | 0.17 | 0.14 | 0.13 | 0.17 | 0.21 | 0.23 | 0.24 | 0.18 | 0.19 | 0.18 | 0.14 | 0.14 | 0.14 | 0.16 | 0.15 | 0.16 | 0.16 | 0.14 | 0.14 | 0.13 | 0.13 | 0.15 | 0.15 | 0.13 | 0.13 | 0.13 | 0.15 | 0.16 | 0.18 | 0.17 | 0.19 | 0.17 | 0.16 | 0.16
NZWIND_6_WDSTR4 |  | Wind | Wind | CISO | South | Socal | FC | 6.77 | 0.36 | 0.38 | 0.35 | 0.34 | 0.38 | 0.37 | 0.38 | 0.35 | 0.3 | 0.34 | 0.3 | 0.33 | 0.37 | 0.34 | 0.37 | 0.37 | 0.32 | 0.31 | 0.37 | 0.35 | 0.34 | 0.38 | 0.33 | 0.34 | 0.66 | 0.63 | 0.72 | 0.7 | 0.59 | 0.63 | 0.62 | 0.51 | 0.53 | 0.58 | 0.73 | 0.75 | 0.68 | 0.63 | 0.8 | 0.82 | 0.81 | 0.84 | 0.8 | 0.87 | 0.99 | 0.86 | 0.76 | 0.74 | 0.73 | 0.69 | 0.6 | 0.6 | 0.61 | 0.61 | 0.61 | 0.5 | 0.39 | 0.39 | 0.39 | 0.44 | 0.54 | 0.58 | 0.66 | 0.64 | 0.86 | 0.91 | 0.86 | 0.93 | 0.9 | 0.92 | 0.76 | 0.72 | 2.5 | 2.59 | 2.37 | 2.17 | 2.03 | 1.81 | 1.49 | 1.23 | 0.9 | 0.8 | 0.8 | 0.79 | 0.77 | 0.9 | 1.35 | 1.87 | 2.22 | 2.49 | 2.67 | 2.73 | 2.73 | 2.76 | 2.63 | 2.63 | 2.92 | 2.77 | 2.65 | 2.65 | 2.33 | 1.87 | 1.44 | 1.08 | 0.8 | 0.6 | 0.45 | 0.43 | 0.37 | 0.51 | 0.85 | 1.38 | 2.15 | 2.58 | 2.91 | 2.81 | 2.84 | 3 | 2.95 | 3.02 | 3.01 | 2.94 | 2.73 | 2.49 | 2.28 | 1.84 | 1.44 | 1.06 | 0.65 | 0.47 | 0.34 | 0.39 | 0.42 | 0.5 | 0.82 | 1.31 | 1.89 | 2.23 | 2.57 | 2.88 | 3.14 | 3.13 | 3.09 | 3.12 | 2.83 | 2.66 | 2.51 | 2.21 | 1.83 | 1.57 | 1.17 | 0.76 | 0.39 | 0.26 | 0.22 | 0.26 | 0.35 | 0.51 | 0.83 | 1.23 | 1.77 | 2.26 | 2.61 | 2.85 | 3.08 | 3.16 | 3.06 | 2.95 | 2.54 | 2.46 | 2.26 | 1.93 | 1.55 | 1.35 | 1 | 0.72 | 0.44 | 0.3 | 0.24 | 0.26 | 0.36 | 0.5 | 0.77 | 1.12 | 1.54 | 1.98 | 2.23 | 2.7 | 2.86 | 2.85 | 2.76 | 2.63 | 1.28 | 1.18 | 1.07 | 0.83 | 0.68 | 0.5 | 0.4 | 0.27 | 0.23 | 0.23 | 0.26 | 0.35 | 0.41 | 0.48 | 0.6 | 0.74 | 0.84 | 1.11 | 1.35 | 1.63 | 1.63 | 1.62 | 1.53 | 1.4 | 0.67 | 0.62 | 0.63 | 0.62 | 0.57 | 0.46 | 0.38 | 0.31 | 0.21 | 0.19 | 0.2 | 0.25 | 0.29 | 0.29 | 0.3 | 0.34 | 0.44 | 0.53 | 0.63 | 0.73 | 0.81 | 0.82 | 0.76 | 0.65 | 0.3 | 0.26 | 0.27 | 0.27 | 0.28 | 0.28 | 0.27 | 0.24 | 0.22 | 0.24 | 0.26 | 0.3 | 0.28 | 0.3 | 0.3 | 0.25 | 0.23 | 0.29 | 0.37 | 0.4 | 0.42 | 0.31 | 0.33 | 0.32 | 0.25 | 0.25 | 0.24 | 0.28 | 0.27 | 0.27 | 0.27 | 0.25 | 0.24 | 0.24 | 0.24 | 0.26 | 0.26 | 0.24 | 0.22 | 0.24 | 0.26 | 0.27 | 0.31 | 0.29 | 0.33 | 0.3 | 0.28 | 0.28
OAKWD_6_QF |  | Wind | Wind | CISO | South | Socal | FC | 27.87 | 1.46 | 1.55 | 1.46 | 1.39 | 1.56 | 1.51 | 1.55 | 1.42 | 1.24 | 1.4 | 1.25 | 1.37 | 1.53 | 1.4 | 1.54 | 1.54 | 1.32 | 1.27 | 1.52 | 1.44 | 1.42 | 1.55 | 1.34 | 1.42 | 2.7 | 2.58 | 2.95 | 2.88 | 2.43 | 2.58 | 2.54 | 2.08 | 2.18 | 2.4 | 2.99 | 3.1 | 2.8 | 2.59 | 3.3 | 3.38 | 3.32 | 3.47 | 3.28 | 3.57 | 4.09 | 3.54 | 3.11 | 3.06 | 3.01 | 2.83 | 2.48 | 2.46 | 2.51 | 2.5 | 2.5 | 2.06 | 1.59 | 1.59 | 1.61 | 1.83 | 2.21 | 2.39 | 2.7 | 2.63 | 3.53 | 3.76 | 3.54 | 3.81 | 3.69 | 3.79 | 3.12 | 2.96 | 10.29 | 10.68 | 9.75 | 8.92 | 8.34 | 7.46 | 6.15 | 5.07 | 3.7 | 3.3 | 3.27 | 3.26 | 3.18 | 3.71 | 5.56 | 7.68 | 9.13 | 10.25 | 11 | 11.25 | 11.25 | 11.35 | 10.82 | 10.81 | 12.04 | 11.41 | 10.91 | 10.9 | 9.6 | 7.72 | 5.91 | 4.45 | 3.3 | 2.46 | 1.85 | 1.78 | 1.53 | 2.12 | 3.52 | 5.68 | 8.86 | 10.61 | 11.99 | 11.56 | 11.68 | 12.33 | 12.15 | 12.42 | 12.38 | 12.09 | 11.24 | 10.27 | 9.37 | 7.57 | 5.92 | 4.35 | 2.67 | 1.93 | 1.39 | 1.62 | 1.75 | 2.05 | 3.38 | 5.4 | 7.79 | 9.2 | 10.57 | 11.85 | 12.94 | 12.89 | 12.74 | 12.84 | 11.66 | 10.96 | 10.33 | 9.1 | 7.54 | 6.48 | 4.82 | 3.11 | 1.59 | 1.06 | 0.91 | 1.07 | 1.42 | 2.09 | 3.41 | 5.08 | 7.31 | 9.29 | 10.73 | 11.72 | 12.68 | 12.99 | 12.58 | 12.13 | 10.44 | 10.12 | 9.29 | 7.94 | 6.4 | 5.58 | 4.1 | 2.96 | 1.82 | 1.24 | 0.97 | 1.08 | 1.46 | 2.06 | 3.17 | 4.62 | 6.34 | 8.13 | 9.16 | 11.11 | 11.78 | 11.74 | 11.36 | 10.83 | 5.27 | 4.85 | 4.4 | 3.42 | 2.82 | 2.04 | 1.64 | 1.13 | 0.94 | 0.95 | 1.09 | 1.44 | 1.68 | 1.99 | 2.47 | 3.05 | 3.45 | 4.56 | 5.58 | 6.69 | 6.7 | 6.69 | 6.28 | 5.75 | 2.74 | 2.54 | 2.58 | 2.54 | 2.33 | 1.91 | 1.54 | 1.28 | 0.85 | 0.77 | 0.82 | 1.02 | 1.21 | 1.21 | 1.23 | 1.42 | 1.81 | 2.16 | 2.61 | 3 | 3.32 | 3.38 | 3.12 | 2.68 | 1.23 | 1.09 | 1.11 | 1.13 | 1.15 | 1.16 | 1.11 | 1 | 0.91 | 0.99 | 1.08 | 1.23 | 1.17 | 1.24 | 1.25 | 1.04 | 0.95 | 1.21 | 1.52 | 1.64 | 1.74 | 1.29 | 1.37 | 1.32 | 1.04 | 1.01 | 0.99 | 1.14 | 1.11 | 1.13 | 1.12 | 1.04 | 0.98 | 0.97 | 0.97 | 1.06 | 1.05 | 0.97 | 0.92 | 0.97 | 1.07 | 1.13 | 1.28 | 1.2 | 1.36 | 1.22 | 1.15 | 1.14
OAKWD_6_ZEPHWD |  | Wind | Wind | CISO | South | Socal | FC | 3.5 | 0.18 | 0.19 | 0.18 | 0.17 | 0.2 | 0.19 | 0.19 | 0.18 | 0.16 | 0.18 | 0.16 | 0.17 | 0.19 | 0.18 | 0.19 | 0.19 | 0.17 | 0.16 | 0.19 | 0.18 | 0.18 | 0.2 | 0.17 | 0.18 | 0.34 | 0.32 | 0.37 | 0.36 | 0.31 | 0.32 | 0.32 | 0.26 | 0.27 | 0.3 | 0.38 | 0.39 | 0.35 | 0.32 | 0.41 | 0.42 | 0.42 | 0.44 | 0.41 | 0.45 | 0.51 | 0.44 | 0.39 | 0.38 | 0.38 | 0.35 | 0.31 | 0.31 | 0.31 | 0.31 | 0.31 | 0.26 | 0.2 | 0.2 | 0.2 | 0.23 | 0.28 | 0.3 | 0.34 | 0.33 | 0.44 | 0.47 | 0.44 | 0.48 | 0.46 | 0.48 | 0.39 | 0.37 | 1.29 | 1.34 | 1.22 | 1.12 | 1.05 | 0.94 | 0.77 | 0.64 | 0.47 | 0.41 | 0.41 | 0.41 | 0.4 | 0.47 | 0.7 | 0.96 | 1.15 | 1.29 | 1.38 | 1.41 | 1.41 | 1.42 | 1.36 | 1.36 | 1.51 | 1.43 | 1.37 | 1.37 | 1.21 | 0.97 | 0.74 | 0.56 | 0.41 | 0.31 | 0.23 | 0.22 | 0.19 | 0.27 | 0.44 | 0.71 | 1.11 | 1.33 | 1.51 | 1.45 | 1.47 | 1.55 | 1.53 | 1.56 | 1.56 | 1.52 | 1.41 | 1.29 | 1.18 | 0.95 | 0.74 | 0.55 | 0.34 | 0.24 | 0.17 | 0.2 | 0.22 | 0.26 | 0.42 | 0.68 | 0.98 | 1.16 | 1.33 | 1.49 | 1.62 | 1.62 | 1.6 | 1.61 | 1.46 | 1.38 | 1.3 | 1.14 | 0.95 | 0.81 | 0.61 | 0.39 | 0.2 | 0.13 | 0.11 | 0.13 | 0.18 | 0.26 | 0.43 | 0.64 | 0.92 | 1.17 | 1.35 | 1.47 | 1.59 | 1.63 | 1.58 | 1.52 | 1.31 | 1.27 | 1.17 | 1 | 0.8 | 0.7 | 0.52 | 0.37 | 0.23 | 0.16 | 0.12 | 0.14 | 0.18 | 0.26 | 0.4 | 0.58 | 0.8 | 1.02 | 1.15 | 1.4 | 1.48 | 1.47 | 1.43 | 1.36 | 0.66 | 0.61 | 0.55 | 0.43 | 0.35 | 0.26 | 0.21 | 0.14 | 0.12 | 0.12 | 0.14 | 0.18 | 0.21 | 0.25 | 0.31 | 0.38 | 0.43 | 0.57 | 0.7 | 0.84 | 0.84 | 0.84 | 0.79 | 0.72 | 0.34 | 0.32 | 0.32 | 0.32 | 0.29 | 0.24 | 0.19 | 0.16 | 0.11 | 0.1 | 0.1 | 0.13 | 0.15 | 0.15 | 0.15 | 0.18 | 0.23 | 0.27 | 0.33 | 0.38 | 0.42 | 0.42 | 0.39 | 0.34 | 0.15 | 0.14 | 0.14 | 0.14 | 0.14 | 0.15 | 0.14 | 0.13 | 0.11 | 0.12 | 0.14 | 0.15 | 0.15 | 0.16 | 0.16 | 0.13 | 0.12 | 0.15 | 0.19 | 0.21 | 0.22 | 0.16 | 0.17 | 0.17 | 0.13 | 0.13 | 0.12 | 0.14 | 0.14 | 0.14 | 0.14 | 0.13 | 0.12 | 0.12 | 0.12 | 0.13 | 0.13 | 0.12 | 0.12 | 0.12 | 0.13 | 0.14 | 0.16 | 0.15 | 0.17 | 0.15 | 0.14 | 0.14
OASIS_6_CREST |  | Solar_1Axis | Solar Tracking | CISO | South | Socal | EO | 10.5 | 0 | 0 | 0 | 0 | 0 | 0 | 0.01 | 1.26 | 4.93 | 6.41 | 6.35 | 6.24 | 6.17 | 6.19 | 5.6 | 4.04 | 0.68 | 0 | 0 | 0 | 0 | 0 | 0 | 0 | 0 | 0 | 0 | 0 | 0 | 0 | 0.07 | 2.75 | 6.68 | 7.38 | 7.22 | 7.16 | 7.12 | 6.87 | 6.7 | 6.09 | 2.59 | 0.1 | 0 | 0 | 0 | 0 | 0 | 0 | 0 | 0 | 0 | 0 | 0 | 0 | 0.02 | 1.8 | 6.24 | 7.66 | 7.69 | 7.53 | 7.45 | 7.42 | 7.05 | 6.5 | 4.85 | 1.82 | 0.29 | 0 | 0 | 0 | 0 | 0 | 0 | 0 | 0 | 0 | 0 | 0 | 0.32 | 3.84 | 7.52 | 8.04 | 8.37 | 8.35 | 8.4 | 8.31 | 8.22 | 7.92 | 7.47 | 6.05 | 1.91 | 0.03 | 0 | 0 | 0 | 0 | 0 | 0 | 0 | 0 | 0 | 0.01 | 1.56 | 5.75 | 7.9 | 8.55 | 8.83 | 8.91 | 8.94 | 8.9 | 8.75 | 8.54 | 8.14 | 7.14 | 3.45 | 0.27 | 0 | 0 | 0 | 0 | 0 | 0 | 0 | 0 | 0 | 0.03 | 1.91 | 5.84 | 7.8 | 8.48 | 8.87 | 9.04 | 8.98 | 8.98 | 8.84 | 8.6 | 8.25 | 7.45 | 4.46 | 0.72 | 0 | 0 | 0 | 0 | 0 | 0 | 0 | 0 | 0 | 0 | 0.85 | 4.49 | 7.2 | 8.28 | 8.72 | 8.89 | 8.81 | 8.7 | 8.63 | 8.42 | 7.99 | 6.91 | 3.96 | 0.59 | 0 | 0 | 0 | 0 | 0 | 0 | 0 | 0 | 0 | 0 | 0.33 | 3.6 | 7.07 | 8.28 | 8.72 | 8.94 | 8.97 | 8.77 | 8.34 | 8.15 | 7.49 | 5.96 | 2.13 | 0.06 | 0 | 0 | 0 | 0 | 0 | 0 | 0 | 0 | 0 | 0 | 0.05 | 2.4 | 6.14 | 7.56 | 8.1 | 8.25 | 8.39 | 8.23 | 8 | 7.48 | 6.78 | 3.6 | 0.32 | 0 | 0 | 0 | 0 | 0 | 0 | 0 | 0 | 0 | 0 | 0 | 0 | 1.05 | 5.18 | 6.92 | 7.28 | 7.39 | 7.37 | 7.3 | 7.41 | 6.93 | 5.23 | 1.14 | 0 | 0 | 0 | 0 | 0 | 0 | 0 | 0 | 0 | 0 | 0 | 0 | 0.17 | 2.94 | 6.14 | 6.89 | 6.76 | 6.57 | 6.68 | 6.64 | 6.1 | 3.59 | 0.33 | 0 | 0 | 0 | 0 | 0 | 0 | 0 | 0 | 0 | 0 | 0 | 0 | 0 | 0.01 | 1.39 | 4.38 | 5.48 | 5.41 | 5.2 | 5.41 | 5.33 | 4.91 | 2.68 | 0.22 | 0 | 0 | 0 | 0 | 0 | 0 | 0
OASIS_6_GBDSR4 |  | Solar_1Axis | Solar Tracking | CISO | South | Socal | FC | 3 | 0 | 0 | 0 | 0 | 0 | 0 | 0 | 0.36 | 1.41 | 1.83 | 1.81 | 1.78 | 1.76 | 1.77 | 1.6 | 1.16 | 0.19 | 0 | 0 | 0 | 0 | 0 | 0 | 0 | 0 | 0 | 0 | 0 | 0 | 0 | 0.02 | 0.78 | 1.91 | 2.11 | 2.06 | 2.05 | 2.03 | 1.96 | 1.91 | 1.74 | 0.74 | 0.03 | 0 | 0 | 0 | 0 | 0 | 0 | 0 | 0 | 0 | 0 | 0 | 0 | 0 | 0.51 | 1.78 | 2.19 | 2.2 | 2.15 | 2.13 | 2.12 | 2.01 | 1.86 | 1.39 | 0.52 | 0.08 | 0 | 0 | 0 | 0 | 0 | 0 | 0 | 0 | 0 | 0 | 0 | 0.09 | 1.1 | 2.15 | 2.3 | 2.39 | 2.39 | 2.4 | 2.37 | 2.35 | 2.26 | 2.13 | 1.73 | 0.55 | 0.01 | 0 | 0 | 0 | 0 | 0 | 0 | 0 | 0 | 0 | 0 | 0.44 | 1.64 | 2.26 | 2.44 | 2.52 | 2.55 | 2.55 | 2.54 | 2.5 | 2.44 | 2.33 | 2.04 | 0.98 | 0.08 | 0 | 0 | 0 | 0 | 0 | 0 | 0 | 0 | 0 | 0.01 | 0.55 | 1.67 | 2.23 | 2.42 | 2.53 | 2.58 | 2.57 | 2.57 | 2.53 | 2.46 | 2.36 | 2.13 | 1.27 | 0.21 | 0 | 0 | 0 | 0 | 0 | 0 | 0 | 0 | 0 | 0 | 0.24 | 1.28 | 2.06 | 2.36 | 2.49 | 2.54 | 2.52 | 2.49 | 2.47 | 2.41 | 2.28 | 1.97 | 1.13 | 0.17 | 0 | 0 | 0 | 0 | 0 | 0 | 0 | 0 | 0 | 0 | 0.09 | 1.03 | 2.02 | 2.36 | 2.49 | 2.55 | 2.56 | 2.51 | 2.38 | 2.33 | 2.14 | 1.7 | 0.61 | 0.02 | 0 | 0 | 0 | 0 | 0 | 0 | 0 | 0 | 0 | 0 | 0.01 | 0.69 | 1.75 | 2.16 | 2.32 | 2.36 | 2.4 | 2.35 | 2.29 | 2.14 | 1.94 | 1.03 | 0.09 | 0 | 0 | 0 | 0 | 0 | 0 | 0 | 0 | 0 | 0 | 0 | 0 | 0.3 | 1.48 | 1.98 | 2.08 | 2.11 | 2.11 | 2.09 | 2.12 | 1.98 | 1.49 | 0.33 | 0 | 0 | 0 | 0 | 0 | 0 | 0 | 0 | 0 | 0 | 0 | 0 | 0.05 | 0.84 | 1.75 | 1.97 | 1.93 | 1.88 | 1.91 | 1.9 | 1.74 | 1.02 | 0.1 | 0 | 0 | 0 | 0 | 0 | 0 | 0 | 0 | 0 | 0 | 0 | 0 | 0 | 0 | 0.4 | 1.25 | 1.57 | 1.54 | 1.49 | 1.55 | 1.52 | 1.4 | 0.77 | 0.06 | 0 | 0 | 0 | 0 | 0 | 0 | 0
OASIS_6_SOLAR1 |  | Solar_2Axis | Solar Tracking | CISO | South | Socal | EO | 1.5 | 0 | 0 | 0 | 0 | 0 | 0 | 0 | 0.18 | 0.7 | 0.92 | 0.91 | 0.89 | 0.88 | 0.88 | 0.8 | 0.58 | 0.1 | 0 | 0 | 0 | 0 | 0 | 0 | 0 | 0 | 0 | 0 | 0 | 0 | 0 | 0.01 | 0.39 | 0.95 | 1.05 | 1.03 | 1.02 | 1.02 | 0.98 | 0.96 | 0.87 | 0.37 | 0.01 | 0 | 0 | 0 | 0 | 0 | 0 | 0 | 0 | 0 | 0 | 0 | 0 | 0 | 0.26 | 0.89 | 1.09 | 1.1 | 1.08 | 1.06 | 1.06 | 1.01 | 0.93 | 0.69 | 0.26 | 0.04 | 0 | 0 | 0 | 0 | 0 | 0 | 0 | 0 | 0 | 0 | 0 | 0.05 | 0.55 | 1.07 | 1.15 | 1.2 | 1.19 | 1.2 | 1.19 | 1.17 | 1.13 | 1.07 | 0.86 | 0.27 | 0 | 0 | 0 | 0 | 0 | 0 | 0 | 0 | 0 | 0 | 0 | 0.22 | 0.82 | 1.13 | 1.22 | 1.26 | 1.27 | 1.28 | 1.27 | 1.25 | 1.22 | 1.16 | 1.02 | 0.49 | 0.04 | 0 | 0 | 0 | 0 | 0 | 0 | 0 | 0 | 0 | 0 | 0.27 | 0.83 | 1.11 | 1.21 | 1.27 | 1.29 | 1.28 | 1.28 | 1.26 | 1.23 | 1.18 | 1.06 | 0.64 | 0.1 | 0 | 0 | 0 | 0 | 0 | 0 | 0 | 0 | 0 | 0 | 0.12 | 0.64 | 1.03 | 1.18 | 1.25 | 1.27 | 1.26 | 1.24 | 1.23 | 1.2 | 1.14 | 0.99 | 0.57 | 0.08 | 0 | 0 | 0 | 0 | 0 | 0 | 0 | 0 | 0 | 0 | 0.05 | 0.51 | 1.01 | 1.18 | 1.25 | 1.28 | 1.28 | 1.25 | 1.19 | 1.16 | 1.07 | 0.85 | 0.3 | 0.01 | 0 | 0 | 0 | 0 | 0 | 0 | 0 | 0 | 0 | 0 | 0.01 | 0.34 | 0.88 | 1.08 | 1.16 | 1.18 | 1.2 | 1.18 | 1.14 | 1.07 | 0.97 | 0.51 | 0.05 | 0 | 0 | 0 | 0 | 0 | 0 | 0 | 0 | 0 | 0 | 0 | 0 | 0.15 | 0.74 | 0.99 | 1.04 | 1.06 | 1.05 | 1.04 | 1.06 | 0.99 | 0.75 | 0.16 | 0 | 0 | 0 | 0 | 0 | 0 | 0 | 0 | 0 | 0 | 0 | 0 | 0.02 | 0.42 | 0.88 | 0.98 | 0.97 | 0.94 | 0.95 | 0.95 | 0.87 | 0.51 | 0.05 | 0 | 0 | 0 | 0 | 0 | 0 | 0 | 0 | 0 | 0 | 0 | 0 | 0 | 0 | 0.2 | 0.63 | 0.78 | 0.77 | 0.74 | 0.77 | 0.76 | 0.7 | 0.38 | 0.03 | 0 | 0 | 0 | 0 | 0 | 0 | 0
OASIS_6_SOLAR2 |  | Solar_1Axis | Solar Tracking | CISO | South | Socal | FC | 20 | 0 | 0 | 0 | 0 | 0 | 0 | 0.01 | 2.4 | 9.38 | 12.22 | 12.1 | 11.88 | 11.75 | 11.78 | 10.67 | 7.7 | 1.3 | 0 | 0 | 0 | 0 | 0 | 0 | 0 | 0 | 0 | 0 | 0 | 0 | 0 | 0.14 | 5.23 | 12.73 | 14.07 | 13.76 | 13.64 | 13.56 | 13.08 | 12.76 | 11.6 | 4.93 | 0.2 | 0 | 0 | 0 | 0 | 0 | 0 | 0 | 0 | 0 | 0 | 0 | 0 | 0.03 | 3.42 | 11.89 | 14.59 | 14.65 | 14.35 | 14.2 | 14.13 | 13.42 | 12.38 | 9.24 | 3.47 | 0.56 | 0 | 0 | 0 | 0 | 0 | 0 | 0 | 0 | 0 | 0 | 0 | 0.61 | 7.31 | 14.32 | 15.31 | 15.95 | 15.9 | 16 | 15.83 | 15.65 | 15.08 | 14.22 | 11.53 | 3.65 | 0.06 | 0 | 0 | 0 | 0 | 0 | 0 | 0 | 0 | 0 | 0.01 | 2.97 | 10.95 | 15.04 | 16.29 | 16.83 | 16.97 | 17.03 | 16.95 | 16.67 | 16.26 | 15.51 | 13.6 | 6.57 | 0.52 | 0 | 0 | 0 | 0 | 0 | 0 | 0 | 0 | 0 | 0.05 | 3.64 | 11.13 | 14.86 | 16.15 | 16.89 | 17.21 | 17.1 | 17.1 | 16.84 | 16.39 | 15.71 | 14.19 | 8.49 | 1.38 | 0 | 0 | 0 | 0 | 0 | 0 | 0 | 0 | 0 | 0 | 1.62 | 8.55 | 13.71 | 15.76 | 16.6 | 16.93 | 16.77 | 16.58 | 16.43 | 16.04 | 15.22 | 13.16 | 7.55 | 1.13 | 0 | 0 | 0 | 0 | 0 | 0 | 0 | 0 | 0 | 0 | 0.62 | 6.85 | 13.46 | 15.77 | 16.61 | 17.03 | 17.09 | 16.71 | 15.88 | 15.52 | 14.26 | 11.36 | 4.06 | 0.11 | 0 | 0 | 0 | 0 | 0 | 0 | 0 | 0 | 0 | 0 | 0.1 | 4.57 | 11.7 | 14.41 | 15.44 | 15.72 | 15.98 | 15.69 | 15.24 | 14.26 | 12.92 | 6.86 | 0.61 | 0 | 0 | 0 | 0 | 0 | 0 | 0 | 0 | 0 | 0 | 0 | 0 | 2 | 9.87 | 13.19 | 13.87 | 14.07 | 14.04 | 13.9 | 14.11 | 13.2 | 9.95 | 2.17 | 0 | 0 | 0 | 0 | 0 | 0 | 0 | 0 | 0 | 0 | 0 | 0 | 0.31 | 5.59 | 11.69 | 13.13 | 12.87 | 12.51 | 12.71 | 12.64 | 11.63 | 6.83 | 0.63 | 0 | 0 | 0 | 0 | 0 | 0 | 0 | 0 | 0 | 0 | 0 | 0 | 0 | 0.02 | 2.65 | 8.33 | 10.45 | 10.3 | 9.9 | 10.31 | 10.15 | 9.35 | 5.11 | 0.42 | 0 | 0 | 0 | 0 | 0 | 0 | 0
OASIS_6_SOLAR3 |  | Solar_1Axis | Solar Tracking | CISO | South | Socal | EO | 3 | 0 | 0 | 0 | 0 | 0 | 0 | 0 | 0.36 | 1.41 | 1.83 | 1.81 | 1.78 | 1.76 | 1.77 | 1.6 | 1.16 | 0.19 | 0 | 0 | 0 | 0 | 0 | 0 | 0 | 0 | 0 | 0 | 0 | 0 | 0 | 0.02 | 0.78 | 1.91 | 2.11 | 2.06 | 2.05 | 2.03 | 1.96 | 1.91 | 1.74 | 0.74 | 0.03 | 0 | 0 | 0 | 0 | 0 | 0 | 0 | 0 | 0 | 0 | 0 | 0 | 0 | 0.51 | 1.78 | 2.19 | 2.2 | 2.15 | 2.13 | 2.12 | 2.01 | 1.86 | 1.39 | 0.52 | 0.08 | 0 | 0 | 0 | 0 | 0 | 0 | 0 | 0 | 0 | 0 | 0 | 0.09 | 1.1 | 2.15 | 2.3 | 2.39 | 2.39 | 2.4 | 2.37 | 2.35 | 2.26 | 2.13 | 1.73 | 0.55 | 0.01 | 0 | 0 | 0 | 0 | 0 | 0 | 0 | 0 | 0 | 0 | 0.44 | 1.64 | 2.26 | 2.44 | 2.52 | 2.55 | 2.55 | 2.54 | 2.5 | 2.44 | 2.33 | 2.04 | 0.98 | 0.08 | 0 | 0 | 0 | 0 | 0 | 0 | 0 | 0 | 0 | 0.01 | 0.55 | 1.67 | 2.23 | 2.42 | 2.53 | 2.58 | 2.57 | 2.57 | 2.53 | 2.46 | 2.36 | 2.13 | 1.27 | 0.21 | 0 | 0 | 0 | 0 | 0 | 0 | 0 | 0 | 0 | 0 | 0.24 | 1.28 | 2.06 | 2.36 | 2.49 | 2.54 | 2.52 | 2.49 | 2.47 | 2.41 | 2.28 | 1.97 | 1.13 | 0.17 | 0 | 0 | 0 | 0 | 0 | 0 | 0 | 0 | 0 | 0 | 0.09 | 1.03 | 2.02 | 2.36 | 2.49 | 2.55 | 2.56 | 2.51 | 2.38 | 2.33 | 2.14 | 1.7 | 0.61 | 0.02 | 0 | 0 | 0 | 0 | 0 | 0 | 0 | 0 | 0 | 0 | 0.01 | 0.69 | 1.75 | 2.16 | 2.32 | 2.36 | 2.4 | 2.35 | 2.29 | 2.14 | 1.94 | 1.03 | 0.09 | 0 | 0 | 0 | 0 | 0 | 0 | 0 | 0 | 0 | 0 | 0 | 0 | 0.3 | 1.48 | 1.98 | 2.08 | 2.11 | 2.11 | 2.09 | 2.12 | 1.98 | 1.49 | 0.33 | 0 | 0 | 0 | 0 | 0 | 0 | 0 | 0 | 0 | 0 | 0 | 0 | 0.05 | 0.84 | 1.75 | 1.97 | 1.93 | 1.88 | 1.91 | 1.9 | 1.74 | 1.02 | 0.1 | 0 | 0 | 0 | 0 | 0 | 0 | 0 | 0 | 0 | 0 | 0 | 0 | 0 | 0 | 0.4 | 1.25 | 1.57 | 1.54 | 1.49 | 1.55 | 1.52 | 1.4 | 0.77 | 0.06 | 0 | 0 | 0 | 0 | 0 | 0 | 0
OBERON_5_O1SSR3 |  | Paired_Solar_1Axis | Solar Tracking | CISO | South | Socal | ID | 100 | 0 | 0 | 0 | 0 | 0 | 0 | 0.05 | 11.98 | 46.92 | 61.09 | 60.48 | 59.41 | 58.77 | 58.91 | 53.36 | 38.5 | 6.5 | 0 | 0 | 0 | 0 | 0 | 0 | 0 | 0 | 0 | 0 | 0 | 0 | 0 | 0.69 | 26.16 | 63.64 | 70.33 | 68.79 | 68.19 | 67.81 | 65.39 | 63.79 | 57.98 | 24.63 | 0.99 | 0 | 0 | 0 | 0 | 0 | 0 | 0 | 0 | 0 | 0 | 0 | 0 | 0.15 | 17.11 | 59.44 | 72.97 | 73.23 | 71.74 | 70.99 | 70.67 | 67.12 | 61.89 | 46.18 | 17.37 | 2.81 | 0 | 0 | 0 | 0 | 0 | 0 | 0 | 0 | 0 | 0 | 0 | 3.06 | 36.53 | 71.58 | 76.56 | 79.73 | 79.5 | 80.01 | 79.16 | 78.24 | 75.4 | 71.1 | 57.64 | 18.23 | 0.29 | 0 | 0 | 0 | 0 | 0 | 0 | 0 | 0 | 0 | 0.06 | 14.83 | 54.76 | 75.22 | 81.46 | 84.13 | 84.85 | 85.13 | 84.76 | 83.33 | 81.32 | 77.54 | 68.01 | 32.83 | 2.6 | 0 | 0 | 0 | 0 | 0 | 0 | 0 | 0 | 0 | 0.24 | 18.21 | 55.64 | 74.3 | 80.74 | 84.44 | 86.06 | 85.5 | 85.52 | 84.19 | 81.95 | 78.55 | 70.95 | 42.44 | 6.89 | 0 | 0 | 0 | 0 | 0 | 0 | 0 | 0 | 0 | 0 | 8.08 | 42.76 | 68.55 | 78.82 | 83.02 | 84.65 | 83.87 | 82.89 | 82.17 | 80.19 | 76.08 | 65.8 | 37.73 | 5.64 | 0 | 0 | 0 | 0 | 0 | 0 | 0 | 0 | 0 | 0 | 3.1 | 34.25 | 67.29 | 78.83 | 83.05 | 85.15 | 85.45 | 83.54 | 79.42 | 77.58 | 71.3 | 56.79 | 20.3 | 0.56 | 0 | 0 | 0 | 0 | 0 | 0 | 0 | 0 | 0 | 0 | 0.49 | 22.84 | 58.48 | 72.04 | 77.18 | 78.59 | 79.9 | 78.43 | 76.21 | 71.28 | 64.61 | 34.3 | 3.05 | 0 | 0 | 0 | 0 | 0 | 0 | 0 | 0 | 0 | 0 | 0 | 0 | 10 | 49.34 | 65.94 | 69.37 | 70.37 | 70.2 | 69.52 | 70.56 | 66 | 49.77 | 10.84 | 0.01 | 0 | 0 | 0 | 0 | 0 | 0 | 0 | 0 | 0 | 0 | 0 | 1.57 | 27.96 | 58.45 | 65.64 | 64.37 | 62.56 | 63.57 | 63.2 | 58.14 | 34.15 | 3.17 | 0 | 0 | 0 | 0 | 0 | 0 | 0 | 0 | 0 | 0 | 0 | 0 | 0 | 0.11 | 13.23 | 41.67 | 52.23 | 51.48 | 49.52 | 51.55 | 50.73 | 46.74 | 25.54 | 2.1 | 0 | 0 | 0 | 0 | 0 | 0 | 0
OBERON_5_O1SSX2 |  | Paired_Solar_1Axis | Solar Tracking | CISO | South | Socal | ID | 150 | 0 | 0 | 0 | 0 | 0 | 0 | 0.07 | 17.97 | 70.38 | 91.63 | 90.72 | 89.11 | 88.15 | 88.36 | 80.04 | 57.76 | 9.74 | 0 | 0 | 0 | 0 | 0 | 0 | 0 | 0 | 0 | 0 | 0 | 0 | 0 | 1.03 | 39.23 | 95.47 | 105.49 | 103.18 | 102.28 | 101.71 | 98.08 | 95.69 | 86.98 | 36.95 | 1.48 | 0 | 0 | 0 | 0 | 0 | 0 | 0 | 0 | 0 | 0 | 0 | 0 | 0.22 | 25.66 | 89.16 | 109.45 | 109.84 | 107.61 | 106.49 | 106 | 100.68 | 92.83 | 69.27 | 26.06 | 4.21 | 0 | 0 | 0 | 0 | 0 | 0 | 0 | 0 | 0 | 0 | 0 | 4.59 | 54.8 | 107.36 | 114.84 | 119.59 | 119.25 | 120.01 | 118.74 | 117.36 | 113.1 | 106.65 | 86.46 | 27.34 | 0.44 | 0 | 0 | 0 | 0 | 0 | 0 | 0 | 0 | 0 | 0.09 | 22.24 | 82.14 | 112.83 | 122.2 | 126.2 | 127.27 | 127.69 | 127.15 | 124.99 | 121.97 | 116.31 | 102.01 | 49.25 | 3.9 | 0 | 0 | 0 | 0 | 0 | 0 | 0 | 0 | 0 | 0.36 | 27.32 | 83.46 | 111.45 | 121.11 | 126.67 | 129.09 | 128.25 | 128.28 | 126.28 | 122.92 | 117.82 | 106.42 | 63.66 | 10.33 | 0.01 | 0 | 0 | 0 | 0 | 0 | 0 | 0 | 0 | 0.01 | 12.12 | 64.15 | 102.82 | 118.23 | 124.53 | 126.97 | 125.8 | 124.33 | 123.26 | 120.28 | 114.13 | 98.7 | 56.59 | 8.46 | 0 | 0 | 0 | 0 | 0 | 0 | 0 | 0 | 0 | 0 | 4.64 | 51.38 | 100.94 | 118.25 | 124.58 | 127.73 | 128.18 | 125.3 | 119.14 | 116.37 | 106.96 | 85.19 | 30.45 | 0.84 | 0 | 0 | 0 | 0 | 0 | 0 | 0 | 0 | 0 | 0 | 0.74 | 34.27 | 87.72 | 108.06 | 115.77 | 117.89 | 119.85 | 117.64 | 114.31 | 106.91 | 96.91 | 51.44 | 4.57 | 0 | 0 | 0 | 0 | 0 | 0 | 0 | 0 | 0 | 0 | 0 | 0.01 | 14.99 | 74.01 | 98.92 | 104.06 | 105.55 | 105.3 | 104.28 | 105.85 | 99 | 74.65 | 16.26 | 0.01 | 0 | 0 | 0 | 0 | 0 | 0 | 0 | 0 | 0 | 0 | 0 | 2.36 | 41.94 | 87.67 | 98.46 | 96.56 | 93.83 | 95.36 | 94.81 | 87.21 | 51.22 | 4.75 | 0 | 0 | 0 | 0 | 0 | 0 | 0 | 0 | 0 | 0 | 0 | 0 | 0 | 0.16 | 19.84 | 62.5 | 78.34 | 77.22 | 74.28 | 77.32 | 76.1 | 70.11 | 38.31 | 3.15 | 0 | 0 | 0 | 0 | 0 | 0 | 0
OBERON_5_O2SSR4 |  | Paired_Solar_1Axis | Solar Tracking | CISO | South | Socal | ID | 125 | 0 | 0 | 0 | 0 | 0 | 0 | 0.06 | 14.97 | 58.65 | 76.36 | 75.6 | 74.26 | 73.46 | 73.64 | 66.7 | 48.13 | 8.12 | 0 | 0 | 0 | 0 | 0 | 0 | 0 | 0 | 0 | 0 | 0 | 0 | 0 | 0.86 | 32.69 | 79.56 | 87.91 | 85.99 | 85.23 | 84.76 | 81.74 | 79.74 | 72.48 | 30.79 | 1.23 | 0 | 0 | 0 | 0 | 0 | 0 | 0 | 0 | 0 | 0 | 0 | 0 | 0.19 | 21.38 | 74.3 | 91.21 | 91.53 | 89.67 | 88.74 | 88.33 | 83.9 | 77.36 | 57.73 | 21.71 | 3.51 | 0 | 0 | 0 | 0 | 0 | 0 | 0 | 0 | 0 | 0 | 0 | 3.83 | 45.67 | 89.47 | 95.7 | 99.66 | 99.38 | 100.01 | 98.95 | 97.8 | 94.25 | 88.87 | 72.05 | 22.78 | 0.37 | 0 | 0 | 0 | 0 | 0 | 0 | 0 | 0 | 0 | 0.07 | 18.54 | 68.45 | 94.03 | 101.83 | 105.16 | 106.06 | 106.41 | 105.96 | 104.16 | 101.64 | 96.92 | 85.01 | 41.04 | 3.25 | 0 | 0 | 0 | 0 | 0 | 0 | 0 | 0 | 0 | 0.3 | 22.77 | 69.55 | 92.88 | 100.92 | 105.56 | 107.57 | 106.88 | 106.9 | 105.24 | 102.44 | 98.18 | 88.68 | 53.05 | 8.61 | 0 | 0 | 0 | 0 | 0 | 0 | 0 | 0 | 0 | 0.01 | 10.1 | 53.46 | 85.68 | 98.52 | 103.78 | 105.81 | 104.83 | 103.61 | 102.71 | 100.23 | 95.11 | 82.25 | 47.16 | 7.05 | 0 | 0 | 0 | 0 | 0 | 0 | 0 | 0 | 0 | 0 | 3.87 | 42.82 | 84.11 | 98.54 | 103.82 | 106.44 | 106.82 | 104.42 | 99.28 | 96.98 | 89.13 | 70.99 | 25.38 | 0.7 | 0 | 0 | 0 | 0 | 0 | 0 | 0 | 0 | 0 | 0 | 0.62 | 28.56 | 73.1 | 90.05 | 96.47 | 98.24 | 99.88 | 98.04 | 95.26 | 89.1 | 80.76 | 42.87 | 3.81 | 0 | 0 | 0 | 0 | 0 | 0 | 0 | 0 | 0 | 0 | 0 | 0.01 | 12.49 | 61.67 | 82.43 | 86.72 | 87.96 | 87.75 | 86.9 | 88.21 | 82.5 | 62.21 | 13.55 | 0.01 | 0 | 0 | 0 | 0 | 0 | 0 | 0 | 0 | 0 | 0 | 0 | 1.96 | 34.95 | 73.06 | 82.05 | 80.47 | 78.2 | 79.47 | 79.01 | 72.67 | 42.69 | 3.96 | 0 | 0 | 0 | 0 | 0 | 0 | 0 | 0 | 0 | 0 | 0 | 0 | 0 | 0.13 | 16.53 | 52.09 | 65.28 | 64.35 | 61.9 | 64.43 | 63.42 | 58.43 | 31.92 | 2.63 | 0 | 0 | 0 | 0 | 0 | 0 | 0
OBERON_5_O2SSR5 |  | Paired_Solar_1Axis | Solar Tracking | CISO | South | Socal | ID | 125 | 0 | 0 | 0 | 0 | 0 | 0 | 0.06 | 14.97 | 58.65 | 76.36 | 75.6 | 74.26 | 73.46 | 73.64 | 66.7 | 48.13 | 8.12 | 0 | 0 | 0 | 0 | 0 | 0 | 0 | 0 | 0 | 0 | 0 | 0 | 0 | 0.86 | 32.69 | 79.56 | 87.91 | 85.99 | 85.23 | 84.76 | 81.74 | 79.74 | 72.48 | 30.79 | 1.23 | 0 | 0 | 0 | 0 | 0 | 0 | 0 | 0 | 0 | 0 | 0 | 0 | 0.19 | 21.38 | 74.3 | 91.21 | 91.53 | 89.67 | 88.74 | 88.33 | 83.9 | 77.36 | 57.73 | 21.71 | 3.51 | 0 | 0 | 0 | 0 | 0 | 0 | 0 | 0 | 0 | 0 | 0 | 3.83 | 45.67 | 89.47 | 95.7 | 99.66 | 99.38 | 100.01 | 98.95 | 97.8 | 94.25 | 88.87 | 72.05 | 22.78 | 0.37 | 0 | 0 | 0 | 0 | 0 | 0 | 0 | 0 | 0 | 0.07 | 18.54 | 68.45 | 94.03 | 101.83 | 105.16 | 106.06 | 106.41 | 105.96 | 104.16 | 101.64 | 96.92 | 85.01 | 41.04 | 3.25 | 0 | 0 | 0 | 0 | 0 | 0 | 0 | 0 | 0 | 0.3 | 22.77 | 69.55 | 92.88 | 100.92 | 105.56 | 107.57 | 106.88 | 106.9 | 105.24 | 102.44 | 98.18 | 88.68 | 53.05 | 8.61 | 0 | 0 | 0 | 0 | 0 | 0 | 0 | 0 | 0 | 0.01 | 10.1 | 53.46 | 85.68 | 98.52 | 103.78 | 105.81 | 104.83 | 103.61 | 102.71 | 100.23 | 95.11 | 82.25 | 47.16 | 7.05 | 0 | 0 | 0 | 0 | 0 | 0 | 0 | 0 | 0 | 0 | 3.87 | 42.82 | 84.11 | 98.54 | 103.82 | 106.44 | 106.82 | 104.42 | 99.28 | 96.98 | 89.13 | 70.99 | 25.38 | 0.7 | 0 | 0 | 0 | 0 | 0 | 0 | 0 | 0 | 0 | 0 | 0.62 | 28.56 | 73.1 | 90.05 | 96.47 | 98.24 | 99.88 | 98.04 | 95.26 | 89.1 | 80.76 | 42.87 | 3.81 | 0 | 0 | 0 | 0 | 0 | 0 | 0 | 0 | 0 | 0 | 0 | 0.01 | 12.49 | 61.67 | 82.43 | 86.72 | 87.96 | 87.75 | 86.9 | 88.21 | 82.5 | 62.21 | 13.55 | 0.01 | 0 | 0 | 0 | 0 | 0 | 0 | 0 | 0 | 0 | 0 | 0 | 1.96 | 34.95 | 73.06 | 82.05 | 80.47 | 78.2 | 79.47 | 79.01 | 72.67 | 42.69 | 3.96 | 0 | 0 | 0 | 0 | 0 | 0 | 0 | 0 | 0 | 0 | 0 | 0 | 0 | 0.13 | 16.53 | 52.09 | 65.28 | 64.35 | 61.9 | 64.43 | 63.42 | 58.43 | 31.92 | 2.63 | 0 | 0 | 0 | 0 | 0 | 0 | 0
OCTILO_5_WIND |  | Wind | Wind | CISO | South | Socal | FC | 265 | 13.91 | 14.73 | 13.88 | 13.23 | 14.79 | 14.38 | 14.75 | 13.53 | 11.76 | 13.34 | 11.86 | 12.99 | 14.59 | 13.31 | 14.68 | 14.64 | 12.52 | 12.08 | 14.45 | 13.65 | 13.46 | 14.78 | 12.75 | 13.46 | 25.69 | 24.49 | 28.1 | 27.39 | 23.13 | 24.52 | 24.14 | 19.79 | 20.69 | 22.85 | 28.46 | 29.48 | 26.58 | 24.6 | 31.4 | 32.18 | 31.56 | 32.99 | 31.17 | 33.91 | 38.92 | 33.62 | 29.58 | 29.1 | 28.61 | 26.87 | 23.56 | 23.35 | 23.82 | 23.74 | 23.8 | 19.58 | 15.13 | 15.08 | 15.35 | 17.36 | 21.06 | 22.73 | 25.68 | 25.05 | 33.56 | 35.72 | 33.68 | 36.21 | 35.1 | 36 | 29.69 | 28.13 | 97.87 | 101.5 | 92.72 | 84.8 | 79.3 | 70.89 | 58.47 | 48.24 | 35.22 | 31.37 | 31.14 | 31.04 | 30.22 | 35.26 | 52.88 | 73.06 | 86.83 | 97.51 | 104.63 | 106.92 | 106.94 | 107.88 | 102.84 | 102.79 | 114.46 | 108.49 | 103.7 | 103.65 | 91.29 | 73.37 | 56.21 | 42.28 | 31.34 | 23.38 | 17.57 | 16.93 | 14.51 | 20.11 | 33.46 | 54.04 | 84.27 | 100.89 | 113.96 | 109.88 | 111.03 | 117.26 | 115.56 | 118.08 | 117.76 | 114.94 | 106.91 | 97.62 | 89.11 | 71.93 | 56.26 | 41.33 | 25.39 | 18.39 | 13.19 | 15.36 | 16.62 | 19.53 | 32.09 | 51.3 | 74.04 | 87.46 | 100.47 | 112.64 | 123.01 | 122.6 | 121.15 | 122.05 | 110.87 | 104.17 | 98.24 | 86.53 | 71.7 | 61.64 | 45.82 | 29.61 | 15.08 | 10.06 | 8.61 | 10.17 | 13.53 | 19.83 | 32.41 | 48.34 | 69.47 | 88.3 | 102.06 | 111.41 | 120.59 | 123.54 | 119.66 | 115.37 | 99.26 | 96.24 | 88.32 | 75.5 | 60.83 | 53.03 | 39.01 | 28.13 | 17.27 | 11.82 | 9.26 | 10.29 | 13.93 | 19.62 | 30.14 | 43.96 | 60.31 | 77.33 | 87.12 | 105.64 | 112.02 | 111.64 | 108 | 103 | 50.07 | 46.15 | 41.82 | 32.56 | 26.8 | 19.39 | 15.56 | 10.75 | 8.96 | 9 | 10.32 | 13.73 | 15.94 | 18.94 | 23.52 | 29.04 | 32.84 | 43.31 | 53.02 | 63.64 | 63.69 | 63.59 | 59.76 | 54.63 | 26.1 | 24.19 | 24.53 | 24.15 | 22.13 | 18.2 | 14.68 | 12.16 | 8.12 | 7.29 | 7.8 | 9.73 | 11.48 | 11.51 | 11.69 | 13.49 | 17.21 | 20.56 | 24.81 | 28.57 | 31.54 | 32.09 | 29.67 | 25.53 | 11.69 | 10.35 | 10.59 | 10.76 | 10.91 | 11.07 | 10.57 | 9.51 | 8.66 | 9.45 | 10.29 | 11.72 | 11.13 | 11.77 | 11.87 | 9.93 | 9.02 | 11.47 | 14.42 | 15.55 | 16.56 | 12.29 | 13.02 | 12.55 | 9.87 | 9.59 | 9.41 | 10.8 | 10.57 | 10.74 | 10.65 | 9.92 | 9.29 | 9.26 | 9.2 | 10.05 | 9.98 | 9.23 | 8.79 | 9.22 | 10.21 | 10.76 | 12.17 | 11.4 | 12.91 | 11.61 | 10.96 | 10.87
OLDRV1_6_SOLAR |  | Solar_Fixed | Solar Fixed | CISO | North | Norcal | FC | 20 | 0 | 0 | 0 | 0 | 0 | 0 | 0 | 0.62 | 4.32 | 8.46 | 10.65 | 11.16 | 11.64 | 10.25 | 9.63 | 6.57 | 1.54 | 0 | 0 | 0 | 0 | 0 | 0 | 0 | 0 | 0 | 0 | 0 | 0 | 0 | 0 | 2.29 | 8.92 | 12.29 | 13.48 | 13.8 | 14.15 | 13.34 | 12.42 | 10.08 | 5.11 | 0.37 | 0 | 0 | 0 | 0 | 0 | 0 | 0 | 0 | 0 | 0 | 0 | 0 | 0 | 1.27 | 6.87 | 11.2 | 13.42 | 13.72 | 13.62 | 13.13 | 12.3 | 10.96 | 8.45 | 2.99 | 0.64 | 0 | 0 | 0 | 0 | 0 | 0 | 0 | 0 | 0 | 0 | 0 | 0.12 | 3.56 | 10.04 | 13.58 | 15.15 | 15.75 | 16.26 | 15.98 | 15.91 | 15.2 | 13.45 | 10.25 | 3.94 | 0.17 | 0 | 0 | 0 | 0 | 0 | 0 | 0 | 0 | 0 | 0 | 1.13 | 6.54 | 11.45 | 14.42 | 15.87 | 16.49 | 16.45 | 16.45 | 16.44 | 15.82 | 14.1 | 11.43 | 5.99 | 0.81 | 0 | 0 | 0 | 0 | 0 | 0 | 0 | 0 | 0 | 0.01 | 1.73 | 7.29 | 11.94 | 14.68 | 16.3 | 17.12 | 17.39 | 17.52 | 17.15 | 16.48 | 14.73 | 11.97 | 7.29 | 1.81 | 0.02 | 0 | 0 | 0 | 0 | 0 | 0 | 0 | 0 | 0 | 0.86 | 6.19 | 11.74 | 14.99 | 16.71 | 17.59 | 17.89 | 17.73 | 17.35 | 16.49 | 14.88 | 12.07 | 7.26 | 1.59 | 0.01 | 0 | 0 | 0 | 0 | 0 | 0 | 0 | 0 | 0 | 0.17 | 3.85 | 10.19 | 14.05 | 16.15 | 17.07 | 17.25 | 17.23 | 16.91 | 16.06 | 14.11 | 10.38 | 4.21 | 0.28 | 0 | 0 | 0 | 0 | 0 | 0 | 0 | 0 | 0 | 0 | 0.01 | 2.15 | 8.56 | 12.94 | 15.13 | 15.95 | 16.28 | 16.1 | 15.77 | 14.91 | 12.36 | 6.96 | 1.06 | 0 | 0 | 0 | 0 | 0 | 0 | 0 | 0 | 0 | 0 | 0 | 0 | 0.69 | 6.13 | 11.18 | 13.3 | 13.98 | 14.18 | 14.06 | 13.66 | 12.34 | 8.97 | 2.73 | 0.02 | 0 | 0 | 0 | 0 | 0 | 0 | 0 | 0 | 0 | 0 | 0 | 0.02 | 2.43 | 8.25 | 11.58 | 12.9 | 13.15 | 13.08 | 12.33 | 10.81 | 6.18 | 0.82 | 0 | 0 | 0 | 0 | 0 | 0 | 0 | 0 | 0 | 0 | 0 | 0 | 0 | 0 | 0.78 | 4.5 | 7.85 | 9.68 | 10.34 | 9.89 | 8.93 | 8.22 | 4.24 | 0.52 | 0 | 0 | 0 | 0 | 0 | 0 | 0
OLIVEP_1_SOLAR |  | Solar_Fixed | Solar Fixed | CISO | North | Norcal | FC | 20 | 0 | 0 | 0 | 0 | 0 | 0 | 0 | 0.62 | 4.32 | 8.46 | 10.65 | 11.16 | 11.64 | 10.25 | 9.63 | 6.57 | 1.54 | 0 | 0 | 0 | 0 | 0 | 0 | 0 | 0 | 0 | 0 | 0 | 0 | 0 | 0 | 2.29 | 8.92 | 12.29 | 13.48 | 13.8 | 14.15 | 13.34 | 12.42 | 10.08 | 5.11 | 0.37 | 0 | 0 | 0 | 0 | 0 | 0 | 0 | 0 | 0 | 0 | 0 | 0 | 0 | 1.27 | 6.87 | 11.2 | 13.42 | 13.72 | 13.62 | 13.13 | 12.3 | 10.96 | 8.45 | 2.99 | 0.64 | 0 | 0 | 0 | 0 | 0 | 0 | 0 | 0 | 0 | 0 | 0 | 0.12 | 3.56 | 10.04 | 13.58 | 15.15 | 15.75 | 16.26 | 15.98 | 15.91 | 15.2 | 13.45 | 10.25 | 3.94 | 0.17 | 0 | 0 | 0 | 0 | 0 | 0 | 0 | 0 | 0 | 0 | 1.13 | 6.54 | 11.45 | 14.42 | 15.87 | 16.49 | 16.45 | 16.45 | 16.44 | 15.82 | 14.1 | 11.43 | 5.99 | 0.81 | 0 | 0 | 0 | 0 | 0 | 0 | 0 | 0 | 0 | 0.01 | 1.73 | 7.29 | 11.94 | 14.68 | 16.3 | 17.12 | 17.39 | 17.52 | 17.15 | 16.48 | 14.73 | 11.97 | 7.29 | 1.81 | 0.02 | 0 | 0 | 0 | 0 | 0 | 0 | 0 | 0 | 0 | 0.86 | 6.19 | 11.74 | 14.99 | 16.71 | 17.59 | 17.89 | 17.73 | 17.35 | 16.49 | 14.88 | 12.07 | 7.26 | 1.59 | 0.01 | 0 | 0 | 0 | 0 | 0 | 0 | 0 | 0 | 0 | 0.17 | 3.85 | 10.19 | 14.05 | 16.15 | 17.07 | 17.25 | 17.23 | 16.91 | 16.06 | 14.11 | 10.38 | 4.21 | 0.28 | 0 | 0 | 0 | 0 | 0 | 0 | 0 | 0 | 0 | 0 | 0.01 | 2.15 | 8.56 | 12.94 | 15.13 | 15.95 | 16.28 | 16.1 | 15.77 | 14.91 | 12.36 | 6.96 | 1.06 | 0 | 0 | 0 | 0 | 0 | 0 | 0 | 0 | 0 | 0 | 0 | 0 | 0.69 | 6.13 | 11.18 | 13.3 | 13.98 | 14.18 | 14.06 | 13.66 | 12.34 | 8.97 | 2.73 | 0.02 | 0 | 0 | 0 | 0 | 0 | 0 | 0 | 0 | 0 | 0 | 0 | 0.02 | 2.43 | 8.25 | 11.58 | 12.9 | 13.15 | 13.08 | 12.33 | 10.81 | 6.18 | 0.82 | 0 | 0 | 0 | 0 | 0 | 0 | 0 | 0 | 0 | 0 | 0 | 0 | 0 | 0 | 0.78 | 4.5 | 7.85 | 9.68 | 10.34 | 9.89 | 8.93 | 8.22 | 4.24 | 0.52 | 0 | 0 | 0 | 0 | 0 | 0 | 0
OLIVEP_1_SOLAR2 |  | Solar_Fixed | Solar Fixed | CISO | North | Norcal | FC | 19.75 | 0 | 0 | 0 | 0 | 0 | 0 | 0 | 0.61 | 4.27 | 8.35 | 10.52 | 11.02 | 11.5 | 10.12 | 9.51 | 6.48 | 1.52 | 0 | 0 | 0 | 0 | 0 | 0 | 0 | 0 | 0 | 0 | 0 | 0 | 0 | 0 | 2.27 | 8.81 | 12.14 | 13.31 | 13.63 | 13.98 | 13.17 | 12.26 | 9.96 | 5.04 | 0.36 | 0 | 0 | 0 | 0 | 0 | 0 | 0 | 0 | 0 | 0 | 0 | 0 | 0 | 1.25 | 6.78 | 11.06 | 13.25 | 13.55 | 13.45 | 12.97 | 12.14 | 10.82 | 8.34 | 2.95 | 0.64 | 0 | 0 | 0 | 0 | 0 | 0 | 0 | 0 | 0 | 0 | 0 | 0.12 | 3.52 | 9.91 | 13.41 | 14.97 | 15.55 | 16.06 | 15.78 | 15.71 | 15.01 | 13.29 | 10.12 | 3.89 | 0.17 | 0 | 0 | 0 | 0 | 0 | 0 | 0 | 0 | 0 | 0 | 1.12 | 6.46 | 11.31 | 14.24 | 15.68 | 16.29 | 16.25 | 16.24 | 16.24 | 15.63 | 13.93 | 11.29 | 5.92 | 0.8 | 0 | 0 | 0 | 0 | 0 | 0 | 0 | 0 | 0 | 0.01 | 1.71 | 7.2 | 11.79 | 14.5 | 16.1 | 16.9 | 17.17 | 17.3 | 16.94 | 16.28 | 14.55 | 11.82 | 7.2 | 1.79 | 0.02 | 0 | 0 | 0 | 0 | 0 | 0 | 0 | 0 | 0 | 0.85 | 6.11 | 11.59 | 14.8 | 16.51 | 17.37 | 17.67 | 17.51 | 17.13 | 16.28 | 14.69 | 11.92 | 7.17 | 1.57 | 0.01 | 0 | 0 | 0 | 0 | 0 | 0 | 0 | 0 | 0 | 0.16 | 3.8 | 10.06 | 13.87 | 15.95 | 16.85 | 17.03 | 17.02 | 16.7 | 15.86 | 13.94 | 10.25 | 4.16 | 0.28 | 0 | 0 | 0 | 0 | 0 | 0 | 0 | 0 | 0 | 0 | 0 | 2.13 | 8.46 | 12.78 | 14.94 | 15.75 | 16.08 | 15.89 | 15.57 | 14.72 | 12.2 | 6.87 | 1.05 | 0 | 0 | 0 | 0 | 0 | 0 | 0 | 0 | 0 | 0 | 0 | 0 | 0.68 | 6.06 | 11.04 | 13.14 | 13.8 | 14 | 13.89 | 13.49 | 12.19 | 8.85 | 2.7 | 0.02 | 0 | 0 | 0 | 0 | 0 | 0 | 0 | 0 | 0 | 0 | 0 | 0.02 | 2.4 | 8.14 | 11.43 | 12.74 | 12.99 | 12.91 | 12.18 | 10.68 | 6.11 | 0.81 | 0 | 0 | 0 | 0 | 0 | 0 | 0 | 0 | 0 | 0 | 0 | 0 | 0 | 0 | 0.77 | 4.45 | 7.75 | 9.56 | 10.21 | 9.76 | 8.82 | 8.11 | 4.18 | 0.51 | 0 | 0 | 0 | 0 | 0 | 0 | 0
ORLND_6_SOLAR1 |  | Solar_1Axis | Solar Tracking | CISO | North | Norcal | FC | 1.5 | 0 | 0 | 0 | 0 | 0 | 0 | 0 | 0.04 | 0.28 | 0.5 | 0.61 | 0.66 | 0.68 | 0.64 | 0.6 | 0.41 | 0.09 | 0 | 0 | 0 | 0 | 0 | 0 | 0 | 0 | 0 | 0 | 0 | 0 | 0 | 0 | 0.19 | 0.77 | 0.99 | 0.99 | 0.95 | 0.93 | 0.93 | 0.95 | 0.83 | 0.43 | 0.02 | 0 | 0 | 0 | 0 | 0 | 0 | 0 | 0 | 0 | 0 | 0 | 0 | 0 | 0.12 | 0.66 | 0.99 | 1.04 | 1.01 | 1.01 | 0.97 | 0.92 | 0.87 | 0.73 | 0.22 | 0.05 | 0 | 0 | 0 | 0 | 0 | 0 | 0 | 0 | 0 | 0 | 0 | 0.01 | 0.39 | 0.92 | 1.08 | 1.08 | 1.06 | 1.1 | 1.09 | 1.07 | 1.08 | 1.02 | 0.91 | 0.39 | 0.02 | 0 | 0 | 0 | 0 | 0 | 0 | 0 | 0 | 0 | 0 | 0.14 | 0.75 | 1.05 | 1.13 | 1.15 | 1.14 | 1.16 | 1.16 | 1.16 | 1.18 | 1.15 | 1.08 | 0.66 | 0.09 | 0 | 0 | 0 | 0 | 0 | 0 | 0 | 0 | 0 | 0 | 0.23 | 0.85 | 1.14 | 1.24 | 1.26 | 1.27 | 1.28 | 1.27 | 1.26 | 1.26 | 1.22 | 1.14 | 0.82 | 0.22 | 0 | 0 | 0 | 0 | 0 | 0 | 0 | 0 | 0 | 0 | 0.1 | 0.69 | 1.15 | 1.26 | 1.28 | 1.29 | 1.28 | 1.28 | 1.26 | 1.26 | 1.21 | 1.12 | 0.78 | 0.18 | 0 | 0 | 0 | 0 | 0 | 0 | 0 | 0 | 0 | 0 | 0.02 | 0.41 | 0.96 | 1.17 | 1.21 | 1.23 | 1.23 | 1.21 | 1.21 | 1.21 | 1.15 | 0.94 | 0.41 | 0.02 | 0 | 0 | 0 | 0 | 0 | 0 | 0 | 0 | 0 | 0 | 0 | 0.2 | 0.76 | 1.02 | 1.08 | 1.09 | 1.08 | 1.08 | 1.08 | 1.09 | 0.98 | 0.61 | 0.08 | 0 | 0 | 0 | 0 | 0 | 0 | 0 | 0 | 0 | 0 | 0 | 0 | 0.05 | 0.49 | 0.85 | 0.94 | 0.93 | 0.89 | 0.91 | 0.93 | 0.91 | 0.71 | 0.2 | 0 | 0 | 0 | 0 | 0 | 0 | 0 | 0 | 0 | 0 | 0 | 0 | 0 | 0.16 | 0.56 | 0.76 | 0.79 | 0.76 | 0.78 | 0.8 | 0.75 | 0.46 | 0.05 | 0 | 0 | 0 | 0 | 0 | 0 | 0 | 0 | 0 | 0 | 0 | 0 | 0 | 0 | 0.04 | 0.28 | 0.46 | 0.55 | 0.6 | 0.59 | 0.57 | 0.48 | 0.26 | 0.03 | 0 | 0 | 0 | 0 | 0 | 0 | 0
OROLOM_1_SOLAR1 |  | Solar_1Axis | Solar Tracking | CISO | North | Norcal | EO | 10 | 0 | 0 | 0 | 0 | 0 | 0 | 0 | 0.23 | 1.89 | 3.35 | 4.08 | 4.41 | 4.56 | 4.25 | 3.97 | 2.72 | 0.6 | 0 | 0 | 0 | 0 | 0 | 0 | 0 | 0 | 0 | 0 | 0 | 0 | 0 | 0 | 1.27 | 5.17 | 6.63 | 6.6 | 6.3 | 6.22 | 6.21 | 6.34 | 5.51 | 2.88 | 0.15 | 0 | 0 | 0 | 0 | 0 | 0 | 0 | 0 | 0 | 0 | 0 | 0 | 0 | 0.78 | 4.4 | 6.6 | 6.96 | 6.71 | 6.76 | 6.47 | 6.16 | 5.79 | 4.85 | 1.47 | 0.3 | 0 | 0 | 0 | 0 | 0 | 0 | 0 | 0 | 0 | 0 | 0 | 0.08 | 2.57 | 6.14 | 7.22 | 7.18 | 7.08 | 7.31 | 7.27 | 7.13 | 7.23 | 6.81 | 6.05 | 2.6 | 0.1 | 0 | 0 | 0 | 0 | 0 | 0 | 0 | 0 | 0 | 0 | 0.93 | 4.99 | 7.02 | 7.51 | 7.63 | 7.57 | 7.73 | 7.75 | 7.76 | 7.87 | 7.65 | 7.17 | 4.37 | 0.58 | 0 | 0 | 0 | 0 | 0 | 0 | 0 | 0 | 0 | 0.01 | 1.55 | 5.64 | 7.61 | 8.27 | 8.38 | 8.45 | 8.51 | 8.46 | 8.4 | 8.43 | 8.11 | 7.59 | 5.48 | 1.48 | 0.01 | 0 | 0 | 0 | 0 | 0 | 0 | 0 | 0 | 0 | 0.7 | 4.62 | 7.63 | 8.43 | 8.56 | 8.58 | 8.52 | 8.52 | 8.38 | 8.37 | 8.07 | 7.47 | 5.18 | 1.2 | 0.01 | 0 | 0 | 0 | 0 | 0 | 0 | 0 | 0 | 0 | 0.1 | 2.73 | 6.38 | 7.77 | 8.08 | 8.18 | 8.17 | 8.09 | 8.08 | 8.05 | 7.7 | 6.27 | 2.76 | 0.16 | 0 | 0 | 0 | 0 | 0 | 0 | 0 | 0 | 0 | 0 | 0 | 1.32 | 5.09 | 6.81 | 7.21 | 7.3 | 7.21 | 7.17 | 7.19 | 7.29 | 6.56 | 4.07 | 0.52 | 0 | 0 | 0 | 0 | 0 | 0 | 0 | 0 | 0 | 0 | 0 | 0 | 0.34 | 3.26 | 5.69 | 6.28 | 6.19 | 5.96 | 6.04 | 6.22 | 6.07 | 4.76 | 1.34 | 0.01 | 0 | 0 | 0 | 0 | 0 | 0 | 0 | 0 | 0 | 0 | 0 | 0.01 | 1.07 | 3.72 | 5.08 | 5.28 | 5.05 | 5.2 | 5.32 | 5.03 | 3.07 | 0.37 | 0 | 0 | 0 | 0 | 0 | 0 | 0 | 0 | 0 | 0 | 0 | 0 | 0 | 0 | 0.25 | 1.87 | 3.07 | 3.67 | 4.02 | 3.96 | 3.82 | 3.21 | 1.71 | 0.2 | 0 | 0 | 0 | 0 | 0 | 0 | 0
OROLOM_1_SOLAR2 |  | Solar_1Axis | Solar Tracking | CISO | North | Norcal | EO | 10 | 0 | 0 | 0 | 0 | 0 | 0 | 0 | 0.23 | 1.89 | 3.35 | 4.08 | 4.41 | 4.56 | 4.25 | 3.97 | 2.72 | 0.6 | 0 | 0 | 0 | 0 | 0 | 0 | 0 | 0 | 0 | 0 | 0 | 0 | 0 | 0 | 1.27 | 5.17 | 6.63 | 6.6 | 6.3 | 6.22 | 6.21 | 6.34 | 5.51 | 2.88 | 0.15 | 0 | 0 | 0 | 0 | 0 | 0 | 0 | 0 | 0 | 0 | 0 | 0 | 0 | 0.78 | 4.4 | 6.6 | 6.96 | 6.71 | 6.76 | 6.47 | 6.16 | 5.79 | 4.85 | 1.47 | 0.3 | 0 | 0 | 0 | 0 | 0 | 0 | 0 | 0 | 0 | 0 | 0 | 0.08 | 2.57 | 6.14 | 7.22 | 7.18 | 7.08 | 7.31 | 7.27 | 7.13 | 7.23 | 6.81 | 6.05 | 2.6 | 0.1 | 0 | 0 | 0 | 0 | 0 | 0 | 0 | 0 | 0 | 0 | 0.93 | 4.99 | 7.02 | 7.51 | 7.63 | 7.57 | 7.73 | 7.75 | 7.76 | 7.87 | 7.65 | 7.17 | 4.37 | 0.58 | 0 | 0 | 0 | 0 | 0 | 0 | 0 | 0 | 0 | 0.01 | 1.55 | 5.64 | 7.61 | 8.27 | 8.38 | 8.45 | 8.51 | 8.46 | 8.4 | 8.43 | 8.11 | 7.59 | 5.48 | 1.48 | 0.01 | 0 | 0 | 0 | 0 | 0 | 0 | 0 | 0 | 0 | 0.7 | 4.62 | 7.63 | 8.43 | 8.56 | 8.58 | 8.52 | 8.52 | 8.38 | 8.37 | 8.07 | 7.47 | 5.18 | 1.2 | 0.01 | 0 | 0 | 0 | 0 | 0 | 0 | 0 | 0 | 0 | 0.1 | 2.73 | 6.38 | 7.77 | 8.08 | 8.18 | 8.17 | 8.09 | 8.08 | 8.05 | 7.7 | 6.27 | 2.76 | 0.16 | 0 | 0 | 0 | 0 | 0 | 0 | 0 | 0 | 0 | 0 | 0 | 1.32 | 5.09 | 6.81 | 7.21 | 7.3 | 7.21 | 7.17 | 7.19 | 7.29 | 6.56 | 4.07 | 0.52 | 0 | 0 | 0 | 0 | 0 | 0 | 0 | 0 | 0 | 0 | 0 | 0 | 0.34 | 3.26 | 5.69 | 6.28 | 6.19 | 5.96 | 6.04 | 6.22 | 6.07 | 4.76 | 1.34 | 0.01 | 0 | 0 | 0 | 0 | 0 | 0 | 0 | 0 | 0 | 0 | 0 | 0.01 | 1.07 | 3.72 | 5.08 | 5.28 | 5.05 | 5.2 | 5.32 | 5.03 | 3.07 | 0.37 | 0 | 0 | 0 | 0 | 0 | 0 | 0 | 0 | 0 | 0 | 0 | 0 | 0 | 0 | 0.25 | 1.87 | 3.07 | 3.67 | 4.02 | 3.96 | 3.82 | 3.21 | 1.71 | 0.2 | 0 | 0 | 0 | 0 | 0 | 0 | 0
ORTGA_6_ME1SL1 |  | Solar_1Axis | Solar Tracking | CISO | North | Norcal | FC | 3 | 0 | 0 | 0 | 0 | 0 | 0 | 0 | 0.07 | 0.57 | 1 | 1.22 | 1.32 | 1.37 | 1.28 | 1.19 | 0.82 | 0.18 | 0 | 0 | 0 | 0 | 0 | 0 | 0 | 0 | 0 | 0 | 0 | 0 | 0 | 0 | 0.38 | 1.55 | 1.99 | 1.98 | 1.89 | 1.87 | 1.86 | 1.9 | 1.65 | 0.86 | 0.05 | 0 | 0 | 0 | 0 | 0 | 0 | 0 | 0 | 0 | 0 | 0 | 0 | 0 | 0.23 | 1.32 | 1.98 | 2.09 | 2.01 | 2.03 | 1.94 | 1.85 | 1.74 | 1.46 | 0.44 | 0.09 | 0 | 0 | 0 | 0 | 0 | 0 | 0 | 0 | 0 | 0 | 0 | 0.02 | 0.77 | 1.84 | 2.17 | 2.15 | 2.12 | 2.19 | 2.18 | 2.14 | 2.17 | 2.04 | 1.81 | 0.78 | 0.03 | 0 | 0 | 0 | 0 | 0 | 0 | 0 | 0 | 0 | 0 | 0.28 | 1.5 | 2.11 | 2.25 | 2.29 | 2.27 | 2.32 | 2.32 | 2.33 | 2.36 | 2.29 | 2.15 | 1.31 | 0.17 | 0 | 0 | 0 | 0 | 0 | 0 | 0 | 0 | 0 | 0 | 0.47 | 1.69 | 2.28 | 2.48 | 2.51 | 2.54 | 2.55 | 2.54 | 2.52 | 2.53 | 2.43 | 2.28 | 1.64 | 0.44 | 0 | 0 | 0 | 0 | 0 | 0 | 0 | 0 | 0 | 0 | 0.21 | 1.39 | 2.29 | 2.53 | 2.57 | 2.57 | 2.56 | 2.55 | 2.51 | 2.51 | 2.42 | 2.24 | 1.55 | 0.36 | 0 | 0 | 0 | 0 | 0 | 0 | 0 | 0 | 0 | 0 | 0.03 | 0.82 | 1.91 | 2.33 | 2.42 | 2.45 | 2.45 | 2.43 | 2.42 | 2.42 | 2.31 | 1.88 | 0.83 | 0.05 | 0 | 0 | 0 | 0 | 0 | 0 | 0 | 0 | 0 | 0 | 0 | 0.4 | 1.53 | 2.04 | 2.16 | 2.19 | 2.16 | 2.15 | 2.16 | 2.19 | 1.97 | 1.22 | 0.16 | 0 | 0 | 0 | 0 | 0 | 0 | 0 | 0 | 0 | 0 | 0 | 0 | 0.1 | 0.98 | 1.71 | 1.88 | 1.86 | 1.79 | 1.81 | 1.87 | 1.82 | 1.43 | 0.4 | 0 | 0 | 0 | 0 | 0 | 0 | 0 | 0 | 0 | 0 | 0 | 0 | 0 | 0.32 | 1.12 | 1.52 | 1.58 | 1.52 | 1.56 | 1.6 | 1.51 | 0.92 | 0.11 | 0 | 0 | 0 | 0 | 0 | 0 | 0 | 0 | 0 | 0 | 0 | 0 | 0 | 0 | 0.08 | 0.56 | 0.92 | 1.1 | 1.21 | 1.19 | 1.14 | 0.96 | 0.51 | 0.06 | 0 | 0 | 0 | 0 | 0 | 0 | 0
PADUA_2_SOLAR1 |  | Solar_1Axis | Solar Tracking | CISO | South | Socal | EO | 1.75 | 0 | 0 | 0 | 0 | 0 | 0 | 0 | 0.21 | 0.82 | 1.07 | 1.06 | 1.04 | 1.03 | 1.03 | 0.93 | 0.67 | 0.11 | 0 | 0 | 0 | 0 | 0 | 0 | 0 | 0 | 0 | 0 | 0 | 0 | 0 | 0.01 | 0.46 | 1.11 | 1.23 | 1.2 | 1.19 | 1.19 | 1.14 | 1.12 | 1.01 | 0.43 | 0.02 | 0 | 0 | 0 | 0 | 0 | 0 | 0 | 0 | 0 | 0 | 0 | 0 | 0 | 0.3 | 1.04 | 1.28 | 1.28 | 1.26 | 1.24 | 1.24 | 1.17 | 1.08 | 0.81 | 0.3 | 0.05 | 0 | 0 | 0 | 0 | 0 | 0 | 0 | 0 | 0 | 0 | 0 | 0.05 | 0.64 | 1.25 | 1.34 | 1.4 | 1.39 | 1.4 | 1.39 | 1.37 | 1.32 | 1.24 | 1.01 | 0.32 | 0.01 | 0 | 0 | 0 | 0 | 0 | 0 | 0 | 0 | 0 | 0 | 0.26 | 0.96 | 1.32 | 1.43 | 1.47 | 1.48 | 1.49 | 1.48 | 1.46 | 1.42 | 1.36 | 1.19 | 0.57 | 0.05 | 0 | 0 | 0 | 0 | 0 | 0 | 0 | 0 | 0 | 0 | 0.32 | 0.97 | 1.3 | 1.41 | 1.48 | 1.51 | 1.5 | 1.5 | 1.47 | 1.43 | 1.37 | 1.24 | 0.74 | 0.12 | 0 | 0 | 0 | 0 | 0 | 0 | 0 | 0 | 0 | 0 | 0.14 | 0.75 | 1.2 | 1.38 | 1.45 | 1.48 | 1.47 | 1.45 | 1.44 | 1.4 | 1.33 | 1.15 | 0.66 | 0.1 | 0 | 0 | 0 | 0 | 0 | 0 | 0 | 0 | 0 | 0 | 0.05 | 0.6 | 1.18 | 1.38 | 1.45 | 1.49 | 1.5 | 1.46 | 1.39 | 1.36 | 1.25 | 0.99 | 0.36 | 0.01 | 0 | 0 | 0 | 0 | 0 | 0 | 0 | 0 | 0 | 0 | 0.01 | 0.4 | 1.02 | 1.26 | 1.35 | 1.38 | 1.4 | 1.37 | 1.33 | 1.25 | 1.13 | 0.6 | 0.05 | 0 | 0 | 0 | 0 | 0 | 0 | 0 | 0 | 0 | 0 | 0 | 0 | 0.17 | 0.86 | 1.15 | 1.21 | 1.23 | 1.23 | 1.22 | 1.23 | 1.15 | 0.87 | 0.19 | 0 | 0 | 0 | 0 | 0 | 0 | 0 | 0 | 0 | 0 | 0 | 0 | 0.03 | 0.49 | 1.02 | 1.15 | 1.13 | 1.09 | 1.11 | 1.11 | 1.02 | 0.6 | 0.06 | 0 | 0 | 0 | 0 | 0 | 0 | 0 | 0 | 0 | 0 | 0 | 0 | 0 | 0 | 0.23 | 0.73 | 0.91 | 0.9 | 0.87 | 0.9 | 0.89 | 0.82 | 0.45 | 0.04 | 0 | 0 | 0 | 0 | 0 | 0 | 0
PAIGES_6_SOLAR |  | Solar_1Axis | Solar Tracking | CISO | North | Norcal | EO | 20 | 0 | 0 | 0 | 0 | 0 | 0 | 0 | 0.47 | 3.78 | 6.7 | 8.17 | 8.83 | 9.12 | 8.51 | 7.94 | 5.45 | 1.21 | 0 | 0 | 0 | 0 | 0 | 0 | 0 | 0 | 0 | 0 | 0 | 0 | 0 | 0 | 2.54 | 10.33 | 13.25 | 13.2 | 12.6 | 12.45 | 12.42 | 12.69 | 11.02 | 5.75 | 0.31 | 0 | 0 | 0 | 0 | 0 | 0 | 0 | 0 | 0 | 0 | 0 | 0 | 0 | 1.56 | 8.8 | 13.2 | 13.92 | 13.41 | 13.52 | 12.95 | 12.31 | 11.59 | 9.7 | 2.94 | 0.61 | 0 | 0 | 0 | 0 | 0 | 0 | 0 | 0 | 0 | 0 | 0 | 0.16 | 5.14 | 12.28 | 14.45 | 14.37 | 14.15 | 14.62 | 14.54 | 14.27 | 14.46 | 13.61 | 12.09 | 5.2 | 0.21 | 0 | 0 | 0 | 0 | 0 | 0 | 0 | 0 | 0 | 0 | 1.87 | 9.98 | 14.04 | 15.02 | 15.27 | 15.15 | 15.47 | 15.49 | 15.53 | 15.74 | 15.3 | 14.35 | 8.74 | 1.16 | 0 | 0 | 0 | 0 | 0 | 0 | 0 | 0 | 0 | 0.01 | 3.11 | 11.28 | 15.22 | 16.54 | 16.76 | 16.91 | 17.02 | 16.92 | 16.8 | 16.85 | 16.21 | 15.19 | 10.96 | 2.97 | 0.03 | 0 | 0 | 0 | 0 | 0 | 0 | 0 | 0 | 0 | 1.4 | 9.24 | 15.27 | 16.86 | 17.11 | 17.16 | 17.04 | 17.03 | 16.76 | 16.75 | 16.14 | 14.93 | 10.36 | 2.39 | 0.01 | 0 | 0 | 0 | 0 | 0 | 0 | 0 | 0 | 0 | 0.21 | 5.46 | 12.76 | 15.53 | 16.15 | 16.36 | 16.34 | 16.18 | 16.16 | 16.1 | 15.4 | 12.54 | 5.51 | 0.32 | 0 | 0 | 0 | 0 | 0 | 0 | 0 | 0 | 0 | 0 | 0.01 | 2.64 | 10.19 | 13.62 | 14.43 | 14.6 | 14.43 | 14.34 | 14.38 | 14.58 | 13.13 | 8.14 | 1.04 | 0 | 0 | 0 | 0 | 0 | 0 | 0 | 0 | 0 | 0 | 0 | 0 | 0.69 | 6.51 | 11.38 | 12.55 | 12.39 | 11.93 | 12.07 | 12.44 | 12.14 | 9.52 | 2.69 | 0.02 | 0 | 0 | 0 | 0 | 0 | 0 | 0 | 0 | 0 | 0 | 0 | 0.02 | 2.15 | 7.45 | 10.16 | 10.55 | 10.11 | 10.39 | 10.64 | 10.05 | 6.13 | 0.73 | 0 | 0 | 0 | 0 | 0 | 0 | 0 | 0 | 0 | 0 | 0 | 0 | 0 | 0 | 0.5 | 3.75 | 6.13 | 7.34 | 8.04 | 7.92 | 7.63 | 6.42 | 3.42 | 0.4 | 0 | 0 | 0 | 0 | 0 | 0 | 0
PBLOSM_2_SOLAR |  | Solar_1Axis | Solar Tracking | CISO | South | Socal | FC | 9.5 | 0 | 0 | 0 | 0 | 0 | 0 | 0 | 1.14 | 4.46 | 5.8 | 5.75 | 5.64 | 5.58 | 5.6 | 5.07 | 3.66 | 0.62 | 0 | 0 | 0 | 0 | 0 | 0 | 0 | 0 | 0 | 0 | 0 | 0 | 0 | 0.07 | 2.48 | 6.05 | 6.68 | 6.53 | 6.48 | 6.44 | 6.21 | 6.06 | 5.51 | 2.34 | 0.09 | 0 | 0 | 0 | 0 | 0 | 0 | 0 | 0 | 0 | 0 | 0 | 0 | 0.01 | 1.63 | 5.65 | 6.93 | 6.96 | 6.82 | 6.74 | 6.71 | 6.38 | 5.88 | 4.39 | 1.65 | 0.27 | 0 | 0 | 0 | 0 | 0 | 0 | 0 | 0 | 0 | 0 | 0 | 0.29 | 3.47 | 6.8 | 7.27 | 7.57 | 7.55 | 7.6 | 7.52 | 7.43 | 7.16 | 6.75 | 5.48 | 1.73 | 0.03 | 0 | 0 | 0 | 0 | 0 | 0 | 0 | 0 | 0 | 0.01 | 1.41 | 5.2 | 7.15 | 7.74 | 7.99 | 8.06 | 8.09 | 8.05 | 7.92 | 7.72 | 7.37 | 6.46 | 3.12 | 0.25 | 0 | 0 | 0 | 0 | 0 | 0 | 0 | 0 | 0 | 0.02 | 1.73 | 5.29 | 7.06 | 7.67 | 8.02 | 8.18 | 8.12 | 8.12 | 8 | 7.79 | 7.46 | 6.74 | 4.03 | 0.65 | 0 | 0 | 0 | 0 | 0 | 0 | 0 | 0 | 0 | 0 | 0.77 | 4.06 | 6.51 | 7.49 | 7.89 | 8.04 | 7.97 | 7.87 | 7.81 | 7.62 | 7.23 | 6.25 | 3.58 | 0.54 | 0 | 0 | 0 | 0 | 0 | 0 | 0 | 0 | 0 | 0 | 0.29 | 3.25 | 6.39 | 7.49 | 7.89 | 8.09 | 8.12 | 7.94 | 7.55 | 7.37 | 6.77 | 5.4 | 1.93 | 0.05 | 0 | 0 | 0 | 0 | 0 | 0 | 0 | 0 | 0 | 0 | 0.05 | 2.17 | 5.56 | 6.84 | 7.33 | 7.47 | 7.59 | 7.45 | 7.24 | 6.77 | 6.14 | 3.26 | 0.29 | 0 | 0 | 0 | 0 | 0 | 0 | 0 | 0 | 0 | 0 | 0 | 0 | 0.95 | 4.69 | 6.26 | 6.59 | 6.68 | 6.67 | 6.6 | 6.7 | 6.27 | 4.73 | 1.03 | 0 | 0 | 0 | 0 | 0 | 0 | 0 | 0 | 0 | 0 | 0 | 0 | 0.15 | 2.66 | 5.55 | 6.24 | 6.12 | 5.94 | 6.04 | 6 | 5.52 | 3.24 | 0.3 | 0 | 0 | 0 | 0 | 0 | 0 | 0 | 0 | 0 | 0 | 0 | 0 | 0 | 0.01 | 1.26 | 3.96 | 4.96 | 4.89 | 4.7 | 4.9 | 4.82 | 4.44 | 2.43 | 0.2 | 0 | 0 | 0 | 0 | 0 | 0 | 0
PEORIA_1_SOLAR |  | Solar_Fixed | Solar Fixed | CISO | North | Norcal | FC | 1.5 | 0 | 0 | 0 | 0 | 0 | 0 | 0 | 0.05 | 0.32 | 0.63 | 0.8 | 0.84 | 0.87 | 0.77 | 0.72 | 0.49 | 0.12 | 0 | 0 | 0 | 0 | 0 | 0 | 0 | 0 | 0 | 0 | 0 | 0 | 0 | 0 | 0.17 | 0.67 | 0.92 | 1.01 | 1.04 | 1.06 | 1 | 0.93 | 0.76 | 0.38 | 0.03 | 0 | 0 | 0 | 0 | 0 | 0 | 0 | 0 | 0 | 0 | 0 | 0 | 0 | 0.1 | 0.52 | 0.84 | 1.01 | 1.03 | 1.02 | 0.99 | 0.92 | 0.82 | 0.63 | 0.22 | 0.05 | 0 | 0 | 0 | 0 | 0 | 0 | 0 | 0 | 0 | 0 | 0 | 0.01 | 0.27 | 0.75 | 1.02 | 1.14 | 1.18 | 1.22 | 1.2 | 1.19 | 1.14 | 1.01 | 0.77 | 0.3 | 0.01 | 0 | 0 | 0 | 0 | 0 | 0 | 0 | 0 | 0 | 0 | 0.08 | 0.49 | 0.86 | 1.08 | 1.19 | 1.24 | 1.23 | 1.23 | 1.23 | 1.19 | 1.06 | 0.86 | 0.45 | 0.06 | 0 | 0 | 0 | 0 | 0 | 0 | 0 | 0 | 0 | 0 | 0.13 | 0.55 | 0.9 | 1.1 | 1.22 | 1.28 | 1.3 | 1.31 | 1.29 | 1.24 | 1.1 | 0.9 | 0.55 | 0.14 | 0 | 0 | 0 | 0 | 0 | 0 | 0 | 0 | 0 | 0 | 0.06 | 0.46 | 0.88 | 1.12 | 1.25 | 1.32 | 1.34 | 1.33 | 1.3 | 1.24 | 1.12 | 0.91 | 0.54 | 0.12 | 0 | 0 | 0 | 0 | 0 | 0 | 0 | 0 | 0 | 0 | 0.01 | 0.29 | 0.76 | 1.05 | 1.21 | 1.28 | 1.29 | 1.29 | 1.27 | 1.2 | 1.06 | 0.78 | 0.32 | 0.02 | 0 | 0 | 0 | 0 | 0 | 0 | 0 | 0 | 0 | 0 | 0 | 0.16 | 0.64 | 0.97 | 1.13 | 1.2 | 1.22 | 1.21 | 1.18 | 1.12 | 0.93 | 0.52 | 0.08 | 0 | 0 | 0 | 0 | 0 | 0 | 0 | 0 | 0 | 0 | 0 | 0 | 0.05 | 0.46 | 0.84 | 1 | 1.05 | 1.06 | 1.05 | 1.02 | 0.93 | 0.67 | 0.2 | 0 | 0 | 0 | 0 | 0 | 0 | 0 | 0 | 0 | 0 | 0 | 0 | 0 | 0.18 | 0.62 | 0.87 | 0.97 | 0.99 | 0.98 | 0.93 | 0.81 | 0.46 | 0.06 | 0 | 0 | 0 | 0 | 0 | 0 | 0 | 0 | 0 | 0 | 0 | 0 | 0 | 0 | 0.06 | 0.34 | 0.59 | 0.73 | 0.78 | 0.74 | 0.67 | 0.62 | 0.32 | 0.04 | 0 | 0 | 0 | 0 | 0 | 0 | 0
PIT1_6_FRIVRA |  | Solar_Fixed | Solar Fixed | CISO | North | Norcal | ID | 1.5 | 0 | 0 | 0 | 0 | 0 | 0 | 0 | 0.05 | 0.32 | 0.63 | 0.8 | 0.84 | 0.87 | 0.77 | 0.72 | 0.49 | 0.12 | 0 | 0 | 0 | 0 | 0 | 0 | 0 | 0 | 0 | 0 | 0 | 0 | 0 | 0 | 0.17 | 0.67 | 0.92 | 1.01 | 1.04 | 1.06 | 1 | 0.93 | 0.76 | 0.38 | 0.03 | 0 | 0 | 0 | 0 | 0 | 0 | 0 | 0 | 0 | 0 | 0 | 0 | 0 | 0.1 | 0.52 | 0.84 | 1.01 | 1.03 | 1.02 | 0.99 | 0.92 | 0.82 | 0.63 | 0.22 | 0.05 | 0 | 0 | 0 | 0 | 0 | 0 | 0 | 0 | 0 | 0 | 0 | 0.01 | 0.27 | 0.75 | 1.02 | 1.14 | 1.18 | 1.22 | 1.2 | 1.19 | 1.14 | 1.01 | 0.77 | 0.3 | 0.01 | 0 | 0 | 0 | 0 | 0 | 0 | 0 | 0 | 0 | 0 | 0.08 | 0.49 | 0.86 | 1.08 | 1.19 | 1.24 | 1.23 | 1.23 | 1.23 | 1.19 | 1.06 | 0.86 | 0.45 | 0.06 | 0 | 0 | 0 | 0 | 0 | 0 | 0 | 0 | 0 | 0 | 0.13 | 0.55 | 0.9 | 1.1 | 1.22 | 1.28 | 1.3 | 1.31 | 1.29 | 1.24 | 1.1 | 0.9 | 0.55 | 0.14 | 0 | 0 | 0 | 0 | 0 | 0 | 0 | 0 | 0 | 0 | 0.06 | 0.46 | 0.88 | 1.12 | 1.25 | 1.32 | 1.34 | 1.33 | 1.3 | 1.24 | 1.12 | 0.91 | 0.54 | 0.12 | 0 | 0 | 0 | 0 | 0 | 0 | 0 | 0 | 0 | 0 | 0.01 | 0.29 | 0.76 | 1.05 | 1.21 | 1.28 | 1.29 | 1.29 | 1.27 | 1.2 | 1.06 | 0.78 | 0.32 | 0.02 | 0 | 0 | 0 | 0 | 0 | 0 | 0 | 0 | 0 | 0 | 0 | 0.16 | 0.64 | 0.97 | 1.13 | 1.2 | 1.22 | 1.21 | 1.18 | 1.12 | 0.93 | 0.52 | 0.08 | 0 | 0 | 0 | 0 | 0 | 0 | 0 | 0 | 0 | 0 | 0 | 0 | 0.05 | 0.46 | 0.84 | 1 | 1.05 | 1.06 | 1.05 | 1.02 | 0.93 | 0.67 | 0.2 | 0 | 0 | 0 | 0 | 0 | 0 | 0 | 0 | 0 | 0 | 0 | 0 | 0 | 0.18 | 0.62 | 0.87 | 0.97 | 0.99 | 0.98 | 0.93 | 0.81 | 0.46 | 0.06 | 0 | 0 | 0 | 0 | 0 | 0 | 0 | 0 | 0 | 0 | 0 | 0 | 0 | 0 | 0.06 | 0.34 | 0.59 | 0.73 | 0.78 | 0.74 | 0.67 | 0.62 | 0.32 | 0.04 | 0 | 0 | 0 | 0 | 0 | 0 | 0
PIUTE_6_GNBSR1 |  | Solar_1Axis | Solar Tracking | CISO | South | Socal | FC | 3 | 0 | 0 | 0 | 0 | 0 | 0 | 0 | 0.36 | 1.41 | 1.83 | 1.81 | 1.78 | 1.76 | 1.77 | 1.6 | 1.16 | 0.19 | 0 | 0 | 0 | 0 | 0 | 0 | 0 | 0 | 0 | 0 | 0 | 0 | 0 | 0.02 | 0.78 | 1.91 | 2.11 | 2.06 | 2.05 | 2.03 | 1.96 | 1.91 | 1.74 | 0.74 | 0.03 | 0 | 0 | 0 | 0 | 0 | 0 | 0 | 0 | 0 | 0 | 0 | 0 | 0 | 0.51 | 1.78 | 2.19 | 2.2 | 2.15 | 2.13 | 2.12 | 2.01 | 1.86 | 1.39 | 0.52 | 0.08 | 0 | 0 | 0 | 0 | 0 | 0 | 0 | 0 | 0 | 0 | 0 | 0.09 | 1.1 | 2.15 | 2.3 | 2.39 | 2.39 | 2.4 | 2.37 | 2.35 | 2.26 | 2.13 | 1.73 | 0.55 | 0.01 | 0 | 0 | 0 | 0 | 0 | 0 | 0 | 0 | 0 | 0 | 0.44 | 1.64 | 2.26 | 2.44 | 2.52 | 2.55 | 2.55 | 2.54 | 2.5 | 2.44 | 2.33 | 2.04 | 0.98 | 0.08 | 0 | 0 | 0 | 0 | 0 | 0 | 0 | 0 | 0 | 0.01 | 0.55 | 1.67 | 2.23 | 2.42 | 2.53 | 2.58 | 2.57 | 2.57 | 2.53 | 2.46 | 2.36 | 2.13 | 1.27 | 0.21 | 0 | 0 | 0 | 0 | 0 | 0 | 0 | 0 | 0 | 0 | 0.24 | 1.28 | 2.06 | 2.36 | 2.49 | 2.54 | 2.52 | 2.49 | 2.47 | 2.41 | 2.28 | 1.97 | 1.13 | 0.17 | 0 | 0 | 0 | 0 | 0 | 0 | 0 | 0 | 0 | 0 | 0.09 | 1.03 | 2.02 | 2.36 | 2.49 | 2.55 | 2.56 | 2.51 | 2.38 | 2.33 | 2.14 | 1.7 | 0.61 | 0.02 | 0 | 0 | 0 | 0 | 0 | 0 | 0 | 0 | 0 | 0 | 0.01 | 0.69 | 1.75 | 2.16 | 2.32 | 2.36 | 2.4 | 2.35 | 2.29 | 2.14 | 1.94 | 1.03 | 0.09 | 0 | 0 | 0 | 0 | 0 | 0 | 0 | 0 | 0 | 0 | 0 | 0 | 0.3 | 1.48 | 1.98 | 2.08 | 2.11 | 2.11 | 2.09 | 2.12 | 1.98 | 1.49 | 0.33 | 0 | 0 | 0 | 0 | 0 | 0 | 0 | 0 | 0 | 0 | 0 | 0 | 0.05 | 0.84 | 1.75 | 1.97 | 1.93 | 1.88 | 1.91 | 1.9 | 1.74 | 1.02 | 0.1 | 0 | 0 | 0 | 0 | 0 | 0 | 0 | 0 | 0 | 0 | 0 | 0 | 0 | 0 | 0.4 | 1.25 | 1.57 | 1.54 | 1.49 | 1.55 | 1.52 | 1.4 | 0.77 | 0.06 | 0 | 0 | 0 | 0 | 0 | 0 | 0
PLAINV_6_BSOLAR |  | Solar_Fixed | Solar Fixed | CISO | South | Socal | EO | 20 | 0 | 0 | 0 | 0 | 0 | 0 | 0.03 | 2.65 | 8.89 | 12.05 | 13.03 | 13.45 | 13.1 | 12.62 | 10.54 | 6.15 | 0.89 | 0 | 0 | 0 | 0 | 0 | 0 | 0 | 0 | 0 | 0 | 0 | 0 | 0 | 0.22 | 4.93 | 11.69 | 13.93 | 14.9 | 14.95 | 14.69 | 14.14 | 13.01 | 9.99 | 3.87 | 0.1 | 0 | 0 | 0 | 0 | 0 | 0 | 0 | 0 | 0 | 0 | 0 | 0 | 0.04 | 2.83 | 9.86 | 13.67 | 15.01 | 15.26 | 15.08 | 14.71 | 13.84 | 12.23 | 7.72 | 3.59 | 0.54 | 0 | 0 | 0 | 0 | 0 | 0 | 0 | 0 | 0 | 0 | 0 | 0.55 | 5.53 | 11.9 | 14.94 | 16.3 | 16.97 | 17 | 16.65 | 16.22 | 14.88 | 12.66 | 8.68 | 2.17 | 0.03 | 0 | 0 | 0 | 0 | 0 | 0 | 0 | 0 | 0 | 0.03 | 2.29 | 8.4 | 12.75 | 15.15 | 16.84 | 17.51 | 17.6 | 17.41 | 17.06 | 15.89 | 13.89 | 10.08 | 3.79 | 0.25 | 0 | 0 | 0 | 0 | 0 | 0 | 0 | 0 | 0 | 0.07 | 2.81 | 8.58 | 13.02 | 15.55 | 17.22 | 18 | 18.14 | 18.11 | 17.49 | 16.19 | 14.2 | 10.85 | 5.18 | 0.65 | 0 | 0 | 0 | 0 | 0 | 0 | 0 | 0 | 0 | 0 | 1.35 | 5.9 | 10.89 | 14.01 | 16.09 | 17.15 | 17.49 | 17.35 | 16.57 | 15.5 | 13.42 | 10.09 | 4.59 | 0.52 | 0 | 0 | 0 | 0 | 0 | 0 | 0 | 0 | 0 | 0 | 0.6 | 5.31 | 11.33 | 14.56 | 16.55 | 17.58 | 17.91 | 17.62 | 16.88 | 15.37 | 13 | 8.67 | 2.48 | 0.07 | 0 | 0 | 0 | 0 | 0 | 0 | 0 | 0 | 0 | 0 | 0.17 | 4.08 | 10.58 | 14.25 | 16.25 | 17.15 | 17.36 | 17.2 | 16.4 | 14.44 | 11.63 | 5.15 | 0.46 | 0 | 0 | 0 | 0 | 0 | 0 | 0 | 0 | 0 | 0 | 0 | 0.02 | 2.17 | 9.17 | 13.12 | 14.93 | 15.87 | 16.09 | 15.86 | 15.08 | 13.42 | 8.49 | 1.7 | 0.01 | 0 | 0 | 0 | 0 | 0 | 0 | 0 | 0 | 0 | 0 | 0 | 0.49 | 5.4 | 10.8 | 13.43 | 14.33 | 14.67 | 14.22 | 13.46 | 11.08 | 5.06 | 0.34 | 0 | 0 | 0 | 0 | 0 | 0 | 0 | 0 | 0 | 0 | 0 | 0 | 0 | 0.06 | 2.85 | 8 | 10.7 | 11.8 | 12.42 | 12.04 | 11.06 | 9.02 | 4.03 | 0.25 | 0 | 0 | 0 | 0 | 0 | 0 | 0
PLAINV_6_DSOLAR |  | Solar_1Axis | Solar Tracking | CISO | South | Socal | FC | 10 | 0 | 0 | 0 | 0 | 0 | 0 | 0 | 1.2 | 4.69 | 6.11 | 6.05 | 5.94 | 5.88 | 5.89 | 5.34 | 3.85 | 0.65 | 0 | 0 | 0 | 0 | 0 | 0 | 0 | 0 | 0 | 0 | 0 | 0 | 0 | 0.07 | 2.62 | 6.36 | 7.03 | 6.88 | 6.82 | 6.78 | 6.54 | 6.38 | 5.8 | 2.46 | 0.1 | 0 | 0 | 0 | 0 | 0 | 0 | 0 | 0 | 0 | 0 | 0 | 0 | 0.01 | 1.71 | 5.94 | 7.3 | 7.32 | 7.17 | 7.1 | 7.07 | 6.71 | 6.19 | 4.62 | 1.74 | 0.28 | 0 | 0 | 0 | 0 | 0 | 0 | 0 | 0 | 0 | 0 | 0 | 0.31 | 3.65 | 7.16 | 7.66 | 7.97 | 7.95 | 8 | 7.92 | 7.82 | 7.54 | 7.11 | 5.76 | 1.82 | 0.03 | 0 | 0 | 0 | 0 | 0 | 0 | 0 | 0 | 0 | 0.01 | 1.48 | 5.48 | 7.52 | 8.15 | 8.41 | 8.48 | 8.51 | 8.48 | 8.33 | 8.13 | 7.75 | 6.8 | 3.28 | 0.26 | 0 | 0 | 0 | 0 | 0 | 0 | 0 | 0 | 0 | 0.02 | 1.82 | 5.56 | 7.43 | 8.07 | 8.44 | 8.61 | 8.55 | 8.55 | 8.42 | 8.19 | 7.85 | 7.09 | 4.24 | 0.69 | 0 | 0 | 0 | 0 | 0 | 0 | 0 | 0 | 0 | 0 | 0.81 | 4.28 | 6.85 | 7.88 | 8.3 | 8.46 | 8.39 | 8.29 | 8.22 | 8.02 | 7.61 | 6.58 | 3.77 | 0.56 | 0 | 0 | 0 | 0 | 0 | 0 | 0 | 0 | 0 | 0 | 0.31 | 3.43 | 6.73 | 7.88 | 8.31 | 8.52 | 8.55 | 8.35 | 7.94 | 7.76 | 7.13 | 5.68 | 2.03 | 0.06 | 0 | 0 | 0 | 0 | 0 | 0 | 0 | 0 | 0 | 0 | 0.05 | 2.28 | 5.85 | 7.2 | 7.72 | 7.86 | 7.99 | 7.84 | 7.62 | 7.13 | 6.46 | 3.43 | 0.3 | 0 | 0 | 0 | 0 | 0 | 0 | 0 | 0 | 0 | 0 | 0 | 0 | 1 | 4.93 | 6.59 | 6.94 | 7.04 | 7.02 | 6.95 | 7.06 | 6.6 | 4.98 | 1.08 | 0 | 0 | 0 | 0 | 0 | 0 | 0 | 0 | 0 | 0 | 0 | 0 | 0.16 | 2.8 | 5.84 | 6.56 | 6.44 | 6.26 | 6.36 | 6.32 | 5.81 | 3.41 | 0.32 | 0 | 0 | 0 | 0 | 0 | 0 | 0 | 0 | 0 | 0 | 0 | 0 | 0 | 0.01 | 1.32 | 4.17 | 5.22 | 5.15 | 4.95 | 5.15 | 5.07 | 4.67 | 2.55 | 0.21 | 0 | 0 | 0 | 0 | 0 | 0 | 0
PLAINV_6_NLRSR1 |  | Solar_1Axis | Solar Tracking | CISO | South | Socal | EO | 20 | 0 | 0 | 0 | 0 | 0 | 0 | 0.01 | 2.4 | 9.38 | 12.22 | 12.1 | 11.88 | 11.75 | 11.78 | 10.67 | 7.7 | 1.3 | 0 | 0 | 0 | 0 | 0 | 0 | 0 | 0 | 0 | 0 | 0 | 0 | 0 | 0.14 | 5.23 | 12.73 | 14.07 | 13.76 | 13.64 | 13.56 | 13.08 | 12.76 | 11.6 | 4.93 | 0.2 | 0 | 0 | 0 | 0 | 0 | 0 | 0 | 0 | 0 | 0 | 0 | 0 | 0.03 | 3.42 | 11.89 | 14.59 | 14.65 | 14.35 | 14.2 | 14.13 | 13.42 | 12.38 | 9.24 | 3.47 | 0.56 | 0 | 0 | 0 | 0 | 0 | 0 | 0 | 0 | 0 | 0 | 0 | 0.61 | 7.31 | 14.32 | 15.31 | 15.95 | 15.9 | 16 | 15.83 | 15.65 | 15.08 | 14.22 | 11.53 | 3.65 | 0.06 | 0 | 0 | 0 | 0 | 0 | 0 | 0 | 0 | 0 | 0.01 | 2.97 | 10.95 | 15.04 | 16.29 | 16.83 | 16.97 | 17.03 | 16.95 | 16.67 | 16.26 | 15.51 | 13.6 | 6.57 | 0.52 | 0 | 0 | 0 | 0 | 0 | 0 | 0 | 0 | 0 | 0.05 | 3.64 | 11.13 | 14.86 | 16.15 | 16.89 | 17.21 | 17.1 | 17.1 | 16.84 | 16.39 | 15.71 | 14.19 | 8.49 | 1.38 | 0 | 0 | 0 | 0 | 0 | 0 | 0 | 0 | 0 | 0 | 1.62 | 8.55 | 13.71 | 15.76 | 16.6 | 16.93 | 16.77 | 16.58 | 16.43 | 16.04 | 15.22 | 13.16 | 7.55 | 1.13 | 0 | 0 | 0 | 0 | 0 | 0 | 0 | 0 | 0 | 0 | 0.62 | 6.85 | 13.46 | 15.77 | 16.61 | 17.03 | 17.09 | 16.71 | 15.88 | 15.52 | 14.26 | 11.36 | 4.06 | 0.11 | 0 | 0 | 0 | 0 | 0 | 0 | 0 | 0 | 0 | 0 | 0.1 | 4.57 | 11.7 | 14.41 | 15.44 | 15.72 | 15.98 | 15.69 | 15.24 | 14.26 | 12.92 | 6.86 | 0.61 | 0 | 0 | 0 | 0 | 0 | 0 | 0 | 0 | 0 | 0 | 0 | 0 | 2 | 9.87 | 13.19 | 13.87 | 14.07 | 14.04 | 13.9 | 14.11 | 13.2 | 9.95 | 2.17 | 0 | 0 | 0 | 0 | 0 | 0 | 0 | 0 | 0 | 0 | 0 | 0 | 0.31 | 5.59 | 11.69 | 13.13 | 12.87 | 12.51 | 12.71 | 12.64 | 11.63 | 6.83 | 0.63 | 0 | 0 | 0 | 0 | 0 | 0 | 0 | 0 | 0 | 0 | 0 | 0 | 0 | 0.02 | 2.65 | 8.33 | 10.45 | 10.3 | 9.9 | 10.31 | 10.15 | 9.35 | 5.11 | 0.42 | 0 | 0 | 0 | 0 | 0 | 0 | 0
PLAINV_6_SOLAR3 |  | Solar_1Axis | Solar Tracking | CISO | South | Socal | EO | 20 | 0 | 0 | 0 | 0 | 0 | 0 | 0.01 | 2.4 | 9.38 | 12.22 | 12.1 | 11.88 | 11.75 | 11.78 | 10.67 | 7.7 | 1.3 | 0 | 0 | 0 | 0 | 0 | 0 | 0 | 0 | 0 | 0 | 0 | 0 | 0 | 0.14 | 5.23 | 12.73 | 14.07 | 13.76 | 13.64 | 13.56 | 13.08 | 12.76 | 11.6 | 4.93 | 0.2 | 0 | 0 | 0 | 0 | 0 | 0 | 0 | 0 | 0 | 0 | 0 | 0 | 0.03 | 3.42 | 11.89 | 14.59 | 14.65 | 14.35 | 14.2 | 14.13 | 13.42 | 12.38 | 9.24 | 3.47 | 0.56 | 0 | 0 | 0 | 0 | 0 | 0 | 0 | 0 | 0 | 0 | 0 | 0.61 | 7.31 | 14.32 | 15.31 | 15.95 | 15.9 | 16 | 15.83 | 15.65 | 15.08 | 14.22 | 11.53 | 3.65 | 0.06 | 0 | 0 | 0 | 0 | 0 | 0 | 0 | 0 | 0 | 0.01 | 2.97 | 10.95 | 15.04 | 16.29 | 16.83 | 16.97 | 17.03 | 16.95 | 16.67 | 16.26 | 15.51 | 13.6 | 6.57 | 0.52 | 0 | 0 | 0 | 0 | 0 | 0 | 0 | 0 | 0 | 0.05 | 3.64 | 11.13 | 14.86 | 16.15 | 16.89 | 17.21 | 17.1 | 17.1 | 16.84 | 16.39 | 15.71 | 14.19 | 8.49 | 1.38 | 0 | 0 | 0 | 0 | 0 | 0 | 0 | 0 | 0 | 0 | 1.62 | 8.55 | 13.71 | 15.76 | 16.6 | 16.93 | 16.77 | 16.58 | 16.43 | 16.04 | 15.22 | 13.16 | 7.55 | 1.13 | 0 | 0 | 0 | 0 | 0 | 0 | 0 | 0 | 0 | 0 | 0.62 | 6.85 | 13.46 | 15.77 | 16.61 | 17.03 | 17.09 | 16.71 | 15.88 | 15.52 | 14.26 | 11.36 | 4.06 | 0.11 | 0 | 0 | 0 | 0 | 0 | 0 | 0 | 0 | 0 | 0 | 0.1 | 4.57 | 11.7 | 14.41 | 15.44 | 15.72 | 15.98 | 15.69 | 15.24 | 14.26 | 12.92 | 6.86 | 0.61 | 0 | 0 | 0 | 0 | 0 | 0 | 0 | 0 | 0 | 0 | 0 | 0 | 2 | 9.87 | 13.19 | 13.87 | 14.07 | 14.04 | 13.9 | 14.11 | 13.2 | 9.95 | 2.17 | 0 | 0 | 0 | 0 | 0 | 0 | 0 | 0 | 0 | 0 | 0 | 0 | 0.31 | 5.59 | 11.69 | 13.13 | 12.87 | 12.51 | 12.71 | 12.64 | 11.63 | 6.83 | 0.63 | 0 | 0 | 0 | 0 | 0 | 0 | 0 | 0 | 0 | 0 | 0 | 0 | 0 | 0.02 | 2.65 | 8.33 | 10.45 | 10.3 | 9.9 | 10.31 | 10.15 | 9.35 | 5.11 | 0.42 | 0 | 0 | 0 | 0 | 0 | 0 | 0
PLAINV_6_SOLARC |  | Solar_1Axis | Solar Tracking | CISO | South | Socal | EO | 20 | 0 | 0 | 0 | 0 | 0 | 0 | 0.01 | 2.4 | 9.38 | 12.22 | 12.1 | 11.88 | 11.75 | 11.78 | 10.67 | 7.7 | 1.3 | 0 | 0 | 0 | 0 | 0 | 0 | 0 | 0 | 0 | 0 | 0 | 0 | 0 | 0.14 | 5.23 | 12.73 | 14.07 | 13.76 | 13.64 | 13.56 | 13.08 | 12.76 | 11.6 | 4.93 | 0.2 | 0 | 0 | 0 | 0 | 0 | 0 | 0 | 0 | 0 | 0 | 0 | 0 | 0.03 | 3.42 | 11.89 | 14.59 | 14.65 | 14.35 | 14.2 | 14.13 | 13.42 | 12.38 | 9.24 | 3.47 | 0.56 | 0 | 0 | 0 | 0 | 0 | 0 | 0 | 0 | 0 | 0 | 0 | 0.61 | 7.31 | 14.32 | 15.31 | 15.95 | 15.9 | 16 | 15.83 | 15.65 | 15.08 | 14.22 | 11.53 | 3.65 | 0.06 | 0 | 0 | 0 | 0 | 0 | 0 | 0 | 0 | 0 | 0.01 | 2.97 | 10.95 | 15.04 | 16.29 | 16.83 | 16.97 | 17.03 | 16.95 | 16.67 | 16.26 | 15.51 | 13.6 | 6.57 | 0.52 | 0 | 0 | 0 | 0 | 0 | 0 | 0 | 0 | 0 | 0.05 | 3.64 | 11.13 | 14.86 | 16.15 | 16.89 | 17.21 | 17.1 | 17.1 | 16.84 | 16.39 | 15.71 | 14.19 | 8.49 | 1.38 | 0 | 0 | 0 | 0 | 0 | 0 | 0 | 0 | 0 | 0 | 1.62 | 8.55 | 13.71 | 15.76 | 16.6 | 16.93 | 16.77 | 16.58 | 16.43 | 16.04 | 15.22 | 13.16 | 7.55 | 1.13 | 0 | 0 | 0 | 0 | 0 | 0 | 0 | 0 | 0 | 0 | 0.62 | 6.85 | 13.46 | 15.77 | 16.61 | 17.03 | 17.09 | 16.71 | 15.88 | 15.52 | 14.26 | 11.36 | 4.06 | 0.11 | 0 | 0 | 0 | 0 | 0 | 0 | 0 | 0 | 0 | 0 | 0.1 | 4.57 | 11.7 | 14.41 | 15.44 | 15.72 | 15.98 | 15.69 | 15.24 | 14.26 | 12.92 | 6.86 | 0.61 | 0 | 0 | 0 | 0 | 0 | 0 | 0 | 0 | 0 | 0 | 0 | 0 | 2 | 9.87 | 13.19 | 13.87 | 14.07 | 14.04 | 13.9 | 14.11 | 13.2 | 9.95 | 2.17 | 0 | 0 | 0 | 0 | 0 | 0 | 0 | 0 | 0 | 0 | 0 | 0 | 0.31 | 5.59 | 11.69 | 13.13 | 12.87 | 12.51 | 12.71 | 12.64 | 11.63 | 6.83 | 0.63 | 0 | 0 | 0 | 0 | 0 | 0 | 0 | 0 | 0 | 0 | 0 | 0 | 0 | 0.02 | 2.65 | 8.33 | 10.45 | 10.3 | 9.9 | 10.31 | 10.15 | 9.35 | 5.11 | 0.42 | 0 | 0 | 0 | 0 | 0 | 0 | 0
PMDLET_6_SOLAR1 |  | Solar_1Axis | Solar Tracking | CISO | South | Socal | FC | 10 | 0 | 0 | 0 | 0 | 0 | 0 | 0 | 1.2 | 4.69 | 6.11 | 6.05 | 5.94 | 5.88 | 5.89 | 5.34 | 3.85 | 0.65 | 0 | 0 | 0 | 0 | 0 | 0 | 0 | 0 | 0 | 0 | 0 | 0 | 0 | 0.07 | 2.62 | 6.36 | 7.03 | 6.88 | 6.82 | 6.78 | 6.54 | 6.38 | 5.8 | 2.46 | 0.1 | 0 | 0 | 0 | 0 | 0 | 0 | 0 | 0 | 0 | 0 | 0 | 0 | 0.01 | 1.71 | 5.94 | 7.3 | 7.32 | 7.17 | 7.1 | 7.07 | 6.71 | 6.19 | 4.62 | 1.74 | 0.28 | 0 | 0 | 0 | 0 | 0 | 0 | 0 | 0 | 0 | 0 | 0 | 0.31 | 3.65 | 7.16 | 7.66 | 7.97 | 7.95 | 8 | 7.92 | 7.82 | 7.54 | 7.11 | 5.76 | 1.82 | 0.03 | 0 | 0 | 0 | 0 | 0 | 0 | 0 | 0 | 0 | 0.01 | 1.48 | 5.48 | 7.52 | 8.15 | 8.41 | 8.48 | 8.51 | 8.48 | 8.33 | 8.13 | 7.75 | 6.8 | 3.28 | 0.26 | 0 | 0 | 0 | 0 | 0 | 0 | 0 | 0 | 0 | 0.02 | 1.82 | 5.56 | 7.43 | 8.07 | 8.44 | 8.61 | 8.55 | 8.55 | 8.42 | 8.19 | 7.85 | 7.09 | 4.24 | 0.69 | 0 | 0 | 0 | 0 | 0 | 0 | 0 | 0 | 0 | 0 | 0.81 | 4.28 | 6.85 | 7.88 | 8.3 | 8.46 | 8.39 | 8.29 | 8.22 | 8.02 | 7.61 | 6.58 | 3.77 | 0.56 | 0 | 0 | 0 | 0 | 0 | 0 | 0 | 0 | 0 | 0 | 0.31 | 3.43 | 6.73 | 7.88 | 8.31 | 8.52 | 8.55 | 8.35 | 7.94 | 7.76 | 7.13 | 5.68 | 2.03 | 0.06 | 0 | 0 | 0 | 0 | 0 | 0 | 0 | 0 | 0 | 0 | 0.05 | 2.28 | 5.85 | 7.2 | 7.72 | 7.86 | 7.99 | 7.84 | 7.62 | 7.13 | 6.46 | 3.43 | 0.3 | 0 | 0 | 0 | 0 | 0 | 0 | 0 | 0 | 0 | 0 | 0 | 0 | 1 | 4.93 | 6.59 | 6.94 | 7.04 | 7.02 | 6.95 | 7.06 | 6.6 | 4.98 | 1.08 | 0 | 0 | 0 | 0 | 0 | 0 | 0 | 0 | 0 | 0 | 0 | 0 | 0.16 | 2.8 | 5.84 | 6.56 | 6.44 | 6.26 | 6.36 | 6.32 | 5.81 | 3.41 | 0.32 | 0 | 0 | 0 | 0 | 0 | 0 | 0 | 0 | 0 | 0 | 0 | 0 | 0 | 0.01 | 1.32 | 4.17 | 5.22 | 5.15 | 4.95 | 5.15 | 5.07 | 4.67 | 2.55 | 0.21 | 0 | 0 | 0 | 0 | 0 | 0 | 0
PMPJCK_1_RB2SLR |  | Solar_1Axis | Solar Tracking | CISO | North | Norcal | FC | 20 | 0 | 0 | 0 | 0 | 0 | 0 | 0 | 0.47 | 3.78 | 6.7 | 8.17 | 8.83 | 9.12 | 8.51 | 7.94 | 5.45 | 1.21 | 0 | 0 | 0 | 0 | 0 | 0 | 0 | 0 | 0 | 0 | 0 | 0 | 0 | 0 | 2.54 | 10.33 | 13.25 | 13.2 | 12.6 | 12.45 | 12.42 | 12.69 | 11.02 | 5.75 | 0.31 | 0 | 0 | 0 | 0 | 0 | 0 | 0 | 0 | 0 | 0 | 0 | 0 | 0 | 1.56 | 8.8 | 13.2 | 13.92 | 13.41 | 13.52 | 12.95 | 12.31 | 11.59 | 9.7 | 2.94 | 0.61 | 0 | 0 | 0 | 0 | 0 | 0 | 0 | 0 | 0 | 0 | 0 | 0.16 | 5.14 | 12.28 | 14.45 | 14.37 | 14.15 | 14.62 | 14.54 | 14.27 | 14.46 | 13.61 | 12.09 | 5.2 | 0.21 | 0 | 0 | 0 | 0 | 0 | 0 | 0 | 0 | 0 | 0 | 1.87 | 9.98 | 14.04 | 15.02 | 15.27 | 15.15 | 15.47 | 15.49 | 15.53 | 15.74 | 15.3 | 14.35 | 8.74 | 1.16 | 0 | 0 | 0 | 0 | 0 | 0 | 0 | 0 | 0 | 0.01 | 3.11 | 11.28 | 15.22 | 16.54 | 16.76 | 16.91 | 17.02 | 16.92 | 16.8 | 16.85 | 16.21 | 15.19 | 10.96 | 2.97 | 0.03 | 0 | 0 | 0 | 0 | 0 | 0 | 0 | 0 | 0 | 1.4 | 9.24 | 15.27 | 16.86 | 17.11 | 17.16 | 17.04 | 17.03 | 16.76 | 16.75 | 16.14 | 14.93 | 10.36 | 2.39 | 0.01 | 0 | 0 | 0 | 0 | 0 | 0 | 0 | 0 | 0 | 0.21 | 5.46 | 12.76 | 15.53 | 16.15 | 16.36 | 16.34 | 16.18 | 16.16 | 16.1 | 15.4 | 12.54 | 5.51 | 0.32 | 0 | 0 | 0 | 0 | 0 | 0 | 0 | 0 | 0 | 0 | 0.01 | 2.64 | 10.19 | 13.62 | 14.43 | 14.6 | 14.43 | 14.34 | 14.38 | 14.58 | 13.13 | 8.14 | 1.04 | 0 | 0 | 0 | 0 | 0 | 0 | 0 | 0 | 0 | 0 | 0 | 0 | 0.69 | 6.51 | 11.38 | 12.55 | 12.39 | 11.93 | 12.07 | 12.44 | 12.14 | 9.52 | 2.69 | 0.02 | 0 | 0 | 0 | 0 | 0 | 0 | 0 | 0 | 0 | 0 | 0 | 0.02 | 2.15 | 7.45 | 10.16 | 10.55 | 10.11 | 10.39 | 10.64 | 10.05 | 6.13 | 0.73 | 0 | 0 | 0 | 0 | 0 | 0 | 0 | 0 | 0 | 0 | 0 | 0 | 0 | 0 | 0.5 | 3.75 | 6.13 | 7.34 | 8.04 | 7.92 | 7.63 | 6.42 | 3.42 | 0.4 | 0 | 0 | 0 | 0 | 0 | 0 | 0
PMPJCK_1_SOLAR1 |  | Solar_1Axis | Solar Tracking | CISO | North | Norcal | FC | 20 | 0 | 0 | 0 | 0 | 0 | 0 | 0 | 0.47 | 3.78 | 6.7 | 8.17 | 8.83 | 9.12 | 8.51 | 7.94 | 5.45 | 1.21 | 0 | 0 | 0 | 0 | 0 | 0 | 0 | 0 | 0 | 0 | 0 | 0 | 0 | 0 | 2.54 | 10.33 | 13.25 | 13.2 | 12.6 | 12.45 | 12.42 | 12.69 | 11.02 | 5.75 | 0.31 | 0 | 0 | 0 | 0 | 0 | 0 | 0 | 0 | 0 | 0 | 0 | 0 | 0 | 1.56 | 8.8 | 13.2 | 13.92 | 13.41 | 13.52 | 12.95 | 12.31 | 11.59 | 9.7 | 2.94 | 0.61 | 0 | 0 | 0 | 0 | 0 | 0 | 0 | 0 | 0 | 0 | 0 | 0.16 | 5.14 | 12.28 | 14.45 | 14.37 | 14.15 | 14.62 | 14.54 | 14.27 | 14.46 | 13.61 | 12.09 | 5.2 | 0.21 | 0 | 0 | 0 | 0 | 0 | 0 | 0 | 0 | 0 | 0 | 1.87 | 9.98 | 14.04 | 15.02 | 15.27 | 15.15 | 15.47 | 15.49 | 15.53 | 15.74 | 15.3 | 14.35 | 8.74 | 1.16 | 0 | 0 | 0 | 0 | 0 | 0 | 0 | 0 | 0 | 0.01 | 3.11 | 11.28 | 15.22 | 16.54 | 16.76 | 16.91 | 17.02 | 16.92 | 16.8 | 16.85 | 16.21 | 15.19 | 10.96 | 2.97 | 0.03 | 0 | 0 | 0 | 0 | 0 | 0 | 0 | 0 | 0 | 1.4 | 9.24 | 15.27 | 16.86 | 17.11 | 17.16 | 17.04 | 17.03 | 16.76 | 16.75 | 16.14 | 14.93 | 10.36 | 2.39 | 0.01 | 0 | 0 | 0 | 0 | 0 | 0 | 0 | 0 | 0 | 0.21 | 5.46 | 12.76 | 15.53 | 16.15 | 16.36 | 16.34 | 16.18 | 16.16 | 16.1 | 15.4 | 12.54 | 5.51 | 0.32 | 0 | 0 | 0 | 0 | 0 | 0 | 0 | 0 | 0 | 0 | 0.01 | 2.64 | 10.19 | 13.62 | 14.43 | 14.6 | 14.43 | 14.34 | 14.38 | 14.58 | 13.13 | 8.14 | 1.04 | 0 | 0 | 0 | 0 | 0 | 0 | 0 | 0 | 0 | 0 | 0 | 0 | 0.69 | 6.51 | 11.38 | 12.55 | 12.39 | 11.93 | 12.07 | 12.44 | 12.14 | 9.52 | 2.69 | 0.02 | 0 | 0 | 0 | 0 | 0 | 0 | 0 | 0 | 0 | 0 | 0 | 0.02 | 2.15 | 7.45 | 10.16 | 10.55 | 10.11 | 10.39 | 10.64 | 10.05 | 6.13 | 0.73 | 0 | 0 | 0 | 0 | 0 | 0 | 0 | 0 | 0 | 0 | 0 | 0 | 0 | 0 | 0.5 | 3.75 | 6.13 | 7.34 | 8.04 | 7.92 | 7.63 | 6.42 | 3.42 | 0.4 | 0 | 0 | 0 | 0 | 0 | 0 | 0
PMPJCK_1_SOLAR2 |  | Solar_1Axis | Solar Tracking | CISO | North | Norcal | FC | 20 | 0 | 0 | 0 | 0 | 0 | 0 | 0 | 0.47 | 3.78 | 6.7 | 8.17 | 8.83 | 9.12 | 8.51 | 7.94 | 5.45 | 1.21 | 0 | 0 | 0 | 0 | 0 | 0 | 0 | 0 | 0 | 0 | 0 | 0 | 0 | 0 | 2.54 | 10.33 | 13.25 | 13.2 | 12.6 | 12.45 | 12.42 | 12.69 | 11.02 | 5.75 | 0.31 | 0 | 0 | 0 | 0 | 0 | 0 | 0 | 0 | 0 | 0 | 0 | 0 | 0 | 1.56 | 8.8 | 13.2 | 13.92 | 13.41 | 13.52 | 12.95 | 12.31 | 11.59 | 9.7 | 2.94 | 0.61 | 0 | 0 | 0 | 0 | 0 | 0 | 0 | 0 | 0 | 0 | 0 | 0.16 | 5.14 | 12.28 | 14.45 | 14.37 | 14.15 | 14.62 | 14.54 | 14.27 | 14.46 | 13.61 | 12.09 | 5.2 | 0.21 | 0 | 0 | 0 | 0 | 0 | 0 | 0 | 0 | 0 | 0 | 1.87 | 9.98 | 14.04 | 15.02 | 15.27 | 15.15 | 15.47 | 15.49 | 15.53 | 15.74 | 15.3 | 14.35 | 8.74 | 1.16 | 0 | 0 | 0 | 0 | 0 | 0 | 0 | 0 | 0 | 0.01 | 3.11 | 11.28 | 15.22 | 16.54 | 16.76 | 16.91 | 17.02 | 16.92 | 16.8 | 16.85 | 16.21 | 15.19 | 10.96 | 2.97 | 0.03 | 0 | 0 | 0 | 0 | 0 | 0 | 0 | 0 | 0 | 1.4 | 9.24 | 15.27 | 16.86 | 17.11 | 17.16 | 17.04 | 17.03 | 16.76 | 16.75 | 16.14 | 14.93 | 10.36 | 2.39 | 0.01 | 0 | 0 | 0 | 0 | 0 | 0 | 0 | 0 | 0 | 0.21 | 5.46 | 12.76 | 15.53 | 16.15 | 16.36 | 16.34 | 16.18 | 16.16 | 16.1 | 15.4 | 12.54 | 5.51 | 0.32 | 0 | 0 | 0 | 0 | 0 | 0 | 0 | 0 | 0 | 0 | 0.01 | 2.64 | 10.19 | 13.62 | 14.43 | 14.6 | 14.43 | 14.34 | 14.38 | 14.58 | 13.13 | 8.14 | 1.04 | 0 | 0 | 0 | 0 | 0 | 0 | 0 | 0 | 0 | 0 | 0 | 0 | 0.69 | 6.51 | 11.38 | 12.55 | 12.39 | 11.93 | 12.07 | 12.44 | 12.14 | 9.52 | 2.69 | 0.02 | 0 | 0 | 0 | 0 | 0 | 0 | 0 | 0 | 0 | 0 | 0 | 0.02 | 2.15 | 7.45 | 10.16 | 10.55 | 10.11 | 10.39 | 10.64 | 10.05 | 6.13 | 0.73 | 0 | 0 | 0 | 0 | 0 | 0 | 0 | 0 | 0 | 0 | 0 | 0 | 0 | 0 | 0.5 | 3.75 | 6.13 | 7.34 | 8.04 | 7.92 | 7.63 | 6.42 | 3.42 | 0.4 | 0 | 0 | 0 | 0 | 0 | 0 | 0
PNCHVS_2_SOLAR |  | Solar_1Axis | Solar Tracking | CISO | North | Norcal | FC | 140 | 0 | 0 | 0 | 0 | 0 | 0 | 0 | 3.28 | 26.46 | 46.87 | 57.16 | 61.79 | 63.83 | 59.54 | 55.57 | 38.13 | 8.44 | 0.01 | 0 | 0 | 0 | 0 | 0 | 0 | 0 | 0 | 0 | 0 | 0 | 0 | 0.03 | 17.75 | 72.32 | 92.76 | 92.43 | 88.23 | 87.12 | 86.91 | 88.81 | 77.11 | 40.27 | 2.15 | 0 | 0 | 0 | 0 | 0 | 0 | 0 | 0 | 0 | 0 | 0 | 0 | 0 | 10.91 | 61.58 | 92.43 | 97.45 | 93.89 | 94.66 | 90.64 | 86.18 | 81.12 | 67.93 | 20.58 | 4.26 | 0.01 | 0 | 0 | 0 | 0 | 0 | 0 | 0 | 0 | 0 | 0 | 1.1 | 36 | 85.97 | 101.14 | 100.56 | 99.06 | 102.37 | 101.79 | 99.86 | 101.19 | 95.28 | 84.66 | 36.4 | 1.45 | 0 | 0 | 0 | 0 | 0 | 0 | 0 | 0 | 0 | 0.01 | 13.08 | 69.84 | 98.26 | 105.12 | 106.88 | 106.04 | 108.28 | 108.46 | 108.71 | 110.17 | 107.08 | 100.45 | 61.19 | 8.12 | 0 | 0 | 0 | 0 | 0 | 0 | 0 | 0 | 0 | 0.08 | 21.74 | 78.98 | 106.52 | 115.8 | 117.35 | 118.36 | 119.12 | 118.44 | 117.61 | 117.96 | 113.47 | 106.3 | 76.69 | 20.76 | 0.18 | 0 | 0 | 0 | 0 | 0 | 0 | 0 | 0 | 0 | 9.77 | 64.71 | 106.87 | 118.01 | 119.8 | 120.14 | 119.25 | 119.22 | 117.34 | 117.24 | 113.01 | 104.53 | 72.51 | 16.74 | 0.09 | 0 | 0 | 0 | 0 | 0 | 0 | 0 | 0 | 0 | 1.44 | 38.24 | 89.3 | 108.74 | 113.07 | 114.5 | 114.35 | 113.29 | 113.12 | 112.71 | 107.79 | 87.78 | 38.6 | 2.25 | 0 | 0 | 0 | 0 | 0 | 0 | 0 | 0 | 0 | 0 | 0.05 | 18.5 | 71.3 | 95.34 | 101 | 102.2 | 101 | 100.36 | 100.65 | 102.09 | 91.9 | 56.98 | 7.31 | 0 | 0 | 0 | 0 | 0 | 0 | 0 | 0 | 0 | 0 | 0 | 0 | 4.82 | 45.59 | 79.68 | 87.88 | 86.7 | 83.51 | 84.5 | 87.07 | 85 | 66.62 | 18.82 | 0.13 | 0 | 0 | 0 | 0 | 0 | 0 | 0 | 0 | 0 | 0 | 0 | 0.15 | 15.02 | 52.13 | 71.13 | 73.87 | 70.74 | 72.76 | 74.49 | 70.36 | 42.94 | 5.13 | 0 | 0 | 0 | 0 | 0 | 0 | 0 | 0 | 0 | 0 | 0 | 0 | 0 | 0 | 3.53 | 26.22 | 42.92 | 51.41 | 56.28 | 55.45 | 53.42 | 44.91 | 23.93 | 2.81 | 0 | 0 | 0 | 0 | 0 | 0 | 0
PRIMM_2_SOLAR1 |  | Solar_Fixed | Solar Fixed | CISO | South | Socal | FC | 250 | 0 | 0 | 0 | 0 | 0 | 0 | 0.4 | 33.1 | 111.07 | 150.67 | 162.81 | 168.14 | 163.78 | 157.71 | 131.71 | 76.86 | 11.16 | 0 | 0 | 0 | 0 | 0 | 0 | 0 | 0 | 0 | 0 | 0 | 0 | 0 | 2.76 | 61.61 | 146.14 | 174.09 | 186.26 | 186.94 | 183.61 | 176.8 | 162.66 | 124.91 | 48.43 | 1.19 | 0 | 0 | 0 | 0 | 0 | 0 | 0 | 0 | 0 | 0 | 0 | 0 | 0.54 | 35.34 | 123.3 | 170.92 | 187.62 | 190.79 | 188.44 | 183.91 | 172.96 | 152.93 | 96.48 | 44.85 | 6.76 | 0 | 0 | 0 | 0 | 0 | 0 | 0 | 0 | 0 | 0 | 0 | 6.85 | 69.07 | 148.72 | 186.7 | 203.73 | 212.15 | 212.47 | 208.14 | 202.78 | 185.99 | 158.24 | 108.55 | 27.09 | 0.36 | 0 | 0 | 0 | 0 | 0 | 0 | 0 | 0 | 0 | 0.36 | 28.59 | 105.04 | 159.34 | 189.38 | 210.49 | 218.83 | 220.02 | 217.61 | 213.19 | 198.57 | 173.63 | 126.04 | 47.34 | 3.09 | 0 | 0 | 0 | 0 | 0 | 0 | 0 | 0 | 0 | 0.93 | 35.14 | 107.21 | 162.76 | 194.43 | 215.19 | 224.94 | 226.7 | 226.42 | 218.66 | 202.44 | 177.44 | 135.62 | 64.7 | 8.17 | 0.01 | 0 | 0 | 0 | 0 | 0 | 0 | 0 | 0 | 0.04 | 16.86 | 73.71 | 136.12 | 175.13 | 201.12 | 214.34 | 218.64 | 216.88 | 207.12 | 193.76 | 167.74 | 126.16 | 57.38 | 6.54 | 0.01 | 0 | 0 | 0 | 0 | 0 | 0 | 0 | 0 | 0 | 7.49 | 66.33 | 141.57 | 182.04 | 206.89 | 219.73 | 223.87 | 220.23 | 211.02 | 192.07 | 162.54 | 108.43 | 30.98 | 0.84 | 0.01 | 0 | 0 | 0 | 0 | 0 | 0 | 0 | 0 | 0 | 2.07 | 50.99 | 132.23 | 178.17 | 203.13 | 214.39 | 216.97 | 215.02 | 205.03 | 180.53 | 145.37 | 64.34 | 5.75 | 0.02 | 0 | 0 | 0 | 0 | 0 | 0 | 0 | 0 | 0 | 0 | 0.23 | 27.18 | 114.62 | 164.02 | 186.65 | 198.37 | 201.14 | 198.22 | 188.5 | 167.74 | 106.14 | 21.29 | 0.1 | 0 | 0 | 0 | 0 | 0 | 0 | 0 | 0 | 0 | 0 | 0 | 6.17 | 67.47 | 134.98 | 167.86 | 179.18 | 183.41 | 177.73 | 168.28 | 138.53 | 63.26 | 4.26 | 0 | 0 | 0 | 0 | 0 | 0 | 0 | 0 | 0 | 0 | 0 | 0 | 0 | 0.76 | 35.61 | 99.95 | 133.81 | 147.46 | 155.25 | 150.52 | 138.24 | 112.71 | 50.44 | 3.11 | 0 | 0 | 0 | 0 | 0 | 0 | 0
PUTHCR_1_PCNSB1 | PUTHCR_1_PCNSB1_SUN | Hybrid_Solar1Axis | Solar Tracking | CISO | North | Norcal | ID | 3 | 0 | 0 | 0 | 0 | 0 | 0 | 0 | 0.07 | 0.57 | 1 | 1.22 | 1.32 | 1.37 | 1.28 | 1.19 | 0.82 | 0.18 | 0 | 0 | 0 | 0 | 0 | 0 | 0 | 0 | 0 | 0 | 0 | 0 | 0 | 0 | 0.38 | 1.55 | 1.99 | 1.98 | 1.89 | 1.87 | 1.86 | 1.9 | 1.65 | 0.86 | 0.05 | 0 | 0 | 0 | 0 | 0 | 0 | 0 | 0 | 0 | 0 | 0 | 0 | 0 | 0.23 | 1.32 | 1.98 | 2.09 | 2.01 | 2.03 | 1.94 | 1.85 | 1.74 | 1.46 | 0.44 | 0.09 | 0 | 0 | 0 | 0 | 0 | 0 | 0 | 0 | 0 | 0 | 0 | 0.02 | 0.77 | 1.84 | 2.17 | 2.15 | 2.12 | 2.19 | 2.18 | 2.14 | 2.17 | 2.04 | 1.81 | 0.78 | 0.03 | 0 | 0 | 0 | 0 | 0 | 0 | 0 | 0 | 0 | 0 | 0.28 | 1.5 | 2.11 | 2.25 | 2.29 | 2.27 | 2.32 | 2.32 | 2.33 | 2.36 | 2.29 | 2.15 | 1.31 | 0.17 | 0 | 0 | 0 | 0 | 0 | 0 | 0 | 0 | 0 | 0 | 0.47 | 1.69 | 2.28 | 2.48 | 2.51 | 2.54 | 2.55 | 2.54 | 2.52 | 2.53 | 2.43 | 2.28 | 1.64 | 0.44 | 0 | 0 | 0 | 0 | 0 | 0 | 0 | 0 | 0 | 0 | 0.21 | 1.39 | 2.29 | 2.53 | 2.57 | 2.57 | 2.56 | 2.55 | 2.51 | 2.51 | 2.42 | 2.24 | 1.55 | 0.36 | 0 | 0 | 0 | 0 | 0 | 0 | 0 | 0 | 0 | 0 | 0.03 | 0.82 | 1.91 | 2.33 | 2.42 | 2.45 | 2.45 | 2.43 | 2.42 | 2.42 | 2.31 | 1.88 | 0.83 | 0.05 | 0 | 0 | 0 | 0 | 0 | 0 | 0 | 0 | 0 | 0 | 0 | 0.4 | 1.53 | 2.04 | 2.16 | 2.19 | 2.16 | 2.15 | 2.16 | 2.19 | 1.97 | 1.22 | 0.16 | 0 | 0 | 0 | 0 | 0 | 0 | 0 | 0 | 0 | 0 | 0 | 0 | 0.1 | 0.98 | 1.71 | 1.88 | 1.86 | 1.79 | 1.81 | 1.87 | 1.82 | 1.43 | 0.4 | 0 | 0 | 0 | 0 | 0 | 0 | 0 | 0 | 0 | 0 | 0 | 0 | 0 | 0.32 | 1.12 | 1.52 | 1.58 | 1.52 | 1.56 | 1.6 | 1.51 | 0.92 | 0.11 | 0 | 0 | 0 | 0 | 0 | 0 | 0 | 0 | 0 | 0 | 0 | 0 | 0 | 0 | 0.08 | 0.56 | 0.92 | 1.1 | 1.21 | 1.19 | 1.14 | 0.96 | 0.51 | 0.06 | 0 | 0 | 0 | 0 | 0 | 0 | 0
PUTHCR_1_SOLAR1 |  | Solar_Fixed | Solar Fixed | CISO | North | Norcal | FC | 1.98 | 0 | 0 | 0 | 0 | 0 | 0 | 0 | 0.06 | 0.43 | 0.84 | 1.05 | 1.11 | 1.15 | 1.01 | 0.95 | 0.65 | 0.15 | 0 | 0 | 0 | 0 | 0 | 0 | 0 | 0 | 0 | 0 | 0 | 0 | 0 | 0 | 0.23 | 0.88 | 1.22 | 1.33 | 1.37 | 1.4 | 1.32 | 1.23 | 1 | 0.51 | 0.04 | 0 | 0 | 0 | 0 | 0 | 0 | 0 | 0 | 0 | 0 | 0 | 0 | 0 | 0.13 | 0.68 | 1.11 | 1.33 | 1.36 | 1.35 | 1.3 | 1.22 | 1.08 | 0.84 | 0.3 | 0.06 | 0 | 0 | 0 | 0 | 0 | 0 | 0 | 0 | 0 | 0 | 0 | 0.01 | 0.35 | 0.99 | 1.34 | 1.5 | 1.56 | 1.61 | 1.58 | 1.58 | 1.5 | 1.33 | 1.01 | 0.39 | 0.02 | 0 | 0 | 0 | 0 | 0 | 0 | 0 | 0 | 0 | 0 | 0.11 | 0.65 | 1.13 | 1.43 | 1.57 | 1.63 | 1.63 | 1.63 | 1.63 | 1.57 | 1.4 | 1.13 | 0.59 | 0.08 | 0 | 0 | 0 | 0 | 0 | 0 | 0 | 0 | 0 | 0 | 0.17 | 0.72 | 1.18 | 1.45 | 1.61 | 1.69 | 1.72 | 1.73 | 1.7 | 1.63 | 1.46 | 1.19 | 0.72 | 0.18 | 0 | 0 | 0 | 0 | 0 | 0 | 0 | 0 | 0 | 0 | 0.08 | 0.61 | 1.16 | 1.48 | 1.65 | 1.74 | 1.77 | 1.76 | 1.72 | 1.63 | 1.47 | 1.2 | 0.72 | 0.16 | 0 | 0 | 0 | 0 | 0 | 0 | 0 | 0 | 0 | 0 | 0.02 | 0.38 | 1.01 | 1.39 | 1.6 | 1.69 | 1.71 | 1.71 | 1.67 | 1.59 | 1.4 | 1.03 | 0.42 | 0.03 | 0 | 0 | 0 | 0 | 0 | 0 | 0 | 0 | 0 | 0 | 0 | 0.21 | 0.85 | 1.28 | 1.5 | 1.58 | 1.61 | 1.59 | 1.56 | 1.48 | 1.22 | 0.69 | 0.11 | 0 | 0 | 0 | 0 | 0 | 0 | 0 | 0 | 0 | 0 | 0 | 0 | 0.07 | 0.61 | 1.11 | 1.32 | 1.38 | 1.4 | 1.39 | 1.35 | 1.22 | 0.89 | 0.27 | 0 | 0 | 0 | 0 | 0 | 0 | 0 | 0 | 0 | 0 | 0 | 0 | 0 | 0.24 | 0.82 | 1.15 | 1.28 | 1.3 | 1.29 | 1.22 | 1.07 | 0.61 | 0.08 | 0 | 0 | 0 | 0 | 0 | 0 | 0 | 0 | 0 | 0 | 0 | 0 | 0 | 0 | 0.08 | 0.45 | 0.78 | 0.96 | 1.02 | 0.98 | 0.88 | 0.81 | 0.42 | 0.05 | 0 | 0 | 0 | 0 | 0 | 0 | 0
PWEST_1_UNIT |  | Wind | Wind | CISO | South | Socal | FC | 2.1 | 0.11 | 0.12 | 0.11 | 0.1 | 0.12 | 0.11 | 0.12 | 0.11 | 0.09 | 0.11 | 0.09 | 0.1 | 0.12 | 0.11 | 0.12 | 0.12 | 0.1 | 0.1 | 0.11 | 0.11 | 0.11 | 0.12 | 0.1 | 0.11 | 0.2 | 0.19 | 0.22 | 0.22 | 0.18 | 0.19 | 0.19 | 0.16 | 0.16 | 0.18 | 0.23 | 0.23 | 0.21 | 0.19 | 0.25 | 0.25 | 0.25 | 0.26 | 0.25 | 0.27 | 0.31 | 0.27 | 0.23 | 0.23 | 0.23 | 0.21 | 0.19 | 0.19 | 0.19 | 0.19 | 0.19 | 0.16 | 0.12 | 0.12 | 0.12 | 0.14 | 0.17 | 0.18 | 0.2 | 0.2 | 0.27 | 0.28 | 0.27 | 0.29 | 0.28 | 0.29 | 0.24 | 0.22 | 0.78 | 0.8 | 0.73 | 0.67 | 0.63 | 0.56 | 0.46 | 0.38 | 0.28 | 0.25 | 0.25 | 0.25 | 0.24 | 0.28 | 0.42 | 0.58 | 0.69 | 0.77 | 0.83 | 0.85 | 0.85 | 0.85 | 0.81 | 0.81 | 0.91 | 0.86 | 0.82 | 0.82 | 0.72 | 0.58 | 0.45 | 0.34 | 0.25 | 0.19 | 0.14 | 0.13 | 0.11 | 0.16 | 0.27 | 0.43 | 0.67 | 0.8 | 0.9 | 0.87 | 0.88 | 0.93 | 0.92 | 0.94 | 0.93 | 0.91 | 0.85 | 0.77 | 0.71 | 0.57 | 0.45 | 0.33 | 0.2 | 0.15 | 0.1 | 0.12 | 0.13 | 0.15 | 0.25 | 0.41 | 0.59 | 0.69 | 0.8 | 0.89 | 0.97 | 0.97 | 0.96 | 0.97 | 0.88 | 0.83 | 0.78 | 0.69 | 0.57 | 0.49 | 0.36 | 0.23 | 0.12 | 0.08 | 0.07 | 0.08 | 0.11 | 0.16 | 0.26 | 0.38 | 0.55 | 0.7 | 0.81 | 0.88 | 0.96 | 0.98 | 0.95 | 0.91 | 0.79 | 0.76 | 0.7 | 0.6 | 0.48 | 0.42 | 0.31 | 0.22 | 0.14 | 0.09 | 0.07 | 0.08 | 0.11 | 0.16 | 0.24 | 0.35 | 0.48 | 0.61 | 0.69 | 0.84 | 0.89 | 0.88 | 0.86 | 0.82 | 0.4 | 0.37 | 0.33 | 0.26 | 0.21 | 0.15 | 0.12 | 0.09 | 0.07 | 0.07 | 0.08 | 0.11 | 0.13 | 0.15 | 0.19 | 0.23 | 0.26 | 0.34 | 0.42 | 0.5 | 0.5 | 0.5 | 0.47 | 0.43 | 0.21 | 0.19 | 0.19 | 0.19 | 0.18 | 0.14 | 0.12 | 0.1 | 0.06 | 0.06 | 0.06 | 0.08 | 0.09 | 0.09 | 0.09 | 0.11 | 0.14 | 0.16 | 0.2 | 0.23 | 0.25 | 0.25 | 0.24 | 0.2 | 0.09 | 0.08 | 0.08 | 0.09 | 0.09 | 0.09 | 0.08 | 0.08 | 0.07 | 0.07 | 0.08 | 0.09 | 0.09 | 0.09 | 0.09 | 0.08 | 0.07 | 0.09 | 0.11 | 0.12 | 0.13 | 0.1 | 0.1 | 0.1 | 0.08 | 0.08 | 0.07 | 0.09 | 0.08 | 0.09 | 0.08 | 0.08 | 0.07 | 0.07 | 0.07 | 0.08 | 0.08 | 0.07 | 0.07 | 0.07 | 0.08 | 0.09 | 0.1 | 0.09 | 0.1 | 0.09 | 0.09 | 0.09
RATSKE_2_NROSR1 |  | Solar_1Axis | Solar Tracking | CISO | South | Socal | FC | 150 | 0 | 0 | 0 | 0 | 0 | 0 | 0.07 | 17.97 | 70.38 | 91.63 | 90.72 | 89.11 | 88.15 | 88.36 | 80.04 | 57.76 | 9.74 | 0 | 0 | 0 | 0 | 0 | 0 | 0 | 0 | 0 | 0 | 0 | 0 | 0 | 1.03 | 39.23 | 95.47 | 105.49 | 103.18 | 102.28 | 101.71 | 98.08 | 95.69 | 86.98 | 36.95 | 1.48 | 0 | 0 | 0 | 0 | 0 | 0 | 0 | 0 | 0 | 0 | 0 | 0 | 0.22 | 25.66 | 89.16 | 109.45 | 109.84 | 107.61 | 106.49 | 106 | 100.68 | 92.83 | 69.27 | 26.06 | 4.21 | 0 | 0 | 0 | 0 | 0 | 0 | 0 | 0 | 0 | 0 | 0 | 4.59 | 54.8 | 107.36 | 114.84 | 119.59 | 119.25 | 120.01 | 118.74 | 117.36 | 113.1 | 106.65 | 86.46 | 27.34 | 0.44 | 0 | 0 | 0 | 0 | 0 | 0 | 0 | 0 | 0 | 0.09 | 22.24 | 82.14 | 112.83 | 122.2 | 126.2 | 127.27 | 127.69 | 127.15 | 124.99 | 121.97 | 116.31 | 102.01 | 49.25 | 3.9 | 0 | 0 | 0 | 0 | 0 | 0 | 0 | 0 | 0 | 0.36 | 27.32 | 83.46 | 111.45 | 121.11 | 126.67 | 129.09 | 128.25 | 128.28 | 126.28 | 122.92 | 117.82 | 106.42 | 63.66 | 10.33 | 0.01 | 0 | 0 | 0 | 0 | 0 | 0 | 0 | 0 | 0.01 | 12.12 | 64.15 | 102.82 | 118.23 | 124.53 | 126.97 | 125.8 | 124.33 | 123.26 | 120.28 | 114.13 | 98.7 | 56.59 | 8.46 | 0 | 0 | 0 | 0 | 0 | 0 | 0 | 0 | 0 | 0 | 4.64 | 51.38 | 100.94 | 118.25 | 124.58 | 127.73 | 128.18 | 125.3 | 119.14 | 116.37 | 106.96 | 85.19 | 30.45 | 0.84 | 0 | 0 | 0 | 0 | 0 | 0 | 0 | 0 | 0 | 0 | 0.74 | 34.27 | 87.72 | 108.06 | 115.77 | 117.89 | 119.85 | 117.64 | 114.31 | 106.91 | 96.91 | 51.44 | 4.57 | 0 | 0 | 0 | 0 | 0 | 0 | 0 | 0 | 0 | 0 | 0 | 0.01 | 14.99 | 74.01 | 98.92 | 104.06 | 105.55 | 105.3 | 104.28 | 105.85 | 99 | 74.65 | 16.26 | 0.01 | 0 | 0 | 0 | 0 | 0 | 0 | 0 | 0 | 0 | 0 | 0 | 2.36 | 41.94 | 87.67 | 98.46 | 96.56 | 93.83 | 95.36 | 94.81 | 87.21 | 51.22 | 4.75 | 0 | 0 | 0 | 0 | 0 | 0 | 0 | 0 | 0 | 0 | 0 | 0 | 0 | 0.16 | 19.84 | 62.5 | 78.34 | 77.22 | 74.28 | 77.32 | 76.1 | 70.11 | 38.31 | 3.15 | 0 | 0 | 0 | 0 | 0 | 0 | 0
RATSKE_2_RBSSB1 | RATSKE_2_RBSSB1_SUN | Hybrid_Solar1Axis | Solar Tracking | CISO | South | Socal | ID | 60 | 0 | 0 | 0 | 0 | 0 | 0 | 0.03 | 7.19 | 28.15 | 36.65 | 36.29 | 35.65 | 35.26 | 35.35 | 32.01 | 23.1 | 3.9 | 0 | 0 | 0 | 0 | 0 | 0 | 0 | 0 | 0 | 0 | 0 | 0 | 0 | 0.41 | 15.69 | 38.19 | 42.2 | 41.27 | 40.91 | 40.68 | 39.23 | 38.28 | 34.79 | 14.78 | 0.59 | 0 | 0 | 0 | 0 | 0 | 0 | 0 | 0 | 0 | 0 | 0 | 0 | 0.09 | 10.26 | 35.67 | 43.78 | 43.94 | 43.04 | 42.6 | 42.4 | 40.27 | 37.13 | 27.71 | 10.42 | 1.68 | 0 | 0 | 0 | 0 | 0 | 0 | 0 | 0 | 0 | 0 | 0 | 1.84 | 21.92 | 42.95 | 45.94 | 47.84 | 47.7 | 48 | 47.5 | 46.94 | 45.24 | 42.66 | 34.58 | 10.94 | 0.18 | 0 | 0 | 0 | 0 | 0 | 0 | 0 | 0 | 0 | 0.03 | 8.9 | 32.86 | 45.13 | 48.88 | 50.48 | 50.91 | 51.08 | 50.86 | 50 | 48.79 | 46.52 | 40.8 | 19.7 | 1.56 | 0 | 0 | 0 | 0 | 0 | 0 | 0 | 0 | 0 | 0.14 | 10.93 | 33.38 | 44.58 | 48.44 | 50.67 | 51.64 | 51.3 | 51.31 | 50.51 | 49.17 | 47.13 | 42.57 | 25.47 | 4.13 | 0 | 0 | 0 | 0 | 0 | 0 | 0 | 0 | 0 | 0 | 4.85 | 25.66 | 41.13 | 47.29 | 49.81 | 50.79 | 50.32 | 49.73 | 49.3 | 48.11 | 45.65 | 39.48 | 22.64 | 3.39 | 0 | 0 | 0 | 0 | 0 | 0 | 0 | 0 | 0 | 0 | 1.86 | 20.55 | 40.37 | 47.3 | 49.83 | 51.09 | 51.27 | 50.12 | 47.65 | 46.55 | 42.78 | 34.08 | 12.18 | 0.33 | 0 | 0 | 0 | 0 | 0 | 0 | 0 | 0 | 0 | 0 | 0.3 | 13.71 | 35.09 | 43.22 | 46.31 | 47.16 | 47.94 | 47.06 | 45.72 | 42.77 | 38.77 | 20.58 | 1.83 | 0 | 0 | 0 | 0 | 0 | 0 | 0 | 0 | 0 | 0 | 0 | 0 | 6 | 29.6 | 39.57 | 41.62 | 42.22 | 42.12 | 41.71 | 42.34 | 39.6 | 29.86 | 6.5 | 0 | 0 | 0 | 0 | 0 | 0 | 0 | 0 | 0 | 0 | 0 | 0 | 0.94 | 16.78 | 35.07 | 39.39 | 38.62 | 37.53 | 38.14 | 37.92 | 34.88 | 20.49 | 1.9 | 0 | 0 | 0 | 0 | 0 | 0 | 0 | 0 | 0 | 0 | 0 | 0 | 0 | 0.06 | 7.94 | 25 | 31.34 | 30.89 | 29.71 | 30.93 | 30.44 | 28.05 | 15.32 | 1.26 | 0 | 0 | 0 | 0 | 0 | 0 | 0
RATSKE_2_RBSSB2 | RATSKE_2_RBSSB2_SUN | Hybrid_Solar1Axis | Solar Tracking | CISO | South | Socal | ID | 40 | 0 | 0 | 0 | 0 | 0 | 0 | 0.02 | 4.79 | 18.77 | 24.44 | 24.19 | 23.76 | 23.51 | 23.56 | 21.34 | 15.4 | 2.6 | 0 | 0 | 0 | 0 | 0 | 0 | 0 | 0 | 0 | 0 | 0 | 0 | 0 | 0.28 | 10.46 | 25.46 | 28.13 | 27.52 | 27.27 | 27.12 | 26.16 | 25.52 | 23.19 | 9.85 | 0.39 | 0 | 0 | 0 | 0 | 0 | 0 | 0 | 0 | 0 | 0 | 0 | 0 | 0.06 | 6.84 | 23.78 | 29.19 | 29.29 | 28.7 | 28.4 | 28.27 | 26.85 | 24.76 | 18.47 | 6.95 | 1.12 | 0 | 0 | 0 | 0 | 0 | 0 | 0 | 0 | 0 | 0 | 0 | 1.23 | 14.61 | 28.63 | 30.63 | 31.89 | 31.8 | 32 | 31.66 | 31.3 | 30.16 | 28.44 | 23.06 | 7.29 | 0.12 | 0 | 0 | 0 | 0 | 0 | 0 | 0 | 0 | 0 | 0.02 | 5.93 | 21.9 | 30.09 | 32.59 | 33.65 | 33.94 | 34.05 | 33.91 | 33.33 | 32.53 | 31.02 | 27.2 | 13.13 | 1.04 | 0 | 0 | 0 | 0 | 0 | 0 | 0 | 0 | 0 | 0.1 | 7.29 | 22.26 | 29.72 | 32.3 | 33.78 | 34.42 | 34.2 | 34.21 | 33.68 | 32.78 | 31.42 | 28.38 | 16.98 | 2.76 | 0 | 0 | 0 | 0 | 0 | 0 | 0 | 0 | 0 | 0 | 3.23 | 17.11 | 27.42 | 31.53 | 33.21 | 33.86 | 33.55 | 33.16 | 32.87 | 32.08 | 30.43 | 26.32 | 15.09 | 2.26 | 0 | 0 | 0 | 0 | 0 | 0 | 0 | 0 | 0 | 0 | 1.24 | 13.7 | 26.92 | 31.53 | 33.22 | 34.06 | 34.18 | 33.41 | 31.77 | 31.03 | 28.52 | 22.72 | 8.12 | 0.22 | 0 | 0 | 0 | 0 | 0 | 0 | 0 | 0 | 0 | 0 | 0.2 | 9.14 | 23.39 | 28.82 | 30.87 | 31.44 | 31.96 | 31.37 | 30.48 | 28.51 | 25.84 | 13.72 | 1.22 | 0 | 0 | 0 | 0 | 0 | 0 | 0 | 0 | 0 | 0 | 0 | 0 | 4 | 19.74 | 26.38 | 27.75 | 28.15 | 28.08 | 27.81 | 28.23 | 26.4 | 19.91 | 4.34 | 0 | 0 | 0 | 0 | 0 | 0 | 0 | 0 | 0 | 0 | 0 | 0 | 0.63 | 11.18 | 23.38 | 26.26 | 25.75 | 25.02 | 25.43 | 25.28 | 23.26 | 13.66 | 1.27 | 0 | 0 | 0 | 0 | 0 | 0 | 0 | 0 | 0 | 0 | 0 | 0 | 0 | 0.04 | 5.29 | 16.67 | 20.89 | 20.59 | 19.81 | 20.62 | 20.29 | 18.7 | 10.22 | 0.84 | 0 | 0 | 0 | 0 | 0 | 0 | 0
RDWAY_1_CREST |  | Solar_1Axis | Solar Tracking | CISO | South | Socal | EO | 6.5 | 0 | 0 | 0 | 0 | 0 | 0 | 0 | 0.78 | 3.05 | 3.97 | 3.93 | 3.86 | 3.82 | 3.83 | 3.47 | 2.5 | 0.42 | 0 | 0 | 0 | 0 | 0 | 0 | 0 | 0 | 0 | 0 | 0 | 0 | 0 | 0.04 | 1.7 | 4.14 | 4.57 | 4.47 | 4.43 | 4.41 | 4.25 | 4.15 | 3.77 | 1.6 | 0.06 | 0 | 0 | 0 | 0 | 0 | 0 | 0 | 0 | 0 | 0 | 0 | 0 | 0.01 | 1.11 | 3.86 | 4.74 | 4.76 | 4.66 | 4.61 | 4.59 | 4.36 | 4.02 | 3 | 1.13 | 0.18 | 0 | 0 | 0 | 0 | 0 | 0 | 0 | 0 | 0 | 0 | 0 | 0.2 | 2.37 | 4.65 | 4.98 | 5.18 | 5.17 | 5.2 | 5.15 | 5.09 | 4.9 | 4.62 | 3.75 | 1.18 | 0.02 | 0 | 0 | 0 | 0 | 0 | 0 | 0 | 0 | 0 | 0 | 0.96 | 3.56 | 4.89 | 5.3 | 5.47 | 5.52 | 5.53 | 5.51 | 5.42 | 5.29 | 5.04 | 4.42 | 2.13 | 0.17 | 0 | 0 | 0 | 0 | 0 | 0 | 0 | 0 | 0 | 0.02 | 1.18 | 3.62 | 4.83 | 5.25 | 5.49 | 5.59 | 5.56 | 5.56 | 5.47 | 5.33 | 5.11 | 4.61 | 2.76 | 0.45 | 0 | 0 | 0 | 0 | 0 | 0 | 0 | 0 | 0 | 0 | 0.53 | 2.78 | 4.46 | 5.12 | 5.4 | 5.5 | 5.45 | 5.39 | 5.34 | 5.21 | 4.95 | 4.28 | 2.45 | 0.37 | 0 | 0 | 0 | 0 | 0 | 0 | 0 | 0 | 0 | 0 | 0.2 | 2.23 | 4.37 | 5.12 | 5.4 | 5.53 | 5.55 | 5.43 | 5.16 | 5.04 | 4.63 | 3.69 | 1.32 | 0.04 | 0 | 0 | 0 | 0 | 0 | 0 | 0 | 0 | 0 | 0 | 0.03 | 1.48 | 3.8 | 4.68 | 5.02 | 5.11 | 5.19 | 5.1 | 4.95 | 4.63 | 4.2 | 2.23 | 0.2 | 0 | 0 | 0 | 0 | 0 | 0 | 0 | 0 | 0 | 0 | 0 | 0 | 0.65 | 3.21 | 4.29 | 4.51 | 4.57 | 4.56 | 4.52 | 4.59 | 4.29 | 3.23 | 0.7 | 0 | 0 | 0 | 0 | 0 | 0 | 0 | 0 | 0 | 0 | 0 | 0 | 0.1 | 1.82 | 3.8 | 4.27 | 4.18 | 4.07 | 4.13 | 4.11 | 3.78 | 2.22 | 0.21 | 0 | 0 | 0 | 0 | 0 | 0 | 0 | 0 | 0 | 0 | 0 | 0 | 0 | 0.01 | 0.86 | 2.71 | 3.39 | 3.35 | 3.22 | 3.35 | 3.3 | 3.04 | 1.66 | 0.14 | 0 | 0 | 0 | 0 | 0 | 0 | 0
RECTOR_2_CREST |  | Solar_Fixed | Solar Fixed | CISO | South | Socal | EO | 10.5 | 0 | 0 | 0 | 0 | 0 | 0 | 0.02 | 1.39 | 4.66 | 6.33 | 6.84 | 7.06 | 6.88 | 6.62 | 5.53 | 3.23 | 0.47 | 0 | 0 | 0 | 0 | 0 | 0 | 0 | 0 | 0 | 0 | 0 | 0 | 0 | 0.12 | 2.59 | 6.14 | 7.31 | 7.82 | 7.85 | 7.71 | 7.43 | 6.83 | 5.25 | 2.03 | 0.05 | 0 | 0 | 0 | 0 | 0 | 0 | 0 | 0 | 0 | 0 | 0 | 0 | 0.02 | 1.48 | 5.18 | 7.18 | 7.88 | 8.01 | 7.91 | 7.72 | 7.26 | 6.42 | 4.05 | 1.88 | 0.28 | 0 | 0 | 0 | 0 | 0 | 0 | 0 | 0 | 0 | 0 | 0 | 0.29 | 2.9 | 6.25 | 7.84 | 8.56 | 8.91 | 8.92 | 8.74 | 8.52 | 7.81 | 6.65 | 4.56 | 1.14 | 0.01 | 0 | 0 | 0 | 0 | 0 | 0 | 0 | 0 | 0 | 0.02 | 1.2 | 4.41 | 6.69 | 7.95 | 8.84 | 9.19 | 9.24 | 9.14 | 8.95 | 8.34 | 7.29 | 5.29 | 1.99 | 0.13 | 0 | 0 | 0 | 0 | 0 | 0 | 0 | 0 | 0 | 0.04 | 1.48 | 4.5 | 6.84 | 8.17 | 9.04 | 9.45 | 9.52 | 9.51 | 9.18 | 8.5 | 7.45 | 5.7 | 2.72 | 0.34 | 0 | 0 | 0 | 0 | 0 | 0 | 0 | 0 | 0 | 0 | 0.71 | 3.1 | 5.72 | 7.36 | 8.45 | 9 | 9.18 | 9.11 | 8.7 | 8.14 | 7.04 | 5.3 | 2.41 | 0.27 | 0 | 0 | 0 | 0 | 0 | 0 | 0 | 0 | 0 | 0 | 0.31 | 2.79 | 5.95 | 7.65 | 8.69 | 9.23 | 9.4 | 9.25 | 8.86 | 8.07 | 6.83 | 4.55 | 1.3 | 0.04 | 0 | 0 | 0 | 0 | 0 | 0 | 0 | 0 | 0 | 0 | 0.09 | 2.14 | 5.55 | 7.48 | 8.53 | 9 | 9.11 | 9.03 | 8.61 | 7.58 | 6.11 | 2.7 | 0.24 | 0 | 0 | 0 | 0 | 0 | 0 | 0 | 0 | 0 | 0 | 0 | 0.01 | 1.14 | 4.81 | 6.89 | 7.84 | 8.33 | 8.45 | 8.33 | 7.92 | 7.05 | 4.46 | 0.89 | 0 | 0 | 0 | 0 | 0 | 0 | 0 | 0 | 0 | 0 | 0 | 0 | 0.26 | 2.83 | 5.67 | 7.05 | 7.53 | 7.7 | 7.46 | 7.07 | 5.82 | 2.66 | 0.18 | 0 | 0 | 0 | 0 | 0 | 0 | 0 | 0 | 0 | 0 | 0 | 0 | 0 | 0.03 | 1.5 | 4.2 | 5.62 | 6.19 | 6.52 | 6.32 | 5.81 | 4.73 | 2.12 | 0.13 | 0 | 0 | 0 | 0 | 0 | 0 | 0
RECTOR_2_IVANPV |  | Solar_Fixed | Solar Fixed | CISO | South | Socal | EO | 3.5 | 0 | 0 | 0 | 0 | 0 | 0 | 0.01 | 0.46 | 1.55 | 2.11 | 2.28 | 2.35 | 2.29 | 2.21 | 1.84 | 1.08 | 0.16 | 0 | 0 | 0 | 0 | 0 | 0 | 0 | 0 | 0 | 0 | 0 | 0 | 0 | 0.04 | 0.86 | 2.05 | 2.44 | 2.61 | 2.62 | 2.57 | 2.48 | 2.28 | 1.75 | 0.68 | 0.02 | 0 | 0 | 0 | 0 | 0 | 0 | 0 | 0 | 0 | 0 | 0 | 0 | 0.01 | 0.49 | 1.73 | 2.39 | 2.63 | 2.67 | 2.64 | 2.57 | 2.42 | 2.14 | 1.35 | 0.63 | 0.09 | 0 | 0 | 0 | 0 | 0 | 0 | 0 | 0 | 0 | 0 | 0 | 0.1 | 0.97 | 2.08 | 2.61 | 2.85 | 2.97 | 2.97 | 2.91 | 2.84 | 2.6 | 2.22 | 1.52 | 0.38 | 0 | 0 | 0 | 0 | 0 | 0 | 0 | 0 | 0 | 0 | 0.01 | 0.4 | 1.47 | 2.23 | 2.65 | 2.95 | 3.06 | 3.08 | 3.05 | 2.98 | 2.78 | 2.43 | 1.76 | 0.66 | 0.04 | 0 | 0 | 0 | 0 | 0 | 0 | 0 | 0 | 0 | 0.01 | 0.49 | 1.5 | 2.28 | 2.72 | 3.01 | 3.15 | 3.17 | 3.17 | 3.06 | 2.83 | 2.48 | 1.9 | 0.91 | 0.11 | 0 | 0 | 0 | 0 | 0 | 0 | 0 | 0 | 0 | 0 | 0.24 | 1.03 | 1.91 | 2.45 | 2.82 | 3 | 3.06 | 3.04 | 2.9 | 2.71 | 2.35 | 1.77 | 0.8 | 0.09 | 0 | 0 | 0 | 0 | 0 | 0 | 0 | 0 | 0 | 0 | 0.1 | 0.93 | 1.98 | 2.55 | 2.9 | 3.08 | 3.13 | 3.08 | 2.95 | 2.69 | 2.28 | 1.52 | 0.43 | 0.01 | 0 | 0 | 0 | 0 | 0 | 0 | 0 | 0 | 0 | 0 | 0.03 | 0.71 | 1.85 | 2.49 | 2.84 | 3 | 3.04 | 3.01 | 2.87 | 2.53 | 2.04 | 0.9 | 0.08 | 0 | 0 | 0 | 0 | 0 | 0 | 0 | 0 | 0 | 0 | 0 | 0 | 0.38 | 1.6 | 2.3 | 2.61 | 2.78 | 2.82 | 2.78 | 2.64 | 2.35 | 1.49 | 0.3 | 0 | 0 | 0 | 0 | 0 | 0 | 0 | 0 | 0 | 0 | 0 | 0 | 0.09 | 0.94 | 1.89 | 2.35 | 2.51 | 2.57 | 2.49 | 2.36 | 1.94 | 0.89 | 0.06 | 0 | 0 | 0 | 0 | 0 | 0 | 0 | 0 | 0 | 0 | 0 | 0 | 0 | 0.01 | 0.5 | 1.4 | 1.87 | 2.06 | 2.17 | 2.11 | 1.94 | 1.58 | 0.71 | 0.04 | 0 | 0 | 0 | 0 | 0 | 0 | 0
REDMAN_2_SOLAR |  | Solar_1Axis | Solar Tracking | CISO | South | Socal | FC | 3.75 | 0 | 0 | 0 | 0 | 0 | 0 | 0 | 0.45 | 1.76 | 2.29 | 2.27 | 2.23 | 2.2 | 2.21 | 2 | 1.44 | 0.24 | 0 | 0 | 0 | 0 | 0 | 0 | 0 | 0 | 0 | 0 | 0 | 0 | 0 | 0.03 | 0.98 | 2.39 | 2.64 | 2.58 | 2.56 | 2.54 | 2.45 | 2.39 | 2.17 | 0.92 | 0.04 | 0 | 0 | 0 | 0 | 0 | 0 | 0 | 0 | 0 | 0 | 0 | 0 | 0.01 | 0.64 | 2.23 | 2.74 | 2.75 | 2.69 | 2.66 | 2.65 | 2.52 | 2.32 | 1.73 | 0.65 | 0.11 | 0 | 0 | 0 | 0 | 0 | 0 | 0 | 0 | 0 | 0 | 0 | 0.11 | 1.37 | 2.68 | 2.87 | 2.99 | 2.98 | 3 | 2.97 | 2.93 | 2.83 | 2.67 | 2.16 | 0.68 | 0.01 | 0 | 0 | 0 | 0 | 0 | 0 | 0 | 0 | 0 | 0 | 0.56 | 2.05 | 2.82 | 3.05 | 3.15 | 3.18 | 3.19 | 3.18 | 3.12 | 3.05 | 2.91 | 2.55 | 1.23 | 0.1 | 0 | 0 | 0 | 0 | 0 | 0 | 0 | 0 | 0 | 0.01 | 0.68 | 2.09 | 2.79 | 3.03 | 3.17 | 3.23 | 3.21 | 3.21 | 3.16 | 3.07 | 2.95 | 2.66 | 1.59 | 0.26 | 0 | 0 | 0 | 0 | 0 | 0 | 0 | 0 | 0 | 0 | 0.3 | 1.6 | 2.57 | 2.96 | 3.11 | 3.17 | 3.14 | 3.11 | 3.08 | 3.01 | 2.85 | 2.47 | 1.41 | 0.21 | 0 | 0 | 0 | 0 | 0 | 0 | 0 | 0 | 0 | 0 | 0.12 | 1.28 | 2.52 | 2.96 | 3.11 | 3.19 | 3.2 | 3.13 | 2.98 | 2.91 | 2.67 | 2.13 | 0.76 | 0.02 | 0 | 0 | 0 | 0 | 0 | 0 | 0 | 0 | 0 | 0 | 0.02 | 0.86 | 2.19 | 2.7 | 2.89 | 2.95 | 3 | 2.94 | 2.86 | 2.67 | 2.42 | 1.29 | 0.11 | 0 | 0 | 0 | 0 | 0 | 0 | 0 | 0 | 0 | 0 | 0 | 0 | 0.37 | 1.85 | 2.47 | 2.6 | 2.64 | 2.63 | 2.61 | 2.65 | 2.47 | 1.87 | 0.41 | 0 | 0 | 0 | 0 | 0 | 0 | 0 | 0 | 0 | 0 | 0 | 0 | 0.06 | 1.05 | 2.19 | 2.46 | 2.41 | 2.35 | 2.38 | 2.37 | 2.18 | 1.28 | 0.12 | 0 | 0 | 0 | 0 | 0 | 0 | 0 | 0 | 0 | 0 | 0 | 0 | 0 | 0 | 0.5 | 1.56 | 1.96 | 1.93 | 1.86 | 1.93 | 1.9 | 1.75 | 0.96 | 0.08 | 0 | 0 | 0 | 0 | 0 | 0 | 0
REDMAN_6_AVSSR1 |  | Solar_1Axis | Solar Tracking | CISO | South | Socal | FC | 3 | 0 | 0 | 0 | 0 | 0 | 0 | 0 | 0.36 | 1.41 | 1.83 | 1.81 | 1.78 | 1.76 | 1.77 | 1.6 | 1.16 | 0.19 | 0 | 0 | 0 | 0 | 0 | 0 | 0 | 0 | 0 | 0 | 0 | 0 | 0 | 0.02 | 0.78 | 1.91 | 2.11 | 2.06 | 2.05 | 2.03 | 1.96 | 1.91 | 1.74 | 0.74 | 0.03 | 0 | 0 | 0 | 0 | 0 | 0 | 0 | 0 | 0 | 0 | 0 | 0 | 0 | 0.51 | 1.78 | 2.19 | 2.2 | 2.15 | 2.13 | 2.12 | 2.01 | 1.86 | 1.39 | 0.52 | 0.08 | 0 | 0 | 0 | 0 | 0 | 0 | 0 | 0 | 0 | 0 | 0 | 0.09 | 1.1 | 2.15 | 2.3 | 2.39 | 2.39 | 2.4 | 2.37 | 2.35 | 2.26 | 2.13 | 1.73 | 0.55 | 0.01 | 0 | 0 | 0 | 0 | 0 | 0 | 0 | 0 | 0 | 0 | 0.44 | 1.64 | 2.26 | 2.44 | 2.52 | 2.55 | 2.55 | 2.54 | 2.5 | 2.44 | 2.33 | 2.04 | 0.98 | 0.08 | 0 | 0 | 0 | 0 | 0 | 0 | 0 | 0 | 0 | 0.01 | 0.55 | 1.67 | 2.23 | 2.42 | 2.53 | 2.58 | 2.57 | 2.57 | 2.53 | 2.46 | 2.36 | 2.13 | 1.27 | 0.21 | 0 | 0 | 0 | 0 | 0 | 0 | 0 | 0 | 0 | 0 | 0.24 | 1.28 | 2.06 | 2.36 | 2.49 | 2.54 | 2.52 | 2.49 | 2.47 | 2.41 | 2.28 | 1.97 | 1.13 | 0.17 | 0 | 0 | 0 | 0 | 0 | 0 | 0 | 0 | 0 | 0 | 0.09 | 1.03 | 2.02 | 2.36 | 2.49 | 2.55 | 2.56 | 2.51 | 2.38 | 2.33 | 2.14 | 1.7 | 0.61 | 0.02 | 0 | 0 | 0 | 0 | 0 | 0 | 0 | 0 | 0 | 0 | 0.01 | 0.69 | 1.75 | 2.16 | 2.32 | 2.36 | 2.4 | 2.35 | 2.29 | 2.14 | 1.94 | 1.03 | 0.09 | 0 | 0 | 0 | 0 | 0 | 0 | 0 | 0 | 0 | 0 | 0 | 0 | 0.3 | 1.48 | 1.98 | 2.08 | 2.11 | 2.11 | 2.09 | 2.12 | 1.98 | 1.49 | 0.33 | 0 | 0 | 0 | 0 | 0 | 0 | 0 | 0 | 0 | 0 | 0 | 0 | 0.05 | 0.84 | 1.75 | 1.97 | 1.93 | 1.88 | 1.91 | 1.9 | 1.74 | 1.02 | 0.1 | 0 | 0 | 0 | 0 | 0 | 0 | 0 | 0 | 0 | 0 | 0 | 0 | 0 | 0 | 0.4 | 1.25 | 1.57 | 1.54 | 1.49 | 1.55 | 1.52 | 1.4 | 0.77 | 0.06 | 0 | 0 | 0 | 0 | 0 | 0 | 0
REEDLY_6_SOLAR |  | Solar_2Axis | Solar Tracking | CISO | North | Norcal | EO | 1.23 | 0 | 0 | 0 | 0 | 0 | 0 | 0 | 0.03 | 0.23 | 0.41 | 0.5 | 0.54 | 0.56 | 0.52 | 0.49 | 0.34 | 0.07 | 0 | 0 | 0 | 0 | 0 | 0 | 0 | 0 | 0 | 0 | 0 | 0 | 0 | 0 | 0.16 | 0.64 | 0.81 | 0.81 | 0.78 | 0.77 | 0.76 | 0.78 | 0.68 | 0.35 | 0.02 | 0 | 0 | 0 | 0 | 0 | 0 | 0 | 0 | 0 | 0 | 0 | 0 | 0 | 0.1 | 0.54 | 0.81 | 0.86 | 0.82 | 0.83 | 0.8 | 0.76 | 0.71 | 0.6 | 0.18 | 0.04 | 0 | 0 | 0 | 0 | 0 | 0 | 0 | 0 | 0 | 0 | 0 | 0.01 | 0.32 | 0.76 | 0.89 | 0.88 | 0.87 | 0.9 | 0.89 | 0.88 | 0.89 | 0.84 | 0.74 | 0.32 | 0.01 | 0 | 0 | 0 | 0 | 0 | 0 | 0 | 0 | 0 | 0 | 0.11 | 0.61 | 0.86 | 0.92 | 0.94 | 0.93 | 0.95 | 0.95 | 0.96 | 0.97 | 0.94 | 0.88 | 0.54 | 0.07 | 0 | 0 | 0 | 0 | 0 | 0 | 0 | 0 | 0 | 0 | 0.19 | 0.69 | 0.94 | 1.02 | 1.03 | 1.04 | 1.05 | 1.04 | 1.03 | 1.04 | 1 | 0.93 | 0.67 | 0.18 | 0 | 0 | 0 | 0 | 0 | 0 | 0 | 0 | 0 | 0 | 0.09 | 0.57 | 0.94 | 1.04 | 1.05 | 1.06 | 1.05 | 1.05 | 1.03 | 1.03 | 0.99 | 0.92 | 0.64 | 0.15 | 0 | 0 | 0 | 0 | 0 | 0 | 0 | 0 | 0 | 0 | 0.01 | 0.34 | 0.78 | 0.96 | 0.99 | 1.01 | 1 | 1 | 0.99 | 0.99 | 0.95 | 0.77 | 0.34 | 0.02 | 0 | 0 | 0 | 0 | 0 | 0 | 0 | 0 | 0 | 0 | 0 | 0.16 | 0.63 | 0.84 | 0.89 | 0.9 | 0.89 | 0.88 | 0.88 | 0.9 | 0.81 | 0.5 | 0.06 | 0 | 0 | 0 | 0 | 0 | 0 | 0 | 0 | 0 | 0 | 0 | 0 | 0.04 | 0.4 | 0.7 | 0.77 | 0.76 | 0.73 | 0.74 | 0.76 | 0.75 | 0.59 | 0.17 | 0 | 0 | 0 | 0 | 0 | 0 | 0 | 0 | 0 | 0 | 0 | 0 | 0 | 0.13 | 0.46 | 0.62 | 0.65 | 0.62 | 0.64 | 0.65 | 0.62 | 0.38 | 0.05 | 0 | 0 | 0 | 0 | 0 | 0 | 0 | 0 | 0 | 0 | 0 | 0 | 0 | 0 | 0.03 | 0.23 | 0.38 | 0.45 | 0.49 | 0.49 | 0.47 | 0.39 | 0.21 | 0.02 | 0 | 0 | 0 | 0 | 0 | 0 | 0
RENWD_1_QF |  | Wind | Wind | CISO | South | Socal | FC | 10 | 0.52 | 0.56 | 0.52 | 0.5 | 0.56 | 0.54 | 0.56 | 0.51 | 0.44 | 0.5 | 0.45 | 0.49 | 0.55 | 0.5 | 0.55 | 0.55 | 0.47 | 0.46 | 0.55 | 0.51 | 0.51 | 0.56 | 0.48 | 0.51 | 0.97 | 0.92 | 1.06 | 1.03 | 0.87 | 0.93 | 0.91 | 0.75 | 0.78 | 0.86 | 1.07 | 1.11 | 1 | 0.93 | 1.18 | 1.21 | 1.19 | 1.24 | 1.18 | 1.28 | 1.47 | 1.27 | 1.12 | 1.1 | 1.08 | 1.01 | 0.89 | 0.88 | 0.9 | 0.9 | 0.9 | 0.74 | 0.57 | 0.57 | 0.58 | 0.66 | 0.79 | 0.86 | 0.97 | 0.95 | 1.27 | 1.35 | 1.27 | 1.37 | 1.32 | 1.36 | 1.12 | 1.06 | 3.69 | 3.83 | 3.5 | 3.2 | 2.99 | 2.67 | 2.21 | 1.82 | 1.33 | 1.18 | 1.17 | 1.17 | 1.14 | 1.33 | 2 | 2.76 | 3.28 | 3.68 | 3.95 | 4.03 | 4.04 | 4.07 | 3.88 | 3.88 | 4.32 | 4.09 | 3.91 | 3.91 | 3.44 | 2.77 | 2.12 | 1.6 | 1.18 | 0.88 | 0.66 | 0.64 | 0.55 | 0.76 | 1.26 | 2.04 | 3.18 | 3.81 | 4.3 | 4.15 | 4.19 | 4.43 | 4.36 | 4.46 | 4.44 | 4.34 | 4.03 | 3.68 | 3.36 | 2.71 | 2.12 | 1.56 | 0.96 | 0.69 | 0.5 | 0.58 | 0.63 | 0.74 | 1.21 | 1.94 | 2.79 | 3.3 | 3.79 | 4.25 | 4.64 | 4.63 | 4.57 | 4.61 | 4.18 | 3.93 | 3.71 | 3.27 | 2.71 | 2.33 | 1.73 | 1.12 | 0.57 | 0.38 | 0.32 | 0.38 | 0.51 | 0.75 | 1.22 | 1.82 | 2.62 | 3.33 | 3.85 | 4.2 | 4.55 | 4.66 | 4.52 | 4.35 | 3.75 | 3.63 | 3.33 | 2.85 | 2.3 | 2 | 1.47 | 1.06 | 0.65 | 0.45 | 0.35 | 0.39 | 0.53 | 0.74 | 1.14 | 1.66 | 2.28 | 2.92 | 3.29 | 3.99 | 4.23 | 4.21 | 4.08 | 3.89 | 1.89 | 1.74 | 1.58 | 1.23 | 1.01 | 0.73 | 0.59 | 0.41 | 0.34 | 0.34 | 0.39 | 0.52 | 0.6 | 0.71 | 0.89 | 1.1 | 1.24 | 1.63 | 2 | 2.4 | 2.4 | 2.4 | 2.26 | 2.06 | 0.98 | 0.91 | 0.93 | 0.91 | 0.83 | 0.69 | 0.55 | 0.46 | 0.31 | 0.28 | 0.29 | 0.37 | 0.43 | 0.43 | 0.44 | 0.51 | 0.65 | 0.78 | 0.94 | 1.08 | 1.19 | 1.21 | 1.12 | 0.96 | 0.44 | 0.39 | 0.4 | 0.41 | 0.41 | 0.42 | 0.4 | 0.36 | 0.33 | 0.36 | 0.39 | 0.44 | 0.42 | 0.44 | 0.45 | 0.37 | 0.34 | 0.43 | 0.54 | 0.59 | 0.63 | 0.46 | 0.49 | 0.47 | 0.37 | 0.36 | 0.35 | 0.41 | 0.4 | 0.41 | 0.4 | 0.37 | 0.35 | 0.35 | 0.35 | 0.38 | 0.38 | 0.35 | 0.33 | 0.35 | 0.39 | 0.41 | 0.46 | 0.43 | 0.49 | 0.44 | 0.41 | 0.41
RICHMN_1_CHVSR2 |  | Solar_1Axis | Solar Tracking | CISO | North | Norcal | ID | 8.5 | 0 | 0 | 0 | 0 | 0 | 0 | 0 | 0.2 | 1.61 | 2.85 | 3.47 | 3.75 | 3.88 | 3.62 | 3.37 | 2.32 | 0.51 | 0 | 0 | 0 | 0 | 0 | 0 | 0 | 0 | 0 | 0 | 0 | 0 | 0 | 0 | 1.08 | 4.39 | 5.63 | 5.61 | 5.36 | 5.29 | 5.28 | 5.39 | 4.68 | 2.44 | 0.13 | 0 | 0 | 0 | 0 | 0 | 0 | 0 | 0 | 0 | 0 | 0 | 0 | 0 | 0.66 | 3.74 | 5.61 | 5.92 | 5.7 | 5.75 | 5.5 | 5.23 | 4.93 | 4.12 | 1.25 | 0.26 | 0 | 0 | 0 | 0 | 0 | 0 | 0 | 0 | 0 | 0 | 0 | 0.07 | 2.19 | 5.22 | 6.14 | 6.11 | 6.01 | 6.22 | 6.18 | 6.06 | 6.14 | 5.78 | 5.14 | 2.21 | 0.09 | 0 | 0 | 0 | 0 | 0 | 0 | 0 | 0 | 0 | 0 | 0.79 | 4.24 | 5.97 | 6.38 | 6.49 | 6.44 | 6.57 | 6.58 | 6.6 | 6.69 | 6.5 | 6.1 | 3.72 | 0.49 | 0 | 0 | 0 | 0 | 0 | 0 | 0 | 0 | 0 | 0 | 1.32 | 4.8 | 6.47 | 7.03 | 7.12 | 7.19 | 7.23 | 7.19 | 7.14 | 7.16 | 6.89 | 6.45 | 4.66 | 1.26 | 0.01 | 0 | 0 | 0 | 0 | 0 | 0 | 0 | 0 | 0 | 0.59 | 3.93 | 6.49 | 7.16 | 7.27 | 7.29 | 7.24 | 7.24 | 7.12 | 7.12 | 6.86 | 6.35 | 4.4 | 1.02 | 0.01 | 0 | 0 | 0 | 0 | 0 | 0 | 0 | 0 | 0 | 0.09 | 2.32 | 5.42 | 6.6 | 6.87 | 6.95 | 6.94 | 6.88 | 6.87 | 6.84 | 6.54 | 5.33 | 2.34 | 0.14 | 0 | 0 | 0 | 0 | 0 | 0 | 0 | 0 | 0 | 0 | 0 | 1.12 | 4.33 | 5.79 | 6.13 | 6.2 | 6.13 | 6.09 | 6.11 | 6.2 | 5.58 | 3.46 | 0.44 | 0 | 0 | 0 | 0 | 0 | 0 | 0 | 0 | 0 | 0 | 0 | 0 | 0.29 | 2.77 | 4.84 | 5.34 | 5.26 | 5.07 | 5.13 | 5.29 | 5.16 | 4.04 | 1.14 | 0.01 | 0 | 0 | 0 | 0 | 0 | 0 | 0 | 0 | 0 | 0 | 0 | 0.01 | 0.91 | 3.16 | 4.32 | 4.49 | 4.29 | 4.42 | 4.52 | 4.27 | 2.61 | 0.31 | 0 | 0 | 0 | 0 | 0 | 0 | 0 | 0 | 0 | 0 | 0 | 0 | 0 | 0 | 0.21 | 1.59 | 2.61 | 3.12 | 3.42 | 3.37 | 3.24 | 2.73 | 1.45 | 0.17 | 0 | 0 | 0 | 0 | 0 | 0 | 0
RICHMN_1_SOLAR |  | Solar_1Axis | Solar Tracking | CISO | North | Norcal | ID | 2 | 0 | 0 | 0 | 0 | 0 | 0 | 0 | 0.05 | 0.38 | 0.67 | 0.82 | 0.88 | 0.91 | 0.85 | 0.79 | 0.54 | 0.12 | 0 | 0 | 0 | 0 | 0 | 0 | 0 | 0 | 0 | 0 | 0 | 0 | 0 | 0 | 0.25 | 1.03 | 1.33 | 1.32 | 1.26 | 1.24 | 1.24 | 1.27 | 1.1 | 0.58 | 0.03 | 0 | 0 | 0 | 0 | 0 | 0 | 0 | 0 | 0 | 0 | 0 | 0 | 0 | 0.16 | 0.88 | 1.32 | 1.39 | 1.34 | 1.35 | 1.29 | 1.23 | 1.16 | 0.97 | 0.29 | 0.06 | 0 | 0 | 0 | 0 | 0 | 0 | 0 | 0 | 0 | 0 | 0 | 0.02 | 0.51 | 1.23 | 1.44 | 1.44 | 1.42 | 1.46 | 1.45 | 1.43 | 1.45 | 1.36 | 1.21 | 0.52 | 0.02 | 0 | 0 | 0 | 0 | 0 | 0 | 0 | 0 | 0 | 0 | 0.19 | 1 | 1.4 | 1.5 | 1.53 | 1.51 | 1.55 | 1.55 | 1.55 | 1.57 | 1.53 | 1.43 | 0.87 | 0.12 | 0 | 0 | 0 | 0 | 0 | 0 | 0 | 0 | 0 | 0 | 0.31 | 1.13 | 1.52 | 1.65 | 1.68 | 1.69 | 1.7 | 1.69 | 1.68 | 1.69 | 1.62 | 1.52 | 1.1 | 0.3 | 0 | 0 | 0 | 0 | 0 | 0 | 0 | 0 | 0 | 0 | 0.14 | 0.92 | 1.53 | 1.69 | 1.71 | 1.72 | 1.7 | 1.7 | 1.68 | 1.67 | 1.61 | 1.49 | 1.04 | 0.24 | 0 | 0 | 0 | 0 | 0 | 0 | 0 | 0 | 0 | 0 | 0.02 | 0.55 | 1.28 | 1.55 | 1.62 | 1.64 | 1.63 | 1.62 | 1.62 | 1.61 | 1.54 | 1.25 | 0.55 | 0.03 | 0 | 0 | 0 | 0 | 0 | 0 | 0 | 0 | 0 | 0 | 0 | 0.26 | 1.02 | 1.36 | 1.44 | 1.46 | 1.44 | 1.43 | 1.44 | 1.46 | 1.31 | 0.81 | 0.1 | 0 | 0 | 0 | 0 | 0 | 0 | 0 | 0 | 0 | 0 | 0 | 0 | 0.07 | 0.65 | 1.14 | 1.26 | 1.24 | 1.19 | 1.21 | 1.24 | 1.21 | 0.95 | 0.27 | 0 | 0 | 0 | 0 | 0 | 0 | 0 | 0 | 0 | 0 | 0 | 0 | 0 | 0.21 | 0.74 | 1.02 | 1.06 | 1.01 | 1.04 | 1.06 | 1.01 | 0.61 | 0.07 | 0 | 0 | 0 | 0 | 0 | 0 | 0 | 0 | 0 | 0 | 0 | 0 | 0 | 0 | 0.05 | 0.37 | 0.61 | 0.73 | 0.8 | 0.79 | 0.76 | 0.64 | 0.34 | 0.04 | 0 | 0 | 0 | 0 | 0 | 0 | 0
RNDSBG_1_HZASR1 |  | Solar_1Axis | Solar Tracking | CISO | South | Socal | FC | 2.99 | 0 | 0 | 0 | 0 | 0 | 0 | 0 | 0.36 | 1.4 | 1.83 | 1.81 | 1.78 | 1.76 | 1.76 | 1.6 | 1.15 | 0.19 | 0 | 0 | 0 | 0 | 0 | 0 | 0 | 0 | 0 | 0 | 0 | 0 | 0 | 0.02 | 0.78 | 1.9 | 2.1 | 2.06 | 2.04 | 2.03 | 1.96 | 1.91 | 1.73 | 0.74 | 0.03 | 0 | 0 | 0 | 0 | 0 | 0 | 0 | 0 | 0 | 0 | 0 | 0 | 0 | 0.51 | 1.78 | 2.18 | 2.19 | 2.14 | 2.12 | 2.11 | 2.01 | 1.85 | 1.38 | 0.52 | 0.08 | 0 | 0 | 0 | 0 | 0 | 0 | 0 | 0 | 0 | 0 | 0 | 0.09 | 1.09 | 2.14 | 2.29 | 2.38 | 2.38 | 2.39 | 2.37 | 2.34 | 2.25 | 2.13 | 1.72 | 0.54 | 0.01 | 0 | 0 | 0 | 0 | 0 | 0 | 0 | 0 | 0 | 0 | 0.44 | 1.64 | 2.25 | 2.44 | 2.52 | 2.54 | 2.55 | 2.53 | 2.49 | 2.43 | 2.32 | 2.03 | 0.98 | 0.08 | 0 | 0 | 0 | 0 | 0 | 0 | 0 | 0 | 0 | 0.01 | 0.54 | 1.66 | 2.22 | 2.41 | 2.52 | 2.57 | 2.56 | 2.56 | 2.52 | 2.45 | 2.35 | 2.12 | 1.27 | 0.21 | 0 | 0 | 0 | 0 | 0 | 0 | 0 | 0 | 0 | 0 | 0.24 | 1.28 | 2.05 | 2.36 | 2.48 | 2.53 | 2.51 | 2.48 | 2.46 | 2.4 | 2.27 | 1.97 | 1.13 | 0.17 | 0 | 0 | 0 | 0 | 0 | 0 | 0 | 0 | 0 | 0 | 0.09 | 1.02 | 2.01 | 2.36 | 2.48 | 2.55 | 2.56 | 2.5 | 2.37 | 2.32 | 2.13 | 1.7 | 0.61 | 0.02 | 0 | 0 | 0 | 0 | 0 | 0 | 0 | 0 | 0 | 0 | 0.01 | 0.68 | 1.75 | 2.15 | 2.31 | 2.35 | 2.39 | 2.35 | 2.28 | 2.13 | 1.93 | 1.03 | 0.09 | 0 | 0 | 0 | 0 | 0 | 0 | 0 | 0 | 0 | 0 | 0 | 0 | 0.3 | 1.48 | 1.97 | 2.07 | 2.1 | 2.1 | 2.08 | 2.11 | 1.97 | 1.49 | 0.32 | 0 | 0 | 0 | 0 | 0 | 0 | 0 | 0 | 0 | 0 | 0 | 0 | 0.05 | 0.84 | 1.75 | 1.96 | 1.92 | 1.87 | 1.9 | 1.89 | 1.74 | 1.02 | 0.09 | 0 | 0 | 0 | 0 | 0 | 0 | 0 | 0 | 0 | 0 | 0 | 0 | 0 | 0 | 0.4 | 1.25 | 1.56 | 1.54 | 1.48 | 1.54 | 1.52 | 1.4 | 0.76 | 0.06 | 0 | 0 | 0 | 0 | 0 | 0 | 0
ROSMDW_2_WIND1 |  | Wind | Wind | CISO | South | Socal | FC | 140 | 7.35 | 7.78 | 7.33 | 6.99 | 7.81 | 7.6 | 7.79 | 7.15 | 6.21 | 7.05 | 6.27 | 6.86 | 7.71 | 7.03 | 7.75 | 7.73 | 6.61 | 6.38 | 7.63 | 7.21 | 7.11 | 7.81 | 6.74 | 7.11 | 13.57 | 12.94 | 14.84 | 14.47 | 12.22 | 12.95 | 12.75 | 10.46 | 10.93 | 12.07 | 15.03 | 15.57 | 14.04 | 12.99 | 16.59 | 17 | 16.67 | 17.43 | 16.47 | 17.91 | 20.56 | 17.76 | 15.63 | 15.37 | 15.12 | 14.19 | 12.45 | 12.34 | 12.59 | 12.54 | 12.57 | 10.34 | 7.99 | 7.97 | 8.11 | 9.17 | 11.12 | 12.01 | 13.57 | 13.24 | 17.73 | 18.87 | 17.79 | 19.13 | 18.55 | 19.02 | 15.68 | 14.86 | 51.71 | 53.63 | 48.98 | 44.8 | 41.9 | 37.45 | 30.89 | 25.49 | 18.6 | 16.57 | 16.45 | 16.4 | 15.96 | 18.63 | 27.93 | 38.6 | 45.87 | 51.51 | 55.28 | 56.49 | 56.49 | 56.99 | 54.33 | 54.31 | 60.47 | 57.31 | 54.79 | 54.76 | 48.23 | 38.76 | 29.7 | 22.34 | 16.56 | 12.35 | 9.28 | 8.94 | 7.67 | 10.63 | 17.68 | 28.55 | 44.52 | 53.3 | 60.21 | 58.05 | 58.66 | 61.95 | 61.05 | 62.38 | 62.21 | 60.72 | 56.48 | 51.57 | 47.08 | 38 | 29.72 | 21.83 | 13.41 | 9.71 | 6.97 | 8.12 | 8.78 | 10.32 | 16.96 | 27.1 | 39.12 | 46.21 | 53.08 | 59.51 | 64.98 | 64.77 | 64 | 64.48 | 58.58 | 55.03 | 51.9 | 45.71 | 37.88 | 32.56 | 24.2 | 15.64 | 7.97 | 5.32 | 4.55 | 5.37 | 7.15 | 10.48 | 17.12 | 25.54 | 36.7 | 46.65 | 53.92 | 58.86 | 63.71 | 65.27 | 63.21 | 60.95 | 52.44 | 50.85 | 46.66 | 39.89 | 32.14 | 28.02 | 20.61 | 14.86 | 9.12 | 6.25 | 4.89 | 5.44 | 7.36 | 10.36 | 15.92 | 23.23 | 31.86 | 40.85 | 46.03 | 55.81 | 59.18 | 58.98 | 57.06 | 54.42 | 26.45 | 24.38 | 22.09 | 17.2 | 14.16 | 10.25 | 8.22 | 5.68 | 4.73 | 4.75 | 5.45 | 7.25 | 8.42 | 10.01 | 12.42 | 15.34 | 17.35 | 22.88 | 28.01 | 33.62 | 33.65 | 33.59 | 31.57 | 28.86 | 13.79 | 12.78 | 12.96 | 12.76 | 11.69 | 9.61 | 7.76 | 6.42 | 4.29 | 3.85 | 4.12 | 5.14 | 6.07 | 6.08 | 6.17 | 7.13 | 9.09 | 10.86 | 13.1 | 15.09 | 16.66 | 16.95 | 15.67 | 13.48 | 6.17 | 5.47 | 5.59 | 5.68 | 5.77 | 5.85 | 5.58 | 5.02 | 4.57 | 4.99 | 5.44 | 6.19 | 5.88 | 6.22 | 6.27 | 5.25 | 4.76 | 6.06 | 7.62 | 8.21 | 8.75 | 6.5 | 6.88 | 6.63 | 5.22 | 5.07 | 4.97 | 5.7 | 5.58 | 5.67 | 5.62 | 5.24 | 4.91 | 4.89 | 4.86 | 5.31 | 5.27 | 4.88 | 4.65 | 4.87 | 5.39 | 5.69 | 6.43 | 6.02 | 6.82 | 6.13 | 5.79 | 5.74
ROSMND_6_SOLAR |  | Solar_1Axis | Solar Tracking | CISO | South | Socal | FC | 3 | 0 | 0 | 0 | 0 | 0 | 0 | 0 | 0.36 | 1.41 | 1.83 | 1.81 | 1.78 | 1.76 | 1.77 | 1.6 | 1.16 | 0.19 | 0 | 0 | 0 | 0 | 0 | 0 | 0 | 0 | 0 | 0 | 0 | 0 | 0 | 0.02 | 0.78 | 1.91 | 2.11 | 2.06 | 2.05 | 2.03 | 1.96 | 1.91 | 1.74 | 0.74 | 0.03 | 0 | 0 | 0 | 0 | 0 | 0 | 0 | 0 | 0 | 0 | 0 | 0 | 0 | 0.51 | 1.78 | 2.19 | 2.2 | 2.15 | 2.13 | 2.12 | 2.01 | 1.86 | 1.39 | 0.52 | 0.08 | 0 | 0 | 0 | 0 | 0 | 0 | 0 | 0 | 0 | 0 | 0 | 0.09 | 1.1 | 2.15 | 2.3 | 2.39 | 2.39 | 2.4 | 2.37 | 2.35 | 2.26 | 2.13 | 1.73 | 0.55 | 0.01 | 0 | 0 | 0 | 0 | 0 | 0 | 0 | 0 | 0 | 0 | 0.44 | 1.64 | 2.26 | 2.44 | 2.52 | 2.55 | 2.55 | 2.54 | 2.5 | 2.44 | 2.33 | 2.04 | 0.98 | 0.08 | 0 | 0 | 0 | 0 | 0 | 0 | 0 | 0 | 0 | 0.01 | 0.55 | 1.67 | 2.23 | 2.42 | 2.53 | 2.58 | 2.57 | 2.57 | 2.53 | 2.46 | 2.36 | 2.13 | 1.27 | 0.21 | 0 | 0 | 0 | 0 | 0 | 0 | 0 | 0 | 0 | 0 | 0.24 | 1.28 | 2.06 | 2.36 | 2.49 | 2.54 | 2.52 | 2.49 | 2.47 | 2.41 | 2.28 | 1.97 | 1.13 | 0.17 | 0 | 0 | 0 | 0 | 0 | 0 | 0 | 0 | 0 | 0 | 0.09 | 1.03 | 2.02 | 2.36 | 2.49 | 2.55 | 2.56 | 2.51 | 2.38 | 2.33 | 2.14 | 1.7 | 0.61 | 0.02 | 0 | 0 | 0 | 0 | 0 | 0 | 0 | 0 | 0 | 0 | 0.01 | 0.69 | 1.75 | 2.16 | 2.32 | 2.36 | 2.4 | 2.35 | 2.29 | 2.14 | 1.94 | 1.03 | 0.09 | 0 | 0 | 0 | 0 | 0 | 0 | 0 | 0 | 0 | 0 | 0 | 0 | 0.3 | 1.48 | 1.98 | 2.08 | 2.11 | 2.11 | 2.09 | 2.12 | 1.98 | 1.49 | 0.33 | 0 | 0 | 0 | 0 | 0 | 0 | 0 | 0 | 0 | 0 | 0 | 0 | 0.05 | 0.84 | 1.75 | 1.97 | 1.93 | 1.88 | 1.91 | 1.9 | 1.74 | 1.02 | 0.1 | 0 | 0 | 0 | 0 | 0 | 0 | 0 | 0 | 0 | 0 | 0 | 0 | 0 | 0 | 0.4 | 1.25 | 1.57 | 1.54 | 1.49 | 1.55 | 1.52 | 1.4 | 0.77 | 0.06 | 0 | 0 | 0 | 0 | 0 | 0 | 0
RSMSLR_6_SOLAR1 |  | Solar_Fixed | Solar Fixed | CISO | South | Socal | FC | 20 | 0 | 0 | 0 | 0 | 0 | 0 | 0.03 | 2.65 | 8.89 | 12.05 | 13.03 | 13.45 | 13.1 | 12.62 | 10.54 | 6.15 | 0.89 | 0 | 0 | 0 | 0 | 0 | 0 | 0 | 0 | 0 | 0 | 0 | 0 | 0 | 0.22 | 4.93 | 11.69 | 13.93 | 14.9 | 14.95 | 14.69 | 14.14 | 13.01 | 9.99 | 3.87 | 0.1 | 0 | 0 | 0 | 0 | 0 | 0 | 0 | 0 | 0 | 0 | 0 | 0 | 0.04 | 2.83 | 9.86 | 13.67 | 15.01 | 15.26 | 15.08 | 14.71 | 13.84 | 12.23 | 7.72 | 3.59 | 0.54 | 0 | 0 | 0 | 0 | 0 | 0 | 0 | 0 | 0 | 0 | 0 | 0.55 | 5.53 | 11.9 | 14.94 | 16.3 | 16.97 | 17 | 16.65 | 16.22 | 14.88 | 12.66 | 8.68 | 2.17 | 0.03 | 0 | 0 | 0 | 0 | 0 | 0 | 0 | 0 | 0 | 0.03 | 2.29 | 8.4 | 12.75 | 15.15 | 16.84 | 17.51 | 17.6 | 17.41 | 17.06 | 15.89 | 13.89 | 10.08 | 3.79 | 0.25 | 0 | 0 | 0 | 0 | 0 | 0 | 0 | 0 | 0 | 0.07 | 2.81 | 8.58 | 13.02 | 15.55 | 17.22 | 18 | 18.14 | 18.11 | 17.49 | 16.19 | 14.2 | 10.85 | 5.18 | 0.65 | 0 | 0 | 0 | 0 | 0 | 0 | 0 | 0 | 0 | 0 | 1.35 | 5.9 | 10.89 | 14.01 | 16.09 | 17.15 | 17.49 | 17.35 | 16.57 | 15.5 | 13.42 | 10.09 | 4.59 | 0.52 | 0 | 0 | 0 | 0 | 0 | 0 | 0 | 0 | 0 | 0 | 0.6 | 5.31 | 11.33 | 14.56 | 16.55 | 17.58 | 17.91 | 17.62 | 16.88 | 15.37 | 13 | 8.67 | 2.48 | 0.07 | 0 | 0 | 0 | 0 | 0 | 0 | 0 | 0 | 0 | 0 | 0.17 | 4.08 | 10.58 | 14.25 | 16.25 | 17.15 | 17.36 | 17.2 | 16.4 | 14.44 | 11.63 | 5.15 | 0.46 | 0 | 0 | 0 | 0 | 0 | 0 | 0 | 0 | 0 | 0 | 0 | 0.02 | 2.17 | 9.17 | 13.12 | 14.93 | 15.87 | 16.09 | 15.86 | 15.08 | 13.42 | 8.49 | 1.7 | 0.01 | 0 | 0 | 0 | 0 | 0 | 0 | 0 | 0 | 0 | 0 | 0 | 0.49 | 5.4 | 10.8 | 13.43 | 14.33 | 14.67 | 14.22 | 13.46 | 11.08 | 5.06 | 0.34 | 0 | 0 | 0 | 0 | 0 | 0 | 0 | 0 | 0 | 0 | 0 | 0 | 0 | 0.06 | 2.85 | 8 | 10.7 | 11.8 | 12.42 | 12.04 | 11.06 | 9.02 | 4.03 | 0.25 | 0 | 0 | 0 | 0 | 0 | 0 | 0
RSMSLR_6_SOLAR2 |  | Solar_1Axis | Solar Tracking | CISO | South | Socal | FC | 20 | 0 | 0 | 0 | 0 | 0 | 0 | 0.01 | 2.4 | 9.38 | 12.22 | 12.1 | 11.88 | 11.75 | 11.78 | 10.67 | 7.7 | 1.3 | 0 | 0 | 0 | 0 | 0 | 0 | 0 | 0 | 0 | 0 | 0 | 0 | 0 | 0.14 | 5.23 | 12.73 | 14.07 | 13.76 | 13.64 | 13.56 | 13.08 | 12.76 | 11.6 | 4.93 | 0.2 | 0 | 0 | 0 | 0 | 0 | 0 | 0 | 0 | 0 | 0 | 0 | 0 | 0.03 | 3.42 | 11.89 | 14.59 | 14.65 | 14.35 | 14.2 | 14.13 | 13.42 | 12.38 | 9.24 | 3.47 | 0.56 | 0 | 0 | 0 | 0 | 0 | 0 | 0 | 0 | 0 | 0 | 0 | 0.61 | 7.31 | 14.32 | 15.31 | 15.95 | 15.9 | 16 | 15.83 | 15.65 | 15.08 | 14.22 | 11.53 | 3.65 | 0.06 | 0 | 0 | 0 | 0 | 0 | 0 | 0 | 0 | 0 | 0.01 | 2.97 | 10.95 | 15.04 | 16.29 | 16.83 | 16.97 | 17.03 | 16.95 | 16.67 | 16.26 | 15.51 | 13.6 | 6.57 | 0.52 | 0 | 0 | 0 | 0 | 0 | 0 | 0 | 0 | 0 | 0.05 | 3.64 | 11.13 | 14.86 | 16.15 | 16.89 | 17.21 | 17.1 | 17.1 | 16.84 | 16.39 | 15.71 | 14.19 | 8.49 | 1.38 | 0 | 0 | 0 | 0 | 0 | 0 | 0 | 0 | 0 | 0 | 1.62 | 8.55 | 13.71 | 15.76 | 16.6 | 16.93 | 16.77 | 16.58 | 16.43 | 16.04 | 15.22 | 13.16 | 7.55 | 1.13 | 0 | 0 | 0 | 0 | 0 | 0 | 0 | 0 | 0 | 0 | 0.62 | 6.85 | 13.46 | 15.77 | 16.61 | 17.03 | 17.09 | 16.71 | 15.88 | 15.52 | 14.26 | 11.36 | 4.06 | 0.11 | 0 | 0 | 0 | 0 | 0 | 0 | 0 | 0 | 0 | 0 | 0.1 | 4.57 | 11.7 | 14.41 | 15.44 | 15.72 | 15.98 | 15.69 | 15.24 | 14.26 | 12.92 | 6.86 | 0.61 | 0 | 0 | 0 | 0 | 0 | 0 | 0 | 0 | 0 | 0 | 0 | 0 | 2 | 9.87 | 13.19 | 13.87 | 14.07 | 14.04 | 13.9 | 14.11 | 13.2 | 9.95 | 2.17 | 0 | 0 | 0 | 0 | 0 | 0 | 0 | 0 | 0 | 0 | 0 | 0 | 0.31 | 5.59 | 11.69 | 13.13 | 12.87 | 12.51 | 12.71 | 12.64 | 11.63 | 6.83 | 0.63 | 0 | 0 | 0 | 0 | 0 | 0 | 0 | 0 | 0 | 0 | 0 | 0 | 0 | 0.02 | 2.65 | 8.33 | 10.45 | 10.3 | 9.9 | 10.31 | 10.15 | 9.35 | 5.11 | 0.42 | 0 | 0 | 0 | 0 | 0 | 0 | 0
RTEDDY_2_SC1SR3 |  | Solar_1Axis | Solar Tracking | CISO | South | Socal | FC | 40 | 0 | 0 | 0 | 0 | 0 | 0 | 0.02 | 4.79 | 18.77 | 24.44 | 24.19 | 23.76 | 23.51 | 23.56 | 21.34 | 15.4 | 2.6 | 0 | 0 | 0 | 0 | 0 | 0 | 0 | 0 | 0 | 0 | 0 | 0 | 0 | 0.28 | 10.46 | 25.46 | 28.13 | 27.52 | 27.27 | 27.12 | 26.16 | 25.52 | 23.19 | 9.85 | 0.39 | 0 | 0 | 0 | 0 | 0 | 0 | 0 | 0 | 0 | 0 | 0 | 0 | 0.06 | 6.84 | 23.78 | 29.19 | 29.29 | 28.7 | 28.4 | 28.27 | 26.85 | 24.76 | 18.47 | 6.95 | 1.12 | 0 | 0 | 0 | 0 | 0 | 0 | 0 | 0 | 0 | 0 | 0 | 1.23 | 14.61 | 28.63 | 30.63 | 31.89 | 31.8 | 32 | 31.66 | 31.3 | 30.16 | 28.44 | 23.06 | 7.29 | 0.12 | 0 | 0 | 0 | 0 | 0 | 0 | 0 | 0 | 0 | 0.02 | 5.93 | 21.9 | 30.09 | 32.59 | 33.65 | 33.94 | 34.05 | 33.91 | 33.33 | 32.53 | 31.02 | 27.2 | 13.13 | 1.04 | 0 | 0 | 0 | 0 | 0 | 0 | 0 | 0 | 0 | 0.1 | 7.29 | 22.26 | 29.72 | 32.3 | 33.78 | 34.42 | 34.2 | 34.21 | 33.68 | 32.78 | 31.42 | 28.38 | 16.98 | 2.76 | 0 | 0 | 0 | 0 | 0 | 0 | 0 | 0 | 0 | 0 | 3.23 | 17.11 | 27.42 | 31.53 | 33.21 | 33.86 | 33.55 | 33.16 | 32.87 | 32.08 | 30.43 | 26.32 | 15.09 | 2.26 | 0 | 0 | 0 | 0 | 0 | 0 | 0 | 0 | 0 | 0 | 1.24 | 13.7 | 26.92 | 31.53 | 33.22 | 34.06 | 34.18 | 33.41 | 31.77 | 31.03 | 28.52 | 22.72 | 8.12 | 0.22 | 0 | 0 | 0 | 0 | 0 | 0 | 0 | 0 | 0 | 0 | 0.2 | 9.14 | 23.39 | 28.82 | 30.87 | 31.44 | 31.96 | 31.37 | 30.48 | 28.51 | 25.84 | 13.72 | 1.22 | 0 | 0 | 0 | 0 | 0 | 0 | 0 | 0 | 0 | 0 | 0 | 0 | 4 | 19.74 | 26.38 | 27.75 | 28.15 | 28.08 | 27.81 | 28.23 | 26.4 | 19.91 | 4.34 | 0 | 0 | 0 | 0 | 0 | 0 | 0 | 0 | 0 | 0 | 0 | 0 | 0.63 | 11.18 | 23.38 | 26.26 | 25.75 | 25.02 | 25.43 | 25.28 | 23.26 | 13.66 | 1.27 | 0 | 0 | 0 | 0 | 0 | 0 | 0 | 0 | 0 | 0 | 0 | 0 | 0 | 0.04 | 5.29 | 16.67 | 20.89 | 20.59 | 19.81 | 20.62 | 20.29 | 18.7 | 10.22 | 0.84 | 0 | 0 | 0 | 0 | 0 | 0 | 0
RTEDDY_2_SEBSR3 |  | Solar_1Axis | Solar Tracking | CISO | South | Socal | FC | 56 | 0 | 0 | 0 | 0 | 0 | 0 | 0.03 | 6.71 | 26.27 | 34.21 | 33.87 | 33.27 | 32.91 | 32.99 | 29.88 | 21.56 | 3.64 | 0 | 0 | 0 | 0 | 0 | 0 | 0 | 0 | 0 | 0 | 0 | 0 | 0 | 0.39 | 14.65 | 35.64 | 39.38 | 38.52 | 38.18 | 37.97 | 36.62 | 35.72 | 32.47 | 13.79 | 0.55 | 0 | 0 | 0 | 0 | 0 | 0 | 0 | 0 | 0 | 0 | 0 | 0 | 0.08 | 9.58 | 33.29 | 40.86 | 41.01 | 40.17 | 39.76 | 39.57 | 37.59 | 34.66 | 25.86 | 9.73 | 1.57 | 0 | 0 | 0 | 0 | 0 | 0 | 0 | 0 | 0 | 0 | 0 | 1.72 | 20.46 | 40.08 | 42.88 | 44.65 | 44.52 | 44.8 | 44.33 | 43.81 | 42.22 | 39.82 | 32.28 | 10.21 | 0.17 | 0 | 0 | 0 | 0 | 0 | 0 | 0 | 0 | 0 | 0.03 | 8.3 | 30.67 | 42.12 | 45.62 | 47.11 | 47.51 | 47.67 | 47.47 | 46.66 | 45.54 | 43.42 | 38.08 | 18.39 | 1.46 | 0 | 0 | 0 | 0 | 0 | 0 | 0 | 0 | 0 | 0.13 | 10.2 | 31.16 | 41.61 | 45.21 | 47.29 | 48.19 | 47.88 | 47.89 | 47.15 | 45.89 | 43.99 | 39.73 | 23.77 | 3.86 | 0 | 0 | 0 | 0 | 0 | 0 | 0 | 0 | 0 | 0 | 4.52 | 23.95 | 38.39 | 44.14 | 46.49 | 47.4 | 46.96 | 46.42 | 46.02 | 44.91 | 42.61 | 36.85 | 21.13 | 3.16 | 0 | 0 | 0 | 0 | 0 | 0 | 0 | 0 | 0 | 0 | 1.73 | 19.18 | 37.68 | 44.15 | 46.51 | 47.68 | 47.85 | 46.78 | 44.48 | 43.45 | 39.93 | 31.8 | 11.37 | 0.31 | 0 | 0 | 0 | 0 | 0 | 0 | 0 | 0 | 0 | 0 | 0.28 | 12.79 | 32.75 | 40.34 | 43.22 | 44.01 | 44.74 | 43.92 | 42.68 | 39.91 | 36.18 | 19.21 | 1.71 | 0 | 0 | 0 | 0 | 0 | 0 | 0 | 0 | 0 | 0 | 0 | 0 | 5.6 | 27.63 | 36.93 | 38.85 | 39.41 | 39.31 | 38.93 | 39.52 | 36.96 | 27.87 | 6.07 | 0 | 0 | 0 | 0 | 0 | 0 | 0 | 0 | 0 | 0 | 0 | 0 | 0.88 | 15.66 | 32.73 | 36.76 | 36.05 | 35.03 | 35.6 | 35.39 | 32.56 | 19.12 | 1.78 | 0 | 0 | 0 | 0 | 0 | 0 | 0 | 0 | 0 | 0 | 0 | 0 | 0 | 0.06 | 7.41 | 23.33 | 29.25 | 28.83 | 27.73 | 28.87 | 28.41 | 26.18 | 14.3 | 1.18 | 0 | 0 | 0 | 0 | 0 | 0 | 0
RTEDDY_2_SEBSR4 |  | Solar_1Axis | Solar Tracking | CISO | South | Socal | FC | 56 | 0 | 0 | 0 | 0 | 0 | 0 | 0.03 | 6.71 | 26.27 | 34.21 | 33.87 | 33.27 | 32.91 | 32.99 | 29.88 | 21.56 | 3.64 | 0 | 0 | 0 | 0 | 0 | 0 | 0 | 0 | 0 | 0 | 0 | 0 | 0 | 0.39 | 14.65 | 35.64 | 39.38 | 38.52 | 38.18 | 37.97 | 36.62 | 35.72 | 32.47 | 13.79 | 0.55 | 0 | 0 | 0 | 0 | 0 | 0 | 0 | 0 | 0 | 0 | 0 | 0 | 0.08 | 9.58 | 33.29 | 40.86 | 41.01 | 40.17 | 39.76 | 39.57 | 37.59 | 34.66 | 25.86 | 9.73 | 1.57 | 0 | 0 | 0 | 0 | 0 | 0 | 0 | 0 | 0 | 0 | 0 | 1.72 | 20.46 | 40.08 | 42.88 | 44.65 | 44.52 | 44.8 | 44.33 | 43.81 | 42.22 | 39.82 | 32.28 | 10.21 | 0.17 | 0 | 0 | 0 | 0 | 0 | 0 | 0 | 0 | 0 | 0.03 | 8.3 | 30.67 | 42.12 | 45.62 | 47.11 | 47.51 | 47.67 | 47.47 | 46.66 | 45.54 | 43.42 | 38.08 | 18.39 | 1.46 | 0 | 0 | 0 | 0 | 0 | 0 | 0 | 0 | 0 | 0.13 | 10.2 | 31.16 | 41.61 | 45.21 | 47.29 | 48.19 | 47.88 | 47.89 | 47.15 | 45.89 | 43.99 | 39.73 | 23.77 | 3.86 | 0 | 0 | 0 | 0 | 0 | 0 | 0 | 0 | 0 | 0 | 4.52 | 23.95 | 38.39 | 44.14 | 46.49 | 47.4 | 46.96 | 46.42 | 46.02 | 44.91 | 42.61 | 36.85 | 21.13 | 3.16 | 0 | 0 | 0 | 0 | 0 | 0 | 0 | 0 | 0 | 0 | 1.73 | 19.18 | 37.68 | 44.15 | 46.51 | 47.68 | 47.85 | 46.78 | 44.48 | 43.45 | 39.93 | 31.8 | 11.37 | 0.31 | 0 | 0 | 0 | 0 | 0 | 0 | 0 | 0 | 0 | 0 | 0.28 | 12.79 | 32.75 | 40.34 | 43.22 | 44.01 | 44.74 | 43.92 | 42.68 | 39.91 | 36.18 | 19.21 | 1.71 | 0 | 0 | 0 | 0 | 0 | 0 | 0 | 0 | 0 | 0 | 0 | 0 | 5.6 | 27.63 | 36.93 | 38.85 | 39.41 | 39.31 | 38.93 | 39.52 | 36.96 | 27.87 | 6.07 | 0 | 0 | 0 | 0 | 0 | 0 | 0 | 0 | 0 | 0 | 0 | 0 | 0.88 | 15.66 | 32.73 | 36.76 | 36.05 | 35.03 | 35.6 | 35.39 | 32.56 | 19.12 | 1.78 | 0 | 0 | 0 | 0 | 0 | 0 | 0 | 0 | 0 | 0 | 0 | 0 | 0 | 0.06 | 7.41 | 23.33 | 29.25 | 28.83 | 27.73 | 28.87 | 28.41 | 26.18 | 14.3 | 1.18 | 0 | 0 | 0 | 0 | 0 | 0 | 0
RTEDDY_2_SOLAR1 |  | Solar_1Axis | Solar Tracking | CISO | South | Socal | FC | 54 | 0 | 0 | 0 | 0 | 0 | 0 | 0.03 | 6.47 | 25.34 | 32.99 | 32.66 | 32.08 | 31.73 | 31.81 | 28.81 | 20.79 | 3.51 | 0 | 0 | 0 | 0 | 0 | 0 | 0 | 0 | 0 | 0 | 0 | 0 | 0 | 0.37 | 14.12 | 34.37 | 37.98 | 37.15 | 36.82 | 36.62 | 35.31 | 34.45 | 31.31 | 13.3 | 0.53 | 0 | 0 | 0 | 0 | 0 | 0 | 0 | 0 | 0 | 0 | 0 | 0 | 0.08 | 9.24 | 32.1 | 39.4 | 39.54 | 38.74 | 38.34 | 38.16 | 36.25 | 33.42 | 24.94 | 9.38 | 1.51 | 0 | 0 | 0 | 0 | 0 | 0 | 0 | 0 | 0 | 0 | 0 | 1.65 | 19.73 | 38.65 | 41.34 | 43.05 | 42.93 | 43.2 | 42.75 | 42.25 | 40.72 | 38.39 | 31.12 | 9.84 | 0.16 | 0 | 0 | 0 | 0 | 0 | 0 | 0 | 0 | 0 | 0.03 | 8.01 | 29.57 | 40.62 | 43.99 | 45.43 | 45.82 | 45.97 | 45.77 | 45 | 43.91 | 41.87 | 36.72 | 17.73 | 1.41 | 0 | 0 | 0 | 0 | 0 | 0 | 0 | 0 | 0 | 0.13 | 9.84 | 30.05 | 40.12 | 43.6 | 45.6 | 46.47 | 46.17 | 46.18 | 45.46 | 44.25 | 42.41 | 38.31 | 22.92 | 3.72 | 0 | 0 | 0 | 0 | 0 | 0 | 0 | 0 | 0 | 0 | 4.36 | 23.09 | 37.02 | 42.56 | 44.83 | 45.71 | 45.29 | 44.76 | 44.37 | 43.3 | 41.09 | 35.53 | 20.37 | 3.05 | 0 | 0 | 0 | 0 | 0 | 0 | 0 | 0 | 0 | 0 | 1.67 | 18.5 | 36.34 | 42.57 | 44.85 | 45.98 | 46.14 | 45.11 | 42.89 | 41.89 | 38.5 | 30.67 | 10.96 | 0.3 | 0 | 0 | 0 | 0 | 0 | 0 | 0 | 0 | 0 | 0 | 0.27 | 12.34 | 31.58 | 38.9 | 41.68 | 42.44 | 43.15 | 42.35 | 41.15 | 38.49 | 34.89 | 18.52 | 1.64 | 0 | 0 | 0 | 0 | 0 | 0 | 0 | 0 | 0 | 0 | 0 | 0 | 5.4 | 26.64 | 35.61 | 37.46 | 38 | 37.91 | 37.54 | 38.1 | 35.64 | 26.87 | 5.85 | 0 | 0 | 0 | 0 | 0 | 0 | 0 | 0 | 0 | 0 | 0 | 0 | 0.85 | 15.1 | 31.56 | 35.45 | 34.76 | 33.78 | 34.33 | 34.13 | 31.4 | 18.44 | 1.71 | 0 | 0 | 0 | 0 | 0 | 0 | 0 | 0 | 0 | 0 | 0 | 0 | 0 | 0.06 | 7.14 | 22.5 | 28.2 | 27.8 | 26.74 | 27.84 | 27.4 | 25.24 | 13.79 | 1.13 | 0 | 0 | 0 | 0 | 0 | 0 | 0
RTEDDY_2_SOLAR2 |  | Solar_1Axis | Solar Tracking | CISO | South | Socal | FC | 54 | 0 | 0 | 0 | 0 | 0 | 0 | 0.03 | 6.47 | 25.34 | 32.99 | 32.66 | 32.08 | 31.73 | 31.81 | 28.81 | 20.79 | 3.51 | 0 | 0 | 0 | 0 | 0 | 0 | 0 | 0 | 0 | 0 | 0 | 0 | 0 | 0.37 | 14.12 | 34.37 | 37.98 | 37.15 | 36.82 | 36.62 | 35.31 | 34.45 | 31.31 | 13.3 | 0.53 | 0 | 0 | 0 | 0 | 0 | 0 | 0 | 0 | 0 | 0 | 0 | 0 | 0.08 | 9.24 | 32.1 | 39.4 | 39.54 | 38.74 | 38.34 | 38.16 | 36.25 | 33.42 | 24.94 | 9.38 | 1.51 | 0 | 0 | 0 | 0 | 0 | 0 | 0 | 0 | 0 | 0 | 0 | 1.65 | 19.73 | 38.65 | 41.34 | 43.05 | 42.93 | 43.2 | 42.75 | 42.25 | 40.72 | 38.39 | 31.12 | 9.84 | 0.16 | 0 | 0 | 0 | 0 | 0 | 0 | 0 | 0 | 0 | 0.03 | 8.01 | 29.57 | 40.62 | 43.99 | 45.43 | 45.82 | 45.97 | 45.77 | 45 | 43.91 | 41.87 | 36.72 | 17.73 | 1.41 | 0 | 0 | 0 | 0 | 0 | 0 | 0 | 0 | 0 | 0.13 | 9.84 | 30.05 | 40.12 | 43.6 | 45.6 | 46.47 | 46.17 | 46.18 | 45.46 | 44.25 | 42.41 | 38.31 | 22.92 | 3.72 | 0 | 0 | 0 | 0 | 0 | 0 | 0 | 0 | 0 | 0 | 4.36 | 23.09 | 37.02 | 42.56 | 44.83 | 45.71 | 45.29 | 44.76 | 44.37 | 43.3 | 41.09 | 35.53 | 20.37 | 3.05 | 0 | 0 | 0 | 0 | 0 | 0 | 0 | 0 | 0 | 0 | 1.67 | 18.5 | 36.34 | 42.57 | 44.85 | 45.98 | 46.14 | 45.11 | 42.89 | 41.89 | 38.5 | 30.67 | 10.96 | 0.3 | 0 | 0 | 0 | 0 | 0 | 0 | 0 | 0 | 0 | 0 | 0.27 | 12.34 | 31.58 | 38.9 | 41.68 | 42.44 | 43.15 | 42.35 | 41.15 | 38.49 | 34.89 | 18.52 | 1.64 | 0 | 0 | 0 | 0 | 0 | 0 | 0 | 0 | 0 | 0 | 0 | 0 | 5.4 | 26.64 | 35.61 | 37.46 | 38 | 37.91 | 37.54 | 38.1 | 35.64 | 26.87 | 5.85 | 0 | 0 | 0 | 0 | 0 | 0 | 0 | 0 | 0 | 0 | 0 | 0 | 0.85 | 15.1 | 31.56 | 35.45 | 34.76 | 33.78 | 34.33 | 34.13 | 31.4 | 18.44 | 1.71 | 0 | 0 | 0 | 0 | 0 | 0 | 0 | 0 | 0 | 0 | 0 | 0 | 0 | 0.06 | 7.14 | 22.5 | 28.2 | 27.8 | 26.74 | 27.84 | 27.4 | 25.24 | 13.79 | 1.13 | 0 | 0 | 0 | 0 | 0 | 0 | 0
RTEDDY_2_SPASR4 |  | Solar_1Axis | Solar Tracking | CISO | South | Socal | FC | 26 | 0 | 0 | 0 | 0 | 0 | 0 | 0.01 | 3.11 | 12.2 | 15.88 | 15.72 | 15.45 | 15.28 | 15.32 | 13.87 | 10.01 | 1.69 | 0 | 0 | 0 | 0 | 0 | 0 | 0 | 0 | 0 | 0 | 0 | 0 | 0 | 0.18 | 6.8 | 16.55 | 18.28 | 17.88 | 17.73 | 17.63 | 17 | 16.59 | 15.08 | 6.4 | 0.26 | 0 | 0 | 0 | 0 | 0 | 0 | 0 | 0 | 0 | 0 | 0 | 0 | 0.04 | 4.45 | 15.45 | 18.97 | 19.04 | 18.65 | 18.46 | 18.37 | 17.45 | 16.09 | 12.01 | 4.52 | 0.73 | 0 | 0 | 0 | 0 | 0 | 0 | 0 | 0 | 0 | 0 | 0 | 0.8 | 9.5 | 18.61 | 19.91 | 20.73 | 20.67 | 20.8 | 20.58 | 20.34 | 19.6 | 18.49 | 14.99 | 4.74 | 0.08 | 0 | 0 | 0 | 0 | 0 | 0 | 0 | 0 | 0 | 0.02 | 3.86 | 14.24 | 19.56 | 21.18 | 21.87 | 22.06 | 22.13 | 22.04 | 21.67 | 21.14 | 20.16 | 17.68 | 8.54 | 0.68 | 0 | 0 | 0 | 0 | 0 | 0 | 0 | 0 | 0 | 0.06 | 4.74 | 14.47 | 19.32 | 20.99 | 21.96 | 22.38 | 22.23 | 22.23 | 21.89 | 21.31 | 20.42 | 18.45 | 11.04 | 1.79 | 0 | 0 | 0 | 0 | 0 | 0 | 0 | 0 | 0 | 0 | 2.1 | 11.12 | 17.82 | 20.49 | 21.59 | 22.01 | 21.81 | 21.55 | 21.36 | 20.85 | 19.78 | 17.11 | 9.81 | 1.47 | 0 | 0 | 0 | 0 | 0 | 0 | 0 | 0 | 0 | 0 | 0.81 | 8.91 | 17.5 | 20.5 | 21.59 | 22.14 | 22.22 | 21.72 | 20.65 | 20.17 | 18.54 | 14.77 | 5.28 | 0.14 | 0 | 0 | 0 | 0 | 0 | 0 | 0 | 0 | 0 | 0 | 0.13 | 5.94 | 15.2 | 18.73 | 20.07 | 20.43 | 20.77 | 20.39 | 19.81 | 18.53 | 16.8 | 8.92 | 0.79 | 0 | 0 | 0 | 0 | 0 | 0 | 0 | 0 | 0 | 0 | 0 | 0 | 2.6 | 12.83 | 17.15 | 18.04 | 18.3 | 18.25 | 18.07 | 18.35 | 17.16 | 12.94 | 2.82 | 0 | 0 | 0 | 0 | 0 | 0 | 0 | 0 | 0 | 0 | 0 | 0 | 0.41 | 7.27 | 15.2 | 17.07 | 16.74 | 16.26 | 16.53 | 16.43 | 15.12 | 8.88 | 0.82 | 0 | 0 | 0 | 0 | 0 | 0 | 0 | 0 | 0 | 0 | 0 | 0 | 0 | 0.03 | 3.44 | 10.83 | 13.58 | 13.38 | 12.88 | 13.4 | 13.19 | 12.15 | 6.64 | 0.55 | 0 | 0 | 0 | 0 | 0 | 0 | 0
RTEDDY_2_SRXSR4 |  | Solar_1Axis | Solar Tracking | CISO | South | Socal | FC | 13.6 | 0 | 0 | 0 | 0 | 0 | 0 | 0.01 | 1.63 | 6.38 | 8.31 | 8.23 | 8.08 | 7.99 | 8.01 | 7.26 | 5.24 | 0.88 | 0 | 0 | 0 | 0 | 0 | 0 | 0 | 0 | 0 | 0 | 0 | 0 | 0 | 0.09 | 3.56 | 8.66 | 9.56 | 9.36 | 9.27 | 9.22 | 8.89 | 8.68 | 7.89 | 3.35 | 0.13 | 0 | 0 | 0 | 0 | 0 | 0 | 0 | 0 | 0 | 0 | 0 | 0 | 0.02 | 2.33 | 8.08 | 9.92 | 9.96 | 9.76 | 9.66 | 9.61 | 9.13 | 8.42 | 6.28 | 2.36 | 0.38 | 0 | 0 | 0 | 0 | 0 | 0 | 0 | 0 | 0 | 0 | 0 | 0.42 | 4.97 | 9.73 | 10.41 | 10.84 | 10.81 | 10.88 | 10.77 | 10.64 | 10.25 | 9.67 | 7.84 | 2.48 | 0.04 | 0 | 0 | 0 | 0 | 0 | 0 | 0 | 0 | 0 | 0.01 | 2.02 | 7.45 | 10.23 | 11.08 | 11.44 | 11.54 | 11.58 | 11.53 | 11.33 | 11.06 | 10.55 | 9.25 | 4.46 | 0.35 | 0 | 0 | 0 | 0 | 0 | 0 | 0 | 0 | 0 | 0.03 | 2.48 | 7.57 | 10.11 | 10.98 | 11.48 | 11.7 | 11.63 | 11.63 | 11.45 | 11.15 | 10.68 | 9.65 | 5.77 | 0.94 | 0 | 0 | 0 | 0 | 0 | 0 | 0 | 0 | 0 | 0 | 1.1 | 5.82 | 9.32 | 10.72 | 11.29 | 11.51 | 11.41 | 11.27 | 11.18 | 10.91 | 10.35 | 8.95 | 5.13 | 0.77 | 0 | 0 | 0 | 0 | 0 | 0 | 0 | 0 | 0 | 0 | 0.42 | 4.66 | 9.15 | 10.72 | 11.3 | 11.58 | 11.62 | 11.36 | 10.8 | 10.55 | 9.7 | 7.72 | 2.76 | 0.08 | 0 | 0 | 0 | 0 | 0 | 0 | 0 | 0 | 0 | 0 | 0.07 | 3.11 | 7.95 | 9.8 | 10.5 | 10.69 | 10.87 | 10.67 | 10.36 | 9.69 | 8.79 | 4.66 | 0.41 | 0 | 0 | 0 | 0 | 0 | 0 | 0 | 0 | 0 | 0 | 0 | 0 | 1.36 | 6.71 | 8.97 | 9.43 | 9.57 | 9.55 | 9.45 | 9.6 | 8.98 | 6.77 | 1.47 | 0 | 0 | 0 | 0 | 0 | 0 | 0 | 0 | 0 | 0 | 0 | 0 | 0.21 | 3.8 | 7.95 | 8.93 | 8.75 | 8.51 | 8.65 | 8.6 | 7.91 | 4.64 | 0.43 | 0 | 0 | 0 | 0 | 0 | 0 | 0 | 0 | 0 | 0 | 0 | 0 | 0 | 0.01 | 1.8 | 5.67 | 7.1 | 7 | 6.73 | 7.01 | 6.9 | 6.36 | 3.47 | 0.29 | 0 | 0 | 0 | 0 | 0 | 0 | 0
RTREE_2_WIND1 |  | Wind | Wind | CISO | South | Socal | FC | 79.2 | 4.16 | 4.4 | 4.15 | 3.95 | 4.42 | 4.3 | 4.41 | 4.04 | 3.51 | 3.99 | 3.55 | 3.88 | 4.36 | 3.98 | 4.39 | 4.38 | 3.74 | 3.61 | 4.32 | 4.08 | 4.02 | 4.42 | 3.81 | 4.02 | 7.68 | 7.32 | 8.4 | 8.18 | 6.91 | 7.33 | 7.21 | 5.92 | 6.18 | 6.83 | 8.5 | 8.81 | 7.94 | 7.35 | 9.38 | 9.62 | 9.43 | 9.86 | 9.32 | 10.13 | 11.63 | 10.05 | 8.84 | 8.7 | 8.55 | 8.03 | 7.04 | 6.98 | 7.12 | 7.1 | 7.11 | 5.85 | 4.52 | 4.51 | 4.59 | 5.19 | 6.29 | 6.79 | 7.67 | 7.49 | 10.03 | 10.68 | 10.06 | 10.82 | 10.49 | 10.76 | 8.87 | 8.41 | 29.25 | 30.34 | 27.71 | 25.34 | 23.7 | 21.19 | 17.48 | 14.42 | 10.52 | 9.38 | 9.31 | 9.28 | 9.03 | 10.54 | 15.8 | 21.83 | 25.95 | 29.14 | 31.27 | 31.96 | 31.96 | 32.24 | 30.73 | 30.72 | 34.21 | 32.42 | 30.99 | 30.98 | 27.28 | 21.93 | 16.8 | 12.64 | 9.37 | 6.99 | 5.25 | 5.06 | 4.34 | 6.01 | 10 | 16.15 | 25.19 | 30.15 | 34.06 | 32.84 | 33.18 | 35.05 | 34.54 | 35.29 | 35.19 | 34.35 | 31.95 | 29.17 | 26.63 | 21.5 | 16.82 | 12.35 | 7.59 | 5.5 | 3.94 | 4.59 | 4.97 | 5.84 | 9.59 | 15.33 | 22.13 | 26.14 | 30.03 | 33.66 | 36.76 | 36.64 | 36.21 | 36.48 | 33.14 | 31.13 | 29.36 | 25.86 | 21.43 | 18.42 | 13.69 | 8.85 | 4.51 | 3.01 | 2.57 | 3.04 | 4.04 | 5.93 | 9.69 | 14.45 | 20.76 | 26.39 | 30.5 | 33.3 | 36.04 | 36.92 | 35.76 | 34.48 | 29.66 | 28.76 | 26.4 | 22.56 | 18.18 | 15.85 | 11.66 | 8.41 | 5.16 | 3.53 | 2.77 | 3.08 | 4.16 | 5.86 | 9.01 | 13.14 | 18.03 | 23.11 | 26.04 | 31.57 | 33.48 | 33.37 | 32.28 | 30.78 | 14.97 | 13.79 | 12.5 | 9.73 | 8.01 | 5.8 | 4.65 | 3.21 | 2.68 | 2.69 | 3.08 | 4.1 | 4.77 | 5.66 | 7.03 | 8.68 | 9.81 | 12.95 | 15.85 | 19.02 | 19.03 | 19 | 17.86 | 16.33 | 7.8 | 7.23 | 7.33 | 7.22 | 6.61 | 5.44 | 4.39 | 3.63 | 2.43 | 2.18 | 2.33 | 2.91 | 3.43 | 3.44 | 3.49 | 4.03 | 5.14 | 6.14 | 7.41 | 8.54 | 9.43 | 9.59 | 8.87 | 7.63 | 3.49 | 3.09 | 3.16 | 3.21 | 3.26 | 3.31 | 3.16 | 2.84 | 2.59 | 2.82 | 3.08 | 3.5 | 3.33 | 3.52 | 3.55 | 2.97 | 2.7 | 3.43 | 4.31 | 4.65 | 4.95 | 3.67 | 3.89 | 3.75 | 2.95 | 2.87 | 2.81 | 3.23 | 3.16 | 3.21 | 3.18 | 2.97 | 2.78 | 2.77 | 2.75 | 3 | 2.98 | 2.76 | 2.63 | 2.76 | 3.05 | 3.22 | 3.64 | 3.41 | 3.86 | 3.47 | 3.28 | 3.25
RTREE_2_WIND2 |  | Wind | Wind | CISO | South | Socal | FC | 19.8 | 1.04 | 1.1 | 1.04 | 0.99 | 1.11 | 1.07 | 1.1 | 1.01 | 0.88 | 1 | 0.89 | 0.97 | 1.09 | 0.99 | 1.1 | 1.09 | 0.94 | 0.9 | 1.08 | 1.02 | 1.01 | 1.1 | 0.95 | 1.01 | 1.92 | 1.83 | 2.1 | 2.05 | 1.73 | 1.83 | 1.8 | 1.48 | 1.55 | 1.71 | 2.13 | 2.2 | 1.99 | 1.84 | 2.35 | 2.4 | 2.36 | 2.46 | 2.33 | 2.53 | 2.91 | 2.51 | 2.21 | 2.17 | 2.14 | 2.01 | 1.76 | 1.74 | 1.78 | 1.77 | 1.78 | 1.46 | 1.13 | 1.13 | 1.15 | 1.3 | 1.57 | 1.7 | 1.92 | 1.87 | 2.51 | 2.67 | 2.52 | 2.71 | 2.62 | 2.69 | 2.22 | 2.1 | 7.31 | 7.58 | 6.93 | 6.34 | 5.93 | 5.3 | 4.37 | 3.6 | 2.63 | 2.34 | 2.33 | 2.32 | 2.26 | 2.63 | 3.95 | 5.46 | 6.49 | 7.29 | 7.82 | 7.99 | 7.99 | 8.06 | 7.68 | 7.68 | 8.55 | 8.11 | 7.75 | 7.74 | 6.82 | 5.48 | 4.2 | 3.16 | 2.34 | 1.75 | 1.31 | 1.26 | 1.08 | 1.5 | 2.5 | 4.04 | 6.3 | 7.54 | 8.51 | 8.21 | 8.3 | 8.76 | 8.63 | 8.82 | 8.8 | 8.59 | 7.99 | 7.29 | 6.66 | 5.37 | 4.2 | 3.09 | 1.9 | 1.37 | 0.99 | 1.15 | 1.24 | 1.46 | 2.4 | 3.83 | 5.53 | 6.53 | 7.51 | 8.42 | 9.19 | 9.16 | 9.05 | 9.12 | 8.28 | 7.78 | 7.34 | 6.46 | 5.36 | 4.61 | 3.42 | 2.21 | 1.13 | 0.75 | 0.64 | 0.76 | 1.01 | 1.48 | 2.42 | 3.61 | 5.19 | 6.6 | 7.63 | 8.32 | 9.01 | 9.23 | 8.94 | 8.62 | 7.42 | 7.19 | 6.6 | 5.64 | 4.55 | 3.96 | 2.91 | 2.1 | 1.29 | 0.88 | 0.69 | 0.77 | 1.04 | 1.47 | 2.25 | 3.28 | 4.51 | 5.78 | 6.51 | 7.89 | 8.37 | 8.34 | 8.07 | 7.7 | 3.74 | 3.45 | 3.12 | 2.43 | 2 | 1.45 | 1.16 | 0.8 | 0.67 | 0.67 | 0.77 | 1.03 | 1.19 | 1.42 | 1.76 | 2.17 | 2.45 | 3.24 | 3.96 | 4.75 | 4.76 | 4.75 | 4.47 | 4.08 | 1.95 | 1.81 | 1.83 | 1.8 | 1.65 | 1.36 | 1.1 | 0.91 | 0.61 | 0.54 | 0.58 | 0.73 | 0.86 | 0.86 | 0.87 | 1.01 | 1.29 | 1.54 | 1.85 | 2.13 | 2.36 | 2.4 | 2.22 | 1.91 | 0.87 | 0.77 | 0.79 | 0.8 | 0.82 | 0.83 | 0.79 | 0.71 | 0.65 | 0.71 | 0.77 | 0.88 | 0.83 | 0.88 | 0.89 | 0.74 | 0.67 | 0.86 | 1.08 | 1.16 | 1.24 | 0.92 | 0.97 | 0.94 | 0.74 | 0.72 | 0.7 | 0.81 | 0.79 | 0.8 | 0.8 | 0.74 | 0.69 | 0.69 | 0.69 | 0.75 | 0.75 | 0.69 | 0.66 | 0.69 | 0.76 | 0.8 | 0.91 | 0.85 | 0.96 | 0.87 | 0.82 | 0.81
RTREE_2_WIND3 |  | Wind | Wind | CISO | South | Socal | FC | 99 | 5.2 | 5.5 | 5.19 | 4.94 | 5.53 | 5.37 | 5.51 | 5.06 | 4.39 | 4.98 | 4.43 | 4.85 | 5.45 | 4.97 | 5.48 | 5.47 | 4.68 | 4.51 | 5.4 | 5.1 | 5.03 | 5.52 | 4.76 | 5.03 | 9.6 | 9.15 | 10.5 | 10.23 | 8.64 | 9.16 | 9.02 | 7.39 | 7.73 | 8.54 | 10.63 | 11.01 | 9.93 | 9.19 | 11.73 | 12.02 | 11.79 | 12.32 | 11.65 | 12.67 | 14.54 | 12.56 | 11.05 | 10.87 | 10.69 | 10.04 | 8.8 | 8.72 | 8.9 | 8.87 | 8.89 | 7.31 | 5.65 | 5.64 | 5.73 | 6.49 | 7.87 | 8.49 | 9.59 | 9.36 | 12.54 | 13.35 | 12.58 | 13.53 | 13.11 | 13.45 | 11.09 | 10.51 | 36.56 | 37.92 | 34.64 | 31.68 | 29.63 | 26.48 | 21.85 | 18.02 | 13.16 | 11.72 | 11.63 | 11.6 | 11.29 | 13.17 | 19.75 | 27.29 | 32.44 | 36.43 | 39.09 | 39.94 | 39.95 | 40.3 | 38.42 | 38.4 | 42.76 | 40.53 | 38.74 | 38.72 | 34.1 | 27.41 | 21 | 15.79 | 11.71 | 8.73 | 6.57 | 6.32 | 5.42 | 7.51 | 12.5 | 20.19 | 31.48 | 37.69 | 42.57 | 41.05 | 41.48 | 43.81 | 43.17 | 44.11 | 43.99 | 42.94 | 39.94 | 36.47 | 33.29 | 26.87 | 21.02 | 15.44 | 9.48 | 6.87 | 4.93 | 5.74 | 6.21 | 7.3 | 11.99 | 19.17 | 27.66 | 32.67 | 37.53 | 42.08 | 45.95 | 45.8 | 45.26 | 45.6 | 41.42 | 38.92 | 36.7 | 32.32 | 26.79 | 23.03 | 17.12 | 11.06 | 5.63 | 3.76 | 3.22 | 3.8 | 5.06 | 7.41 | 12.11 | 18.06 | 25.95 | 32.99 | 38.13 | 41.62 | 45.05 | 46.15 | 44.7 | 43.1 | 37.08 | 35.96 | 32.99 | 28.21 | 22.73 | 19.81 | 14.57 | 10.51 | 6.45 | 4.42 | 3.46 | 3.84 | 5.2 | 7.33 | 11.26 | 16.42 | 22.53 | 28.89 | 32.55 | 39.46 | 41.85 | 41.71 | 40.35 | 38.48 | 18.71 | 17.24 | 15.62 | 12.17 | 10.01 | 7.25 | 5.81 | 4.02 | 3.35 | 3.36 | 3.85 | 5.13 | 5.96 | 7.08 | 8.78 | 10.85 | 12.27 | 16.18 | 19.81 | 23.77 | 23.79 | 23.76 | 22.33 | 20.41 | 9.75 | 9.04 | 9.16 | 9.02 | 8.27 | 6.8 | 5.48 | 4.54 | 3.03 | 2.72 | 2.91 | 3.64 | 4.29 | 4.3 | 4.37 | 5.04 | 6.43 | 7.68 | 9.27 | 10.67 | 11.78 | 11.99 | 11.08 | 9.54 | 4.37 | 3.87 | 3.96 | 4.02 | 4.08 | 4.14 | 3.95 | 3.55 | 3.23 | 3.53 | 3.85 | 4.38 | 4.16 | 4.4 | 4.44 | 3.71 | 3.37 | 4.28 | 5.39 | 5.81 | 6.19 | 4.59 | 4.87 | 4.69 | 3.69 | 3.58 | 3.51 | 4.03 | 3.95 | 4.01 | 3.98 | 3.71 | 3.47 | 3.46 | 3.44 | 3.75 | 3.73 | 3.45 | 3.28 | 3.45 | 3.81 | 4.02 | 4.55 | 4.26 | 4.82 | 4.34 | 4.09 | 4.06
RVSIDE_6_SOLAR1 |  | Solar_1Axis | Solar Tracking | CISO | South | Socal | FC | 7.5 | 0 | 0 | 0 | 0 | 0 | 0 | 0 | 0.9 | 3.52 | 4.58 | 4.54 | 4.46 | 4.41 | 4.42 | 4 | 2.89 | 0.49 | 0 | 0 | 0 | 0 | 0 | 0 | 0 | 0 | 0 | 0 | 0 | 0 | 0 | 0.05 | 1.96 | 4.77 | 5.27 | 5.16 | 5.11 | 5.09 | 4.9 | 4.78 | 4.35 | 1.85 | 0.07 | 0 | 0 | 0 | 0 | 0 | 0 | 0 | 0 | 0 | 0 | 0 | 0 | 0.01 | 1.28 | 4.46 | 5.47 | 5.49 | 5.38 | 5.32 | 5.3 | 5.03 | 4.64 | 3.46 | 1.3 | 0.21 | 0 | 0 | 0 | 0 | 0 | 0 | 0 | 0 | 0 | 0 | 0 | 0.23 | 2.74 | 5.37 | 5.74 | 5.98 | 5.96 | 6 | 5.94 | 5.87 | 5.65 | 5.33 | 4.32 | 1.37 | 0.02 | 0 | 0 | 0 | 0 | 0 | 0 | 0 | 0 | 0 | 0 | 1.11 | 4.11 | 5.64 | 6.11 | 6.31 | 6.36 | 6.38 | 6.36 | 6.25 | 6.1 | 5.82 | 5.1 | 2.46 | 0.2 | 0 | 0 | 0 | 0 | 0 | 0 | 0 | 0 | 0 | 0.02 | 1.37 | 4.17 | 5.57 | 6.06 | 6.33 | 6.45 | 6.41 | 6.41 | 6.31 | 6.15 | 5.89 | 5.32 | 3.18 | 0.52 | 0 | 0 | 0 | 0 | 0 | 0 | 0 | 0 | 0 | 0 | 0.61 | 3.21 | 5.14 | 5.91 | 6.23 | 6.35 | 6.29 | 6.22 | 6.16 | 6.01 | 5.71 | 4.93 | 2.83 | 0.42 | 0 | 0 | 0 | 0 | 0 | 0 | 0 | 0 | 0 | 0 | 0.23 | 2.57 | 5.05 | 5.91 | 6.23 | 6.39 | 6.41 | 6.27 | 5.96 | 5.82 | 5.35 | 4.26 | 1.52 | 0.04 | 0 | 0 | 0 | 0 | 0 | 0 | 0 | 0 | 0 | 0 | 0.04 | 1.71 | 4.39 | 5.4 | 5.79 | 5.89 | 5.99 | 5.88 | 5.72 | 5.35 | 4.85 | 2.57 | 0.23 | 0 | 0 | 0 | 0 | 0 | 0 | 0 | 0 | 0 | 0 | 0 | 0 | 0.75 | 3.7 | 4.95 | 5.2 | 5.28 | 5.27 | 5.21 | 5.29 | 4.95 | 3.73 | 0.81 | 0 | 0 | 0 | 0 | 0 | 0 | 0 | 0 | 0 | 0 | 0 | 0 | 0.12 | 2.1 | 4.38 | 4.92 | 4.83 | 4.69 | 4.77 | 4.74 | 4.36 | 2.56 | 0.24 | 0 | 0 | 0 | 0 | 0 | 0 | 0 | 0 | 0 | 0 | 0 | 0 | 0 | 0.01 | 0.99 | 3.13 | 3.92 | 3.86 | 3.71 | 3.87 | 3.81 | 3.51 | 1.92 | 0.16 | 0 | 0 | 0 | 0 | 0 | 0 | 0
S_RITA_6_SOLAR1 |  | Solar_1Axis | Solar Tracking | CISO | North | Norcal | EO | 1.5 | 0 | 0 | 0 | 0 | 0 | 0 | 0 | 0.04 | 0.28 | 0.5 | 0.61 | 0.66 | 0.68 | 0.64 | 0.6 | 0.41 | 0.09 | 0 | 0 | 0 | 0 | 0 | 0 | 0 | 0 | 0 | 0 | 0 | 0 | 0 | 0 | 0.19 | 0.77 | 0.99 | 0.99 | 0.95 | 0.93 | 0.93 | 0.95 | 0.83 | 0.43 | 0.02 | 0 | 0 | 0 | 0 | 0 | 0 | 0 | 0 | 0 | 0 | 0 | 0 | 0 | 0.12 | 0.66 | 0.99 | 1.04 | 1.01 | 1.01 | 0.97 | 0.92 | 0.87 | 0.73 | 0.22 | 0.05 | 0 | 0 | 0 | 0 | 0 | 0 | 0 | 0 | 0 | 0 | 0 | 0.01 | 0.39 | 0.92 | 1.08 | 1.08 | 1.06 | 1.1 | 1.09 | 1.07 | 1.08 | 1.02 | 0.91 | 0.39 | 0.02 | 0 | 0 | 0 | 0 | 0 | 0 | 0 | 0 | 0 | 0 | 0.14 | 0.75 | 1.05 | 1.13 | 1.15 | 1.14 | 1.16 | 1.16 | 1.16 | 1.18 | 1.15 | 1.08 | 0.66 | 0.09 | 0 | 0 | 0 | 0 | 0 | 0 | 0 | 0 | 0 | 0 | 0.23 | 0.85 | 1.14 | 1.24 | 1.26 | 1.27 | 1.28 | 1.27 | 1.26 | 1.26 | 1.22 | 1.14 | 0.82 | 0.22 | 0 | 0 | 0 | 0 | 0 | 0 | 0 | 0 | 0 | 0 | 0.1 | 0.69 | 1.15 | 1.26 | 1.28 | 1.29 | 1.28 | 1.28 | 1.26 | 1.26 | 1.21 | 1.12 | 0.78 | 0.18 | 0 | 0 | 0 | 0 | 0 | 0 | 0 | 0 | 0 | 0 | 0.02 | 0.41 | 0.96 | 1.17 | 1.21 | 1.23 | 1.23 | 1.21 | 1.21 | 1.21 | 1.15 | 0.94 | 0.41 | 0.02 | 0 | 0 | 0 | 0 | 0 | 0 | 0 | 0 | 0 | 0 | 0 | 0.2 | 0.76 | 1.02 | 1.08 | 1.09 | 1.08 | 1.08 | 1.08 | 1.09 | 0.98 | 0.61 | 0.08 | 0 | 0 | 0 | 0 | 0 | 0 | 0 | 0 | 0 | 0 | 0 | 0 | 0.05 | 0.49 | 0.85 | 0.94 | 0.93 | 0.89 | 0.91 | 0.93 | 0.91 | 0.71 | 0.2 | 0 | 0 | 0 | 0 | 0 | 0 | 0 | 0 | 0 | 0 | 0 | 0 | 0 | 0.16 | 0.56 | 0.76 | 0.79 | 0.76 | 0.78 | 0.8 | 0.75 | 0.46 | 0.05 | 0 | 0 | 0 | 0 | 0 | 0 | 0 | 0 | 0 | 0 | 0 | 0 | 0 | 0 | 0.04 | 0.28 | 0.46 | 0.55 | 0.6 | 0.59 | 0.57 | 0.48 | 0.26 | 0.03 | 0 | 0 | 0 | 0 | 0 | 0 | 0
SANBRN_2_EESSB2 |  | Solar_1Axis | Solar Tracking | CISO | South | Socal | ID | 166 | 0 | 0 | 0 | 0 | 0 | 0 | 0.08 | 19.88 | 77.88 | 101.41 | 100.4 | 98.62 | 97.55 | 97.79 | 88.57 | 63.92 | 10.78 | 0 | 0 | 0 | 0 | 0 | 0 | 0 | 0 | 0 | 0 | 0 | 0 | 0 | 1.14 | 43.42 | 105.65 | 116.74 | 114.19 | 113.19 | 112.56 | 108.55 | 105.89 | 96.25 | 40.89 | 1.64 | 0 | 0 | 0 | 0 | 0 | 0 | 0 | 0 | 0 | 0 | 0 | 0 | 0.25 | 28.4 | 98.67 | 121.12 | 121.56 | 119.08 | 117.85 | 117.31 | 111.42 | 102.73 | 76.66 | 28.84 | 4.66 | 0 | 0 | 0 | 0 | 0 | 0 | 0 | 0 | 0 | 0 | 0 | 5.08 | 60.65 | 118.81 | 127.09 | 132.35 | 131.97 | 132.81 | 131.4 | 129.88 | 125.16 | 118.02 | 95.68 | 30.25 | 0.49 | 0 | 0 | 0 | 0 | 0 | 0 | 0 | 0 | 0 | 0.1 | 24.62 | 90.91 | 124.87 | 135.23 | 139.66 | 140.85 | 141.31 | 140.71 | 138.33 | 134.98 | 128.72 | 112.89 | 54.5 | 4.32 | 0 | 0 | 0 | 0 | 0 | 0 | 0 | 0 | 0 | 0.4 | 30.23 | 92.36 | 123.34 | 134.02 | 140.18 | 142.86 | 141.93 | 141.96 | 139.75 | 136.04 | 130.39 | 117.77 | 70.46 | 11.44 | 0.01 | 0 | 0 | 0 | 0 | 0 | 0 | 0 | 0 | 0.01 | 13.41 | 70.99 | 113.79 | 130.84 | 137.81 | 140.51 | 139.22 | 137.6 | 136.4 | 133.11 | 126.3 | 109.22 | 62.63 | 9.37 | 0 | 0 | 0 | 0 | 0 | 0 | 0 | 0 | 0 | 0 | 5.14 | 56.86 | 111.7 | 130.86 | 137.87 | 141.35 | 141.85 | 138.67 | 131.84 | 128.79 | 118.37 | 94.28 | 33.7 | 0.92 | 0 | 0 | 0 | 0 | 0 | 0 | 0 | 0 | 0 | 0 | 0.82 | 37.92 | 97.07 | 119.58 | 128.12 | 130.47 | 132.64 | 130.19 | 126.5 | 118.32 | 107.25 | 56.93 | 5.05 | 0 | 0 | 0 | 0 | 0 | 0 | 0 | 0 | 0 | 0 | 0 | 0.01 | 16.59 | 81.9 | 109.47 | 115.16 | 116.81 | 116.54 | 115.4 | 117.14 | 109.56 | 82.61 | 17.99 | 0.01 | 0 | 0 | 0 | 0 | 0 | 0 | 0 | 0 | 0 | 0 | 0 | 2.61 | 46.41 | 97.02 | 108.97 | 106.86 | 103.84 | 105.53 | 104.92 | 96.51 | 56.69 | 5.26 | 0 | 0 | 0 | 0 | 0 | 0 | 0 | 0 | 0 | 0 | 0 | 0 | 0 | 0.18 | 21.96 | 69.17 | 86.69 | 85.45 | 82.21 | 85.57 | 84.22 | 77.59 | 42.4 | 3.49 | 0 | 0 | 0 | 0 | 0 | 0 | 0
SANBRN_2_ES1BT3 | SANBRN_2_ES1BT3_SUN | Hybrid_Solar1Axis | Solar Tracking | CISO | South | Socal | ID | 40 | 0 | 0 | 0 | 0 | 0 | 0 | 0.02 | 4.79 | 18.77 | 24.44 | 24.19 | 23.76 | 23.51 | 23.56 | 21.34 | 15.4 | 2.6 | 0 | 0 | 0 | 0 | 0 | 0 | 0 | 0 | 0 | 0 | 0 | 0 | 0 | 0.28 | 10.46 | 25.46 | 28.13 | 27.52 | 27.27 | 27.12 | 26.16 | 25.52 | 23.19 | 9.85 | 0.39 | 0 | 0 | 0 | 0 | 0 | 0 | 0 | 0 | 0 | 0 | 0 | 0 | 0.06 | 6.84 | 23.78 | 29.19 | 29.29 | 28.7 | 28.4 | 28.27 | 26.85 | 24.76 | 18.47 | 6.95 | 1.12 | 0 | 0 | 0 | 0 | 0 | 0 | 0 | 0 | 0 | 0 | 0 | 1.23 | 14.61 | 28.63 | 30.63 | 31.89 | 31.8 | 32 | 31.66 | 31.3 | 30.16 | 28.44 | 23.06 | 7.29 | 0.12 | 0 | 0 | 0 | 0 | 0 | 0 | 0 | 0 | 0 | 0.02 | 5.93 | 21.9 | 30.09 | 32.59 | 33.65 | 33.94 | 34.05 | 33.91 | 33.33 | 32.53 | 31.02 | 27.2 | 13.13 | 1.04 | 0 | 0 | 0 | 0 | 0 | 0 | 0 | 0 | 0 | 0.1 | 7.29 | 22.26 | 29.72 | 32.3 | 33.78 | 34.42 | 34.2 | 34.21 | 33.68 | 32.78 | 31.42 | 28.38 | 16.98 | 2.76 | 0 | 0 | 0 | 0 | 0 | 0 | 0 | 0 | 0 | 0 | 3.23 | 17.11 | 27.42 | 31.53 | 33.21 | 33.86 | 33.55 | 33.16 | 32.87 | 32.08 | 30.43 | 26.32 | 15.09 | 2.26 | 0 | 0 | 0 | 0 | 0 | 0 | 0 | 0 | 0 | 0 | 1.24 | 13.7 | 26.92 | 31.53 | 33.22 | 34.06 | 34.18 | 33.41 | 31.77 | 31.03 | 28.52 | 22.72 | 8.12 | 0.22 | 0 | 0 | 0 | 0 | 0 | 0 | 0 | 0 | 0 | 0 | 0.2 | 9.14 | 23.39 | 28.82 | 30.87 | 31.44 | 31.96 | 31.37 | 30.48 | 28.51 | 25.84 | 13.72 | 1.22 | 0 | 0 | 0 | 0 | 0 | 0 | 0 | 0 | 0 | 0 | 0 | 0 | 4 | 19.74 | 26.38 | 27.75 | 28.15 | 28.08 | 27.81 | 28.23 | 26.4 | 19.91 | 4.34 | 0 | 0 | 0 | 0 | 0 | 0 | 0 | 0 | 0 | 0 | 0 | 0 | 0.63 | 11.18 | 23.38 | 26.26 | 25.75 | 25.02 | 25.43 | 25.28 | 23.26 | 13.66 | 1.27 | 0 | 0 | 0 | 0 | 0 | 0 | 0 | 0 | 0 | 0 | 0 | 0 | 0 | 0.04 | 5.29 | 16.67 | 20.89 | 20.59 | 19.81 | 20.62 | 20.29 | 18.7 | 10.22 | 0.84 | 0 | 0 | 0 | 0 | 0 | 0 | 0
SANBRN_2_ES2SB3 | SANBRN_2_ES2SB3_SUN | Hybrid_Solar1Axis | Solar Tracking | CISO | South | Socal | ID | 33 | 0 | 0 | 0 | 0 | 0 | 0 | 0.02 | 3.95 | 15.48 | 20.16 | 19.96 | 19.61 | 19.39 | 19.44 | 17.61 | 12.71 | 2.14 | 0 | 0 | 0 | 0 | 0 | 0 | 0 | 0 | 0 | 0 | 0 | 0 | 0 | 0.23 | 8.63 | 21 | 23.21 | 22.7 | 22.5 | 22.38 | 21.58 | 21.05 | 19.13 | 8.13 | 0.33 | 0 | 0 | 0 | 0 | 0 | 0 | 0 | 0 | 0 | 0 | 0 | 0 | 0.05 | 5.65 | 19.62 | 24.08 | 24.17 | 23.67 | 23.43 | 23.32 | 22.15 | 20.42 | 15.24 | 5.73 | 0.93 | 0 | 0 | 0 | 0 | 0 | 0 | 0 | 0 | 0 | 0 | 0 | 1.01 | 12.06 | 23.62 | 25.27 | 26.31 | 26.24 | 26.4 | 26.12 | 25.82 | 24.88 | 23.46 | 19.02 | 6.01 | 0.1 | 0 | 0 | 0 | 0 | 0 | 0 | 0 | 0 | 0 | 0.02 | 4.89 | 18.07 | 24.82 | 26.88 | 27.76 | 28 | 28.09 | 27.97 | 27.5 | 26.83 | 25.59 | 22.44 | 10.83 | 0.86 | 0 | 0 | 0 | 0 | 0 | 0 | 0 | 0 | 0 | 0.08 | 6.01 | 18.36 | 24.52 | 26.64 | 27.87 | 28.4 | 28.22 | 28.22 | 27.78 | 27.04 | 25.92 | 23.41 | 14.01 | 2.27 | 0 | 0 | 0 | 0 | 0 | 0 | 0 | 0 | 0 | 0 | 2.67 | 14.11 | 22.62 | 26.01 | 27.4 | 27.93 | 27.68 | 27.35 | 27.12 | 26.46 | 25.11 | 21.71 | 12.45 | 1.86 | 0 | 0 | 0 | 0 | 0 | 0 | 0 | 0 | 0 | 0 | 1.02 | 11.3 | 22.21 | 26.01 | 27.41 | 28.1 | 28.2 | 27.57 | 26.21 | 25.6 | 23.53 | 18.74 | 6.7 | 0.18 | 0 | 0 | 0 | 0 | 0 | 0 | 0 | 0 | 0 | 0 | 0.16 | 7.54 | 19.3 | 23.77 | 25.47 | 25.94 | 26.37 | 25.88 | 25.15 | 23.52 | 21.32 | 11.32 | 1 | 0 | 0 | 0 | 0 | 0 | 0 | 0 | 0 | 0 | 0 | 0 | 0 | 3.3 | 16.28 | 21.76 | 22.89 | 23.22 | 23.17 | 22.94 | 23.29 | 21.78 | 16.42 | 3.58 | 0 | 0 | 0 | 0 | 0 | 0 | 0 | 0 | 0 | 0 | 0 | 0 | 0.52 | 9.23 | 19.29 | 21.66 | 21.24 | 20.64 | 20.98 | 20.86 | 19.19 | 11.27 | 1.05 | 0 | 0 | 0 | 0 | 0 | 0 | 0 | 0 | 0 | 0 | 0 | 0 | 0 | 0.04 | 4.36 | 13.75 | 17.23 | 16.99 | 16.34 | 17.01 | 16.74 | 15.43 | 8.43 | 0.69 | 0 | 0 | 0 | 0 | 0 | 0 | 0
SANBRN_2_SS2SB4 | SANBRN_2_SS2SB4_SUN | Solar_1Axis | Solar Tracking | CISO | South | Socal | ID | 36 | 0 | 0 | 0 | 0 | 0 | 0 | 0.02 | 4.31 | 16.89 | 21.99 | 21.77 | 21.39 | 21.16 | 21.21 | 19.21 | 13.86 | 2.34 | 0 | 0 | 0 | 0 | 0 | 0 | 0 | 0 | 0 | 0 | 0 | 0 | 0 | 0.25 | 9.42 | 22.91 | 25.32 | 24.76 | 24.55 | 24.41 | 23.54 | 22.97 | 20.87 | 8.87 | 0.36 | 0 | 0 | 0 | 0 | 0 | 0 | 0 | 0 | 0 | 0 | 0 | 0 | 0.05 | 6.16 | 21.4 | 26.27 | 26.36 | 25.83 | 25.56 | 25.44 | 24.16 | 22.28 | 16.63 | 6.25 | 1.01 | 0 | 0 | 0 | 0 | 0 | 0 | 0 | 0 | 0 | 0 | 0 | 1.1 | 13.15 | 25.77 | 27.56 | 28.7 | 28.62 | 28.8 | 28.5 | 28.17 | 27.14 | 25.6 | 20.75 | 6.56 | 0.11 | 0 | 0 | 0 | 0 | 0 | 0 | 0 | 0 | 0 | 0.02 | 5.34 | 19.71 | 27.08 | 29.33 | 30.29 | 30.54 | 30.65 | 30.52 | 30 | 29.27 | 27.91 | 24.48 | 11.82 | 0.94 | 0 | 0 | 0 | 0 | 0 | 0 | 0 | 0 | 0 | 0.09 | 6.56 | 20.03 | 26.75 | 29.07 | 30.4 | 30.98 | 30.78 | 30.79 | 30.31 | 29.5 | 28.28 | 25.54 | 15.28 | 2.48 | 0 | 0 | 0 | 0 | 0 | 0 | 0 | 0 | 0 | 0 | 2.91 | 15.4 | 24.68 | 28.37 | 29.89 | 30.47 | 30.19 | 29.84 | 29.58 | 28.87 | 27.39 | 23.69 | 13.58 | 2.03 | 0 | 0 | 0 | 0 | 0 | 0 | 0 | 0 | 0 | 0 | 1.11 | 12.33 | 24.22 | 28.38 | 29.9 | 30.65 | 30.76 | 30.07 | 28.59 | 27.93 | 25.67 | 20.45 | 7.31 | 0.2 | 0 | 0 | 0 | 0 | 0 | 0 | 0 | 0 | 0 | 0 | 0.18 | 8.22 | 21.05 | 25.93 | 27.78 | 28.29 | 28.76 | 28.23 | 27.43 | 25.66 | 23.26 | 12.35 | 1.1 | 0 | 0 | 0 | 0 | 0 | 0 | 0 | 0 | 0 | 0 | 0 | 0 | 3.6 | 17.76 | 23.74 | 24.97 | 25.33 | 25.27 | 25.03 | 25.4 | 23.76 | 17.92 | 3.9 | 0 | 0 | 0 | 0 | 0 | 0 | 0 | 0 | 0 | 0 | 0 | 0 | 0.57 | 10.07 | 21.04 | 23.63 | 23.17 | 22.52 | 22.89 | 22.75 | 20.93 | 12.29 | 1.14 | 0 | 0 | 0 | 0 | 0 | 0 | 0 | 0 | 0 | 0 | 0 | 0 | 0 | 0.04 | 4.76 | 15 | 18.8 | 18.53 | 17.83 | 18.56 | 18.26 | 16.83 | 9.19 | 0.76 | 0 | 0 | 0 | 0 | 0 | 0 | 0
SANDLT_2_SUNITS |  | Solar_Thermal | Solar Thermal | CISO | South | Socal | FC | 275 | 0 | 0 | 0 | 0 | 0 | 0 | 0 | 0 | 5.98 | 45.99 | 64.03 | 79.51 | 73.14 | 62.44 | 65.19 | 52.57 | 15.61 | 0 | 0 | 0 | 0 | 0 | 0 | 0 | 0 | 0 | 0 | 0 | 0 | 0 | 0 | 0.3 | 38.13 | 97.32 | 106.34 | 100.04 | 90.66 | 90.14 | 96.18 | 91.96 | 51.54 | 11.21 | 0 | 0 | 0 | 0 | 0 | 0 | 0 | 0 | 0 | 0 | 0 | 0 | 0 | 0 | 40.06 | 121.32 | 136.93 | 134.89 | 136.96 | 148 | 143.76 | 134.9 | 110.93 | 45.39 | 2.03 | 0 | 0 | 0 | 0 | 0 | 0 | 0 | 0 | 0 | 0 | 0 | 0 | 8.46 | 106.75 | 169.15 | 190.21 | 191 | 192.32 | 187.32 | 172.51 | 155.01 | 142.23 | 123.33 | 55.98 | 6.21 | 0 | 0 | 0 | 0 | 0 | 0 | 0 | 0 | 0 | 0 | 3 | 68.76 | 184.72 | 224.46 | 230.73 | 230.35 | 226.63 | 222.03 | 216.5 | 200.05 | 180.85 | 152.62 | 99.74 | 22.27 | 0 | 0 | 0 | 0 | 0 | 0 | 0 | 0 | 0 | 0 | 7.73 | 87.8 | 189.27 | 213.41 | 219.92 | 217.4 | 216.01 | 211.69 | 201.14 | 192.23 | 183.65 | 162.69 | 113.4 | 39.66 | 0.72 | 0 | 0 | 0 | 0 | 0 | 0 | 0 | 0 | 0 | 0 | 15.29 | 85.24 | 138.02 | 156.73 | 161.93 | 164.64 | 157.01 | 152.97 | 143.6 | 138.48 | 112.88 | 83.06 | 26.48 | 0 | 0 | 0 | 0 | 0 | 0 | 0 | 0 | 0 | 0 | 0 | 7.79 | 96.32 | 160.67 | 192.26 | 199.76 | 197.2 | 169.55 | 160.39 | 150.74 | 142.17 | 119.35 | 72.12 | 11.38 | 0 | 0 | 0 | 0 | 0 | 0 | 0 | 0 | 0 | 0 | 0 | 2.31 | 78.01 | 159.75 | 189.42 | 190.74 | 188.23 | 179.71 | 167.94 | 159.64 | 148.73 | 110.4 | 26.89 | 0.1 | 0 | 0 | 0 | 0 | 0 | 0 | 0 | 0 | 0 | 0 | 0 | 0 | 38.92 | 147.71 | 184.14 | 182.07 | 180.5 | 176.72 | 179.77 | 170.9 | 137.73 | 59.09 | 4.27 | 0 | 0 | 0 | 0 | 0 | 0 | 0 | 0 | 0 | 0 | 0 | 0 | 1 | 51.61 | 130.18 | 146.6 | 143.67 | 140 | 138.9 | 128.2 | 87.91 | 23.06 | 0 | 0 | 0 | 0 | 0 | 0 | 0 | 0 | 0 | 0 | 0 | 0 | 0 | 0 | 0 | 3.56 | 29.72 | 46.84 | 49.69 | 49.2 | 50.95 | 50.32 | 36.08 | 8.21 | 0 | 0 | 0 | 0 | 0 | 0 | 0
SANWD_1_QF |  | Wind | Wind | CISO | South | Socal | FC | 31 | 1.63 | 1.72 | 1.62 | 1.55 | 1.73 | 1.68 | 1.73 | 1.58 | 1.38 | 1.56 | 1.39 | 1.52 | 1.71 | 1.56 | 1.72 | 1.71 | 1.46 | 1.41 | 1.69 | 1.6 | 1.58 | 1.73 | 1.49 | 1.57 | 3.01 | 2.87 | 3.29 | 3.2 | 2.71 | 2.87 | 2.82 | 2.32 | 2.42 | 2.67 | 3.33 | 3.45 | 3.11 | 2.88 | 3.67 | 3.76 | 3.69 | 3.86 | 3.65 | 3.97 | 4.55 | 3.93 | 3.46 | 3.4 | 3.35 | 3.14 | 2.76 | 2.73 | 2.79 | 2.78 | 2.78 | 2.29 | 1.77 | 1.76 | 1.8 | 2.03 | 2.46 | 2.66 | 3 | 2.93 | 3.93 | 4.18 | 3.94 | 4.24 | 4.11 | 4.21 | 3.47 | 3.29 | 11.45 | 11.87 | 10.85 | 9.92 | 9.28 | 8.29 | 6.84 | 5.64 | 4.12 | 3.67 | 3.64 | 3.63 | 3.53 | 4.12 | 6.19 | 8.55 | 10.16 | 11.41 | 12.24 | 12.51 | 12.51 | 12.62 | 12.03 | 12.03 | 13.39 | 12.69 | 12.13 | 12.12 | 10.68 | 8.58 | 6.58 | 4.95 | 3.67 | 2.73 | 2.06 | 1.98 | 1.7 | 2.35 | 3.91 | 6.32 | 9.86 | 11.8 | 13.33 | 12.85 | 12.99 | 13.72 | 13.52 | 13.81 | 13.78 | 13.45 | 12.51 | 11.42 | 10.42 | 8.41 | 6.58 | 4.83 | 2.97 | 2.15 | 1.54 | 1.8 | 1.94 | 2.29 | 3.75 | 6 | 8.66 | 10.23 | 11.75 | 13.18 | 14.39 | 14.34 | 14.17 | 14.28 | 12.97 | 12.19 | 11.49 | 10.12 | 8.39 | 7.21 | 5.36 | 3.46 | 1.76 | 1.18 | 1.01 | 1.19 | 1.58 | 2.32 | 3.79 | 5.65 | 8.13 | 10.33 | 11.94 | 13.03 | 14.11 | 14.45 | 14 | 13.5 | 11.61 | 11.26 | 10.33 | 8.83 | 7.12 | 6.2 | 4.56 | 3.29 | 2.02 | 1.38 | 1.08 | 1.2 | 1.63 | 2.29 | 3.53 | 5.14 | 7.06 | 9.05 | 10.19 | 12.36 | 13.1 | 13.06 | 12.63 | 12.05 | 5.86 | 5.4 | 4.89 | 3.81 | 3.14 | 2.27 | 1.82 | 1.26 | 1.05 | 1.05 | 1.21 | 1.61 | 1.87 | 2.22 | 2.75 | 3.4 | 3.84 | 5.07 | 6.2 | 7.44 | 7.45 | 7.44 | 6.99 | 6.39 | 3.05 | 2.83 | 2.87 | 2.82 | 2.59 | 2.13 | 1.72 | 1.42 | 0.95 | 0.85 | 0.91 | 1.14 | 1.34 | 1.35 | 1.37 | 1.58 | 2.01 | 2.41 | 2.9 | 3.34 | 3.69 | 3.75 | 3.47 | 2.99 | 1.37 | 1.21 | 1.24 | 1.26 | 1.28 | 1.3 | 1.24 | 1.11 | 1.01 | 1.11 | 1.2 | 1.37 | 1.3 | 1.38 | 1.39 | 1.16 | 1.05 | 1.34 | 1.69 | 1.82 | 1.94 | 1.44 | 1.52 | 1.47 | 1.15 | 1.12 | 1.1 | 1.26 | 1.24 | 1.26 | 1.25 | 1.16 | 1.09 | 1.08 | 1.08 | 1.18 | 1.17 | 1.08 | 1.03 | 1.08 | 1.19 | 1.26 | 1.42 | 1.33 | 1.51 | 1.36 | 1.28 | 1.27
SCHNDR_1_FIVPTS |  | Solar_Fixed | Solar Fixed | CISO | North | Norcal | FC | 15 | 0 | 0 | 0 | 0 | 0 | 0 | 0 | 0.46 | 3.24 | 6.34 | 7.99 | 8.37 | 8.73 | 7.68 | 7.22 | 4.92 | 1.16 | 0 | 0 | 0 | 0 | 0 | 0 | 0 | 0 | 0 | 0 | 0 | 0 | 0 | 0 | 1.72 | 6.69 | 9.22 | 10.11 | 10.35 | 10.62 | 10 | 9.31 | 7.56 | 3.83 | 0.28 | 0 | 0 | 0 | 0 | 0 | 0 | 0 | 0 | 0 | 0 | 0 | 0 | 0 | 0.95 | 5.15 | 8.4 | 10.06 | 10.29 | 10.21 | 9.85 | 9.22 | 8.22 | 6.34 | 2.24 | 0.48 | 0 | 0 | 0 | 0 | 0 | 0 | 0 | 0 | 0 | 0 | 0 | 0.09 | 2.67 | 7.53 | 10.19 | 11.37 | 11.81 | 12.19 | 11.98 | 11.93 | 11.4 | 10.09 | 7.69 | 2.96 | 0.13 | 0 | 0 | 0 | 0 | 0 | 0 | 0 | 0 | 0 | 0 | 0.85 | 4.9 | 8.59 | 10.81 | 11.91 | 12.37 | 12.34 | 12.34 | 12.33 | 11.87 | 10.58 | 8.57 | 4.5 | 0.6 | 0 | 0 | 0 | 0 | 0 | 0 | 0 | 0 | 0 | 0 | 1.3 | 5.47 | 8.96 | 11.01 | 12.23 | 12.84 | 13.04 | 13.14 | 12.87 | 12.36 | 11.05 | 8.98 | 5.46 | 1.36 | 0.01 | 0 | 0 | 0 | 0 | 0 | 0 | 0 | 0 | 0 | 0.64 | 4.64 | 8.8 | 11.24 | 12.54 | 13.2 | 13.42 | 13.3 | 13.01 | 12.37 | 11.16 | 9.05 | 5.44 | 1.19 | 0.01 | 0 | 0 | 0 | 0 | 0 | 0 | 0 | 0 | 0 | 0.12 | 2.88 | 7.64 | 10.54 | 12.11 | 12.8 | 12.94 | 12.93 | 12.68 | 12.04 | 10.58 | 7.79 | 3.16 | 0.21 | 0 | 0 | 0 | 0 | 0 | 0 | 0 | 0 | 0 | 0 | 0 | 1.61 | 6.42 | 9.7 | 11.35 | 11.96 | 12.21 | 12.07 | 11.83 | 11.18 | 9.27 | 5.22 | 0.8 | 0 | 0 | 0 | 0 | 0 | 0 | 0 | 0 | 0 | 0 | 0 | 0 | 0.51 | 4.6 | 8.39 | 9.98 | 10.48 | 10.63 | 10.55 | 10.25 | 9.26 | 6.72 | 2.05 | 0.02 | 0 | 0 | 0 | 0 | 0 | 0 | 0 | 0 | 0 | 0 | 0 | 0.02 | 1.82 | 6.19 | 8.68 | 9.68 | 9.86 | 9.81 | 9.25 | 8.11 | 4.64 | 0.61 | 0 | 0 | 0 | 0 | 0 | 0 | 0 | 0 | 0 | 0 | 0 | 0 | 0 | 0 | 0.59 | 3.38 | 5.89 | 7.26 | 7.76 | 7.41 | 6.7 | 6.16 | 3.18 | 0.39 | 0 | 0 | 0 | 0 | 0 | 0 | 0
SCHNDR_1_WSTSDE |  | Solar_Fixed | Solar Fixed | CISO | North | Norcal | FC | 15 | 0 | 0 | 0 | 0 | 0 | 0 | 0 | 0.46 | 3.24 | 6.34 | 7.99 | 8.37 | 8.73 | 7.68 | 7.22 | 4.92 | 1.16 | 0 | 0 | 0 | 0 | 0 | 0 | 0 | 0 | 0 | 0 | 0 | 0 | 0 | 0 | 1.72 | 6.69 | 9.22 | 10.11 | 10.35 | 10.62 | 10 | 9.31 | 7.56 | 3.83 | 0.28 | 0 | 0 | 0 | 0 | 0 | 0 | 0 | 0 | 0 | 0 | 0 | 0 | 0 | 0.95 | 5.15 | 8.4 | 10.06 | 10.29 | 10.21 | 9.85 | 9.22 | 8.22 | 6.34 | 2.24 | 0.48 | 0 | 0 | 0 | 0 | 0 | 0 | 0 | 0 | 0 | 0 | 0 | 0.09 | 2.67 | 7.53 | 10.19 | 11.37 | 11.81 | 12.19 | 11.98 | 11.93 | 11.4 | 10.09 | 7.69 | 2.96 | 0.13 | 0 | 0 | 0 | 0 | 0 | 0 | 0 | 0 | 0 | 0 | 0.85 | 4.9 | 8.59 | 10.81 | 11.91 | 12.37 | 12.34 | 12.34 | 12.33 | 11.87 | 10.58 | 8.57 | 4.5 | 0.6 | 0 | 0 | 0 | 0 | 0 | 0 | 0 | 0 | 0 | 0 | 1.3 | 5.47 | 8.96 | 11.01 | 12.23 | 12.84 | 13.04 | 13.14 | 12.87 | 12.36 | 11.05 | 8.98 | 5.46 | 1.36 | 0.01 | 0 | 0 | 0 | 0 | 0 | 0 | 0 | 0 | 0 | 0.64 | 4.64 | 8.8 | 11.24 | 12.54 | 13.2 | 13.42 | 13.3 | 13.01 | 12.37 | 11.16 | 9.05 | 5.44 | 1.19 | 0.01 | 0 | 0 | 0 | 0 | 0 | 0 | 0 | 0 | 0 | 0.12 | 2.88 | 7.64 | 10.54 | 12.11 | 12.8 | 12.94 | 12.93 | 12.68 | 12.04 | 10.58 | 7.79 | 3.16 | 0.21 | 0 | 0 | 0 | 0 | 0 | 0 | 0 | 0 | 0 | 0 | 0 | 1.61 | 6.42 | 9.7 | 11.35 | 11.96 | 12.21 | 12.07 | 11.83 | 11.18 | 9.27 | 5.22 | 0.8 | 0 | 0 | 0 | 0 | 0 | 0 | 0 | 0 | 0 | 0 | 0 | 0 | 0.51 | 4.6 | 8.39 | 9.98 | 10.48 | 10.63 | 10.55 | 10.25 | 9.26 | 6.72 | 2.05 | 0.02 | 0 | 0 | 0 | 0 | 0 | 0 | 0 | 0 | 0 | 0 | 0 | 0.02 | 1.82 | 6.19 | 8.68 | 9.68 | 9.86 | 9.81 | 9.25 | 8.11 | 4.64 | 0.61 | 0 | 0 | 0 | 0 | 0 | 0 | 0 | 0 | 0 | 0 | 0 | 0 | 0 | 0 | 0.59 | 3.38 | 5.89 | 7.26 | 7.76 | 7.41 | 6.7 | 6.16 | 3.18 | 0.39 | 0 | 0 | 0 | 0 | 0 | 0 | 0
SEGS_1_SR2SL2 |  | Solar_1Axis | Solar Tracking | CISO | South | Socal | FC | 20 | 0 | 0 | 0 | 0 | 0 | 0 | 0.01 | 2.4 | 9.38 | 12.22 | 12.1 | 11.88 | 11.75 | 11.78 | 10.67 | 7.7 | 1.3 | 0 | 0 | 0 | 0 | 0 | 0 | 0 | 0 | 0 | 0 | 0 | 0 | 0 | 0.14 | 5.23 | 12.73 | 14.07 | 13.76 | 13.64 | 13.56 | 13.08 | 12.76 | 11.6 | 4.93 | 0.2 | 0 | 0 | 0 | 0 | 0 | 0 | 0 | 0 | 0 | 0 | 0 | 0 | 0.03 | 3.42 | 11.89 | 14.59 | 14.65 | 14.35 | 14.2 | 14.13 | 13.42 | 12.38 | 9.24 | 3.47 | 0.56 | 0 | 0 | 0 | 0 | 0 | 0 | 0 | 0 | 0 | 0 | 0 | 0.61 | 7.31 | 14.32 | 15.31 | 15.95 | 15.9 | 16 | 15.83 | 15.65 | 15.08 | 14.22 | 11.53 | 3.65 | 0.06 | 0 | 0 | 0 | 0 | 0 | 0 | 0 | 0 | 0 | 0.01 | 2.97 | 10.95 | 15.04 | 16.29 | 16.83 | 16.97 | 17.03 | 16.95 | 16.67 | 16.26 | 15.51 | 13.6 | 6.57 | 0.52 | 0 | 0 | 0 | 0 | 0 | 0 | 0 | 0 | 0 | 0.05 | 3.64 | 11.13 | 14.86 | 16.15 | 16.89 | 17.21 | 17.1 | 17.1 | 16.84 | 16.39 | 15.71 | 14.19 | 8.49 | 1.38 | 0 | 0 | 0 | 0 | 0 | 0 | 0 | 0 | 0 | 0 | 1.62 | 8.55 | 13.71 | 15.76 | 16.6 | 16.93 | 16.77 | 16.58 | 16.43 | 16.04 | 15.22 | 13.16 | 7.55 | 1.13 | 0 | 0 | 0 | 0 | 0 | 0 | 0 | 0 | 0 | 0 | 0.62 | 6.85 | 13.46 | 15.77 | 16.61 | 17.03 | 17.09 | 16.71 | 15.88 | 15.52 | 14.26 | 11.36 | 4.06 | 0.11 | 0 | 0 | 0 | 0 | 0 | 0 | 0 | 0 | 0 | 0 | 0.1 | 4.57 | 11.7 | 14.41 | 15.44 | 15.72 | 15.98 | 15.69 | 15.24 | 14.26 | 12.92 | 6.86 | 0.61 | 0 | 0 | 0 | 0 | 0 | 0 | 0 | 0 | 0 | 0 | 0 | 0 | 2 | 9.87 | 13.19 | 13.87 | 14.07 | 14.04 | 13.9 | 14.11 | 13.2 | 9.95 | 2.17 | 0 | 0 | 0 | 0 | 0 | 0 | 0 | 0 | 0 | 0 | 0 | 0 | 0.31 | 5.59 | 11.69 | 13.13 | 12.87 | 12.51 | 12.71 | 12.64 | 11.63 | 6.83 | 0.63 | 0 | 0 | 0 | 0 | 0 | 0 | 0 | 0 | 0 | 0 | 0 | 0 | 0 | 0.02 | 2.65 | 8.33 | 10.45 | 10.3 | 9.9 | 10.31 | 10.15 | 9.35 | 5.11 | 0.42 | 0 | 0 | 0 | 0 | 0 | 0 | 0
SHUTLE_6_CREST |  | Solar_1Axis | Solar Tracking | CISO | South | Socal | EO | 4 | 0 | 0 | 0 | 0 | 0 | 0 | 0 | 0.48 | 1.88 | 2.44 | 2.42 | 2.38 | 2.35 | 2.36 | 2.13 | 1.54 | 0.26 | 0 | 0 | 0 | 0 | 0 | 0 | 0 | 0 | 0 | 0 | 0 | 0 | 0 | 0.03 | 1.05 | 2.55 | 2.81 | 2.75 | 2.73 | 2.71 | 2.62 | 2.55 | 2.32 | 0.99 | 0.04 | 0 | 0 | 0 | 0 | 0 | 0 | 0 | 0 | 0 | 0 | 0 | 0 | 0.01 | 0.68 | 2.38 | 2.92 | 2.93 | 2.87 | 2.84 | 2.83 | 2.68 | 2.48 | 1.85 | 0.69 | 0.11 | 0 | 0 | 0 | 0 | 0 | 0 | 0 | 0 | 0 | 0 | 0 | 0.12 | 1.46 | 2.86 | 3.06 | 3.19 | 3.18 | 3.2 | 3.17 | 3.13 | 3.02 | 2.84 | 2.31 | 0.73 | 0.01 | 0 | 0 | 0 | 0 | 0 | 0 | 0 | 0 | 0 | 0 | 0.59 | 2.19 | 3.01 | 3.26 | 3.37 | 3.39 | 3.41 | 3.39 | 3.33 | 3.25 | 3.1 | 2.72 | 1.31 | 0.1 | 0 | 0 | 0 | 0 | 0 | 0 | 0 | 0 | 0 | 0.01 | 0.73 | 2.23 | 2.97 | 3.23 | 3.38 | 3.44 | 3.42 | 3.42 | 3.37 | 3.28 | 3.14 | 2.84 | 1.7 | 0.28 | 0 | 0 | 0 | 0 | 0 | 0 | 0 | 0 | 0 | 0 | 0.32 | 1.71 | 2.74 | 3.15 | 3.32 | 3.39 | 3.35 | 3.32 | 3.29 | 3.21 | 3.04 | 2.63 | 1.51 | 0.23 | 0 | 0 | 0 | 0 | 0 | 0 | 0 | 0 | 0 | 0 | 0.12 | 1.37 | 2.69 | 3.15 | 3.32 | 3.41 | 3.42 | 3.34 | 3.18 | 3.1 | 2.85 | 2.27 | 0.81 | 0.02 | 0 | 0 | 0 | 0 | 0 | 0 | 0 | 0 | 0 | 0 | 0.02 | 0.91 | 2.34 | 2.88 | 3.09 | 3.14 | 3.2 | 3.14 | 3.05 | 2.85 | 2.58 | 1.37 | 0.12 | 0 | 0 | 0 | 0 | 0 | 0 | 0 | 0 | 0 | 0 | 0 | 0 | 0.4 | 1.97 | 2.64 | 2.77 | 2.81 | 2.81 | 2.78 | 2.82 | 2.64 | 1.99 | 0.43 | 0 | 0 | 0 | 0 | 0 | 0 | 0 | 0 | 0 | 0 | 0 | 0 | 0.06 | 1.12 | 2.34 | 2.63 | 2.57 | 2.5 | 2.54 | 2.53 | 2.33 | 1.37 | 0.13 | 0 | 0 | 0 | 0 | 0 | 0 | 0 | 0 | 0 | 0 | 0 | 0 | 0 | 0 | 0.53 | 1.67 | 2.09 | 2.06 | 1.98 | 2.06 | 2.03 | 1.87 | 1.02 | 0.08 | 0 | 0 | 0 | 0 | 0 | 0 | 0
SISPRG_2_DS3SR1 |  | Paired_Solar_1Axis | Solar Tracking | CISO | South | Socal | ID | 123 | 0 | 0 | 0 | 0 | 0 | 0 | 0.06 | 14.73 | 57.71 | 75.14 | 74.39 | 73.07 | 72.28 | 72.46 | 65.63 | 47.36 | 7.99 | 0 | 0 | 0 | 0 | 0 | 0 | 0 | 0 | 0 | 0 | 0 | 0 | 0 | 0.85 | 32.17 | 78.28 | 86.5 | 84.61 | 83.87 | 83.4 | 80.43 | 78.46 | 71.32 | 30.3 | 1.21 | 0 | 0 | 0 | 0 | 0 | 0 | 0 | 0 | 0 | 0 | 0 | 0 | 0.18 | 21.04 | 73.11 | 89.75 | 90.07 | 88.24 | 87.32 | 86.92 | 82.56 | 76.12 | 56.8 | 21.37 | 3.45 | 0 | 0 | 0 | 0 | 0 | 0 | 0 | 0 | 0 | 0 | 0 | 3.77 | 44.94 | 88.04 | 94.17 | 98.07 | 97.79 | 98.41 | 97.37 | 96.23 | 92.74 | 87.45 | 70.89 | 22.42 | 0.36 | 0 | 0 | 0 | 0 | 0 | 0 | 0 | 0 | 0 | 0.07 | 18.24 | 67.36 | 92.52 | 100.2 | 103.48 | 104.36 | 104.71 | 104.26 | 102.49 | 100.02 | 95.37 | 83.65 | 40.38 | 3.2 | 0 | 0 | 0 | 0 | 0 | 0 | 0 | 0 | 0 | 0.29 | 22.4 | 68.44 | 91.39 | 99.31 | 103.87 | 105.85 | 105.17 | 105.19 | 103.55 | 100.8 | 96.61 | 87.27 | 52.2 | 8.47 | 0 | 0 | 0 | 0 | 0 | 0 | 0 | 0 | 0 | 0.01 | 9.94 | 52.6 | 84.31 | 96.95 | 102.11 | 104.11 | 103.16 | 101.95 | 101.07 | 98.63 | 93.58 | 80.93 | 46.41 | 6.94 | 0 | 0 | 0 | 0 | 0 | 0 | 0 | 0 | 0 | 0 | 3.81 | 42.13 | 82.77 | 96.96 | 102.16 | 104.74 | 105.11 | 102.75 | 97.69 | 95.43 | 87.7 | 69.85 | 24.97 | 0.69 | 0 | 0 | 0 | 0 | 0 | 0 | 0 | 0 | 0 | 0 | 0.61 | 28.1 | 71.93 | 88.61 | 94.93 | 96.67 | 98.28 | 96.47 | 93.73 | 87.67 | 79.47 | 42.18 | 3.75 | 0 | 0 | 0 | 0 | 0 | 0 | 0 | 0 | 0 | 0 | 0 | 0 | 12.29 | 60.69 | 81.11 | 85.33 | 86.55 | 86.35 | 85.51 | 86.79 | 81.18 | 61.21 | 13.33 | 0.01 | 0 | 0 | 0 | 0 | 0 | 0 | 0 | 0 | 0 | 0 | 0 | 1.93 | 34.39 | 71.89 | 80.74 | 79.18 | 76.94 | 78.19 | 77.74 | 71.51 | 42 | 3.9 | 0 | 0 | 0 | 0 | 0 | 0 | 0 | 0 | 0 | 0 | 0 | 0 | 0 | 0.13 | 16.27 | 51.25 | 64.24 | 63.32 | 60.91 | 63.4 | 62.4 | 57.49 | 31.41 | 2.58 | 0 | 0 | 0 | 0 | 0 | 0 | 0
SISPRG_2_DS3SR2 |  | Paired_Solar_1Axis | Solar Tracking | CISO | South | Socal | ID | 110 | 0 | 0 | 0 | 0 | 0 | 0 | 0.05 | 13.18 | 51.61 | 67.2 | 66.53 | 65.35 | 64.64 | 64.8 | 58.69 | 42.35 | 7.15 | 0 | 0 | 0 | 0 | 0 | 0 | 0 | 0 | 0 | 0 | 0 | 0 | 0 | 0.76 | 28.77 | 70.01 | 77.36 | 75.67 | 75 | 74.59 | 71.93 | 70.17 | 63.78 | 27.1 | 1.09 | 0 | 0 | 0 | 0 | 0 | 0 | 0 | 0 | 0 | 0 | 0 | 0 | 0.16 | 18.82 | 65.39 | 80.26 | 80.55 | 78.91 | 78.09 | 77.73 | 73.83 | 68.08 | 50.8 | 19.11 | 3.09 | 0 | 0 | 0 | 0 | 0 | 0 | 0 | 0 | 0 | 0 | 0 | 3.37 | 40.19 | 78.73 | 84.22 | 87.7 | 87.45 | 88.01 | 87.07 | 86.06 | 82.94 | 78.21 | 63.4 | 20.05 | 0.32 | 0 | 0 | 0 | 0 | 0 | 0 | 0 | 0 | 0 | 0.06 | 16.31 | 60.24 | 82.74 | 89.61 | 92.54 | 93.33 | 93.64 | 93.24 | 91.66 | 89.45 | 85.29 | 74.81 | 36.11 | 2.86 | 0 | 0 | 0 | 0 | 0 | 0 | 0 | 0 | 0 | 0.26 | 20.03 | 61.2 | 81.73 | 88.81 | 92.89 | 94.66 | 94.05 | 94.07 | 92.61 | 90.14 | 86.4 | 78.04 | 46.69 | 7.58 | 0 | 0 | 0 | 0 | 0 | 0 | 0 | 0 | 0 | 0.01 | 8.89 | 47.04 | 75.4 | 86.7 | 91.32 | 93.11 | 92.25 | 91.18 | 90.39 | 88.21 | 83.69 | 72.38 | 41.5 | 6.21 | 0 | 0 | 0 | 0 | 0 | 0 | 0 | 0 | 0 | 0 | 3.41 | 37.68 | 74.02 | 86.72 | 91.36 | 93.67 | 94 | 91.89 | 87.37 | 85.34 | 78.43 | 62.47 | 22.33 | 0.61 | 0 | 0 | 0 | 0 | 0 | 0 | 0 | 0 | 0 | 0 | 0.54 | 25.13 | 64.33 | 79.24 | 84.9 | 86.45 | 87.89 | 86.27 | 83.83 | 78.4 | 71.07 | 37.73 | 3.35 | 0 | 0 | 0 | 0 | 0 | 0 | 0 | 0 | 0 | 0 | 0 | 0 | 10.99 | 54.27 | 72.54 | 76.31 | 77.41 | 77.22 | 76.47 | 77.62 | 72.6 | 54.74 | 11.92 | 0.01 | 0 | 0 | 0 | 0 | 0 | 0 | 0 | 0 | 0 | 0 | 0 | 1.73 | 30.76 | 64.29 | 72.21 | 70.81 | 68.81 | 69.93 | 69.53 | 63.95 | 37.56 | 3.49 | 0 | 0 | 0 | 0 | 0 | 0 | 0 | 0 | 0 | 0 | 0 | 0 | 0 | 0.12 | 14.55 | 45.84 | 57.45 | 56.63 | 54.47 | 56.7 | 55.81 | 51.42 | 28.09 | 2.31 | 0 | 0 | 0 | 0 | 0 | 0 | 0
SISPRG_2_DS3SR3 |  | Paired_Solar_1Axis | Solar Tracking | CISO | South | Socal | ID | 50 | 0 | 0 | 0 | 0 | 0 | 0 | 0.02 | 5.99 | 23.46 | 30.54 | 30.24 | 29.7 | 29.38 | 29.45 | 26.68 | 19.25 | 3.25 | 0 | 0 | 0 | 0 | 0 | 0 | 0 | 0 | 0 | 0 | 0 | 0 | 0 | 0.34 | 13.08 | 31.82 | 35.16 | 34.39 | 34.09 | 33.9 | 32.69 | 31.9 | 28.99 | 12.32 | 0.49 | 0 | 0 | 0 | 0 | 0 | 0 | 0 | 0 | 0 | 0 | 0 | 0 | 0.07 | 8.55 | 29.72 | 36.48 | 36.61 | 35.87 | 35.5 | 35.33 | 33.56 | 30.94 | 23.09 | 8.69 | 1.4 | 0 | 0 | 0 | 0 | 0 | 0 | 0 | 0 | 0 | 0 | 0 | 1.53 | 18.27 | 35.79 | 38.28 | 39.86 | 39.75 | 40 | 39.58 | 39.12 | 37.7 | 35.55 | 28.82 | 9.11 | 0.15 | 0 | 0 | 0 | 0 | 0 | 0 | 0 | 0 | 0 | 0.03 | 7.41 | 27.38 | 37.61 | 40.73 | 42.07 | 42.42 | 42.56 | 42.38 | 41.66 | 40.66 | 38.77 | 34 | 16.42 | 1.3 | 0 | 0 | 0 | 0 | 0 | 0 | 0 | 0 | 0 | 0.12 | 9.11 | 27.82 | 37.15 | 40.37 | 42.22 | 43.03 | 42.75 | 42.76 | 42.09 | 40.97 | 39.27 | 35.47 | 21.22 | 3.44 | 0 | 0 | 0 | 0 | 0 | 0 | 0 | 0 | 0 | 0 | 4.04 | 21.38 | 34.27 | 39.41 | 41.51 | 42.32 | 41.93 | 41.44 | 41.09 | 40.09 | 38.04 | 32.9 | 18.86 | 2.82 | 0 | 0 | 0 | 0 | 0 | 0 | 0 | 0 | 0 | 0 | 1.55 | 17.13 | 33.65 | 39.42 | 41.53 | 42.58 | 42.73 | 41.77 | 39.71 | 38.79 | 35.65 | 28.4 | 10.15 | 0.28 | 0 | 0 | 0 | 0 | 0 | 0 | 0 | 0 | 0 | 0 | 0.25 | 11.42 | 29.24 | 36.02 | 38.59 | 39.3 | 39.95 | 39.21 | 38.1 | 35.64 | 32.3 | 17.15 | 1.52 | 0 | 0 | 0 | 0 | 0 | 0 | 0 | 0 | 0 | 0 | 0 | 0 | 5 | 24.67 | 32.97 | 34.69 | 35.18 | 35.1 | 34.76 | 35.28 | 33 | 24.88 | 5.42 | 0 | 0 | 0 | 0 | 0 | 0 | 0 | 0 | 0 | 0 | 0 | 0 | 0.79 | 13.98 | 29.22 | 32.82 | 32.19 | 31.28 | 31.79 | 31.6 | 29.07 | 17.07 | 1.58 | 0 | 0 | 0 | 0 | 0 | 0 | 0 | 0 | 0 | 0 | 0 | 0 | 0 | 0.05 | 6.61 | 20.83 | 26.11 | 25.74 | 24.76 | 25.77 | 25.37 | 23.37 | 12.77 | 1.05 | 0 | 0 | 0 | 0 | 0 | 0 | 0
SKERN_6_SOLAR1 |  | Solar_1Axis | Solar Tracking | CISO | North | Norcal | FC | 20 | 0 | 0 | 0 | 0 | 0 | 0 | 0 | 0.47 | 3.78 | 6.7 | 8.17 | 8.83 | 9.12 | 8.51 | 7.94 | 5.45 | 1.21 | 0 | 0 | 0 | 0 | 0 | 0 | 0 | 0 | 0 | 0 | 0 | 0 | 0 | 0 | 2.54 | 10.33 | 13.25 | 13.2 | 12.6 | 12.45 | 12.42 | 12.69 | 11.02 | 5.75 | 0.31 | 0 | 0 | 0 | 0 | 0 | 0 | 0 | 0 | 0 | 0 | 0 | 0 | 0 | 1.56 | 8.8 | 13.2 | 13.92 | 13.41 | 13.52 | 12.95 | 12.31 | 11.59 | 9.7 | 2.94 | 0.61 | 0 | 0 | 0 | 0 | 0 | 0 | 0 | 0 | 0 | 0 | 0 | 0.16 | 5.14 | 12.28 | 14.45 | 14.37 | 14.15 | 14.62 | 14.54 | 14.27 | 14.46 | 13.61 | 12.09 | 5.2 | 0.21 | 0 | 0 | 0 | 0 | 0 | 0 | 0 | 0 | 0 | 0 | 1.87 | 9.98 | 14.04 | 15.02 | 15.27 | 15.15 | 15.47 | 15.49 | 15.53 | 15.74 | 15.3 | 14.35 | 8.74 | 1.16 | 0 | 0 | 0 | 0 | 0 | 0 | 0 | 0 | 0 | 0.01 | 3.11 | 11.28 | 15.22 | 16.54 | 16.76 | 16.91 | 17.02 | 16.92 | 16.8 | 16.85 | 16.21 | 15.19 | 10.96 | 2.97 | 0.03 | 0 | 0 | 0 | 0 | 0 | 0 | 0 | 0 | 0 | 1.4 | 9.24 | 15.27 | 16.86 | 17.11 | 17.16 | 17.04 | 17.03 | 16.76 | 16.75 | 16.14 | 14.93 | 10.36 | 2.39 | 0.01 | 0 | 0 | 0 | 0 | 0 | 0 | 0 | 0 | 0 | 0.21 | 5.46 | 12.76 | 15.53 | 16.15 | 16.36 | 16.34 | 16.18 | 16.16 | 16.1 | 15.4 | 12.54 | 5.51 | 0.32 | 0 | 0 | 0 | 0 | 0 | 0 | 0 | 0 | 0 | 0 | 0.01 | 2.64 | 10.19 | 13.62 | 14.43 | 14.6 | 14.43 | 14.34 | 14.38 | 14.58 | 13.13 | 8.14 | 1.04 | 0 | 0 | 0 | 0 | 0 | 0 | 0 | 0 | 0 | 0 | 0 | 0 | 0.69 | 6.51 | 11.38 | 12.55 | 12.39 | 11.93 | 12.07 | 12.44 | 12.14 | 9.52 | 2.69 | 0.02 | 0 | 0 | 0 | 0 | 0 | 0 | 0 | 0 | 0 | 0 | 0 | 0.02 | 2.15 | 7.45 | 10.16 | 10.55 | 10.11 | 10.39 | 10.64 | 10.05 | 6.13 | 0.73 | 0 | 0 | 0 | 0 | 0 | 0 | 0 | 0 | 0 | 0 | 0 | 0 | 0 | 0 | 0.5 | 3.75 | 6.13 | 7.34 | 8.04 | 7.92 | 7.63 | 6.42 | 3.42 | 0.4 | 0 | 0 | 0 | 0 | 0 | 0 | 0
SKERN_6_SOLAR2 |  | Solar_1Axis | Solar Tracking | CISO | North | Norcal | FC | 10 | 0 | 0 | 0 | 0 | 0 | 0 | 0 | 0.23 | 1.89 | 3.35 | 4.08 | 4.41 | 4.56 | 4.25 | 3.97 | 2.72 | 0.6 | 0 | 0 | 0 | 0 | 0 | 0 | 0 | 0 | 0 | 0 | 0 | 0 | 0 | 0 | 1.27 | 5.17 | 6.63 | 6.6 | 6.3 | 6.22 | 6.21 | 6.34 | 5.51 | 2.88 | 0.15 | 0 | 0 | 0 | 0 | 0 | 0 | 0 | 0 | 0 | 0 | 0 | 0 | 0 | 0.78 | 4.4 | 6.6 | 6.96 | 6.71 | 6.76 | 6.47 | 6.16 | 5.79 | 4.85 | 1.47 | 0.3 | 0 | 0 | 0 | 0 | 0 | 0 | 0 | 0 | 0 | 0 | 0 | 0.08 | 2.57 | 6.14 | 7.22 | 7.18 | 7.08 | 7.31 | 7.27 | 7.13 | 7.23 | 6.81 | 6.05 | 2.6 | 0.1 | 0 | 0 | 0 | 0 | 0 | 0 | 0 | 0 | 0 | 0 | 0.93 | 4.99 | 7.02 | 7.51 | 7.63 | 7.57 | 7.73 | 7.75 | 7.76 | 7.87 | 7.65 | 7.17 | 4.37 | 0.58 | 0 | 0 | 0 | 0 | 0 | 0 | 0 | 0 | 0 | 0.01 | 1.55 | 5.64 | 7.61 | 8.27 | 8.38 | 8.45 | 8.51 | 8.46 | 8.4 | 8.43 | 8.11 | 7.59 | 5.48 | 1.48 | 0.01 | 0 | 0 | 0 | 0 | 0 | 0 | 0 | 0 | 0 | 0.7 | 4.62 | 7.63 | 8.43 | 8.56 | 8.58 | 8.52 | 8.52 | 8.38 | 8.37 | 8.07 | 7.47 | 5.18 | 1.2 | 0.01 | 0 | 0 | 0 | 0 | 0 | 0 | 0 | 0 | 0 | 0.1 | 2.73 | 6.38 | 7.77 | 8.08 | 8.18 | 8.17 | 8.09 | 8.08 | 8.05 | 7.7 | 6.27 | 2.76 | 0.16 | 0 | 0 | 0 | 0 | 0 | 0 | 0 | 0 | 0 | 0 | 0 | 1.32 | 5.09 | 6.81 | 7.21 | 7.3 | 7.21 | 7.17 | 7.19 | 7.29 | 6.56 | 4.07 | 0.52 | 0 | 0 | 0 | 0 | 0 | 0 | 0 | 0 | 0 | 0 | 0 | 0 | 0.34 | 3.26 | 5.69 | 6.28 | 6.19 | 5.96 | 6.04 | 6.22 | 6.07 | 4.76 | 1.34 | 0.01 | 0 | 0 | 0 | 0 | 0 | 0 | 0 | 0 | 0 | 0 | 0 | 0.01 | 1.07 | 3.72 | 5.08 | 5.28 | 5.05 | 5.2 | 5.32 | 5.03 | 3.07 | 0.37 | 0 | 0 | 0 | 0 | 0 | 0 | 0 | 0 | 0 | 0 | 0 | 0 | 0 | 0 | 0.25 | 1.87 | 3.07 | 3.67 | 4.02 | 3.96 | 3.82 | 3.21 | 1.71 | 0.2 | 0 | 0 | 0 | 0 | 0 | 0 | 0
SLATE_2_SLASR1 |  | Solar_1Axis | Solar Tracking | CISO | North | Norcal | ID | 50.5 | 0 | 0 | 0 | 0 | 0 | 0 | 0 | 1.18 | 9.55 | 16.91 | 20.62 | 22.29 | 23.02 | 21.48 | 20.04 | 13.75 | 3.05 | 0 | 0 | 0 | 0 | 0 | 0 | 0 | 0 | 0 | 0 | 0 | 0 | 0 | 0.01 | 6.4 | 26.09 | 33.46 | 33.34 | 31.83 | 31.43 | 31.35 | 32.04 | 27.82 | 14.52 | 0.77 | 0 | 0 | 0 | 0 | 0 | 0 | 0 | 0 | 0 | 0 | 0 | 0 | 0 | 3.94 | 22.21 | 33.34 | 35.15 | 33.87 | 34.15 | 32.7 | 31.09 | 29.26 | 24.5 | 7.42 | 1.54 | 0 | 0 | 0 | 0 | 0 | 0 | 0 | 0 | 0 | 0 | 0 | 0.4 | 12.99 | 31.01 | 36.48 | 36.27 | 35.73 | 36.93 | 36.72 | 36.02 | 36.5 | 34.37 | 30.54 | 13.13 | 0.52 | 0 | 0 | 0 | 0 | 0 | 0 | 0 | 0 | 0 | 0 | 4.72 | 25.19 | 35.44 | 37.92 | 38.55 | 38.25 | 39.06 | 39.12 | 39.21 | 39.74 | 38.62 | 36.23 | 22.07 | 2.93 | 0 | 0 | 0 | 0 | 0 | 0 | 0 | 0 | 0 | 0.03 | 7.84 | 28.49 | 38.42 | 41.77 | 42.33 | 42.69 | 42.97 | 42.72 | 42.42 | 42.55 | 40.93 | 38.34 | 27.66 | 7.49 | 0.07 | 0 | 0 | 0 | 0 | 0 | 0 | 0 | 0 | 0 | 3.52 | 23.34 | 38.55 | 42.57 | 43.21 | 43.34 | 43.01 | 43.01 | 42.33 | 42.29 | 40.77 | 37.71 | 26.15 | 6.04 | 0.03 | 0 | 0 | 0 | 0 | 0 | 0 | 0 | 0 | 0 | 0.52 | 13.79 | 32.21 | 39.23 | 40.79 | 41.3 | 41.25 | 40.87 | 40.8 | 40.65 | 38.88 | 31.66 | 13.92 | 0.81 | 0 | 0 | 0 | 0 | 0 | 0 | 0 | 0 | 0 | 0 | 0.02 | 6.67 | 25.72 | 34.39 | 36.43 | 36.86 | 36.43 | 36.2 | 36.31 | 36.83 | 33.15 | 20.55 | 2.64 | 0 | 0 | 0 | 0 | 0 | 0 | 0 | 0 | 0 | 0 | 0 | 0 | 1.74 | 16.44 | 28.74 | 31.7 | 31.27 | 30.12 | 30.48 | 31.41 | 30.66 | 24.03 | 6.79 | 0.05 | 0 | 0 | 0 | 0 | 0 | 0 | 0 | 0 | 0 | 0 | 0 | 0.05 | 5.42 | 18.8 | 25.66 | 26.65 | 25.52 | 26.25 | 26.87 | 25.38 | 15.49 | 1.85 | 0 | 0 | 0 | 0 | 0 | 0 | 0 | 0 | 0 | 0 | 0 | 0 | 0 | 0 | 1.27 | 9.46 | 15.48 | 18.54 | 20.3 | 20 | 19.27 | 16.2 | 8.63 | 1.01 | 0 | 0 | 0 | 0 | 0 | 0 | 0
SLATE_2_SLASR2 | SLATE_2_SLASR2_SUN | Hybrid_SolarFixed | Solar Fixed | CISO | North | Norcal | ID | 93 | 0 | 0 | 0 | 0 | 0 | 0 | 0 | 2.87 | 20.09 | 39.32 | 49.52 | 51.91 | 54.14 | 47.64 | 44.77 | 30.53 | 7.16 | 0.01 | 0 | 0 | 0 | 0 | 0 | 0 | 0 | 0 | 0 | 0 | 0 | 0 | 0.01 | 10.67 | 41.49 | 57.16 | 62.69 | 64.19 | 65.82 | 62.02 | 57.74 | 46.89 | 23.75 | 1.71 | 0 | 0 | 0 | 0 | 0 | 0 | 0 | 0 | 0 | 0 | 0 | 0 | 0 | 5.9 | 31.95 | 52.07 | 62.38 | 63.81 | 63.32 | 61.07 | 57.18 | 50.96 | 39.29 | 13.9 | 3 | 0.01 | 0 | 0 | 0 | 0 | 0 | 0 | 0 | 0 | 0 | 0 | 0.55 | 16.56 | 46.67 | 63.15 | 70.47 | 73.22 | 75.6 | 74.3 | 73.99 | 70.69 | 62.56 | 47.67 | 18.34 | 0.78 | 0 | 0 | 0 | 0 | 0 | 0 | 0 | 0 | 0 | 0 | 5.27 | 30.4 | 53.25 | 67.05 | 73.82 | 76.69 | 76.51 | 76.49 | 76.46 | 73.58 | 65.59 | 53.15 | 27.87 | 3.75 | 0 | 0 | 0 | 0 | 0 | 0 | 0 | 0 | 0 | 0.03 | 8.05 | 33.92 | 55.54 | 68.28 | 75.81 | 79.59 | 80.85 | 81.48 | 79.76 | 76.64 | 68.51 | 55.67 | 33.88 | 8.41 | 0.09 | 0 | 0 | 0 | 0 | 0 | 0 | 0 | 0 | 0 | 3.99 | 28.79 | 54.57 | 69.7 | 77.72 | 81.81 | 83.19 | 82.46 | 80.66 | 76.68 | 69.17 | 56.13 | 33.74 | 7.37 | 0.04 | 0 | 0 | 0 | 0 | 0 | 0 | 0 | 0 | 0 | 0.77 | 17.88 | 47.37 | 65.33 | 75.09 | 79.36 | 80.21 | 80.14 | 78.62 | 74.68 | 65.63 | 48.28 | 19.58 | 1.31 | 0 | 0 | 0 | 0 | 0 | 0 | 0 | 0 | 0 | 0 | 0.02 | 10.01 | 39.82 | 60.16 | 70.34 | 74.15 | 75.7 | 74.85 | 73.32 | 69.34 | 57.47 | 32.35 | 4.95 | 0 | 0 | 0 | 0 | 0 | 0 | 0 | 0 | 0 | 0 | 0 | 0 | 3.19 | 28.52 | 52 | 61.86 | 65 | 65.93 | 65.39 | 63.52 | 57.4 | 41.69 | 12.7 | 0.11 | 0 | 0 | 0 | 0 | 0 | 0 | 0 | 0 | 0 | 0 | 0 | 0.1 | 11.31 | 38.35 | 53.83 | 59.99 | 61.15 | 60.81 | 57.36 | 50.28 | 28.75 | 3.81 | 0 | 0 | 0 | 0 | 0 | 0 | 0 | 0 | 0 | 0 | 0 | 0 | 0 | 0 | 3.63 | 20.95 | 36.5 | 45.01 | 48.08 | 45.97 | 41.54 | 38.21 | 19.7 | 2.41 | 0 | 0 | 0 | 0 | 0 | 0 | 0
SLATE_2_SLASR3 | SLATE_2_SLASR3_SUN | Hybrid_SolarFixed | Solar Fixed | CISO | North | Norcal | ID | 67.5 | 0 | 0 | 0 | 0 | 0 | 0 | 0 | 2.08 | 14.58 | 28.54 | 35.94 | 37.68 | 39.3 | 34.58 | 32.49 | 22.16 | 5.2 | 0 | 0 | 0 | 0 | 0 | 0 | 0 | 0 | 0 | 0 | 0 | 0 | 0 | 0.01 | 7.74 | 30.11 | 41.48 | 45.5 | 46.59 | 47.77 | 45.02 | 41.91 | 34.03 | 17.24 | 1.24 | 0 | 0 | 0 | 0 | 0 | 0 | 0 | 0 | 0 | 0 | 0 | 0 | 0 | 4.29 | 23.19 | 37.79 | 45.28 | 46.32 | 45.96 | 44.33 | 41.5 | 36.98 | 28.52 | 10.09 | 2.18 | 0.01 | 0 | 0 | 0 | 0 | 0 | 0 | 0 | 0 | 0 | 0 | 0.4 | 12.02 | 33.87 | 45.83 | 51.15 | 53.14 | 54.87 | 53.93 | 53.7 | 51.3 | 45.4 | 34.6 | 13.31 | 0.57 | 0 | 0 | 0 | 0 | 0 | 0 | 0 | 0 | 0 | 0 | 3.82 | 22.07 | 38.65 | 48.66 | 53.58 | 55.66 | 55.53 | 55.52 | 55.49 | 53.4 | 47.6 | 38.57 | 20.23 | 2.72 | 0 | 0 | 0 | 0 | 0 | 0 | 0 | 0 | 0 | 0.02 | 5.84 | 24.62 | 40.31 | 49.56 | 55.03 | 57.76 | 58.68 | 59.14 | 57.89 | 55.62 | 49.72 | 40.41 | 24.59 | 6.1 | 0.07 | 0 | 0 | 0 | 0 | 0 | 0 | 0 | 0 | 0 | 2.9 | 20.89 | 39.61 | 50.59 | 56.41 | 59.38 | 60.38 | 59.85 | 58.55 | 55.66 | 50.2 | 40.74 | 24.49 | 5.35 | 0.03 | 0 | 0 | 0 | 0 | 0 | 0 | 0 | 0 | 0 | 0.56 | 12.98 | 34.38 | 47.42 | 54.5 | 57.6 | 58.22 | 58.17 | 57.07 | 54.2 | 47.63 | 35.04 | 14.21 | 0.95 | 0 | 0 | 0 | 0 | 0 | 0 | 0 | 0 | 0 | 0 | 0.02 | 7.26 | 28.9 | 43.67 | 51.05 | 53.82 | 54.94 | 54.32 | 53.22 | 50.33 | 41.71 | 23.48 | 3.59 | 0 | 0 | 0 | 0 | 0 | 0 | 0 | 0 | 0 | 0 | 0 | 0 | 2.31 | 20.7 | 37.75 | 44.9 | 47.18 | 47.85 | 47.46 | 46.11 | 41.66 | 30.26 | 9.22 | 0.08 | 0 | 0 | 0 | 0 | 0 | 0 | 0 | 0 | 0 | 0 | 0 | 0.07 | 8.21 | 27.83 | 39.07 | 43.54 | 44.38 | 44.14 | 41.63 | 36.49 | 20.87 | 2.77 | 0 | 0 | 0 | 0 | 0 | 0 | 0 | 0 | 0 | 0 | 0 | 0 | 0 | 0 | 2.63 | 15.2 | 26.49 | 32.67 | 34.9 | 33.37 | 30.15 | 27.73 | 14.3 | 1.75 | 0 | 0 | 0 | 0 | 0 | 0 | 0
SLATE_2_SLASR4 | SLATE_2_SLASR4_SUN | Hybrid_SolarFixed | Solar Fixed | CISO | North | Norcal | ID | 63 | 0 | 0 | 0 | 0 | 0 | 0 | 0 | 1.94 | 13.61 | 26.63 | 33.55 | 35.16 | 36.68 | 32.27 | 30.33 | 20.68 | 4.85 | 0 | 0 | 0 | 0 | 0 | 0 | 0 | 0 | 0 | 0 | 0 | 0 | 0 | 0.01 | 7.23 | 28.11 | 38.72 | 42.47 | 43.48 | 44.59 | 42.02 | 39.11 | 31.76 | 16.09 | 1.16 | 0 | 0 | 0 | 0 | 0 | 0 | 0 | 0 | 0 | 0 | 0 | 0 | 0 | 4 | 21.64 | 35.27 | 42.26 | 43.23 | 42.89 | 41.37 | 38.73 | 34.52 | 26.62 | 9.42 | 2.03 | 0.01 | 0 | 0 | 0 | 0 | 0 | 0 | 0 | 0 | 0 | 0 | 0.37 | 11.22 | 31.61 | 42.78 | 47.74 | 49.6 | 51.22 | 50.33 | 50.12 | 47.88 | 42.38 | 32.29 | 12.42 | 0.53 | 0 | 0 | 0 | 0 | 0 | 0 | 0 | 0 | 0 | 0 | 3.57 | 20.59 | 36.07 | 45.42 | 50.01 | 51.95 | 51.83 | 51.81 | 51.79 | 49.84 | 44.43 | 36 | 18.88 | 2.54 | 0 | 0 | 0 | 0 | 0 | 0 | 0 | 0 | 0 | 0.02 | 5.45 | 22.98 | 37.62 | 46.25 | 51.36 | 53.91 | 54.77 | 55.2 | 54.03 | 51.92 | 46.41 | 37.71 | 22.95 | 5.7 | 0.06 | 0 | 0 | 0 | 0 | 0 | 0 | 0 | 0 | 0 | 2.7 | 19.5 | 36.97 | 47.22 | 52.65 | 55.42 | 56.36 | 55.86 | 54.64 | 51.94 | 46.86 | 38.02 | 22.86 | 4.99 | 0.03 | 0 | 0 | 0 | 0 | 0 | 0 | 0 | 0 | 0 | 0.52 | 12.11 | 32.09 | 44.26 | 50.87 | 53.76 | 54.34 | 54.29 | 53.26 | 50.59 | 44.46 | 32.71 | 13.27 | 0.89 | 0 | 0 | 0 | 0 | 0 | 0 | 0 | 0 | 0 | 0 | 0.02 | 6.78 | 26.97 | 40.76 | 47.65 | 50.23 | 51.28 | 50.7 | 49.67 | 46.97 | 38.93 | 21.91 | 3.35 | 0 | 0 | 0 | 0 | 0 | 0 | 0 | 0 | 0 | 0 | 0 | 0 | 2.16 | 19.32 | 35.23 | 41.91 | 44.03 | 44.66 | 44.3 | 43.03 | 38.88 | 28.24 | 8.61 | 0.07 | 0 | 0 | 0 | 0 | 0 | 0 | 0 | 0 | 0 | 0 | 0 | 0.07 | 7.66 | 25.98 | 36.46 | 40.64 | 41.42 | 41.2 | 38.85 | 34.06 | 19.48 | 2.58 | 0 | 0 | 0 | 0 | 0 | 0 | 0 | 0 | 0 | 0 | 0 | 0 | 0 | 0 | 2.46 | 14.19 | 24.72 | 30.49 | 32.57 | 31.14 | 28.14 | 25.88 | 13.34 | 1.63 | 0 | 0 | 0 | 0 | 0 | 0 | 0
SLATE_2_SLASR5 | SLATE_2_SLASR5_SUN | Hybrid_SolarFixed | Solar Fixed | CISO | North | Norcal | ID | 26 | 0 | 0 | 0 | 0 | 0 | 0 | 0 | 0.8 | 5.62 | 10.99 | 13.85 | 14.51 | 15.14 | 13.32 | 12.52 | 8.54 | 2 | 0 | 0 | 0 | 0 | 0 | 0 | 0 | 0 | 0 | 0 | 0 | 0 | 0 | 0 | 2.98 | 11.6 | 15.98 | 17.53 | 17.94 | 18.4 | 17.34 | 16.14 | 13.11 | 6.64 | 0.48 | 0 | 0 | 0 | 0 | 0 | 0 | 0 | 0 | 0 | 0 | 0 | 0 | 0 | 1.65 | 8.93 | 14.56 | 17.44 | 17.84 | 17.7 | 17.07 | 15.99 | 14.25 | 10.98 | 3.89 | 0.84 | 0 | 0 | 0 | 0 | 0 | 0 | 0 | 0 | 0 | 0 | 0 | 0.15 | 4.63 | 13.05 | 17.65 | 19.7 | 20.47 | 21.14 | 20.77 | 20.69 | 19.76 | 17.49 | 13.33 | 5.13 | 0.22 | 0 | 0 | 0 | 0 | 0 | 0 | 0 | 0 | 0 | 0 | 1.47 | 8.5 | 14.89 | 18.74 | 20.64 | 21.44 | 21.39 | 21.38 | 21.38 | 20.57 | 18.34 | 14.86 | 7.79 | 1.05 | 0 | 0 | 0 | 0 | 0 | 0 | 0 | 0 | 0 | 0.01 | 2.25 | 9.48 | 15.53 | 19.09 | 21.2 | 22.25 | 22.6 | 22.78 | 22.3 | 21.43 | 19.15 | 15.56 | 9.47 | 2.35 | 0.03 | 0 | 0 | 0 | 0 | 0 | 0 | 0 | 0 | 0 | 1.12 | 8.05 | 15.26 | 19.49 | 21.73 | 22.87 | 23.26 | 23.05 | 22.55 | 21.44 | 19.34 | 15.69 | 9.43 | 2.06 | 0.01 | 0 | 0 | 0 | 0 | 0 | 0 | 0 | 0 | 0 | 0.22 | 5 | 13.24 | 18.27 | 20.99 | 22.19 | 22.42 | 22.4 | 21.98 | 20.88 | 18.35 | 13.5 | 5.47 | 0.37 | 0 | 0 | 0 | 0 | 0 | 0 | 0 | 0 | 0 | 0 | 0.01 | 2.8 | 11.13 | 16.82 | 19.66 | 20.73 | 21.16 | 20.92 | 20.5 | 19.38 | 16.07 | 9.04 | 1.38 | 0 | 0 | 0 | 0 | 0 | 0 | 0 | 0 | 0 | 0 | 0 | 0 | 0.89 | 7.97 | 14.54 | 17.3 | 18.17 | 18.43 | 18.28 | 17.76 | 16.05 | 11.65 | 3.55 | 0.03 | 0 | 0 | 0 | 0 | 0 | 0 | 0 | 0 | 0 | 0 | 0 | 0.03 | 3.16 | 10.72 | 15.05 | 16.77 | 17.1 | 17 | 16.03 | 14.06 | 8.04 | 1.07 | 0 | 0 | 0 | 0 | 0 | 0 | 0 | 0 | 0 | 0 | 0 | 0 | 0 | 0 | 1.01 | 5.86 | 10.2 | 12.58 | 13.44 | 12.85 | 11.61 | 10.68 | 5.51 | 0.67 | 0 | 0 | 0 | 0 | 0 | 0 | 0
SLRMS3_2_SRMSR1 |  | Solar_1Axis | Solar Tracking | CISO | South | Socal | FC | 250 | 0 | 0 | 0 | 0 | 0 | 0 | 0.12 | 29.94 | 117.3 | 152.72 | 151.2 | 148.52 | 146.92 | 147.27 | 133.4 | 96.26 | 16.24 | 0.01 | 0 | 0 | 0 | 0 | 0 | 0 | 0 | 0 | 0 | 0 | 0 | 0 | 1.72 | 65.39 | 159.11 | 175.82 | 171.97 | 170.46 | 169.52 | 163.47 | 159.48 | 144.96 | 61.58 | 2.47 | 0 | 0 | 0 | 0 | 0 | 0 | 0 | 0 | 0 | 0 | 0 | 0 | 0.37 | 42.77 | 148.6 | 182.42 | 183.07 | 179.34 | 177.48 | 176.66 | 167.8 | 154.72 | 115.45 | 43.43 | 7.01 | 0 | 0 | 0 | 0 | 0 | 0 | 0 | 0 | 0 | 0 | 0 | 7.66 | 91.34 | 178.94 | 191.41 | 199.32 | 198.75 | 200.02 | 197.9 | 195.6 | 188.5 | 177.75 | 144.09 | 45.56 | 0.74 | 0 | 0 | 0 | 0 | 0 | 0 | 0 | 0 | 0 | 0.14 | 37.07 | 136.91 | 188.05 | 203.66 | 210.33 | 212.12 | 212.82 | 211.91 | 208.32 | 203.29 | 193.85 | 170.02 | 82.08 | 6.51 | 0 | 0 | 0 | 0 | 0 | 0 | 0 | 0 | 0 | 0.6 | 45.53 | 139.1 | 185.76 | 201.84 | 211.11 | 215.15 | 213.75 | 213.79 | 210.47 | 204.87 | 196.36 | 177.37 | 106.11 | 17.22 | 0.01 | 0 | 0 | 0 | 0 | 0 | 0 | 0 | 0 | 0.01 | 20.19 | 106.91 | 171.37 | 197.04 | 207.55 | 211.62 | 209.67 | 207.22 | 205.43 | 200.47 | 190.21 | 164.49 | 94.32 | 14.11 | 0 | 0 | 0 | 0 | 0 | 0 | 0 | 0 | 0 | 0 | 7.74 | 85.63 | 168.23 | 197.08 | 207.64 | 212.88 | 213.63 | 208.84 | 198.56 | 193.96 | 178.26 | 141.98 | 50.75 | 1.39 | 0 | 0 | 0 | 0 | 0 | 0 | 0 | 0 | 0 | 0 | 1.23 | 57.11 | 146.2 | 180.1 | 192.95 | 196.49 | 199.75 | 196.07 | 190.52 | 178.19 | 161.52 | 85.74 | 7.61 | 0 | 0 | 0 | 0 | 0 | 0 | 0 | 0 | 0 | 0 | 0 | 0.01 | 24.99 | 123.35 | 164.86 | 173.43 | 175.92 | 175.51 | 173.79 | 176.41 | 165 | 124.42 | 27.1 | 0.02 | 0 | 0 | 0 | 0 | 0 | 0 | 0 | 0 | 0 | 0 | 0 | 3.93 | 69.9 | 146.12 | 164.11 | 160.93 | 156.39 | 158.93 | 158.01 | 145.35 | 85.37 | 7.92 | 0 | 0 | 0 | 0 | 0 | 0 | 0 | 0 | 0 | 0 | 0 | 0 | 0 | 0.27 | 33.07 | 104.17 | 130.56 | 128.7 | 123.8 | 128.87 | 126.84 | 116.86 | 63.85 | 5.25 | 0 | 0 | 0 | 0 | 0 | 0 | 0
SLST13_2_SOLAR1 |  | Solar_1Axis | Solar Tracking | CISO | North | Norcal | FC | 107.6 | 0 | 0 | 0 | 0 | 0 | 0 | 0 | 2.52 | 20.34 | 36.03 | 43.93 | 47.49 | 49.05 | 45.76 | 42.71 | 29.31 | 6.49 | 0 | 0 | 0 | 0 | 0 | 0 | 0 | 0 | 0 | 0 | 0 | 0 | 0 | 0.02 | 13.64 | 55.59 | 71.29 | 71.04 | 67.81 | 66.96 | 66.8 | 68.26 | 59.27 | 30.95 | 1.65 | 0 | 0 | 0 | 0 | 0 | 0 | 0 | 0 | 0 | 0 | 0 | 0 | 0 | 8.39 | 47.33 | 71.04 | 74.89 | 72.16 | 72.75 | 69.66 | 66.24 | 62.35 | 52.21 | 15.82 | 3.28 | 0 | 0 | 0 | 0 | 0 | 0 | 0 | 0 | 0 | 0 | 0 | 0.84 | 27.67 | 66.08 | 77.74 | 77.28 | 76.13 | 78.68 | 78.23 | 76.75 | 77.77 | 73.23 | 65.07 | 27.98 | 1.11 | 0 | 0 | 0 | 0 | 0 | 0 | 0 | 0 | 0 | 0.01 | 10.05 | 53.68 | 75.52 | 80.79 | 82.15 | 81.5 | 83.22 | 83.36 | 83.55 | 84.67 | 82.3 | 77.2 | 47.03 | 6.24 | 0 | 0 | 0 | 0 | 0 | 0 | 0 | 0 | 0 | 0.06 | 16.71 | 60.7 | 81.87 | 89 | 90.19 | 90.97 | 91.55 | 91.03 | 90.39 | 90.66 | 87.21 | 81.7 | 58.94 | 15.96 | 0.14 | 0 | 0 | 0 | 0 | 0 | 0 | 0 | 0 | 0 | 7.51 | 49.73 | 82.13 | 90.7 | 92.07 | 92.33 | 91.65 | 91.63 | 90.18 | 90.11 | 86.86 | 80.34 | 55.73 | 12.86 | 0.07 | 0 | 0 | 0 | 0 | 0 | 0 | 0 | 0 | 0 | 1.1 | 29.39 | 68.63 | 83.58 | 86.9 | 88 | 87.89 | 87.07 | 86.94 | 86.62 | 82.84 | 67.46 | 29.66 | 1.73 | 0 | 0 | 0 | 0 | 0 | 0 | 0 | 0 | 0 | 0 | 0.04 | 14.22 | 54.8 | 73.28 | 77.63 | 78.55 | 77.63 | 77.13 | 77.36 | 78.47 | 70.63 | 43.79 | 5.62 | 0 | 0 | 0 | 0 | 0 | 0 | 0 | 0 | 0 | 0 | 0 | 0 | 3.71 | 35.04 | 61.24 | 67.54 | 66.63 | 64.18 | 64.94 | 66.92 | 65.33 | 51.2 | 14.46 | 0.1 | 0 | 0 | 0 | 0 | 0 | 0 | 0 | 0 | 0 | 0 | 0 | 0.11 | 11.54 | 40.06 | 54.67 | 56.78 | 54.37 | 55.92 | 57.25 | 54.07 | 33 | 3.94 | 0 | 0 | 0 | 0 | 0 | 0 | 0 | 0 | 0 | 0 | 0 | 0 | 0 | 0 | 2.71 | 20.15 | 32.99 | 39.51 | 43.26 | 42.62 | 41.06 | 34.52 | 18.39 | 2.16 | 0 | 0 | 0 | 0 | 0 | 0 | 0
SLSTR1_2_SOLAR1 |  | Solar_1Axis | Solar Tracking | CISO | South | Socal | FC | 310 | 0 | 0 | 0 | 0 | 0 | 0 | 0.15 | 37.13 | 145.45 | 189.38 | 187.49 | 184.17 | 182.18 | 182.62 | 165.41 | 119.36 | 20.14 | 0.01 | 0 | 0 | 0 | 0 | 0 | 0 | 0 | 0 | 0 | 0 | 0 | 0 | 2.13 | 81.08 | 197.3 | 218.01 | 213.24 | 211.38 | 210.2 | 202.71 | 197.75 | 179.75 | 76.36 | 3.06 | 0 | 0 | 0 | 0 | 0 | 0 | 0 | 0 | 0 | 0 | 0 | 0 | 0.46 | 53.03 | 184.27 | 226.2 | 227 | 222.39 | 220.08 | 219.06 | 208.07 | 191.85 | 143.16 | 53.85 | 8.7 | 0 | 0 | 0 | 0 | 0 | 0 | 0 | 0 | 0 | 0 | 0 | 9.5 | 113.26 | 221.88 | 237.34 | 247.16 | 246.45 | 248.02 | 245.39 | 242.54 | 233.74 | 220.41 | 178.68 | 56.5 | 0.91 | 0 | 0 | 0 | 0 | 0 | 0 | 0 | 0 | 0 | 0.18 | 45.97 | 169.76 | 233.18 | 252.54 | 260.81 | 263.02 | 263.9 | 262.77 | 258.32 | 252.08 | 240.37 | 210.82 | 101.78 | 8.07 | 0 | 0 | 0 | 0 | 0 | 0 | 0 | 0 | 0 | 0.74 | 56.46 | 172.48 | 230.34 | 250.29 | 261.78 | 266.78 | 265.05 | 265.1 | 260.99 | 254.04 | 243.49 | 219.94 | 131.57 | 21.36 | 0.01 | 0 | 0 | 0 | 0 | 0 | 0 | 0 | 0 | 0.01 | 25.04 | 132.57 | 212.5 | 244.33 | 257.36 | 262.4 | 259.98 | 256.96 | 254.73 | 248.58 | 235.86 | 203.97 | 116.96 | 17.49 | 0 | 0 | 0 | 0 | 0 | 0 | 0 | 0 | 0 | 0 | 9.6 | 106.19 | 208.6 | 244.38 | 257.47 | 263.97 | 264.9 | 258.96 | 246.21 | 240.51 | 221.04 | 176.06 | 62.93 | 1.73 | 0 | 0 | 0 | 0 | 0 | 0 | 0 | 0 | 0 | 0 | 1.53 | 70.82 | 181.28 | 223.32 | 239.26 | 243.64 | 247.69 | 243.13 | 236.24 | 220.96 | 200.29 | 106.32 | 9.44 | 0 | 0 | 0 | 0 | 0 | 0 | 0 | 0 | 0 | 0 | 0 | 0.01 | 30.99 | 152.95 | 204.42 | 215.06 | 218.14 | 217.63 | 215.5 | 218.75 | 204.6 | 154.28 | 33.6 | 0.02 | 0 | 0 | 0 | 0 | 0 | 0 | 0 | 0 | 0 | 0 | 0 | 4.87 | 86.68 | 181.19 | 203.49 | 199.56 | 193.93 | 197.08 | 195.93 | 180.23 | 105.86 | 9.83 | 0 | 0 | 0 | 0 | 0 | 0 | 0 | 0 | 0 | 0 | 0 | 0 | 0 | 0.33 | 41 | 129.17 | 161.9 | 159.58 | 153.52 | 159.8 | 157.28 | 144.9 | 79.17 | 6.51 | 0 | 0 | 0 | 0 | 0 | 0 | 0
SLSTR2_2_SOLAR2 |  | Solar_1Axis | Solar Tracking | CISO | South | Socal | FC | 276 | 0 | 0 | 0 | 0 | 0 | 0 | 0.14 | 33.06 | 129.49 | 168.61 | 166.93 | 163.97 | 162.2 | 162.59 | 147.27 | 106.27 | 17.93 | 0.01 | 0 | 0 | 0 | 0 | 0 | 0 | 0 | 0 | 0 | 0 | 0 | 0 | 1.9 | 72.19 | 175.66 | 194.1 | 189.86 | 188.19 | 187.15 | 180.47 | 176.07 | 160.04 | 67.99 | 2.72 | 0 | 0 | 0 | 0 | 0 | 0 | 0 | 0 | 0 | 0 | 0 | 0 | 0.41 | 47.21 | 164.06 | 201.39 | 202.11 | 198 | 195.94 | 195.04 | 185.25 | 170.81 | 127.46 | 47.95 | 7.74 | 0 | 0 | 0 | 0 | 0 | 0 | 0 | 0 | 0 | 0 | 0 | 8.45 | 100.83 | 197.55 | 211.31 | 220.05 | 219.42 | 220.82 | 218.48 | 215.94 | 208.1 | 196.23 | 159.08 | 50.3 | 0.81 | 0 | 0 | 0 | 0 | 0 | 0 | 0 | 0 | 0 | 0.16 | 40.93 | 151.14 | 207.61 | 224.84 | 232.2 | 234.18 | 234.95 | 233.95 | 229.99 | 224.43 | 214.01 | 187.7 | 90.61 | 7.18 | 0 | 0 | 0 | 0 | 0 | 0 | 0 | 0 | 0 | 0.66 | 50.27 | 153.57 | 205.07 | 222.84 | 233.07 | 237.52 | 235.98 | 236.03 | 232.36 | 226.18 | 216.79 | 195.81 | 117.14 | 19.02 | 0.01 | 0 | 0 | 0 | 0 | 0 | 0 | 0 | 0 | 0.01 | 22.29 | 118.03 | 189.19 | 217.54 | 229.14 | 233.62 | 231.47 | 228.77 | 226.79 | 221.32 | 209.99 | 181.6 | 104.13 | 15.58 | 0 | 0 | 0 | 0 | 0 | 0 | 0 | 0 | 0 | 0 | 8.55 | 94.54 | 185.72 | 217.58 | 229.23 | 235.02 | 235.85 | 230.56 | 219.21 | 214.13 | 196.8 | 156.75 | 56.03 | 1.54 | 0 | 0 | 0 | 0 | 0 | 0 | 0 | 0 | 0 | 0 | 1.36 | 63.05 | 161.4 | 198.83 | 213.02 | 216.92 | 220.53 | 216.46 | 210.33 | 196.72 | 178.32 | 94.66 | 8.4 | 0 | 0 | 0 | 0 | 0 | 0 | 0 | 0 | 0 | 0 | 0 | 0.01 | 27.59 | 136.17 | 182 | 191.47 | 194.22 | 193.76 | 191.87 | 194.76 | 182.16 | 137.36 | 29.92 | 0.02 | 0 | 0 | 0 | 0 | 0 | 0 | 0 | 0 | 0 | 0 | 0 | 4.34 | 77.17 | 161.32 | 181.17 | 177.67 | 172.66 | 175.46 | 174.44 | 160.46 | 94.25 | 8.75 | 0 | 0 | 0 | 0 | 0 | 0 | 0 | 0 | 0 | 0 | 0 | 0 | 0 | 0.3 | 36.5 | 115.01 | 144.14 | 142.08 | 136.68 | 142.27 | 140.03 | 129.01 | 70.49 | 5.8 | 0 | 0 | 0 | 0 | 0 | 0 | 0
SMYRNA_1_DL1SR1 |  | Solar_1Axis | Solar Tracking | CISO | North | Norcal | FC | 1 | 0 | 0 | 0 | 0 | 0 | 0 | 0 | 0.02 | 0.19 | 0.33 | 0.41 | 0.44 | 0.46 | 0.43 | 0.4 | 0.27 | 0.06 | 0 | 0 | 0 | 0 | 0 | 0 | 0 | 0 | 0 | 0 | 0 | 0 | 0 | 0 | 0.13 | 0.52 | 0.66 | 0.66 | 0.63 | 0.62 | 0.62 | 0.63 | 0.55 | 0.29 | 0.02 | 0 | 0 | 0 | 0 | 0 | 0 | 0 | 0 | 0 | 0 | 0 | 0 | 0 | 0.08 | 0.44 | 0.66 | 0.7 | 0.67 | 0.68 | 0.65 | 0.62 | 0.58 | 0.49 | 0.15 | 0.03 | 0 | 0 | 0 | 0 | 0 | 0 | 0 | 0 | 0 | 0 | 0 | 0.01 | 0.26 | 0.61 | 0.72 | 0.72 | 0.71 | 0.73 | 0.73 | 0.71 | 0.72 | 0.68 | 0.6 | 0.26 | 0.01 | 0 | 0 | 0 | 0 | 0 | 0 | 0 | 0 | 0 | 0 | 0.09 | 0.5 | 0.7 | 0.75 | 0.76 | 0.76 | 0.77 | 0.77 | 0.78 | 0.79 | 0.76 | 0.72 | 0.44 | 0.06 | 0 | 0 | 0 | 0 | 0 | 0 | 0 | 0 | 0 | 0 | 0.16 | 0.56 | 0.76 | 0.83 | 0.84 | 0.85 | 0.85 | 0.85 | 0.84 | 0.84 | 0.81 | 0.76 | 0.55 | 0.15 | 0 | 0 | 0 | 0 | 0 | 0 | 0 | 0 | 0 | 0 | 0.07 | 0.46 | 0.76 | 0.84 | 0.86 | 0.86 | 0.85 | 0.85 | 0.84 | 0.84 | 0.81 | 0.75 | 0.52 | 0.12 | 0 | 0 | 0 | 0 | 0 | 0 | 0 | 0 | 0 | 0 | 0.01 | 0.27 | 0.64 | 0.78 | 0.81 | 0.82 | 0.82 | 0.81 | 0.81 | 0.81 | 0.77 | 0.63 | 0.28 | 0.02 | 0 | 0 | 0 | 0 | 0 | 0 | 0 | 0 | 0 | 0 | 0 | 0.13 | 0.51 | 0.68 | 0.72 | 0.73 | 0.72 | 0.72 | 0.72 | 0.73 | 0.66 | 0.41 | 0.05 | 0 | 0 | 0 | 0 | 0 | 0 | 0 | 0 | 0 | 0 | 0 | 0 | 0.03 | 0.33 | 0.57 | 0.63 | 0.62 | 0.6 | 0.6 | 0.62 | 0.61 | 0.48 | 0.13 | 0 | 0 | 0 | 0 | 0 | 0 | 0 | 0 | 0 | 0 | 0 | 0 | 0 | 0.11 | 0.37 | 0.51 | 0.53 | 0.51 | 0.52 | 0.53 | 0.5 | 0.31 | 0.04 | 0 | 0 | 0 | 0 | 0 | 0 | 0 | 0 | 0 | 0 | 0 | 0 | 0 | 0 | 0.03 | 0.19 | 0.31 | 0.37 | 0.4 | 0.4 | 0.38 | 0.32 | 0.17 | 0.02 | 0 | 0 | 0 | 0 | 0 | 0 | 0
SPRGVL_2_CREST |  | Solar_Fixed | Solar Fixed | CISO | South | Socal | EO | 3 | 0 | 0 | 0 | 0 | 0 | 0 | 0 | 0.4 | 1.33 | 1.81 | 1.95 | 2.02 | 1.97 | 1.89 | 1.58 | 0.92 | 0.13 | 0 | 0 | 0 | 0 | 0 | 0 | 0 | 0 | 0 | 0 | 0 | 0 | 0 | 0.03 | 0.74 | 1.75 | 2.09 | 2.24 | 2.24 | 2.2 | 2.12 | 1.95 | 1.5 | 0.58 | 0.01 | 0 | 0 | 0 | 0 | 0 | 0 | 0 | 0 | 0 | 0 | 0 | 0 | 0.01 | 0.42 | 1.48 | 2.05 | 2.25 | 2.29 | 2.26 | 2.21 | 2.08 | 1.84 | 1.16 | 0.54 | 0.08 | 0 | 0 | 0 | 0 | 0 | 0 | 0 | 0 | 0 | 0 | 0 | 0.08 | 0.83 | 1.78 | 2.24 | 2.44 | 2.55 | 2.55 | 2.5 | 2.43 | 2.23 | 1.9 | 1.3 | 0.33 | 0 | 0 | 0 | 0 | 0 | 0 | 0 | 0 | 0 | 0 | 0 | 0.34 | 1.26 | 1.91 | 2.27 | 2.53 | 2.63 | 2.64 | 2.61 | 2.56 | 2.38 | 2.08 | 1.51 | 0.57 | 0.04 | 0 | 0 | 0 | 0 | 0 | 0 | 0 | 0 | 0 | 0.01 | 0.42 | 1.29 | 1.95 | 2.33 | 2.58 | 2.7 | 2.72 | 2.72 | 2.62 | 2.43 | 2.13 | 1.63 | 0.78 | 0.1 | 0 | 0 | 0 | 0 | 0 | 0 | 0 | 0 | 0 | 0 | 0.2 | 0.88 | 1.63 | 2.1 | 2.41 | 2.57 | 2.62 | 2.6 | 2.49 | 2.33 | 2.01 | 1.51 | 0.69 | 0.08 | 0 | 0 | 0 | 0 | 0 | 0 | 0 | 0 | 0 | 0 | 0.09 | 0.8 | 1.7 | 2.18 | 2.48 | 2.64 | 2.69 | 2.64 | 2.53 | 2.3 | 1.95 | 1.3 | 0.37 | 0.01 | 0 | 0 | 0 | 0 | 0 | 0 | 0 | 0 | 0 | 0 | 0.02 | 0.61 | 1.59 | 2.14 | 2.44 | 2.57 | 2.6 | 2.58 | 2.46 | 2.17 | 1.74 | 0.77 | 0.07 | 0 | 0 | 0 | 0 | 0 | 0 | 0 | 0 | 0 | 0 | 0 | 0 | 0.33 | 1.38 | 1.97 | 2.24 | 2.38 | 2.41 | 2.38 | 2.26 | 2.01 | 1.27 | 0.26 | 0 | 0 | 0 | 0 | 0 | 0 | 0 | 0 | 0 | 0 | 0 | 0 | 0.07 | 0.81 | 1.62 | 2.01 | 2.15 | 2.2 | 2.13 | 2.02 | 1.66 | 0.76 | 0.05 | 0 | 0 | 0 | 0 | 0 | 0 | 0 | 0 | 0 | 0 | 0 | 0 | 0 | 0.01 | 0.43 | 1.2 | 1.61 | 1.77 | 1.86 | 1.81 | 1.66 | 1.35 | 0.61 | 0.04 | 0 | 0 | 0 | 0 | 0 | 0 | 0
SPRGVL_2_EXETPV |  | Solar_Fixed | Solar Fixed | CISO | South | Socal | EO | 3.5 | 0 | 0 | 0 | 0 | 0 | 0 | 0.01 | 0.46 | 1.55 | 2.11 | 2.28 | 2.35 | 2.29 | 2.21 | 1.84 | 1.08 | 0.16 | 0 | 0 | 0 | 0 | 0 | 0 | 0 | 0 | 0 | 0 | 0 | 0 | 0 | 0.04 | 0.86 | 2.05 | 2.44 | 2.61 | 2.62 | 2.57 | 2.48 | 2.28 | 1.75 | 0.68 | 0.02 | 0 | 0 | 0 | 0 | 0 | 0 | 0 | 0 | 0 | 0 | 0 | 0 | 0.01 | 0.49 | 1.73 | 2.39 | 2.63 | 2.67 | 2.64 | 2.57 | 2.42 | 2.14 | 1.35 | 0.63 | 0.09 | 0 | 0 | 0 | 0 | 0 | 0 | 0 | 0 | 0 | 0 | 0 | 0.1 | 0.97 | 2.08 | 2.61 | 2.85 | 2.97 | 2.97 | 2.91 | 2.84 | 2.6 | 2.22 | 1.52 | 0.38 | 0 | 0 | 0 | 0 | 0 | 0 | 0 | 0 | 0 | 0 | 0.01 | 0.4 | 1.47 | 2.23 | 2.65 | 2.95 | 3.06 | 3.08 | 3.05 | 2.98 | 2.78 | 2.43 | 1.76 | 0.66 | 0.04 | 0 | 0 | 0 | 0 | 0 | 0 | 0 | 0 | 0 | 0.01 | 0.49 | 1.5 | 2.28 | 2.72 | 3.01 | 3.15 | 3.17 | 3.17 | 3.06 | 2.83 | 2.48 | 1.9 | 0.91 | 0.11 | 0 | 0 | 0 | 0 | 0 | 0 | 0 | 0 | 0 | 0 | 0.24 | 1.03 | 1.91 | 2.45 | 2.82 | 3 | 3.06 | 3.04 | 2.9 | 2.71 | 2.35 | 1.77 | 0.8 | 0.09 | 0 | 0 | 0 | 0 | 0 | 0 | 0 | 0 | 0 | 0 | 0.1 | 0.93 | 1.98 | 2.55 | 2.9 | 3.08 | 3.13 | 3.08 | 2.95 | 2.69 | 2.28 | 1.52 | 0.43 | 0.01 | 0 | 0 | 0 | 0 | 0 | 0 | 0 | 0 | 0 | 0 | 0.03 | 0.71 | 1.85 | 2.49 | 2.84 | 3 | 3.04 | 3.01 | 2.87 | 2.53 | 2.04 | 0.9 | 0.08 | 0 | 0 | 0 | 0 | 0 | 0 | 0 | 0 | 0 | 0 | 0 | 0 | 0.38 | 1.6 | 2.3 | 2.61 | 2.78 | 2.82 | 2.78 | 2.64 | 2.35 | 1.49 | 0.3 | 0 | 0 | 0 | 0 | 0 | 0 | 0 | 0 | 0 | 0 | 0 | 0 | 0.09 | 0.94 | 1.89 | 2.35 | 2.51 | 2.57 | 2.49 | 2.36 | 1.94 | 0.89 | 0.06 | 0 | 0 | 0 | 0 | 0 | 0 | 0 | 0 | 0 | 0 | 0 | 0 | 0 | 0.01 | 0.5 | 1.4 | 1.87 | 2.06 | 2.17 | 2.11 | 1.94 | 1.58 | 0.71 | 0.04 | 0 | 0 | 0 | 0 | 0 | 0 | 0
SPRGVL_2_LINDPV |  | Solar_Fixed | Solar Fixed | CISO | South | Socal | EO | 4 | 0 | 0 | 0 | 0 | 0 | 0 | 0.01 | 0.53 | 1.78 | 2.41 | 2.61 | 2.69 | 2.62 | 2.52 | 2.11 | 1.23 | 0.18 | 0 | 0 | 0 | 0 | 0 | 0 | 0 | 0 | 0 | 0 | 0 | 0 | 0 | 0.04 | 0.99 | 2.34 | 2.79 | 2.98 | 2.99 | 2.94 | 2.83 | 2.6 | 2 | 0.77 | 0.02 | 0 | 0 | 0 | 0 | 0 | 0 | 0 | 0 | 0 | 0 | 0 | 0 | 0.01 | 0.57 | 1.97 | 2.73 | 3 | 3.05 | 3.02 | 2.94 | 2.77 | 2.45 | 1.54 | 0.72 | 0.11 | 0 | 0 | 0 | 0 | 0 | 0 | 0 | 0 | 0 | 0 | 0 | 0.11 | 1.11 | 2.38 | 2.99 | 3.26 | 3.39 | 3.4 | 3.33 | 3.24 | 2.98 | 2.53 | 1.74 | 0.43 | 0.01 | 0 | 0 | 0 | 0 | 0 | 0 | 0 | 0 | 0 | 0.01 | 0.46 | 1.68 | 2.55 | 3.03 | 3.37 | 3.5 | 3.52 | 3.48 | 3.41 | 3.18 | 2.78 | 2.02 | 0.76 | 0.05 | 0 | 0 | 0 | 0 | 0 | 0 | 0 | 0 | 0 | 0.01 | 0.56 | 1.72 | 2.6 | 3.11 | 3.44 | 3.6 | 3.63 | 3.62 | 3.5 | 3.24 | 2.84 | 2.17 | 1.04 | 0.13 | 0 | 0 | 0 | 0 | 0 | 0 | 0 | 0 | 0 | 0 | 0.27 | 1.18 | 2.18 | 2.8 | 3.22 | 3.43 | 3.5 | 3.47 | 3.31 | 3.1 | 2.68 | 2.02 | 0.92 | 0.1 | 0 | 0 | 0 | 0 | 0 | 0 | 0 | 0 | 0 | 0 | 0.12 | 1.06 | 2.27 | 2.91 | 3.31 | 3.52 | 3.58 | 3.52 | 3.38 | 3.07 | 2.6 | 1.73 | 0.5 | 0.01 | 0 | 0 | 0 | 0 | 0 | 0 | 0 | 0 | 0 | 0 | 0.03 | 0.82 | 2.12 | 2.85 | 3.25 | 3.43 | 3.47 | 3.44 | 3.28 | 2.89 | 2.33 | 1.03 | 0.09 | 0 | 0 | 0 | 0 | 0 | 0 | 0 | 0 | 0 | 0 | 0 | 0 | 0.43 | 1.83 | 2.62 | 2.99 | 3.17 | 3.22 | 3.17 | 3.02 | 2.68 | 1.7 | 0.34 | 0 | 0 | 0 | 0 | 0 | 0 | 0 | 0 | 0 | 0 | 0 | 0 | 0.1 | 1.08 | 2.16 | 2.69 | 2.87 | 2.93 | 2.84 | 2.69 | 2.22 | 1.01 | 0.07 | 0 | 0 | 0 | 0 | 0 | 0 | 0 | 0 | 0 | 0 | 0 | 0 | 0 | 0.01 | 0.57 | 1.6 | 2.14 | 2.36 | 2.48 | 2.41 | 2.21 | 1.8 | 0.81 | 0.05 | 0 | 0 | 0 | 0 | 0 | 0 | 0
SPRGVL_2_PORTPV |  | Solar_Fixed | Solar Fixed | CISO | South | Socal | EO | 3.5 | 0 | 0 | 0 | 0 | 0 | 0 | 0.01 | 0.46 | 1.55 | 2.11 | 2.28 | 2.35 | 2.29 | 2.21 | 1.84 | 1.08 | 0.16 | 0 | 0 | 0 | 0 | 0 | 0 | 0 | 0 | 0 | 0 | 0 | 0 | 0 | 0.04 | 0.86 | 2.05 | 2.44 | 2.61 | 2.62 | 2.57 | 2.48 | 2.28 | 1.75 | 0.68 | 0.02 | 0 | 0 | 0 | 0 | 0 | 0 | 0 | 0 | 0 | 0 | 0 | 0 | 0.01 | 0.49 | 1.73 | 2.39 | 2.63 | 2.67 | 2.64 | 2.57 | 2.42 | 2.14 | 1.35 | 0.63 | 0.09 | 0 | 0 | 0 | 0 | 0 | 0 | 0 | 0 | 0 | 0 | 0 | 0.1 | 0.97 | 2.08 | 2.61 | 2.85 | 2.97 | 2.97 | 2.91 | 2.84 | 2.6 | 2.22 | 1.52 | 0.38 | 0 | 0 | 0 | 0 | 0 | 0 | 0 | 0 | 0 | 0 | 0.01 | 0.4 | 1.47 | 2.23 | 2.65 | 2.95 | 3.06 | 3.08 | 3.05 | 2.98 | 2.78 | 2.43 | 1.76 | 0.66 | 0.04 | 0 | 0 | 0 | 0 | 0 | 0 | 0 | 0 | 0 | 0.01 | 0.49 | 1.5 | 2.28 | 2.72 | 3.01 | 3.15 | 3.17 | 3.17 | 3.06 | 2.83 | 2.48 | 1.9 | 0.91 | 0.11 | 0 | 0 | 0 | 0 | 0 | 0 | 0 | 0 | 0 | 0 | 0.24 | 1.03 | 1.91 | 2.45 | 2.82 | 3 | 3.06 | 3.04 | 2.9 | 2.71 | 2.35 | 1.77 | 0.8 | 0.09 | 0 | 0 | 0 | 0 | 0 | 0 | 0 | 0 | 0 | 0 | 0.1 | 0.93 | 1.98 | 2.55 | 2.9 | 3.08 | 3.13 | 3.08 | 2.95 | 2.69 | 2.28 | 1.52 | 0.43 | 0.01 | 0 | 0 | 0 | 0 | 0 | 0 | 0 | 0 | 0 | 0 | 0.03 | 0.71 | 1.85 | 2.49 | 2.84 | 3 | 3.04 | 3.01 | 2.87 | 2.53 | 2.04 | 0.9 | 0.08 | 0 | 0 | 0 | 0 | 0 | 0 | 0 | 0 | 0 | 0 | 0 | 0 | 0.38 | 1.6 | 2.3 | 2.61 | 2.78 | 2.82 | 2.78 | 2.64 | 2.35 | 1.49 | 0.3 | 0 | 0 | 0 | 0 | 0 | 0 | 0 | 0 | 0 | 0 | 0 | 0 | 0.09 | 0.94 | 1.89 | 2.35 | 2.51 | 2.57 | 2.49 | 2.36 | 1.94 | 0.89 | 0.06 | 0 | 0 | 0 | 0 | 0 | 0 | 0 | 0 | 0 | 0 | 0 | 0 | 0 | 0.01 | 0.5 | 1.4 | 1.87 | 2.06 | 2.17 | 2.11 | 1.94 | 1.58 | 0.71 | 0.04 | 0 | 0 | 0 | 0 | 0 | 0 | 0
STROUD_6_SOLAR |  | Solar_Fixed | Solar Fixed | CISO | North | Norcal | FC | 20 | 0 | 0 | 0 | 0 | 0 | 0 | 0 | 0.62 | 4.32 | 8.46 | 10.65 | 11.16 | 11.64 | 10.25 | 9.63 | 6.57 | 1.54 | 0 | 0 | 0 | 0 | 0 | 0 | 0 | 0 | 0 | 0 | 0 | 0 | 0 | 0 | 2.29 | 8.92 | 12.29 | 13.48 | 13.8 | 14.15 | 13.34 | 12.42 | 10.08 | 5.11 | 0.37 | 0 | 0 | 0 | 0 | 0 | 0 | 0 | 0 | 0 | 0 | 0 | 0 | 0 | 1.27 | 6.87 | 11.2 | 13.42 | 13.72 | 13.62 | 13.13 | 12.3 | 10.96 | 8.45 | 2.99 | 0.64 | 0 | 0 | 0 | 0 | 0 | 0 | 0 | 0 | 0 | 0 | 0 | 0.12 | 3.56 | 10.04 | 13.58 | 15.15 | 15.75 | 16.26 | 15.98 | 15.91 | 15.2 | 13.45 | 10.25 | 3.94 | 0.17 | 0 | 0 | 0 | 0 | 0 | 0 | 0 | 0 | 0 | 0 | 1.13 | 6.54 | 11.45 | 14.42 | 15.87 | 16.49 | 16.45 | 16.45 | 16.44 | 15.82 | 14.1 | 11.43 | 5.99 | 0.81 | 0 | 0 | 0 | 0 | 0 | 0 | 0 | 0 | 0 | 0.01 | 1.73 | 7.29 | 11.94 | 14.68 | 16.3 | 17.12 | 17.39 | 17.52 | 17.15 | 16.48 | 14.73 | 11.97 | 7.29 | 1.81 | 0.02 | 0 | 0 | 0 | 0 | 0 | 0 | 0 | 0 | 0 | 0.86 | 6.19 | 11.74 | 14.99 | 16.71 | 17.59 | 17.89 | 17.73 | 17.35 | 16.49 | 14.88 | 12.07 | 7.26 | 1.59 | 0.01 | 0 | 0 | 0 | 0 | 0 | 0 | 0 | 0 | 0 | 0.17 | 3.85 | 10.19 | 14.05 | 16.15 | 17.07 | 17.25 | 17.23 | 16.91 | 16.06 | 14.11 | 10.38 | 4.21 | 0.28 | 0 | 0 | 0 | 0 | 0 | 0 | 0 | 0 | 0 | 0 | 0.01 | 2.15 | 8.56 | 12.94 | 15.13 | 15.95 | 16.28 | 16.1 | 15.77 | 14.91 | 12.36 | 6.96 | 1.06 | 0 | 0 | 0 | 0 | 0 | 0 | 0 | 0 | 0 | 0 | 0 | 0 | 0.69 | 6.13 | 11.18 | 13.3 | 13.98 | 14.18 | 14.06 | 13.66 | 12.34 | 8.97 | 2.73 | 0.02 | 0 | 0 | 0 | 0 | 0 | 0 | 0 | 0 | 0 | 0 | 0 | 0.02 | 2.43 | 8.25 | 11.58 | 12.9 | 13.15 | 13.08 | 12.33 | 10.81 | 6.18 | 0.82 | 0 | 0 | 0 | 0 | 0 | 0 | 0 | 0 | 0 | 0 | 0 | 0 | 0 | 0 | 0.78 | 4.5 | 7.85 | 9.68 | 10.34 | 9.89 | 8.93 | 8.22 | 4.24 | 0.52 | 0 | 0 | 0 | 0 | 0 | 0 | 0
STROUD_6_WWHSR1 |  | Solar_1Axis | Solar Tracking | CISO | North | Norcal | EO | 1.5 | 0 | 0 | 0 | 0 | 0 | 0 | 0 | 0.04 | 0.28 | 0.5 | 0.61 | 0.66 | 0.68 | 0.64 | 0.6 | 0.41 | 0.09 | 0 | 0 | 0 | 0 | 0 | 0 | 0 | 0 | 0 | 0 | 0 | 0 | 0 | 0 | 0.19 | 0.77 | 0.99 | 0.99 | 0.95 | 0.93 | 0.93 | 0.95 | 0.83 | 0.43 | 0.02 | 0 | 0 | 0 | 0 | 0 | 0 | 0 | 0 | 0 | 0 | 0 | 0 | 0 | 0.12 | 0.66 | 0.99 | 1.04 | 1.01 | 1.01 | 0.97 | 0.92 | 0.87 | 0.73 | 0.22 | 0.05 | 0 | 0 | 0 | 0 | 0 | 0 | 0 | 0 | 0 | 0 | 0 | 0.01 | 0.39 | 0.92 | 1.08 | 1.08 | 1.06 | 1.1 | 1.09 | 1.07 | 1.08 | 1.02 | 0.91 | 0.39 | 0.02 | 0 | 0 | 0 | 0 | 0 | 0 | 0 | 0 | 0 | 0 | 0.14 | 0.75 | 1.05 | 1.13 | 1.15 | 1.14 | 1.16 | 1.16 | 1.16 | 1.18 | 1.15 | 1.08 | 0.66 | 0.09 | 0 | 0 | 0 | 0 | 0 | 0 | 0 | 0 | 0 | 0 | 0.23 | 0.85 | 1.14 | 1.24 | 1.26 | 1.27 | 1.28 | 1.27 | 1.26 | 1.26 | 1.22 | 1.14 | 0.82 | 0.22 | 0 | 0 | 0 | 0 | 0 | 0 | 0 | 0 | 0 | 0 | 0.1 | 0.69 | 1.15 | 1.26 | 1.28 | 1.29 | 1.28 | 1.28 | 1.26 | 1.26 | 1.21 | 1.12 | 0.78 | 0.18 | 0 | 0 | 0 | 0 | 0 | 0 | 0 | 0 | 0 | 0 | 0.02 | 0.41 | 0.96 | 1.17 | 1.21 | 1.23 | 1.23 | 1.21 | 1.21 | 1.21 | 1.15 | 0.94 | 0.41 | 0.02 | 0 | 0 | 0 | 0 | 0 | 0 | 0 | 0 | 0 | 0 | 0 | 0.2 | 0.76 | 1.02 | 1.08 | 1.09 | 1.08 | 1.08 | 1.08 | 1.09 | 0.98 | 0.61 | 0.08 | 0 | 0 | 0 | 0 | 0 | 0 | 0 | 0 | 0 | 0 | 0 | 0 | 0.05 | 0.49 | 0.85 | 0.94 | 0.93 | 0.89 | 0.91 | 0.93 | 0.91 | 0.71 | 0.2 | 0 | 0 | 0 | 0 | 0 | 0 | 0 | 0 | 0 | 0 | 0 | 0 | 0 | 0.16 | 0.56 | 0.76 | 0.79 | 0.76 | 0.78 | 0.8 | 0.75 | 0.46 | 0.05 | 0 | 0 | 0 | 0 | 0 | 0 | 0 | 0 | 0 | 0 | 0 | 0 | 0 | 0 | 0.04 | 0.28 | 0.46 | 0.55 | 0.6 | 0.59 | 0.57 | 0.48 | 0.26 | 0.03 | 0 | 0 | 0 | 0 | 0 | 0 | 0
SUMWHT_6_SWSSR1 |  | Solar_1Axis | Solar Tracking | CISO | North | Norcal | FC | 18.5 | 0 | 0 | 0 | 0 | 0 | 0 | 0 | 0.43 | 3.5 | 6.19 | 7.55 | 8.17 | 8.43 | 7.87 | 7.34 | 5.04 | 1.12 | 0 | 0 | 0 | 0 | 0 | 0 | 0 | 0 | 0 | 0 | 0 | 0 | 0 | 0 | 2.35 | 9.56 | 12.26 | 12.21 | 11.66 | 11.51 | 11.48 | 11.74 | 10.19 | 5.32 | 0.28 | 0 | 0 | 0 | 0 | 0 | 0 | 0 | 0 | 0 | 0 | 0 | 0 | 0 | 1.44 | 8.14 | 12.21 | 12.88 | 12.41 | 12.51 | 11.98 | 11.39 | 10.72 | 8.98 | 2.72 | 0.56 | 0 | 0 | 0 | 0 | 0 | 0 | 0 | 0 | 0 | 0 | 0 | 0.15 | 4.76 | 11.36 | 13.37 | 13.29 | 13.09 | 13.53 | 13.45 | 13.2 | 13.37 | 12.59 | 11.19 | 4.81 | 0.19 | 0 | 0 | 0 | 0 | 0 | 0 | 0 | 0 | 0 | 0 | 1.73 | 9.23 | 12.98 | 13.89 | 14.12 | 14.01 | 14.31 | 14.33 | 14.37 | 14.56 | 14.15 | 13.27 | 8.09 | 1.07 | 0 | 0 | 0 | 0 | 0 | 0 | 0 | 0 | 0 | 0.01 | 2.87 | 10.44 | 14.08 | 15.3 | 15.51 | 15.64 | 15.74 | 15.65 | 15.54 | 15.59 | 14.99 | 14.05 | 10.13 | 2.74 | 0.02 | 0 | 0 | 0 | 0 | 0 | 0 | 0 | 0 | 0 | 1.29 | 8.55 | 14.12 | 15.59 | 15.83 | 15.88 | 15.76 | 15.75 | 15.51 | 15.49 | 14.93 | 13.81 | 9.58 | 2.21 | 0.01 | 0 | 0 | 0 | 0 | 0 | 0 | 0 | 0 | 0 | 0.19 | 5.05 | 11.8 | 14.37 | 14.94 | 15.13 | 15.11 | 14.97 | 14.95 | 14.89 | 14.24 | 11.6 | 5.1 | 0.3 | 0 | 0 | 0 | 0 | 0 | 0 | 0 | 0 | 0 | 0 | 0.01 | 2.44 | 9.42 | 12.6 | 13.35 | 13.5 | 13.35 | 13.26 | 13.3 | 13.49 | 12.14 | 7.53 | 0.97 | 0 | 0 | 0 | 0 | 0 | 0 | 0 | 0 | 0 | 0 | 0 | 0 | 0.64 | 6.02 | 10.53 | 11.61 | 11.46 | 11.03 | 11.17 | 11.51 | 11.23 | 8.8 | 2.49 | 0.02 | 0 | 0 | 0 | 0 | 0 | 0 | 0 | 0 | 0 | 0 | 0 | 0.02 | 1.98 | 6.89 | 9.4 | 9.76 | 9.35 | 9.62 | 9.84 | 9.3 | 5.67 | 0.68 | 0 | 0 | 0 | 0 | 0 | 0 | 0 | 0 | 0 | 0 | 0 | 0 | 0 | 0 | 0.47 | 3.47 | 5.67 | 6.79 | 7.44 | 7.33 | 7.06 | 5.94 | 3.16 | 0.37 | 0 | 0 | 0 | 0 | 0 | 0 | 0
SUNCAT_2_A2BSR2 |  | Paired_Solar_1Axis | Solar Tracking | CISO | South | Socal | ID | 40 | 0 | 0 | 0 | 0 | 0 | 0 | 0.02 | 4.79 | 18.77 | 24.44 | 24.19 | 23.76 | 23.51 | 23.56 | 21.34 | 15.4 | 2.6 | 0 | 0 | 0 | 0 | 0 | 0 | 0 | 0 | 0 | 0 | 0 | 0 | 0 | 0.28 | 10.46 | 25.46 | 28.13 | 27.52 | 27.27 | 27.12 | 26.16 | 25.52 | 23.19 | 9.85 | 0.39 | 0 | 0 | 0 | 0 | 0 | 0 | 0 | 0 | 0 | 0 | 0 | 0 | 0.06 | 6.84 | 23.78 | 29.19 | 29.29 | 28.7 | 28.4 | 28.27 | 26.85 | 24.76 | 18.47 | 6.95 | 1.12 | 0 | 0 | 0 | 0 | 0 | 0 | 0 | 0 | 0 | 0 | 0 | 1.23 | 14.61 | 28.63 | 30.63 | 31.89 | 31.8 | 32 | 31.66 | 31.3 | 30.16 | 28.44 | 23.06 | 7.29 | 0.12 | 0 | 0 | 0 | 0 | 0 | 0 | 0 | 0 | 0 | 0.02 | 5.93 | 21.9 | 30.09 | 32.59 | 33.65 | 33.94 | 34.05 | 33.91 | 33.33 | 32.53 | 31.02 | 27.2 | 13.13 | 1.04 | 0 | 0 | 0 | 0 | 0 | 0 | 0 | 0 | 0 | 0.1 | 7.29 | 22.26 | 29.72 | 32.3 | 33.78 | 34.42 | 34.2 | 34.21 | 33.68 | 32.78 | 31.42 | 28.38 | 16.98 | 2.76 | 0 | 0 | 0 | 0 | 0 | 0 | 0 | 0 | 0 | 0 | 3.23 | 17.11 | 27.42 | 31.53 | 33.21 | 33.86 | 33.55 | 33.16 | 32.87 | 32.08 | 30.43 | 26.32 | 15.09 | 2.26 | 0 | 0 | 0 | 0 | 0 | 0 | 0 | 0 | 0 | 0 | 1.24 | 13.7 | 26.92 | 31.53 | 33.22 | 34.06 | 34.18 | 33.41 | 31.77 | 31.03 | 28.52 | 22.72 | 8.12 | 0.22 | 0 | 0 | 0 | 0 | 0 | 0 | 0 | 0 | 0 | 0 | 0.2 | 9.14 | 23.39 | 28.82 | 30.87 | 31.44 | 31.96 | 31.37 | 30.48 | 28.51 | 25.84 | 13.72 | 1.22 | 0 | 0 | 0 | 0 | 0 | 0 | 0 | 0 | 0 | 0 | 0 | 0 | 4 | 19.74 | 26.38 | 27.75 | 28.15 | 28.08 | 27.81 | 28.23 | 26.4 | 19.91 | 4.34 | 0 | 0 | 0 | 0 | 0 | 0 | 0 | 0 | 0 | 0 | 0 | 0 | 0.63 | 11.18 | 23.38 | 26.26 | 25.75 | 25.02 | 25.43 | 25.28 | 23.26 | 13.66 | 1.27 | 0 | 0 | 0 | 0 | 0 | 0 | 0 | 0 | 0 | 0 | 0 | 0 | 0 | 0.04 | 5.29 | 16.67 | 20.89 | 20.59 | 19.81 | 20.62 | 20.29 | 18.7 | 10.22 | 0.84 | 0 | 0 | 0 | 0 | 0 | 0 | 0
SUNSLR_1_SSVSR1 |  | Solar_1Axis | Solar Tracking | CISO | South | Socal | FC | 100 | 0 | 0 | 0 | 0 | 0 | 0 | 0.05 | 11.98 | 46.92 | 61.09 | 60.48 | 59.41 | 58.77 | 58.91 | 53.36 | 38.5 | 6.5 | 0 | 0 | 0 | 0 | 0 | 0 | 0 | 0 | 0 | 0 | 0 | 0 | 0 | 0.69 | 26.16 | 63.64 | 70.33 | 68.79 | 68.19 | 67.81 | 65.39 | 63.79 | 57.98 | 24.63 | 0.99 | 0 | 0 | 0 | 0 | 0 | 0 | 0 | 0 | 0 | 0 | 0 | 0 | 0.15 | 17.11 | 59.44 | 72.97 | 73.23 | 71.74 | 70.99 | 70.67 | 67.12 | 61.89 | 46.18 | 17.37 | 2.81 | 0 | 0 | 0 | 0 | 0 | 0 | 0 | 0 | 0 | 0 | 0 | 3.06 | 36.53 | 71.58 | 76.56 | 79.73 | 79.5 | 80.01 | 79.16 | 78.24 | 75.4 | 71.1 | 57.64 | 18.23 | 0.29 | 0 | 0 | 0 | 0 | 0 | 0 | 0 | 0 | 0 | 0.06 | 14.83 | 54.76 | 75.22 | 81.46 | 84.13 | 84.85 | 85.13 | 84.76 | 83.33 | 81.32 | 77.54 | 68.01 | 32.83 | 2.6 | 0 | 0 | 0 | 0 | 0 | 0 | 0 | 0 | 0 | 0.24 | 18.21 | 55.64 | 74.3 | 80.74 | 84.44 | 86.06 | 85.5 | 85.52 | 84.19 | 81.95 | 78.55 | 70.95 | 42.44 | 6.89 | 0 | 0 | 0 | 0 | 0 | 0 | 0 | 0 | 0 | 0 | 8.08 | 42.76 | 68.55 | 78.82 | 83.02 | 84.65 | 83.87 | 82.89 | 82.17 | 80.19 | 76.08 | 65.8 | 37.73 | 5.64 | 0 | 0 | 0 | 0 | 0 | 0 | 0 | 0 | 0 | 0 | 3.1 | 34.25 | 67.29 | 78.83 | 83.05 | 85.15 | 85.45 | 83.54 | 79.42 | 77.58 | 71.3 | 56.79 | 20.3 | 0.56 | 0 | 0 | 0 | 0 | 0 | 0 | 0 | 0 | 0 | 0 | 0.49 | 22.84 | 58.48 | 72.04 | 77.18 | 78.59 | 79.9 | 78.43 | 76.21 | 71.28 | 64.61 | 34.3 | 3.05 | 0 | 0 | 0 | 0 | 0 | 0 | 0 | 0 | 0 | 0 | 0 | 0 | 10 | 49.34 | 65.94 | 69.37 | 70.37 | 70.2 | 69.52 | 70.56 | 66 | 49.77 | 10.84 | 0.01 | 0 | 0 | 0 | 0 | 0 | 0 | 0 | 0 | 0 | 0 | 0 | 1.57 | 27.96 | 58.45 | 65.64 | 64.37 | 62.56 | 63.57 | 63.2 | 58.14 | 34.15 | 3.17 | 0 | 0 | 0 | 0 | 0 | 0 | 0 | 0 | 0 | 0 | 0 | 0 | 0 | 0.11 | 13.23 | 41.67 | 52.23 | 51.48 | 49.52 | 51.55 | 50.73 | 46.74 | 25.54 | 2.1 | 0 | 0 | 0 | 0 | 0 | 0 | 0
SUNSPT_2_WNASR1 |  | Solar_1Axis | Solar Tracking | CISO | South | Socal | FC | 20 | 0 | 0 | 0 | 0 | 0 | 0 | 0.01 | 2.4 | 9.38 | 12.22 | 12.1 | 11.88 | 11.75 | 11.78 | 10.67 | 7.7 | 1.3 | 0 | 0 | 0 | 0 | 0 | 0 | 0 | 0 | 0 | 0 | 0 | 0 | 0 | 0.14 | 5.23 | 12.73 | 14.07 | 13.76 | 13.64 | 13.56 | 13.08 | 12.76 | 11.6 | 4.93 | 0.2 | 0 | 0 | 0 | 0 | 0 | 0 | 0 | 0 | 0 | 0 | 0 | 0 | 0.03 | 3.42 | 11.89 | 14.59 | 14.65 | 14.35 | 14.2 | 14.13 | 13.42 | 12.38 | 9.24 | 3.47 | 0.56 | 0 | 0 | 0 | 0 | 0 | 0 | 0 | 0 | 0 | 0 | 0 | 0.61 | 7.31 | 14.32 | 15.31 | 15.95 | 15.9 | 16 | 15.83 | 15.65 | 15.08 | 14.22 | 11.53 | 3.65 | 0.06 | 0 | 0 | 0 | 0 | 0 | 0 | 0 | 0 | 0 | 0.01 | 2.97 | 10.95 | 15.04 | 16.29 | 16.83 | 16.97 | 17.03 | 16.95 | 16.67 | 16.26 | 15.51 | 13.6 | 6.57 | 0.52 | 0 | 0 | 0 | 0 | 0 | 0 | 0 | 0 | 0 | 0.05 | 3.64 | 11.13 | 14.86 | 16.15 | 16.89 | 17.21 | 17.1 | 17.1 | 16.84 | 16.39 | 15.71 | 14.19 | 8.49 | 1.38 | 0 | 0 | 0 | 0 | 0 | 0 | 0 | 0 | 0 | 0 | 1.62 | 8.55 | 13.71 | 15.76 | 16.6 | 16.93 | 16.77 | 16.58 | 16.43 | 16.04 | 15.22 | 13.16 | 7.55 | 1.13 | 0 | 0 | 0 | 0 | 0 | 0 | 0 | 0 | 0 | 0 | 0.62 | 6.85 | 13.46 | 15.77 | 16.61 | 17.03 | 17.09 | 16.71 | 15.88 | 15.52 | 14.26 | 11.36 | 4.06 | 0.11 | 0 | 0 | 0 | 0 | 0 | 0 | 0 | 0 | 0 | 0 | 0.1 | 4.57 | 11.7 | 14.41 | 15.44 | 15.72 | 15.98 | 15.69 | 15.24 | 14.26 | 12.92 | 6.86 | 0.61 | 0 | 0 | 0 | 0 | 0 | 0 | 0 | 0 | 0 | 0 | 0 | 0 | 2 | 9.87 | 13.19 | 13.87 | 14.07 | 14.04 | 13.9 | 14.11 | 13.2 | 9.95 | 2.17 | 0 | 0 | 0 | 0 | 0 | 0 | 0 | 0 | 0 | 0 | 0 | 0 | 0.31 | 5.59 | 11.69 | 13.13 | 12.87 | 12.51 | 12.71 | 12.64 | 11.63 | 6.83 | 0.63 | 0 | 0 | 0 | 0 | 0 | 0 | 0 | 0 | 0 | 0 | 0 | 0 | 0 | 0.02 | 2.65 | 8.33 | 10.45 | 10.3 | 9.9 | 10.31 | 10.15 | 9.35 | 5.11 | 0.42 | 0 | 0 | 0 | 0 | 0 | 0 | 0
SUNST2_5_SS2SR1 |  | Solar_1Axis | Solar Tracking | CISO | South | Socal | FC | 150 | 0 | 0 | 0 | 0 | 0 | 0 | 0.07 | 17.97 | 70.38 | 91.63 | 90.72 | 89.11 | 88.15 | 88.36 | 80.04 | 57.76 | 9.74 | 0 | 0 | 0 | 0 | 0 | 0 | 0 | 0 | 0 | 0 | 0 | 0 | 0 | 1.03 | 39.23 | 95.47 | 105.49 | 103.18 | 102.28 | 101.71 | 98.08 | 95.69 | 86.98 | 36.95 | 1.48 | 0 | 0 | 0 | 0 | 0 | 0 | 0 | 0 | 0 | 0 | 0 | 0 | 0.22 | 25.66 | 89.16 | 109.45 | 109.84 | 107.61 | 106.49 | 106 | 100.68 | 92.83 | 69.27 | 26.06 | 4.21 | 0 | 0 | 0 | 0 | 0 | 0 | 0 | 0 | 0 | 0 | 0 | 4.59 | 54.8 | 107.36 | 114.84 | 119.59 | 119.25 | 120.01 | 118.74 | 117.36 | 113.1 | 106.65 | 86.46 | 27.34 | 0.44 | 0 | 0 | 0 | 0 | 0 | 0 | 0 | 0 | 0 | 0.09 | 22.24 | 82.14 | 112.83 | 122.2 | 126.2 | 127.27 | 127.69 | 127.15 | 124.99 | 121.97 | 116.31 | 102.01 | 49.25 | 3.9 | 0 | 0 | 0 | 0 | 0 | 0 | 0 | 0 | 0 | 0.36 | 27.32 | 83.46 | 111.45 | 121.11 | 126.67 | 129.09 | 128.25 | 128.28 | 126.28 | 122.92 | 117.82 | 106.42 | 63.66 | 10.33 | 0.01 | 0 | 0 | 0 | 0 | 0 | 0 | 0 | 0 | 0.01 | 12.12 | 64.15 | 102.82 | 118.23 | 124.53 | 126.97 | 125.8 | 124.33 | 123.26 | 120.28 | 114.13 | 98.7 | 56.59 | 8.46 | 0 | 0 | 0 | 0 | 0 | 0 | 0 | 0 | 0 | 0 | 4.64 | 51.38 | 100.94 | 118.25 | 124.58 | 127.73 | 128.18 | 125.3 | 119.14 | 116.37 | 106.96 | 85.19 | 30.45 | 0.84 | 0 | 0 | 0 | 0 | 0 | 0 | 0 | 0 | 0 | 0 | 0.74 | 34.27 | 87.72 | 108.06 | 115.77 | 117.89 | 119.85 | 117.64 | 114.31 | 106.91 | 96.91 | 51.44 | 4.57 | 0 | 0 | 0 | 0 | 0 | 0 | 0 | 0 | 0 | 0 | 0 | 0.01 | 14.99 | 74.01 | 98.92 | 104.06 | 105.55 | 105.3 | 104.28 | 105.85 | 99 | 74.65 | 16.26 | 0.01 | 0 | 0 | 0 | 0 | 0 | 0 | 0 | 0 | 0 | 0 | 0 | 2.36 | 41.94 | 87.67 | 98.46 | 96.56 | 93.83 | 95.36 | 94.81 | 87.21 | 51.22 | 4.75 | 0 | 0 | 0 | 0 | 0 | 0 | 0 | 0 | 0 | 0 | 0 | 0 | 0 | 0.16 | 19.84 | 62.5 | 78.34 | 77.22 | 74.28 | 77.32 | 76.1 | 70.11 | 38.31 | 3.15 | 0 | 0 | 0 | 0 | 0 | 0 | 0
TEHAPI_2_PW1WD1 |  | Wind | Wind | CISO | South | Socal | FC | 47.49 | 2.49 | 2.64 | 2.49 | 2.37 | 2.65 | 2.58 | 2.64 | 2.43 | 2.11 | 2.39 | 2.13 | 2.33 | 2.62 | 2.39 | 2.63 | 2.62 | 2.24 | 2.16 | 2.59 | 2.45 | 2.41 | 2.65 | 2.29 | 2.41 | 4.6 | 4.39 | 5.04 | 4.91 | 4.14 | 4.39 | 4.33 | 3.55 | 3.71 | 4.1 | 5.1 | 5.28 | 4.76 | 4.41 | 5.63 | 5.77 | 5.66 | 5.91 | 5.59 | 6.08 | 6.97 | 6.02 | 5.3 | 5.22 | 5.13 | 4.82 | 4.22 | 4.19 | 4.27 | 4.26 | 4.27 | 3.51 | 2.71 | 2.7 | 2.75 | 3.11 | 3.77 | 4.07 | 4.6 | 4.49 | 6.01 | 6.4 | 6.04 | 6.49 | 6.29 | 6.45 | 5.32 | 5.04 | 17.54 | 18.19 | 16.62 | 15.2 | 14.21 | 12.7 | 10.48 | 8.65 | 6.31 | 5.62 | 5.58 | 5.56 | 5.41 | 6.32 | 9.48 | 13.09 | 15.56 | 17.47 | 18.75 | 19.16 | 19.16 | 19.33 | 18.43 | 18.42 | 20.51 | 19.44 | 18.58 | 18.57 | 16.36 | 13.15 | 10.07 | 7.58 | 5.62 | 4.19 | 3.15 | 3.03 | 2.6 | 3.6 | 6 | 9.68 | 15.1 | 18.08 | 20.42 | 19.69 | 19.9 | 21.01 | 20.71 | 21.16 | 21.1 | 20.6 | 19.16 | 17.49 | 15.97 | 12.89 | 10.08 | 7.41 | 4.55 | 3.3 | 2.36 | 2.75 | 2.98 | 3.5 | 5.75 | 9.19 | 13.27 | 15.67 | 18.01 | 20.19 | 22.04 | 21.97 | 21.71 | 21.87 | 19.87 | 18.67 | 17.6 | 15.51 | 12.85 | 11.05 | 8.21 | 5.31 | 2.7 | 1.8 | 1.54 | 1.82 | 2.43 | 3.55 | 5.81 | 8.66 | 12.45 | 15.82 | 18.29 | 19.96 | 21.61 | 22.14 | 21.44 | 20.68 | 17.79 | 17.25 | 15.83 | 13.53 | 10.9 | 9.5 | 6.99 | 5.04 | 3.09 | 2.12 | 1.66 | 1.84 | 2.5 | 3.52 | 5.4 | 7.88 | 10.81 | 13.86 | 15.61 | 18.93 | 20.07 | 20.01 | 19.35 | 18.46 | 8.97 | 8.27 | 7.49 | 5.84 | 4.8 | 3.48 | 2.79 | 1.93 | 1.61 | 1.61 | 1.85 | 2.46 | 2.86 | 3.39 | 4.21 | 5.2 | 5.89 | 7.76 | 9.5 | 11.4 | 11.41 | 11.4 | 10.71 | 9.79 | 4.68 | 4.34 | 4.4 | 4.33 | 3.97 | 3.26 | 2.63 | 2.18 | 1.46 | 1.31 | 1.4 | 1.74 | 2.06 | 2.06 | 2.09 | 2.42 | 3.08 | 3.68 | 4.45 | 5.12 | 5.65 | 5.75 | 5.32 | 4.57 | 2.09 | 1.85 | 1.9 | 1.93 | 1.96 | 1.98 | 1.89 | 1.7 | 1.55 | 1.69 | 1.84 | 2.1 | 1.99 | 2.11 | 2.13 | 1.78 | 1.62 | 2.05 | 2.59 | 2.79 | 2.97 | 2.2 | 2.33 | 2.25 | 1.77 | 1.72 | 1.69 | 1.93 | 1.89 | 1.92 | 1.91 | 1.78 | 1.67 | 1.66 | 1.65 | 1.8 | 1.79 | 1.65 | 1.58 | 1.65 | 1.83 | 1.93 | 2.18 | 2.04 | 2.31 | 2.08 | 1.96 | 1.95
TEHAPI_2_PW2WD2 |  | Wind | Wind | CISO | South | Socal | FC | 14.4 | 0.76 | 0.8 | 0.75 | 0.72 | 0.8 | 0.78 | 0.8 | 0.74 | 0.64 | 0.72 | 0.64 | 0.71 | 0.79 | 0.72 | 0.8 | 0.8 | 0.68 | 0.66 | 0.79 | 0.74 | 0.73 | 0.8 | 0.69 | 0.73 | 1.4 | 1.33 | 1.53 | 1.49 | 1.26 | 1.33 | 1.31 | 1.08 | 1.12 | 1.24 | 1.55 | 1.6 | 1.44 | 1.34 | 1.71 | 1.75 | 1.71 | 1.79 | 1.69 | 1.84 | 2.11 | 1.83 | 1.61 | 1.58 | 1.55 | 1.46 | 1.28 | 1.27 | 1.29 | 1.29 | 1.29 | 1.06 | 0.82 | 0.82 | 0.83 | 0.94 | 1.14 | 1.24 | 1.4 | 1.36 | 1.82 | 1.94 | 1.83 | 1.97 | 1.91 | 1.96 | 1.61 | 1.53 | 5.32 | 5.52 | 5.04 | 4.61 | 4.31 | 3.85 | 3.18 | 2.62 | 1.91 | 1.7 | 1.69 | 1.69 | 1.64 | 1.92 | 2.87 | 3.97 | 4.72 | 5.3 | 5.69 | 5.81 | 5.81 | 5.86 | 5.59 | 5.59 | 6.22 | 5.9 | 5.64 | 5.63 | 4.96 | 3.99 | 3.05 | 2.3 | 1.7 | 1.27 | 0.95 | 0.92 | 0.79 | 1.09 | 1.82 | 2.94 | 4.58 | 5.48 | 6.19 | 5.97 | 6.03 | 6.37 | 6.28 | 6.42 | 6.4 | 6.25 | 5.81 | 5.3 | 4.84 | 3.91 | 3.06 | 2.25 | 1.38 | 1 | 0.72 | 0.83 | 0.9 | 1.06 | 1.74 | 2.79 | 4.02 | 4.75 | 5.46 | 6.12 | 6.68 | 6.66 | 6.58 | 6.63 | 6.02 | 5.66 | 5.34 | 4.7 | 3.9 | 3.35 | 2.49 | 1.61 | 0.82 | 0.55 | 0.47 | 0.55 | 0.74 | 1.08 | 1.76 | 2.63 | 3.78 | 4.8 | 5.55 | 6.05 | 6.55 | 6.71 | 6.5 | 6.27 | 5.39 | 5.23 | 4.8 | 4.1 | 3.31 | 2.88 | 2.12 | 1.53 | 0.94 | 0.64 | 0.5 | 0.56 | 0.76 | 1.07 | 1.64 | 2.39 | 3.28 | 4.2 | 4.73 | 5.74 | 6.09 | 6.07 | 5.87 | 5.6 | 2.72 | 2.51 | 2.27 | 1.77 | 1.46 | 1.05 | 0.85 | 0.58 | 0.49 | 0.49 | 0.56 | 0.75 | 0.87 | 1.03 | 1.28 | 1.58 | 1.78 | 2.35 | 2.88 | 3.46 | 3.46 | 3.46 | 3.25 | 2.97 | 1.42 | 1.31 | 1.33 | 1.31 | 1.2 | 0.99 | 0.8 | 0.66 | 0.44 | 0.4 | 0.42 | 0.53 | 0.62 | 0.63 | 0.64 | 0.73 | 0.94 | 1.12 | 1.35 | 1.55 | 1.71 | 1.74 | 1.61 | 1.39 | 0.64 | 0.56 | 0.58 | 0.58 | 0.59 | 0.6 | 0.57 | 0.52 | 0.47 | 0.51 | 0.56 | 0.64 | 0.6 | 0.64 | 0.65 | 0.54 | 0.49 | 0.62 | 0.78 | 0.84 | 0.9 | 0.67 | 0.71 | 0.68 | 0.54 | 0.52 | 0.51 | 0.59 | 0.57 | 0.58 | 0.58 | 0.54 | 0.5 | 0.5 | 0.5 | 0.55 | 0.54 | 0.5 | 0.48 | 0.5 | 0.55 | 0.58 | 0.66 | 0.62 | 0.7 | 0.63 | 0.6 | 0.59
TEHAPI_2_WIND1 |  | Wind | Wind | CISO | South | Socal | FC | 19.85 | 1.04 | 1.1 | 1.04 | 0.99 | 1.11 | 1.08 | 1.11 | 1.01 | 0.88 | 1 | 0.89 | 0.97 | 1.09 | 1 | 1.1 | 1.1 | 0.94 | 0.9 | 1.08 | 1.02 | 1.01 | 1.11 | 0.96 | 1.01 | 1.92 | 1.83 | 2.1 | 2.05 | 1.73 | 1.84 | 1.81 | 1.48 | 1.55 | 1.71 | 2.13 | 2.21 | 1.99 | 1.84 | 2.35 | 2.41 | 2.36 | 2.47 | 2.33 | 2.54 | 2.91 | 2.52 | 2.22 | 2.18 | 2.14 | 2.01 | 1.76 | 1.75 | 1.78 | 1.78 | 1.78 | 1.47 | 1.13 | 1.13 | 1.15 | 1.3 | 1.58 | 1.7 | 1.92 | 1.88 | 2.51 | 2.68 | 2.52 | 2.71 | 2.63 | 2.7 | 2.22 | 2.11 | 7.33 | 7.6 | 6.95 | 6.35 | 5.94 | 5.31 | 4.38 | 3.61 | 2.64 | 2.35 | 2.33 | 2.33 | 2.26 | 2.64 | 3.96 | 5.47 | 6.5 | 7.3 | 7.84 | 8.01 | 8.01 | 8.08 | 7.7 | 7.7 | 8.57 | 8.13 | 7.77 | 7.76 | 6.84 | 5.5 | 4.21 | 3.17 | 2.35 | 1.75 | 1.32 | 1.27 | 1.09 | 1.51 | 2.51 | 4.05 | 6.31 | 7.56 | 8.54 | 8.23 | 8.32 | 8.78 | 8.66 | 8.84 | 8.82 | 8.61 | 8.01 | 7.31 | 6.67 | 5.39 | 4.21 | 3.1 | 1.9 | 1.38 | 0.99 | 1.15 | 1.25 | 1.46 | 2.4 | 3.84 | 5.55 | 6.55 | 7.53 | 8.44 | 9.21 | 9.18 | 9.07 | 9.14 | 8.31 | 7.8 | 7.36 | 6.48 | 5.37 | 4.62 | 3.43 | 2.22 | 1.13 | 0.75 | 0.64 | 0.76 | 1.01 | 1.49 | 2.43 | 3.62 | 5.2 | 6.61 | 7.65 | 8.34 | 9.03 | 9.25 | 8.96 | 8.64 | 7.43 | 7.21 | 6.62 | 5.66 | 4.56 | 3.97 | 2.92 | 2.11 | 1.29 | 0.89 | 0.69 | 0.77 | 1.04 | 1.47 | 2.26 | 3.29 | 4.52 | 5.79 | 6.53 | 7.91 | 8.39 | 8.36 | 8.09 | 7.72 | 3.75 | 3.46 | 3.13 | 2.44 | 2.01 | 1.45 | 1.17 | 0.81 | 0.67 | 0.67 | 0.77 | 1.03 | 1.19 | 1.42 | 1.76 | 2.18 | 2.46 | 3.24 | 3.97 | 4.77 | 4.77 | 4.76 | 4.48 | 4.09 | 1.96 | 1.81 | 1.84 | 1.81 | 1.66 | 1.36 | 1.1 | 0.91 | 0.61 | 0.55 | 0.58 | 0.73 | 0.86 | 0.86 | 0.88 | 1.01 | 1.29 | 1.54 | 1.86 | 2.14 | 2.36 | 2.4 | 2.22 | 1.91 | 0.88 | 0.78 | 0.79 | 0.81 | 0.82 | 0.83 | 0.79 | 0.71 | 0.65 | 0.71 | 0.77 | 0.88 | 0.83 | 0.88 | 0.89 | 0.74 | 0.68 | 0.86 | 1.08 | 1.16 | 1.24 | 0.92 | 0.98 | 0.94 | 0.74 | 0.72 | 0.7 | 0.81 | 0.79 | 0.8 | 0.8 | 0.74 | 0.7 | 0.69 | 0.69 | 0.75 | 0.75 | 0.69 | 0.66 | 0.69 | 0.76 | 0.81 | 0.91 | 0.85 | 0.97 | 0.87 | 0.82 | 0.81
TEHAPI_2_WIND2 |  | Wind | Wind | CISO | South | Socal | FC | 23.66 | 1.24 | 1.31 | 1.24 | 1.18 | 1.32 | 1.28 | 1.32 | 1.21 | 1.05 | 1.19 | 1.06 | 1.16 | 1.3 | 1.19 | 1.31 | 1.31 | 1.12 | 1.08 | 1.29 | 1.22 | 1.2 | 1.32 | 1.14 | 1.2 | 2.29 | 2.19 | 2.51 | 2.45 | 2.06 | 2.19 | 2.16 | 1.77 | 1.85 | 2.04 | 2.54 | 2.63 | 2.37 | 2.2 | 2.8 | 2.87 | 2.82 | 2.95 | 2.78 | 3.03 | 3.47 | 3 | 2.64 | 2.6 | 2.55 | 2.4 | 2.1 | 2.09 | 2.13 | 2.12 | 2.13 | 1.75 | 1.35 | 1.35 | 1.37 | 1.55 | 1.88 | 2.03 | 2.29 | 2.24 | 3 | 3.19 | 3.01 | 3.23 | 3.13 | 3.21 | 2.65 | 2.51 | 8.74 | 9.06 | 8.28 | 7.57 | 7.08 | 6.33 | 5.22 | 4.31 | 3.14 | 2.8 | 2.78 | 2.77 | 2.7 | 3.15 | 4.72 | 6.52 | 7.75 | 8.71 | 9.34 | 9.55 | 9.55 | 9.63 | 9.18 | 9.18 | 10.22 | 9.69 | 9.26 | 9.25 | 8.15 | 6.55 | 5.02 | 3.77 | 2.8 | 2.09 | 1.57 | 1.51 | 1.3 | 1.8 | 2.99 | 4.82 | 7.52 | 9.01 | 10.17 | 9.81 | 9.91 | 10.47 | 10.32 | 10.54 | 10.51 | 10.26 | 9.55 | 8.72 | 7.96 | 6.42 | 5.02 | 3.69 | 2.27 | 1.64 | 1.18 | 1.37 | 1.48 | 1.74 | 2.87 | 4.58 | 6.61 | 7.81 | 8.97 | 10.06 | 10.98 | 10.95 | 10.82 | 10.9 | 9.9 | 9.3 | 8.77 | 7.73 | 6.4 | 5.5 | 4.09 | 2.64 | 1.35 | 0.9 | 0.77 | 0.91 | 1.21 | 1.77 | 2.89 | 4.32 | 6.2 | 7.88 | 9.11 | 9.95 | 10.77 | 11.03 | 10.68 | 10.3 | 8.86 | 8.59 | 7.89 | 6.74 | 5.43 | 4.74 | 3.48 | 2.51 | 1.54 | 1.06 | 0.83 | 0.92 | 1.24 | 1.75 | 2.69 | 3.93 | 5.38 | 6.9 | 7.78 | 9.43 | 10 | 9.97 | 9.64 | 9.2 | 4.47 | 4.12 | 3.73 | 2.91 | 2.39 | 1.73 | 1.39 | 0.96 | 0.8 | 0.8 | 0.92 | 1.23 | 1.42 | 1.69 | 2.1 | 2.59 | 2.93 | 3.87 | 4.73 | 5.68 | 5.69 | 5.68 | 5.34 | 4.88 | 2.33 | 2.16 | 2.19 | 2.16 | 1.98 | 1.62 | 1.31 | 1.09 | 0.72 | 0.65 | 0.7 | 0.87 | 1.03 | 1.03 | 1.04 | 1.2 | 1.54 | 1.84 | 2.21 | 2.55 | 2.82 | 2.87 | 2.65 | 2.28 | 1.04 | 0.92 | 0.95 | 0.96 | 0.97 | 0.99 | 0.94 | 0.85 | 0.77 | 0.84 | 0.92 | 1.05 | 0.99 | 1.05 | 1.06 | 0.89 | 0.81 | 1.02 | 1.29 | 1.39 | 1.48 | 1.1 | 1.16 | 1.12 | 0.88 | 0.86 | 0.84 | 0.96 | 0.94 | 0.96 | 0.95 | 0.89 | 0.83 | 0.83 | 0.82 | 0.9 | 0.89 | 0.82 | 0.79 | 0.82 | 0.91 | 0.96 | 1.09 | 1.02 | 1.15 | 1.04 | 0.98 | 0.97
TIFFNY_1_DILLON |  | Wind | Wind | CISO | South | Socal | FC | 45 | 2.36 | 2.5 | 2.36 | 2.25 | 2.51 | 2.44 | 2.51 | 2.3 | 2 | 2.27 | 2.01 | 2.21 | 2.48 | 2.26 | 2.49 | 2.49 | 2.13 | 2.05 | 2.45 | 2.32 | 2.29 | 2.51 | 2.17 | 2.29 | 4.36 | 4.16 | 4.77 | 4.65 | 3.93 | 4.16 | 4.1 | 3.36 | 3.51 | 3.88 | 4.83 | 5.01 | 4.51 | 4.18 | 5.33 | 5.46 | 5.36 | 5.6 | 5.29 | 5.76 | 6.61 | 5.71 | 5.02 | 4.94 | 4.86 | 4.56 | 4 | 3.97 | 4.05 | 4.03 | 4.04 | 3.32 | 2.57 | 2.56 | 2.61 | 2.95 | 3.58 | 3.86 | 4.36 | 4.25 | 5.7 | 6.07 | 5.72 | 6.15 | 5.96 | 6.11 | 5.04 | 4.78 | 16.62 | 17.24 | 15.75 | 14.4 | 13.47 | 12.04 | 9.93 | 8.19 | 5.98 | 5.33 | 5.29 | 5.27 | 5.13 | 5.99 | 8.98 | 12.41 | 14.75 | 16.56 | 17.77 | 18.16 | 18.16 | 18.32 | 17.46 | 17.46 | 19.44 | 18.42 | 17.61 | 17.6 | 15.5 | 12.46 | 9.55 | 7.18 | 5.32 | 3.97 | 2.98 | 2.87 | 2.46 | 3.42 | 5.68 | 9.18 | 14.31 | 17.13 | 19.35 | 18.66 | 18.85 | 19.91 | 19.62 | 20.05 | 20 | 19.52 | 18.15 | 16.58 | 15.13 | 12.21 | 9.55 | 7.02 | 4.31 | 3.12 | 2.24 | 2.61 | 2.82 | 3.32 | 5.45 | 8.71 | 12.57 | 14.85 | 17.06 | 19.13 | 20.89 | 20.82 | 20.57 | 20.73 | 18.83 | 17.69 | 16.68 | 14.69 | 12.18 | 10.47 | 7.78 | 5.03 | 2.56 | 1.71 | 1.46 | 1.73 | 2.3 | 3.37 | 5.5 | 8.21 | 11.8 | 15 | 17.33 | 18.92 | 20.48 | 20.98 | 20.32 | 19.59 | 16.85 | 16.34 | 15 | 12.82 | 10.33 | 9.01 | 6.62 | 4.78 | 2.93 | 2.01 | 1.57 | 1.75 | 2.37 | 3.33 | 5.12 | 7.47 | 10.24 | 13.13 | 14.79 | 17.94 | 19.02 | 18.96 | 18.34 | 17.49 | 8.5 | 7.84 | 7.1 | 5.53 | 4.55 | 3.29 | 2.64 | 1.83 | 1.52 | 1.53 | 1.75 | 2.33 | 2.71 | 3.22 | 3.99 | 4.93 | 5.58 | 7.36 | 9 | 10.81 | 10.81 | 10.8 | 10.15 | 9.28 | 4.43 | 4.11 | 4.17 | 4.1 | 3.76 | 3.09 | 2.49 | 2.06 | 1.38 | 1.24 | 1.32 | 1.65 | 1.95 | 1.95 | 1.98 | 2.29 | 2.92 | 3.49 | 4.21 | 4.85 | 5.36 | 5.45 | 5.04 | 4.33 | 1.98 | 1.76 | 1.8 | 1.83 | 1.85 | 1.88 | 1.79 | 1.61 | 1.47 | 1.6 | 1.75 | 1.99 | 1.89 | 2 | 2.02 | 1.69 | 1.53 | 1.95 | 2.45 | 2.64 | 2.81 | 2.09 | 2.21 | 2.13 | 1.68 | 1.63 | 1.6 | 1.83 | 1.79 | 1.82 | 1.81 | 1.68 | 1.58 | 1.57 | 1.56 | 1.71 | 1.7 | 1.57 | 1.49 | 1.57 | 1.73 | 1.83 | 2.07 | 1.94 | 2.19 | 1.97 | 1.86 | 1.85
TMPLTN_2_SOLAR |  | Solar_Fixed | Solar Fixed | CISO | North | Norcal | FC | 1.5 | 0 | 0 | 0 | 0 | 0 | 0 | 0 | 0.05 | 0.32 | 0.63 | 0.8 | 0.84 | 0.87 | 0.77 | 0.72 | 0.49 | 0.12 | 0 | 0 | 0 | 0 | 0 | 0 | 0 | 0 | 0 | 0 | 0 | 0 | 0 | 0 | 0.17 | 0.67 | 0.92 | 1.01 | 1.04 | 1.06 | 1 | 0.93 | 0.76 | 0.38 | 0.03 | 0 | 0 | 0 | 0 | 0 | 0 | 0 | 0 | 0 | 0 | 0 | 0 | 0 | 0.1 | 0.52 | 0.84 | 1.01 | 1.03 | 1.02 | 0.99 | 0.92 | 0.82 | 0.63 | 0.22 | 0.05 | 0 | 0 | 0 | 0 | 0 | 0 | 0 | 0 | 0 | 0 | 0 | 0.01 | 0.27 | 0.75 | 1.02 | 1.14 | 1.18 | 1.22 | 1.2 | 1.19 | 1.14 | 1.01 | 0.77 | 0.3 | 0.01 | 0 | 0 | 0 | 0 | 0 | 0 | 0 | 0 | 0 | 0 | 0.08 | 0.49 | 0.86 | 1.08 | 1.19 | 1.24 | 1.23 | 1.23 | 1.23 | 1.19 | 1.06 | 0.86 | 0.45 | 0.06 | 0 | 0 | 0 | 0 | 0 | 0 | 0 | 0 | 0 | 0 | 0.13 | 0.55 | 0.9 | 1.1 | 1.22 | 1.28 | 1.3 | 1.31 | 1.29 | 1.24 | 1.1 | 0.9 | 0.55 | 0.14 | 0 | 0 | 0 | 0 | 0 | 0 | 0 | 0 | 0 | 0 | 0.06 | 0.46 | 0.88 | 1.12 | 1.25 | 1.32 | 1.34 | 1.33 | 1.3 | 1.24 | 1.12 | 0.91 | 0.54 | 0.12 | 0 | 0 | 0 | 0 | 0 | 0 | 0 | 0 | 0 | 0 | 0.01 | 0.29 | 0.76 | 1.05 | 1.21 | 1.28 | 1.29 | 1.29 | 1.27 | 1.2 | 1.06 | 0.78 | 0.32 | 0.02 | 0 | 0 | 0 | 0 | 0 | 0 | 0 | 0 | 0 | 0 | 0 | 0.16 | 0.64 | 0.97 | 1.13 | 1.2 | 1.22 | 1.21 | 1.18 | 1.12 | 0.93 | 0.52 | 0.08 | 0 | 0 | 0 | 0 | 0 | 0 | 0 | 0 | 0 | 0 | 0 | 0 | 0.05 | 0.46 | 0.84 | 1 | 1.05 | 1.06 | 1.05 | 1.02 | 0.93 | 0.67 | 0.2 | 0 | 0 | 0 | 0 | 0 | 0 | 0 | 0 | 0 | 0 | 0 | 0 | 0 | 0.18 | 0.62 | 0.87 | 0.97 | 0.99 | 0.98 | 0.93 | 0.81 | 0.46 | 0.06 | 0 | 0 | 0 | 0 | 0 | 0 | 0 | 0 | 0 | 0 | 0 | 0 | 0 | 0 | 0.06 | 0.34 | 0.59 | 0.73 | 0.78 | 0.74 | 0.67 | 0.62 | 0.32 | 0.04 | 0 | 0 | 0 | 0 | 0 | 0 | 0
TOPAZ_2_SOLAR |  | Solar_Fixed | Solar Fixed | CISO | North | Norcal | FC | 550 | 0 | 0 | 0 | 0 | 0 | 0 | 0 | 16.95 | 118.81 | 232.52 | 292.88 | 306.99 | 320.2 | 281.74 | 264.75 | 180.58 | 42.37 | 0.04 | 0 | 0 | 0 | 0 | 0 | 0 | 0 | 0 | 0 | 0 | 0 | 0 | 0.09 | 63.08 | 245.37 | 338.02 | 370.73 | 379.6 | 389.24 | 366.81 | 341.47 | 277.31 | 140.49 | 10.1 | 0 | 0 | 0 | 0 | 0 | 0 | 0 | 0 | 0 | 0 | 0 | 0 | 0 | 34.92 | 188.92 | 307.94 | 368.92 | 377.4 | 374.46 | 361.18 | 338.16 | 301.36 | 232.37 | 82.23 | 17.72 | 0.06 | 0 | 0 | 0 | 0 | 0 | 0 | 0 | 0 | 0 | 0 | 3.24 | 97.91 | 275.99 | 373.46 | 416.76 | 433 | 447.12 | 439.43 | 437.59 | 418.04 | 369.96 | 281.9 | 108.43 | 4.62 | 0 | 0 | 0 | 0 | 0 | 0 | 0 | 0 | 0 | 0 | 31.14 | 179.8 | 314.94 | 396.52 | 436.56 | 453.56 | 452.45 | 452.35 | 452.17 | 435.14 | 387.88 | 314.3 | 164.83 | 22.15 | 0.01 | 0 | 0 | 0 | 0 | 0 | 0 | 0 | 0 | 0.18 | 47.6 | 200.59 | 328.45 | 403.79 | 448.36 | 470.66 | 478.15 | 481.89 | 471.72 | 453.24 | 405.16 | 329.25 | 200.38 | 49.74 | 0.54 | 0 | 0 | 0 | 0 | 0 | 0 | 0 | 0 | 0 | 23.61 | 170.25 | 322.73 | 412.2 | 459.65 | 483.83 | 492.01 | 487.64 | 477.04 | 453.49 | 409.07 | 331.96 | 199.53 | 43.6 | 0.24 | 0 | 0 | 0 | 0 | 0 | 0 | 0 | 0 | 0 | 4.57 | 105.76 | 280.17 | 386.39 | 444.07 | 469.31 | 474.36 | 473.95 | 464.97 | 441.65 | 388.12 | 285.54 | 115.81 | 7.74 | 0 | 0 | 0 | 0 | 0 | 0 | 0 | 0 | 0 | 0 | 0.14 | 59.18 | 235.49 | 355.81 | 415.99 | 438.51 | 447.69 | 442.64 | 433.62 | 410.06 | 339.85 | 191.31 | 29.27 | 0 | 0 | 0 | 0 | 0 | 0 | 0 | 0 | 0 | 0 | 0 | 0 | 18.84 | 168.69 | 307.55 | 365.86 | 384.4 | 389.92 | 386.73 | 375.68 | 339.44 | 246.55 | 75.14 | 0.64 | 0 | 0 | 0 | 0 | 0 | 0 | 0 | 0 | 0 | 0 | 0 | 0.59 | 66.9 | 226.79 | 318.32 | 354.78 | 361.64 | 359.64 | 339.2 | 297.33 | 170.04 | 22.55 | 0 | 0 | 0 | 0 | 0 | 0 | 0 | 0 | 0 | 0 | 0 | 0 | 0 | 0 | 21.45 | 123.88 | 215.84 | 266.19 | 284.37 | 271.87 | 245.68 | 225.95 | 116.48 | 14.24 | 0 | 0 | 0 | 0 | 0 | 0 | 0
TORTLA_1_SOLAR |  | Solar_1Axis | Solar Tracking | CISO | South | Socal | FC | 20 | 0 | 0 | 0 | 0 | 0 | 0 | 0.01 | 2.4 | 9.38 | 12.22 | 12.1 | 11.88 | 11.75 | 11.78 | 10.67 | 7.7 | 1.3 | 0 | 0 | 0 | 0 | 0 | 0 | 0 | 0 | 0 | 0 | 0 | 0 | 0 | 0.14 | 5.23 | 12.73 | 14.07 | 13.76 | 13.64 | 13.56 | 13.08 | 12.76 | 11.6 | 4.93 | 0.2 | 0 | 0 | 0 | 0 | 0 | 0 | 0 | 0 | 0 | 0 | 0 | 0 | 0.03 | 3.42 | 11.89 | 14.59 | 14.65 | 14.35 | 14.2 | 14.13 | 13.42 | 12.38 | 9.24 | 3.47 | 0.56 | 0 | 0 | 0 | 0 | 0 | 0 | 0 | 0 | 0 | 0 | 0 | 0.61 | 7.31 | 14.32 | 15.31 | 15.95 | 15.9 | 16 | 15.83 | 15.65 | 15.08 | 14.22 | 11.53 | 3.65 | 0.06 | 0 | 0 | 0 | 0 | 0 | 0 | 0 | 0 | 0 | 0.01 | 2.97 | 10.95 | 15.04 | 16.29 | 16.83 | 16.97 | 17.03 | 16.95 | 16.67 | 16.26 | 15.51 | 13.6 | 6.57 | 0.52 | 0 | 0 | 0 | 0 | 0 | 0 | 0 | 0 | 0 | 0.05 | 3.64 | 11.13 | 14.86 | 16.15 | 16.89 | 17.21 | 17.1 | 17.1 | 16.84 | 16.39 | 15.71 | 14.19 | 8.49 | 1.38 | 0 | 0 | 0 | 0 | 0 | 0 | 0 | 0 | 0 | 0 | 1.62 | 8.55 | 13.71 | 15.76 | 16.6 | 16.93 | 16.77 | 16.58 | 16.43 | 16.04 | 15.22 | 13.16 | 7.55 | 1.13 | 0 | 0 | 0 | 0 | 0 | 0 | 0 | 0 | 0 | 0 | 0.62 | 6.85 | 13.46 | 15.77 | 16.61 | 17.03 | 17.09 | 16.71 | 15.88 | 15.52 | 14.26 | 11.36 | 4.06 | 0.11 | 0 | 0 | 0 | 0 | 0 | 0 | 0 | 0 | 0 | 0 | 0.1 | 4.57 | 11.7 | 14.41 | 15.44 | 15.72 | 15.98 | 15.69 | 15.24 | 14.26 | 12.92 | 6.86 | 0.61 | 0 | 0 | 0 | 0 | 0 | 0 | 0 | 0 | 0 | 0 | 0 | 0 | 2 | 9.87 | 13.19 | 13.87 | 14.07 | 14.04 | 13.9 | 14.11 | 13.2 | 9.95 | 2.17 | 0 | 0 | 0 | 0 | 0 | 0 | 0 | 0 | 0 | 0 | 0 | 0 | 0.31 | 5.59 | 11.69 | 13.13 | 12.87 | 12.51 | 12.71 | 12.64 | 11.63 | 6.83 | 0.63 | 0 | 0 | 0 | 0 | 0 | 0 | 0 | 0 | 0 | 0 | 0 | 0 | 0 | 0.02 | 2.65 | 8.33 | 10.45 | 10.3 | 9.9 | 10.31 | 10.15 | 9.35 | 5.11 | 0.42 | 0 | 0 | 0 | 0 | 0 | 0 | 0
TRNQL8_2_AMASR1 |  | Solar_1Axis | Solar Tracking | CISO | North | Norcal | ID | 20 | 0 | 0 | 0 | 0 | 0 | 0 | 0 | 0.47 | 3.78 | 6.7 | 8.17 | 8.83 | 9.12 | 8.51 | 7.94 | 5.45 | 1.21 | 0 | 0 | 0 | 0 | 0 | 0 | 0 | 0 | 0 | 0 | 0 | 0 | 0 | 0 | 2.54 | 10.33 | 13.25 | 13.2 | 12.6 | 12.45 | 12.42 | 12.69 | 11.02 | 5.75 | 0.31 | 0 | 0 | 0 | 0 | 0 | 0 | 0 | 0 | 0 | 0 | 0 | 0 | 0 | 1.56 | 8.8 | 13.2 | 13.92 | 13.41 | 13.52 | 12.95 | 12.31 | 11.59 | 9.7 | 2.94 | 0.61 | 0 | 0 | 0 | 0 | 0 | 0 | 0 | 0 | 0 | 0 | 0 | 0.16 | 5.14 | 12.28 | 14.45 | 14.37 | 14.15 | 14.62 | 14.54 | 14.27 | 14.46 | 13.61 | 12.09 | 5.2 | 0.21 | 0 | 0 | 0 | 0 | 0 | 0 | 0 | 0 | 0 | 0 | 1.87 | 9.98 | 14.04 | 15.02 | 15.27 | 15.15 | 15.47 | 15.49 | 15.53 | 15.74 | 15.3 | 14.35 | 8.74 | 1.16 | 0 | 0 | 0 | 0 | 0 | 0 | 0 | 0 | 0 | 0.01 | 3.11 | 11.28 | 15.22 | 16.54 | 16.76 | 16.91 | 17.02 | 16.92 | 16.8 | 16.85 | 16.21 | 15.19 | 10.96 | 2.97 | 0.03 | 0 | 0 | 0 | 0 | 0 | 0 | 0 | 0 | 0 | 1.4 | 9.24 | 15.27 | 16.86 | 17.11 | 17.16 | 17.04 | 17.03 | 16.76 | 16.75 | 16.14 | 14.93 | 10.36 | 2.39 | 0.01 | 0 | 0 | 0 | 0 | 0 | 0 | 0 | 0 | 0 | 0.21 | 5.46 | 12.76 | 15.53 | 16.15 | 16.36 | 16.34 | 16.18 | 16.16 | 16.1 | 15.4 | 12.54 | 5.51 | 0.32 | 0 | 0 | 0 | 0 | 0 | 0 | 0 | 0 | 0 | 0 | 0.01 | 2.64 | 10.19 | 13.62 | 14.43 | 14.6 | 14.43 | 14.34 | 14.38 | 14.58 | 13.13 | 8.14 | 1.04 | 0 | 0 | 0 | 0 | 0 | 0 | 0 | 0 | 0 | 0 | 0 | 0 | 0.69 | 6.51 | 11.38 | 12.55 | 12.39 | 11.93 | 12.07 | 12.44 | 12.14 | 9.52 | 2.69 | 0.02 | 0 | 0 | 0 | 0 | 0 | 0 | 0 | 0 | 0 | 0 | 0 | 0.02 | 2.15 | 7.45 | 10.16 | 10.55 | 10.11 | 10.39 | 10.64 | 10.05 | 6.13 | 0.73 | 0 | 0 | 0 | 0 | 0 | 0 | 0 | 0 | 0 | 0 | 0 | 0 | 0 | 0 | 0.5 | 3.75 | 6.13 | 7.34 | 8.04 | 7.92 | 7.63 | 6.42 | 3.42 | 0.4 | 0 | 0 | 0 | 0 | 0 | 0 | 0
TRNQL8_2_AZUSR1 |  | Solar_1Axis | Solar Tracking | CISO | North | Norcal | ID | 20 | 0 | 0 | 0 | 0 | 0 | 0 | 0 | 0.47 | 3.78 | 6.7 | 8.17 | 8.83 | 9.12 | 8.51 | 7.94 | 5.45 | 1.21 | 0 | 0 | 0 | 0 | 0 | 0 | 0 | 0 | 0 | 0 | 0 | 0 | 0 | 0 | 2.54 | 10.33 | 13.25 | 13.2 | 12.6 | 12.45 | 12.42 | 12.69 | 11.02 | 5.75 | 0.31 | 0 | 0 | 0 | 0 | 0 | 0 | 0 | 0 | 0 | 0 | 0 | 0 | 0 | 1.56 | 8.8 | 13.2 | 13.92 | 13.41 | 13.52 | 12.95 | 12.31 | 11.59 | 9.7 | 2.94 | 0.61 | 0 | 0 | 0 | 0 | 0 | 0 | 0 | 0 | 0 | 0 | 0 | 0.16 | 5.14 | 12.28 | 14.45 | 14.37 | 14.15 | 14.62 | 14.54 | 14.27 | 14.46 | 13.61 | 12.09 | 5.2 | 0.21 | 0 | 0 | 0 | 0 | 0 | 0 | 0 | 0 | 0 | 0 | 1.87 | 9.98 | 14.04 | 15.02 | 15.27 | 15.15 | 15.47 | 15.49 | 15.53 | 15.74 | 15.3 | 14.35 | 8.74 | 1.16 | 0 | 0 | 0 | 0 | 0 | 0 | 0 | 0 | 0 | 0.01 | 3.11 | 11.28 | 15.22 | 16.54 | 16.76 | 16.91 | 17.02 | 16.92 | 16.8 | 16.85 | 16.21 | 15.19 | 10.96 | 2.97 | 0.03 | 0 | 0 | 0 | 0 | 0 | 0 | 0 | 0 | 0 | 1.4 | 9.24 | 15.27 | 16.86 | 17.11 | 17.16 | 17.04 | 17.03 | 16.76 | 16.75 | 16.14 | 14.93 | 10.36 | 2.39 | 0.01 | 0 | 0 | 0 | 0 | 0 | 0 | 0 | 0 | 0 | 0.21 | 5.46 | 12.76 | 15.53 | 16.15 | 16.36 | 16.34 | 16.18 | 16.16 | 16.1 | 15.4 | 12.54 | 5.51 | 0.32 | 0 | 0 | 0 | 0 | 0 | 0 | 0 | 0 | 0 | 0 | 0.01 | 2.64 | 10.19 | 13.62 | 14.43 | 14.6 | 14.43 | 14.34 | 14.38 | 14.58 | 13.13 | 8.14 | 1.04 | 0 | 0 | 0 | 0 | 0 | 0 | 0 | 0 | 0 | 0 | 0 | 0 | 0.69 | 6.51 | 11.38 | 12.55 | 12.39 | 11.93 | 12.07 | 12.44 | 12.14 | 9.52 | 2.69 | 0.02 | 0 | 0 | 0 | 0 | 0 | 0 | 0 | 0 | 0 | 0 | 0 | 0.02 | 2.15 | 7.45 | 10.16 | 10.55 | 10.11 | 10.39 | 10.64 | 10.05 | 6.13 | 0.73 | 0 | 0 | 0 | 0 | 0 | 0 | 0 | 0 | 0 | 0 | 0 | 0 | 0 | 0 | 0.5 | 3.75 | 6.13 | 7.34 | 8.04 | 7.92 | 7.63 | 6.42 | 3.42 | 0.4 | 0 | 0 | 0 | 0 | 0 | 0 | 0
TRNQL8_2_ROJSR1 |  | Solar_1Axis | Solar Tracking | CISO | North | Norcal | ID | 100 | 0 | 0 | 0 | 0 | 0 | 0 | 0 | 2.35 | 18.9 | 33.48 | 40.83 | 44.14 | 45.59 | 42.53 | 39.69 | 27.24 | 6.03 | 0 | 0 | 0 | 0 | 0 | 0 | 0 | 0 | 0 | 0 | 0 | 0 | 0 | 0.02 | 12.68 | 51.66 | 66.26 | 66.02 | 63.02 | 62.23 | 62.08 | 63.44 | 55.08 | 28.76 | 1.53 | 0 | 0 | 0 | 0 | 0 | 0 | 0 | 0 | 0 | 0 | 0 | 0 | 0 | 7.79 | 43.98 | 66.02 | 69.6 | 67.06 | 67.62 | 64.74 | 61.56 | 57.94 | 48.52 | 14.7 | 3.05 | 0 | 0 | 0 | 0 | 0 | 0 | 0 | 0 | 0 | 0 | 0 | 0.78 | 25.71 | 61.41 | 72.25 | 71.83 | 70.75 | 73.12 | 72.71 | 71.33 | 72.28 | 68.05 | 60.47 | 26 | 1.04 | 0 | 0 | 0 | 0 | 0 | 0 | 0 | 0 | 0 | 0 | 9.34 | 49.88 | 70.19 | 75.09 | 76.34 | 75.74 | 77.34 | 77.47 | 77.65 | 78.69 | 76.48 | 71.75 | 43.71 | 5.8 | 0 | 0 | 0 | 0 | 0 | 0 | 0 | 0 | 0 | 0.06 | 15.53 | 56.42 | 76.09 | 82.71 | 83.82 | 84.54 | 85.09 | 84.6 | 84.01 | 84.26 | 81.05 | 75.93 | 54.78 | 14.83 | 0.13 | 0 | 0 | 0 | 0 | 0 | 0 | 0 | 0 | 0 | 6.98 | 46.22 | 76.33 | 84.29 | 85.57 | 85.81 | 85.18 | 85.16 | 83.81 | 83.75 | 80.72 | 74.66 | 51.79 | 11.96 | 0.06 | 0 | 0 | 0 | 0 | 0 | 0 | 0 | 0 | 0 | 1.03 | 27.32 | 63.78 | 77.67 | 80.76 | 81.79 | 81.68 | 80.92 | 80.8 | 80.5 | 76.99 | 62.7 | 27.57 | 1.61 | 0 | 0 | 0 | 0 | 0 | 0 | 0 | 0 | 0 | 0 | 0.04 | 13.21 | 50.93 | 68.1 | 72.15 | 73 | 72.14 | 71.69 | 71.89 | 72.92 | 65.64 | 40.7 | 5.22 | 0 | 0 | 0 | 0 | 0 | 0 | 0 | 0 | 0 | 0 | 0 | 0 | 3.45 | 32.56 | 56.92 | 62.77 | 61.93 | 59.65 | 60.35 | 62.19 | 60.71 | 47.59 | 13.44 | 0.09 | 0 | 0 | 0 | 0 | 0 | 0 | 0 | 0 | 0 | 0 | 0 | 0.1 | 10.73 | 37.23 | 50.81 | 52.77 | 50.53 | 51.97 | 53.2 | 50.25 | 30.67 | 3.66 | 0 | 0 | 0 | 0 | 0 | 0 | 0 | 0 | 0 | 0 | 0 | 0 | 0 | 0 | 2.52 | 18.73 | 30.66 | 36.72 | 40.2 | 39.61 | 38.16 | 32.08 | 17.09 | 2.01 | 0 | 0 | 0 | 0 | 0 | 0 | 0
TRNQL8_2_VERSR1 |  | Solar_1Axis | Solar Tracking | CISO | North | Norcal | ID | 60 | 0 | 0 | 0 | 0 | 0 | 0 | 0 | 1.41 | 11.34 | 20.09 | 24.5 | 26.48 | 27.35 | 25.52 | 23.81 | 16.34 | 3.62 | 0 | 0 | 0 | 0 | 0 | 0 | 0 | 0 | 0 | 0 | 0 | 0 | 0 | 0.01 | 7.61 | 31 | 39.76 | 39.61 | 37.81 | 37.34 | 37.25 | 38.06 | 33.05 | 17.26 | 0.92 | 0 | 0 | 0 | 0 | 0 | 0 | 0 | 0 | 0 | 0 | 0 | 0 | 0 | 4.68 | 26.39 | 39.61 | 41.76 | 40.24 | 40.57 | 38.85 | 36.94 | 34.77 | 29.11 | 8.82 | 1.83 | 0 | 0 | 0 | 0 | 0 | 0 | 0 | 0 | 0 | 0 | 0 | 0.47 | 15.43 | 36.85 | 43.35 | 43.1 | 42.45 | 43.87 | 43.63 | 42.8 | 43.37 | 40.83 | 36.28 | 15.6 | 0.62 | 0 | 0 | 0 | 0 | 0 | 0 | 0 | 0 | 0 | 0 | 5.6 | 29.93 | 42.11 | 45.05 | 45.81 | 45.44 | 46.4 | 46.48 | 46.59 | 47.22 | 45.89 | 43.05 | 26.22 | 3.48 | 0 | 0 | 0 | 0 | 0 | 0 | 0 | 0 | 0 | 0.03 | 9.32 | 33.85 | 45.65 | 49.63 | 50.29 | 50.73 | 51.05 | 50.76 | 50.4 | 50.55 | 48.63 | 45.56 | 32.87 | 8.9 | 0.08 | 0 | 0 | 0 | 0 | 0 | 0 | 0 | 0 | 0 | 4.19 | 27.73 | 45.8 | 50.57 | 51.34 | 51.49 | 51.11 | 51.1 | 50.29 | 50.25 | 48.43 | 44.8 | 31.07 | 7.17 | 0.04 | 0 | 0 | 0 | 0 | 0 | 0 | 0 | 0 | 0 | 0.62 | 16.39 | 38.27 | 46.6 | 48.46 | 49.07 | 49.01 | 48.55 | 48.48 | 48.3 | 46.19 | 37.62 | 16.54 | 0.96 | 0 | 0 | 0 | 0 | 0 | 0 | 0 | 0 | 0 | 0 | 0.02 | 7.93 | 30.56 | 40.86 | 43.29 | 43.8 | 43.29 | 43.01 | 43.14 | 43.75 | 39.39 | 24.42 | 3.13 | 0 | 0 | 0 | 0 | 0 | 0 | 0 | 0 | 0 | 0 | 0 | 0 | 2.07 | 19.54 | 34.15 | 37.66 | 37.16 | 35.79 | 36.21 | 37.32 | 36.43 | 28.55 | 8.07 | 0.05 | 0 | 0 | 0 | 0 | 0 | 0 | 0 | 0 | 0 | 0 | 0 | 0.06 | 6.44 | 22.34 | 30.49 | 31.66 | 30.32 | 31.18 | 31.92 | 30.15 | 18.4 | 2.2 | 0 | 0 | 0 | 0 | 0 | 0 | 0 | 0 | 0 | 0 | 0 | 0 | 0 | 0 | 1.51 | 11.24 | 18.39 | 22.03 | 24.12 | 23.77 | 22.89 | 19.25 | 10.26 | 1.2 | 0 | 0 | 0 | 0 | 0 | 0 | 0
TRNQLT_2_SOLAR |  | Paired_Solar_Fixed | Solar Fixed | CISO | North | Norcal | FC | 200 | 0 | 0 | 0 | 0 | 0 | 0 | 0 | 6.16 | 43.2 | 84.55 | 106.5 | 111.63 | 116.44 | 102.45 | 96.27 | 65.67 | 15.41 | 0.01 | 0 | 0 | 0 | 0 | 0 | 0 | 0 | 0 | 0 | 0 | 0 | 0 | 0.03 | 22.94 | 89.23 | 122.92 | 134.81 | 138.04 | 141.54 | 133.38 | 124.17 | 100.84 | 51.09 | 3.67 | 0 | 0 | 0 | 0 | 0 | 0 | 0 | 0 | 0 | 0 | 0 | 0 | 0 | 12.7 | 68.7 | 111.98 | 134.15 | 137.24 | 136.17 | 131.34 | 122.97 | 109.58 | 84.5 | 29.9 | 6.45 | 0.02 | 0 | 0 | 0 | 0 | 0 | 0 | 0 | 0 | 0 | 0 | 1.18 | 35.6 | 100.36 | 135.81 | 151.55 | 157.45 | 162.59 | 159.79 | 159.12 | 152.01 | 134.53 | 102.51 | 39.43 | 1.68 | 0 | 0 | 0 | 0 | 0 | 0 | 0 | 0 | 0 | 0 | 11.32 | 65.38 | 114.52 | 144.19 | 158.75 | 164.93 | 164.53 | 164.49 | 164.43 | 158.23 | 141.05 | 114.29 | 59.94 | 8.05 | 0 | 0 | 0 | 0 | 0 | 0 | 0 | 0 | 0 | 0.06 | 17.31 | 72.94 | 119.44 | 146.83 | 163.04 | 171.15 | 173.87 | 175.23 | 171.53 | 164.81 | 147.33 | 119.73 | 72.87 | 18.09 | 0.2 | 0 | 0 | 0 | 0 | 0 | 0 | 0 | 0 | 0 | 8.58 | 61.91 | 117.36 | 149.89 | 167.15 | 175.94 | 178.91 | 177.33 | 173.47 | 164.9 | 148.75 | 120.71 | 72.56 | 15.85 | 0.09 | 0 | 0 | 0 | 0 | 0 | 0 | 0 | 0 | 0 | 1.66 | 38.46 | 101.88 | 140.5 | 161.48 | 170.66 | 172.49 | 172.35 | 169.08 | 160.6 | 141.13 | 103.83 | 42.11 | 2.82 | 0 | 0 | 0 | 0 | 0 | 0 | 0 | 0 | 0 | 0 | 0.05 | 21.52 | 85.63 | 129.39 | 151.27 | 159.46 | 162.8 | 160.96 | 157.68 | 149.11 | 123.58 | 69.57 | 10.64 | 0 | 0 | 0 | 0 | 0 | 0 | 0 | 0 | 0 | 0 | 0 | 0 | 6.85 | 61.34 | 111.84 | 133.04 | 139.78 | 141.79 | 140.63 | 136.61 | 123.43 | 89.65 | 27.32 | 0.23 | 0 | 0 | 0 | 0 | 0 | 0 | 0 | 0 | 0 | 0 | 0 | 0.22 | 24.33 | 82.47 | 115.75 | 129.01 | 131.51 | 130.78 | 123.34 | 108.12 | 61.83 | 8.2 | 0 | 0 | 0 | 0 | 0 | 0 | 0 | 0 | 0 | 0 | 0 | 0 | 0 | 0 | 7.8 | 45.05 | 78.49 | 96.8 | 103.41 | 98.86 | 89.34 | 82.16 | 42.36 | 5.18 | 0 | 0 | 0 | 0 | 0 | 0 | 0
TRNSWD_1_QF |  | Wind | Wind | CISO | South | Socal | FC | 38.97 | 2.05 | 2.17 | 2.04 | 1.95 | 2.17 | 2.11 | 2.17 | 1.99 | 1.73 | 1.96 | 1.74 | 1.91 | 2.15 | 1.96 | 2.16 | 2.15 | 1.84 | 1.78 | 2.12 | 2.01 | 1.98 | 2.17 | 1.88 | 1.98 | 3.78 | 3.6 | 4.13 | 4.03 | 3.4 | 3.61 | 3.55 | 2.91 | 3.04 | 3.36 | 4.18 | 4.33 | 3.91 | 3.62 | 4.62 | 4.73 | 4.64 | 4.85 | 4.58 | 4.99 | 5.72 | 4.94 | 4.35 | 4.28 | 4.21 | 3.95 | 3.46 | 3.43 | 3.5 | 3.49 | 3.5 | 2.88 | 2.22 | 2.22 | 2.26 | 2.55 | 3.1 | 3.34 | 3.78 | 3.68 | 4.94 | 5.25 | 4.95 | 5.32 | 5.16 | 5.29 | 4.37 | 4.14 | 14.39 | 14.93 | 13.64 | 12.47 | 11.66 | 10.42 | 8.6 | 7.09 | 5.18 | 4.61 | 4.58 | 4.57 | 4.44 | 5.19 | 7.78 | 10.74 | 12.77 | 14.34 | 15.39 | 15.72 | 15.73 | 15.86 | 15.12 | 15.12 | 16.83 | 15.95 | 15.25 | 15.24 | 13.42 | 10.79 | 8.27 | 6.22 | 4.61 | 3.44 | 2.58 | 2.49 | 2.13 | 2.96 | 4.92 | 7.95 | 12.39 | 14.84 | 16.76 | 16.16 | 16.33 | 17.24 | 16.99 | 17.36 | 17.32 | 16.9 | 15.72 | 14.35 | 13.1 | 10.58 | 8.27 | 6.08 | 3.73 | 2.7 | 1.94 | 2.26 | 2.44 | 2.87 | 4.72 | 7.54 | 10.89 | 12.86 | 14.77 | 16.56 | 18.09 | 18.03 | 17.82 | 17.95 | 16.3 | 15.32 | 14.45 | 12.72 | 10.54 | 9.06 | 6.74 | 4.35 | 2.22 | 1.48 | 1.27 | 1.49 | 1.99 | 2.92 | 4.77 | 7.11 | 10.22 | 12.99 | 15.01 | 16.38 | 17.73 | 18.17 | 17.6 | 16.97 | 14.6 | 14.15 | 12.99 | 11.1 | 8.95 | 7.8 | 5.74 | 4.14 | 2.54 | 1.74 | 1.36 | 1.51 | 2.05 | 2.88 | 4.43 | 6.46 | 8.87 | 11.37 | 12.81 | 15.53 | 16.47 | 16.42 | 15.88 | 15.15 | 7.36 | 6.79 | 6.15 | 4.79 | 3.94 | 2.85 | 2.29 | 1.58 | 1.32 | 1.32 | 1.52 | 2.02 | 2.34 | 2.79 | 3.46 | 4.27 | 4.83 | 6.37 | 7.8 | 9.36 | 9.37 | 9.35 | 8.79 | 8.03 | 3.84 | 3.56 | 3.61 | 3.55 | 3.25 | 2.68 | 2.16 | 1.79 | 1.19 | 1.07 | 1.15 | 1.43 | 1.69 | 1.69 | 1.72 | 1.98 | 2.53 | 3.02 | 3.65 | 4.2 | 4.64 | 4.72 | 4.36 | 3.75 | 1.72 | 1.52 | 1.56 | 1.58 | 1.6 | 1.63 | 1.55 | 1.4 | 1.27 | 1.39 | 1.51 | 1.72 | 1.64 | 1.73 | 1.75 | 1.46 | 1.33 | 1.69 | 2.12 | 2.29 | 2.44 | 1.81 | 1.92 | 1.85 | 1.45 | 1.41 | 1.38 | 1.59 | 1.55 | 1.58 | 1.57 | 1.46 | 1.37 | 1.36 | 1.35 | 1.48 | 1.47 | 1.36 | 1.29 | 1.36 | 1.5 | 1.58 | 1.79 | 1.68 | 1.9 | 1.71 | 1.61 | 1.6
TULEWD_1_TULWD1 |  | Wind | Wind | CISO | South | Socal | FC | 130.5 | 6.85 | 7.25 | 6.84 | 6.52 | 7.28 | 7.08 | 7.26 | 6.66 | 5.79 | 6.57 | 5.84 | 6.4 | 7.19 | 6.56 | 7.23 | 7.21 | 6.16 | 5.95 | 7.11 | 6.72 | 6.63 | 7.28 | 6.28 | 6.63 | 12.65 | 12.06 | 13.84 | 13.49 | 11.39 | 12.07 | 11.89 | 9.75 | 10.19 | 11.25 | 14.01 | 14.52 | 13.09 | 12.11 | 15.46 | 15.85 | 15.54 | 16.24 | 15.35 | 16.7 | 19.16 | 16.56 | 14.57 | 14.33 | 14.09 | 13.23 | 11.6 | 11.5 | 11.73 | 11.69 | 11.72 | 9.64 | 7.45 | 7.43 | 7.56 | 8.55 | 10.37 | 11.19 | 12.65 | 12.34 | 16.53 | 17.59 | 16.58 | 17.83 | 17.29 | 17.73 | 14.62 | 13.85 | 48.2 | 49.99 | 45.66 | 41.76 | 39.05 | 34.91 | 28.8 | 23.76 | 17.34 | 15.45 | 15.33 | 15.29 | 14.88 | 17.36 | 26.04 | 35.98 | 42.76 | 48.02 | 51.53 | 52.65 | 52.66 | 53.13 | 50.64 | 50.62 | 56.37 | 53.42 | 51.07 | 51.04 | 44.95 | 36.13 | 27.68 | 20.82 | 15.43 | 11.51 | 8.65 | 8.33 | 7.15 | 9.91 | 16.48 | 26.61 | 41.5 | 49.68 | 56.12 | 54.11 | 54.68 | 57.75 | 56.91 | 58.15 | 57.99 | 56.6 | 52.65 | 48.07 | 43.88 | 35.42 | 27.71 | 20.35 | 12.5 | 9.06 | 6.49 | 7.56 | 8.19 | 9.62 | 15.81 | 25.26 | 36.46 | 43.07 | 49.48 | 55.47 | 60.58 | 60.37 | 59.66 | 60.1 | 54.6 | 51.3 | 48.38 | 42.61 | 35.31 | 30.35 | 22.56 | 14.58 | 7.43 | 4.96 | 4.24 | 5.01 | 6.66 | 9.77 | 15.96 | 23.8 | 34.21 | 43.49 | 50.26 | 54.86 | 59.38 | 60.84 | 58.93 | 56.82 | 48.88 | 47.4 | 43.49 | 37.18 | 29.96 | 26.12 | 19.21 | 13.85 | 8.5 | 5.82 | 4.56 | 5.07 | 6.86 | 9.66 | 14.84 | 21.65 | 29.7 | 38.08 | 42.9 | 52.02 | 55.16 | 54.98 | 53.19 | 50.72 | 24.66 | 22.73 | 20.59 | 16.04 | 13.2 | 9.55 | 7.66 | 5.29 | 4.41 | 4.43 | 5.08 | 6.76 | 7.85 | 9.33 | 11.58 | 14.3 | 16.17 | 21.33 | 26.11 | 31.34 | 31.36 | 31.31 | 29.43 | 26.9 | 12.85 | 11.91 | 12.08 | 11.89 | 10.9 | 8.96 | 7.23 | 5.99 | 4 | 3.59 | 3.84 | 4.79 | 5.65 | 5.67 | 5.75 | 6.64 | 8.47 | 10.12 | 12.22 | 14.07 | 15.53 | 15.8 | 14.61 | 12.57 | 5.76 | 5.1 | 5.21 | 5.3 | 5.37 | 5.45 | 5.2 | 4.68 | 4.26 | 4.65 | 5.07 | 5.77 | 5.48 | 5.8 | 5.85 | 4.89 | 4.44 | 5.65 | 7.1 | 7.66 | 8.16 | 6.05 | 6.41 | 6.18 | 4.86 | 4.72 | 4.63 | 5.32 | 5.2 | 5.29 | 5.24 | 4.89 | 4.58 | 4.56 | 4.53 | 4.95 | 4.92 | 4.55 | 4.33 | 4.54 | 5.03 | 5.3 | 5.99 | 5.61 | 6.36 | 5.72 | 5.4 | 5.35
TWISSL_6_SOLAR |  | Solar_Fixed | Solar Fixed | CISO | North | Norcal | FC | 1.5 | 0 | 0 | 0 | 0 | 0 | 0 | 0 | 0.05 | 0.32 | 0.63 | 0.8 | 0.84 | 0.87 | 0.77 | 0.72 | 0.49 | 0.12 | 0 | 0 | 0 | 0 | 0 | 0 | 0 | 0 | 0 | 0 | 0 | 0 | 0 | 0 | 0.17 | 0.67 | 0.92 | 1.01 | 1.04 | 1.06 | 1 | 0.93 | 0.76 | 0.38 | 0.03 | 0 | 0 | 0 | 0 | 0 | 0 | 0 | 0 | 0 | 0 | 0 | 0 | 0 | 0.1 | 0.52 | 0.84 | 1.01 | 1.03 | 1.02 | 0.99 | 0.92 | 0.82 | 0.63 | 0.22 | 0.05 | 0 | 0 | 0 | 0 | 0 | 0 | 0 | 0 | 0 | 0 | 0 | 0.01 | 0.27 | 0.75 | 1.02 | 1.14 | 1.18 | 1.22 | 1.2 | 1.19 | 1.14 | 1.01 | 0.77 | 0.3 | 0.01 | 0 | 0 | 0 | 0 | 0 | 0 | 0 | 0 | 0 | 0 | 0.08 | 0.49 | 0.86 | 1.08 | 1.19 | 1.24 | 1.23 | 1.23 | 1.23 | 1.19 | 1.06 | 0.86 | 0.45 | 0.06 | 0 | 0 | 0 | 0 | 0 | 0 | 0 | 0 | 0 | 0 | 0.13 | 0.55 | 0.9 | 1.1 | 1.22 | 1.28 | 1.3 | 1.31 | 1.29 | 1.24 | 1.1 | 0.9 | 0.55 | 0.14 | 0 | 0 | 0 | 0 | 0 | 0 | 0 | 0 | 0 | 0 | 0.06 | 0.46 | 0.88 | 1.12 | 1.25 | 1.32 | 1.34 | 1.33 | 1.3 | 1.24 | 1.12 | 0.91 | 0.54 | 0.12 | 0 | 0 | 0 | 0 | 0 | 0 | 0 | 0 | 0 | 0 | 0.01 | 0.29 | 0.76 | 1.05 | 1.21 | 1.28 | 1.29 | 1.29 | 1.27 | 1.2 | 1.06 | 0.78 | 0.32 | 0.02 | 0 | 0 | 0 | 0 | 0 | 0 | 0 | 0 | 0 | 0 | 0 | 0.16 | 0.64 | 0.97 | 1.13 | 1.2 | 1.22 | 1.21 | 1.18 | 1.12 | 0.93 | 0.52 | 0.08 | 0 | 0 | 0 | 0 | 0 | 0 | 0 | 0 | 0 | 0 | 0 | 0 | 0.05 | 0.46 | 0.84 | 1 | 1.05 | 1.06 | 1.05 | 1.02 | 0.93 | 0.67 | 0.2 | 0 | 0 | 0 | 0 | 0 | 0 | 0 | 0 | 0 | 0 | 0 | 0 | 0 | 0.18 | 0.62 | 0.87 | 0.97 | 0.99 | 0.98 | 0.93 | 0.81 | 0.46 | 0.06 | 0 | 0 | 0 | 0 | 0 | 0 | 0 | 0 | 0 | 0 | 0 | 0 | 0 | 0 | 0.06 | 0.34 | 0.59 | 0.73 | 0.78 | 0.74 | 0.67 | 0.62 | 0.32 | 0.04 | 0 | 0 | 0 | 0 | 0 | 0 | 0
TWISSL_6_SOLAR1 |  | Solar_1Axis | Solar Tracking | CISO | North | Norcal | FC | 20 | 0 | 0 | 0 | 0 | 0 | 0 | 0 | 0.47 | 3.78 | 6.7 | 8.17 | 8.83 | 9.12 | 8.51 | 7.94 | 5.45 | 1.21 | 0 | 0 | 0 | 0 | 0 | 0 | 0 | 0 | 0 | 0 | 0 | 0 | 0 | 0 | 2.54 | 10.33 | 13.25 | 13.2 | 12.6 | 12.45 | 12.42 | 12.69 | 11.02 | 5.75 | 0.31 | 0 | 0 | 0 | 0 | 0 | 0 | 0 | 0 | 0 | 0 | 0 | 0 | 0 | 1.56 | 8.8 | 13.2 | 13.92 | 13.41 | 13.52 | 12.95 | 12.31 | 11.59 | 9.7 | 2.94 | 0.61 | 0 | 0 | 0 | 0 | 0 | 0 | 0 | 0 | 0 | 0 | 0 | 0.16 | 5.14 | 12.28 | 14.45 | 14.37 | 14.15 | 14.62 | 14.54 | 14.27 | 14.46 | 13.61 | 12.09 | 5.2 | 0.21 | 0 | 0 | 0 | 0 | 0 | 0 | 0 | 0 | 0 | 0 | 1.87 | 9.98 | 14.04 | 15.02 | 15.27 | 15.15 | 15.47 | 15.49 | 15.53 | 15.74 | 15.3 | 14.35 | 8.74 | 1.16 | 0 | 0 | 0 | 0 | 0 | 0 | 0 | 0 | 0 | 0.01 | 3.11 | 11.28 | 15.22 | 16.54 | 16.76 | 16.91 | 17.02 | 16.92 | 16.8 | 16.85 | 16.21 | 15.19 | 10.96 | 2.97 | 0.03 | 0 | 0 | 0 | 0 | 0 | 0 | 0 | 0 | 0 | 1.4 | 9.24 | 15.27 | 16.86 | 17.11 | 17.16 | 17.04 | 17.03 | 16.76 | 16.75 | 16.14 | 14.93 | 10.36 | 2.39 | 0.01 | 0 | 0 | 0 | 0 | 0 | 0 | 0 | 0 | 0 | 0.21 | 5.46 | 12.76 | 15.53 | 16.15 | 16.36 | 16.34 | 16.18 | 16.16 | 16.1 | 15.4 | 12.54 | 5.51 | 0.32 | 0 | 0 | 0 | 0 | 0 | 0 | 0 | 0 | 0 | 0 | 0.01 | 2.64 | 10.19 | 13.62 | 14.43 | 14.6 | 14.43 | 14.34 | 14.38 | 14.58 | 13.13 | 8.14 | 1.04 | 0 | 0 | 0 | 0 | 0 | 0 | 0 | 0 | 0 | 0 | 0 | 0 | 0.69 | 6.51 | 11.38 | 12.55 | 12.39 | 11.93 | 12.07 | 12.44 | 12.14 | 9.52 | 2.69 | 0.02 | 0 | 0 | 0 | 0 | 0 | 0 | 0 | 0 | 0 | 0 | 0 | 0.02 | 2.15 | 7.45 | 10.16 | 10.55 | 10.11 | 10.39 | 10.64 | 10.05 | 6.13 | 0.73 | 0 | 0 | 0 | 0 | 0 | 0 | 0 | 0 | 0 | 0 | 0 | 0 | 0 | 0 | 0.5 | 3.75 | 6.13 | 7.34 | 8.04 | 7.92 | 7.63 | 6.42 | 3.42 | 0.4 | 0 | 0 | 0 | 0 | 0 | 0 | 0
TX-ELK_6_ECKSR2 |  | Solar_1Axis | Solar Tracking | CISO | North | Norcal | EO | 3 | 0 | 0 | 0 | 0 | 0 | 0 | 0 | 0.07 | 0.57 | 1 | 1.22 | 1.32 | 1.37 | 1.28 | 1.19 | 0.82 | 0.18 | 0 | 0 | 0 | 0 | 0 | 0 | 0 | 0 | 0 | 0 | 0 | 0 | 0 | 0 | 0.38 | 1.55 | 1.99 | 1.98 | 1.89 | 1.87 | 1.86 | 1.9 | 1.65 | 0.86 | 0.05 | 0 | 0 | 0 | 0 | 0 | 0 | 0 | 0 | 0 | 0 | 0 | 0 | 0 | 0.23 | 1.32 | 1.98 | 2.09 | 2.01 | 2.03 | 1.94 | 1.85 | 1.74 | 1.46 | 0.44 | 0.09 | 0 | 0 | 0 | 0 | 0 | 0 | 0 | 0 | 0 | 0 | 0 | 0.02 | 0.77 | 1.84 | 2.17 | 2.15 | 2.12 | 2.19 | 2.18 | 2.14 | 2.17 | 2.04 | 1.81 | 0.78 | 0.03 | 0 | 0 | 0 | 0 | 0 | 0 | 0 | 0 | 0 | 0 | 0.28 | 1.5 | 2.11 | 2.25 | 2.29 | 2.27 | 2.32 | 2.32 | 2.33 | 2.36 | 2.29 | 2.15 | 1.31 | 0.17 | 0 | 0 | 0 | 0 | 0 | 0 | 0 | 0 | 0 | 0 | 0.47 | 1.69 | 2.28 | 2.48 | 2.51 | 2.54 | 2.55 | 2.54 | 2.52 | 2.53 | 2.43 | 2.28 | 1.64 | 0.44 | 0 | 0 | 0 | 0 | 0 | 0 | 0 | 0 | 0 | 0 | 0.21 | 1.39 | 2.29 | 2.53 | 2.57 | 2.57 | 2.56 | 2.55 | 2.51 | 2.51 | 2.42 | 2.24 | 1.55 | 0.36 | 0 | 0 | 0 | 0 | 0 | 0 | 0 | 0 | 0 | 0 | 0.03 | 0.82 | 1.91 | 2.33 | 2.42 | 2.45 | 2.45 | 2.43 | 2.42 | 2.42 | 2.31 | 1.88 | 0.83 | 0.05 | 0 | 0 | 0 | 0 | 0 | 0 | 0 | 0 | 0 | 0 | 0 | 0.4 | 1.53 | 2.04 | 2.16 | 2.19 | 2.16 | 2.15 | 2.16 | 2.19 | 1.97 | 1.22 | 0.16 | 0 | 0 | 0 | 0 | 0 | 0 | 0 | 0 | 0 | 0 | 0 | 0 | 0.1 | 0.98 | 1.71 | 1.88 | 1.86 | 1.79 | 1.81 | 1.87 | 1.82 | 1.43 | 0.4 | 0 | 0 | 0 | 0 | 0 | 0 | 0 | 0 | 0 | 0 | 0 | 0 | 0 | 0.32 | 1.12 | 1.52 | 1.58 | 1.52 | 1.56 | 1.6 | 1.51 | 0.92 | 0.11 | 0 | 0 | 0 | 0 | 0 | 0 | 0 | 0 | 0 | 0 | 0 | 0 | 0 | 0 | 0.08 | 0.56 | 0.92 | 1.1 | 1.21 | 1.19 | 1.14 | 0.96 | 0.51 | 0.06 | 0 | 0 | 0 | 0 | 0 | 0 | 0
TX-ELK_6_SOLAR1 |  | Solar_1Axis | Solar Tracking | CISO | North | Norcal | EO | 1.5 | 0 | 0 | 0 | 0 | 0 | 0 | 0 | 0.04 | 0.28 | 0.5 | 0.61 | 0.66 | 0.68 | 0.64 | 0.6 | 0.41 | 0.09 | 0 | 0 | 0 | 0 | 0 | 0 | 0 | 0 | 0 | 0 | 0 | 0 | 0 | 0 | 0.19 | 0.77 | 0.99 | 0.99 | 0.95 | 0.93 | 0.93 | 0.95 | 0.83 | 0.43 | 0.02 | 0 | 0 | 0 | 0 | 0 | 0 | 0 | 0 | 0 | 0 | 0 | 0 | 0 | 0.12 | 0.66 | 0.99 | 1.04 | 1.01 | 1.01 | 0.97 | 0.92 | 0.87 | 0.73 | 0.22 | 0.05 | 0 | 0 | 0 | 0 | 0 | 0 | 0 | 0 | 0 | 0 | 0 | 0.01 | 0.39 | 0.92 | 1.08 | 1.08 | 1.06 | 1.1 | 1.09 | 1.07 | 1.08 | 1.02 | 0.91 | 0.39 | 0.02 | 0 | 0 | 0 | 0 | 0 | 0 | 0 | 0 | 0 | 0 | 0.14 | 0.75 | 1.05 | 1.13 | 1.15 | 1.14 | 1.16 | 1.16 | 1.16 | 1.18 | 1.15 | 1.08 | 0.66 | 0.09 | 0 | 0 | 0 | 0 | 0 | 0 | 0 | 0 | 0 | 0 | 0.23 | 0.85 | 1.14 | 1.24 | 1.26 | 1.27 | 1.28 | 1.27 | 1.26 | 1.26 | 1.22 | 1.14 | 0.82 | 0.22 | 0 | 0 | 0 | 0 | 0 | 0 | 0 | 0 | 0 | 0 | 0.1 | 0.69 | 1.15 | 1.26 | 1.28 | 1.29 | 1.28 | 1.28 | 1.26 | 1.26 | 1.21 | 1.12 | 0.78 | 0.18 | 0 | 0 | 0 | 0 | 0 | 0 | 0 | 0 | 0 | 0 | 0.02 | 0.41 | 0.96 | 1.17 | 1.21 | 1.23 | 1.23 | 1.21 | 1.21 | 1.21 | 1.15 | 0.94 | 0.41 | 0.02 | 0 | 0 | 0 | 0 | 0 | 0 | 0 | 0 | 0 | 0 | 0 | 0.2 | 0.76 | 1.02 | 1.08 | 1.09 | 1.08 | 1.08 | 1.08 | 1.09 | 0.98 | 0.61 | 0.08 | 0 | 0 | 0 | 0 | 0 | 0 | 0 | 0 | 0 | 0 | 0 | 0 | 0.05 | 0.49 | 0.85 | 0.94 | 0.93 | 0.89 | 0.91 | 0.93 | 0.91 | 0.71 | 0.2 | 0 | 0 | 0 | 0 | 0 | 0 | 0 | 0 | 0 | 0 | 0 | 0 | 0 | 0.16 | 0.56 | 0.76 | 0.79 | 0.76 | 0.78 | 0.8 | 0.75 | 0.46 | 0.05 | 0 | 0 | 0 | 0 | 0 | 0 | 0 | 0 | 0 | 0 | 0 | 0 | 0 | 0 | 0.04 | 0.28 | 0.46 | 0.55 | 0.6 | 0.59 | 0.57 | 0.48 | 0.26 | 0.03 | 0 | 0 | 0 | 0 | 0 | 0 | 0
USWND2_1_WIND1 |  | Wind | Wind | CISO | North | Norcal | FC | 42.96 | 2.28 | 2.18 | 1.88 | 1.78 | 1.96 | 2.01 | 1.99 | 2.1 | 1.92 | 1.64 | 1.72 | 1.82 | 1.57 | 1.44 | 1.29 | 1.12 | 1.17 | 1.53 | 1.82 | 2 | 1.86 | 1.99 | 2.17 | 2.18 | 5.19 | 5.5 | 5.19 | 4.38 | 4.02 | 4.1 | 4.1 | 4.37 | 3.5 | 3.29 | 3.48 | 3.1 | 2.9 | 2.81 | 2.59 | 2.7 | 2.59 | 2.96 | 3.15 | 3.28 | 3.62 | 4.53 | 4.85 | 5.27 | 5.97 | 5.66 | 5.12 | 4.83 | 4.3 | 3.39 | 3.27 | 3.02 | 3.01 | 2.5 | 2.11 | 2.14 | 2.08 | 2.24 | 2.31 | 2.34 | 2.71 | 3.06 | 4.24 | 5.72 | 6.87 | 6.53 | 6.44 | 6.02 | 16.21 | 14.76 | 14.53 | 12.04 | 10.67 | 9.35 | 8.68 | 6.85 | 4.98 | 5.25 | 4.64 | 3.68 | 3.78 | 4.36 | 5.14 | 6.84 | 9.16 | 11.7 | 12.49 | 13.13 | 14.69 | 14.98 | 15.96 | 16.62 | 20.91 | 19.82 | 19.71 | 19.39 | 16.57 | 14.21 | 13.05 | 10.78 | 10.89 | 9.51 | 7.73 | 6.11 | 6.89 | 8.01 | 9.01 | 12.08 | 16.14 | 18.71 | 20.66 | 20.06 | 20.62 | 21.64 | 20.74 | 19.84 | 15.9 | 17 | 15.13 | 13.91 | 12.51 | 11.41 | 9.66 | 6.75 | 5.38 | 3.76 | 3.23 | 2.29 | 1.85 | 2.46 | 2.73 | 4.15 | 7.05 | 10.58 | 13.2 | 13.78 | 15.08 | 15.32 | 15.37 | 15.99 | 25.63 | 25 | 23.15 | 20.66 | 19.5 | 18.25 | 15.56 | 12.97 | 9.23 | 7.49 | 4.76 | 3.4 | 3.08 | 4.74 | 5.61 | 8.19 | 13.41 | 16.92 | 17.9 | 18.73 | 21.47 | 22.25 | 24.43 | 25.7 | 20.94 | 20.02 | 18.82 | 16.69 | 14.46 | 12.48 | 10.8 | 9.2 | 5.87 | 4.37 | 3.2 | 2.13 | 1.33 | 1.86 | 2.3 | 3.56 | 5.86 | 9.24 | 12.5 | 16.26 | 19.82 | 20.91 | 21.19 | 21.58 | 7.9 | 7.78 | 7.33 | 6.83 | 5.25 | 4.23 | 4.07 | 3.19 | 2.37 | 1.44 | 1.12 | 0.56 | 0.38 | 0.59 | 0.91 | 1.26 | 2.2 | 2.84 | 3.19 | 4.82 | 6.38 | 7.08 | 7.37 | 7.51 | 3.29 | 3.03 | 2.23 | 1.79 | 1.47 | 1.23 | 1.41 | 1.17 | 1.08 | 0.73 | 0.44 | 0.36 | 0.28 | 0.3 | 0.4 | 0.43 | 0.38 | 0.43 | 0.77 | 1.05 | 1.52 | 1.84 | 2.37 | 2.71 | 2.48 | 2.18 | 1.98 | 2.35 | 2.16 | 2.14 | 2.03 | 2.23 | 1.85 | 1.44 | 1.27 | 1.13 | 1.13 | 1.01 | 1.1 | 1.24 | 1.16 | 1.22 | 1.47 | 1.52 | 2.03 | 2.2 | 2.53 | 2.51 | 2.35 | 2.34 | 2.26 | 2 | 2.18 | 2.25 | 1.96 | 2.23 | 2.1 | 1.72 | 1.63 | 1.38 | 1.4 | 1.36 | 1.46 | 1.55 | 1.43 | 1.47 | 1.84 | 2.21 | 2.54 | 2.44 | 2.24 | 2.58
USWND2_1_WIND2 |  | Wind | Wind | CISO | North | Norcal | FC | 42.96 | 2.28 | 2.18 | 1.88 | 1.78 | 1.96 | 2.01 | 1.99 | 2.1 | 1.92 | 1.64 | 1.72 | 1.82 | 1.57 | 1.44 | 1.29 | 1.12 | 1.17 | 1.53 | 1.82 | 2 | 1.86 | 1.99 | 2.17 | 2.18 | 5.19 | 5.5 | 5.19 | 4.38 | 4.02 | 4.1 | 4.1 | 4.37 | 3.5 | 3.29 | 3.48 | 3.1 | 2.9 | 2.81 | 2.59 | 2.7 | 2.59 | 2.96 | 3.15 | 3.28 | 3.62 | 4.53 | 4.85 | 5.27 | 5.97 | 5.66 | 5.12 | 4.83 | 4.3 | 3.39 | 3.27 | 3.02 | 3.01 | 2.5 | 2.11 | 2.14 | 2.08 | 2.24 | 2.31 | 2.34 | 2.71 | 3.06 | 4.24 | 5.72 | 6.87 | 6.53 | 6.44 | 6.02 | 16.21 | 14.76 | 14.53 | 12.04 | 10.67 | 9.35 | 8.68 | 6.85 | 4.98 | 5.25 | 4.64 | 3.68 | 3.78 | 4.36 | 5.14 | 6.84 | 9.16 | 11.7 | 12.49 | 13.13 | 14.69 | 14.98 | 15.96 | 16.62 | 20.91 | 19.82 | 19.71 | 19.39 | 16.57 | 14.21 | 13.05 | 10.78 | 10.89 | 9.51 | 7.73 | 6.11 | 6.89 | 8.01 | 9.01 | 12.08 | 16.14 | 18.71 | 20.66 | 20.06 | 20.62 | 21.64 | 20.74 | 19.84 | 15.9 | 17 | 15.13 | 13.91 | 12.51 | 11.41 | 9.66 | 6.75 | 5.38 | 3.76 | 3.23 | 2.29 | 1.85 | 2.46 | 2.73 | 4.15 | 7.05 | 10.58 | 13.2 | 13.78 | 15.08 | 15.32 | 15.37 | 15.99 | 25.63 | 25 | 23.15 | 20.66 | 19.5 | 18.25 | 15.56 | 12.97 | 9.23 | 7.49 | 4.76 | 3.4 | 3.08 | 4.74 | 5.61 | 8.19 | 13.41 | 16.92 | 17.9 | 18.73 | 21.47 | 22.25 | 24.43 | 25.7 | 20.94 | 20.02 | 18.82 | 16.69 | 14.46 | 12.48 | 10.8 | 9.2 | 5.87 | 4.37 | 3.2 | 2.13 | 1.33 | 1.86 | 2.3 | 3.56 | 5.86 | 9.24 | 12.5 | 16.26 | 19.82 | 20.91 | 21.19 | 21.58 | 7.9 | 7.78 | 7.33 | 6.83 | 5.25 | 4.23 | 4.07 | 3.19 | 2.37 | 1.44 | 1.12 | 0.56 | 0.38 | 0.59 | 0.91 | 1.26 | 2.2 | 2.84 | 3.19 | 4.82 | 6.38 | 7.08 | 7.37 | 7.51 | 3.29 | 3.03 | 2.23 | 1.79 | 1.47 | 1.23 | 1.41 | 1.17 | 1.08 | 0.73 | 0.44 | 0.36 | 0.28 | 0.3 | 0.4 | 0.43 | 0.38 | 0.43 | 0.77 | 1.05 | 1.52 | 1.84 | 2.37 | 2.71 | 2.48 | 2.18 | 1.98 | 2.35 | 2.16 | 2.14 | 2.03 | 2.23 | 1.85 | 1.44 | 1.27 | 1.13 | 1.13 | 1.01 | 1.1 | 1.24 | 1.16 | 1.22 | 1.47 | 1.52 | 2.03 | 2.2 | 2.53 | 2.51 | 2.35 | 2.34 | 2.26 | 2 | 2.18 | 2.25 | 1.96 | 2.23 | 2.1 | 1.72 | 1.63 | 1.38 | 1.4 | 1.36 | 1.46 | 1.55 | 1.43 | 1.47 | 1.84 | 2.21 | 2.54 | 2.44 | 2.24 | 2.58
USWND2_1_WIND3 |  | Wind | Wind | CISO | North | Norcal | FC | 46 | 2.44 | 2.33 | 2.02 | 1.9 | 2.09 | 2.16 | 2.13 | 2.25 | 2.06 | 1.76 | 1.84 | 1.95 | 1.68 | 1.54 | 1.38 | 1.2 | 1.25 | 1.64 | 1.95 | 2.14 | 1.99 | 2.13 | 2.32 | 2.34 | 5.56 | 5.89 | 5.56 | 4.69 | 4.3 | 4.39 | 4.39 | 4.68 | 3.75 | 3.52 | 3.72 | 3.32 | 3.1 | 3.01 | 2.77 | 2.89 | 2.78 | 3.17 | 3.37 | 3.51 | 3.88 | 4.85 | 5.2 | 5.64 | 6.4 | 6.06 | 5.48 | 5.17 | 4.61 | 3.63 | 3.5 | 3.24 | 3.22 | 2.67 | 2.26 | 2.29 | 2.23 | 2.4 | 2.47 | 2.5 | 2.9 | 3.28 | 4.54 | 6.13 | 7.36 | 7 | 6.9 | 6.45 | 17.35 | 15.81 | 15.56 | 12.89 | 11.42 | 10.01 | 9.3 | 7.33 | 5.33 | 5.62 | 4.97 | 3.94 | 4.04 | 4.67 | 5.5 | 7.32 | 9.8 | 12.53 | 13.37 | 14.06 | 15.73 | 16.04 | 17.09 | 17.79 | 22.38 | 21.22 | 21.11 | 20.76 | 17.75 | 15.22 | 13.98 | 11.54 | 11.66 | 10.18 | 8.28 | 6.54 | 7.38 | 8.58 | 9.65 | 12.94 | 17.28 | 20.04 | 22.12 | 21.48 | 22.08 | 23.17 | 22.2 | 21.25 | 17.03 | 18.2 | 16.2 | 14.89 | 13.4 | 12.22 | 10.34 | 7.23 | 5.76 | 4.03 | 3.45 | 2.45 | 1.99 | 2.64 | 2.92 | 4.44 | 7.55 | 11.33 | 14.13 | 14.75 | 16.15 | 16.4 | 16.46 | 17.12 | 27.44 | 26.77 | 24.79 | 22.12 | 20.88 | 19.55 | 16.66 | 13.89 | 9.88 | 8.02 | 5.1 | 3.64 | 3.3 | 5.08 | 6 | 8.77 | 14.36 | 18.12 | 19.17 | 20.06 | 22.99 | 23.83 | 26.16 | 27.52 | 22.43 | 21.44 | 20.15 | 17.87 | 15.48 | 13.36 | 11.56 | 9.85 | 6.29 | 4.68 | 3.42 | 2.28 | 1.42 | 1.99 | 2.46 | 3.81 | 6.28 | 9.89 | 13.39 | 17.41 | 21.22 | 22.39 | 22.69 | 23.11 | 8.46 | 8.33 | 7.85 | 7.32 | 5.62 | 4.52 | 4.36 | 3.41 | 2.54 | 1.55 | 1.2 | 0.6 | 0.41 | 0.63 | 0.97 | 1.35 | 2.35 | 3.04 | 3.41 | 5.16 | 6.83 | 7.58 | 7.89 | 8.04 | 3.52 | 3.24 | 2.38 | 1.92 | 1.58 | 1.31 | 1.51 | 1.26 | 1.15 | 0.78 | 0.48 | 0.38 | 0.3 | 0.32 | 0.43 | 0.46 | 0.41 | 0.46 | 0.83 | 1.12 | 1.63 | 1.97 | 2.54 | 2.9 | 2.65 | 2.33 | 2.12 | 2.52 | 2.31 | 2.3 | 2.18 | 2.39 | 1.98 | 1.54 | 1.36 | 1.21 | 1.21 | 1.08 | 1.18 | 1.32 | 1.24 | 1.3 | 1.57 | 1.63 | 2.17 | 2.36 | 2.71 | 2.69 | 2.51 | 2.51 | 2.42 | 2.15 | 2.34 | 2.41 | 2.1 | 2.39 | 2.25 | 1.84 | 1.74 | 1.47 | 1.5 | 1.46 | 1.57 | 1.66 | 1.54 | 1.57 | 1.97 | 2.37 | 2.72 | 2.61 | 2.4 | 2.76
USWNDR_2_LABWD1 |  | Wind | Wind | CISO | North | Norcal | FC | 9 | 0.48 | 0.46 | 0.39 | 0.37 | 0.41 | 0.42 | 0.42 | 0.44 | 0.4 | 0.34 | 0.36 | 0.38 | 0.33 | 0.3 | 0.27 | 0.24 | 0.24 | 0.32 | 0.38 | 0.42 | 0.39 | 0.42 | 0.45 | 0.46 | 1.09 | 1.15 | 1.09 | 0.92 | 0.84 | 0.86 | 0.86 | 0.92 | 0.73 | 0.69 | 0.73 | 0.65 | 0.61 | 0.59 | 0.54 | 0.57 | 0.54 | 0.62 | 0.66 | 0.69 | 0.76 | 0.95 | 1.02 | 1.1 | 1.25 | 1.19 | 1.07 | 1.01 | 0.9 | 0.71 | 0.68 | 0.63 | 0.63 | 0.52 | 0.44 | 0.45 | 0.44 | 0.47 | 0.48 | 0.49 | 0.57 | 0.64 | 0.89 | 1.2 | 1.44 | 1.37 | 1.35 | 1.26 | 3.4 | 3.09 | 3.04 | 2.52 | 2.23 | 1.96 | 1.82 | 1.43 | 1.04 | 1.1 | 0.97 | 0.77 | 0.79 | 0.91 | 1.08 | 1.43 | 1.92 | 2.45 | 2.62 | 2.75 | 3.08 | 3.14 | 3.34 | 3.48 | 4.38 | 4.15 | 4.13 | 4.06 | 3.47 | 2.98 | 2.73 | 2.26 | 2.28 | 1.99 | 1.62 | 1.28 | 1.44 | 1.68 | 1.89 | 2.53 | 3.38 | 3.92 | 4.33 | 4.2 | 4.32 | 4.53 | 4.34 | 4.16 | 3.33 | 3.56 | 3.17 | 2.91 | 2.62 | 2.39 | 2.02 | 1.41 | 1.13 | 0.79 | 0.68 | 0.48 | 0.39 | 0.52 | 0.57 | 0.87 | 1.48 | 2.22 | 2.76 | 2.89 | 3.16 | 3.21 | 3.22 | 3.35 | 5.37 | 5.24 | 4.85 | 4.33 | 4.08 | 3.82 | 3.26 | 2.72 | 1.93 | 1.57 | 1 | 0.71 | 0.65 | 0.99 | 1.17 | 1.72 | 2.81 | 3.54 | 3.75 | 3.92 | 4.5 | 4.66 | 5.12 | 5.38 | 4.39 | 4.19 | 3.94 | 3.5 | 3.03 | 2.61 | 2.26 | 1.93 | 1.23 | 0.92 | 0.67 | 0.45 | 0.28 | 0.39 | 0.48 | 0.75 | 1.23 | 1.94 | 2.62 | 3.41 | 4.15 | 4.38 | 4.44 | 4.52 | 1.66 | 1.63 | 1.54 | 1.43 | 1.1 | 0.89 | 0.85 | 0.67 | 0.5 | 0.3 | 0.23 | 0.12 | 0.08 | 0.12 | 0.19 | 0.26 | 0.46 | 0.59 | 0.67 | 1.01 | 1.34 | 1.48 | 1.54 | 1.57 | 0.69 | 0.63 | 0.47 | 0.38 | 0.31 | 0.26 | 0.29 | 0.25 | 0.23 | 0.15 | 0.09 | 0.07 | 0.06 | 0.06 | 0.08 | 0.09 | 0.08 | 0.09 | 0.16 | 0.22 | 0.32 | 0.39 | 0.5 | 0.57 | 0.52 | 0.46 | 0.41 | 0.49 | 0.45 | 0.45 | 0.43 | 0.47 | 0.39 | 0.3 | 0.27 | 0.24 | 0.24 | 0.21 | 0.23 | 0.26 | 0.24 | 0.25 | 0.31 | 0.32 | 0.43 | 0.46 | 0.53 | 0.53 | 0.49 | 0.49 | 0.47 | 0.42 | 0.46 | 0.47 | 0.41 | 0.47 | 0.44 | 0.36 | 0.34 | 0.29 | 0.29 | 0.29 | 0.31 | 0.32 | 0.3 | 0.31 | 0.39 | 0.46 | 0.53 | 0.51 | 0.47 | 0.54
USWNDR_2_SMUD |  | Wind | Wind | CISO | North | Norcal | FC | 102.18 | 5.42 | 5.17 | 4.48 | 4.23 | 4.65 | 4.79 | 4.73 | 4.99 | 4.57 | 3.91 | 4.09 | 4.33 | 3.73 | 3.42 | 3.06 | 2.67 | 2.77 | 3.65 | 4.33 | 4.76 | 4.43 | 4.72 | 5.16 | 5.19 | 12.34 | 13.08 | 12.35 | 10.43 | 9.55 | 9.75 | 9.75 | 10.39 | 8.32 | 7.82 | 8.27 | 7.38 | 6.89 | 6.68 | 6.16 | 6.43 | 6.17 | 7.05 | 7.49 | 7.8 | 8.62 | 10.78 | 11.54 | 12.54 | 14.21 | 13.47 | 12.17 | 11.49 | 10.24 | 8.07 | 7.77 | 7.19 | 7.15 | 5.94 | 5.01 | 5.08 | 4.95 | 5.33 | 5.5 | 5.55 | 6.44 | 7.29 | 10.07 | 13.61 | 16.34 | 15.54 | 15.32 | 14.32 | 38.54 | 35.11 | 34.57 | 28.64 | 25.37 | 22.24 | 20.65 | 16.29 | 11.84 | 12.49 | 11.04 | 8.76 | 8.98 | 10.38 | 12.23 | 16.26 | 21.78 | 27.83 | 29.71 | 31.23 | 34.95 | 35.64 | 37.97 | 39.52 | 49.72 | 47.15 | 46.89 | 46.11 | 39.42 | 33.81 | 31.04 | 25.64 | 25.9 | 22.61 | 18.38 | 14.52 | 16.38 | 19.05 | 21.44 | 28.74 | 38.39 | 44.51 | 49.13 | 47.71 | 49.05 | 51.47 | 49.32 | 47.19 | 37.82 | 40.42 | 35.98 | 33.08 | 29.77 | 27.14 | 22.97 | 16.06 | 12.8 | 8.94 | 7.67 | 5.45 | 4.41 | 5.85 | 6.48 | 9.87 | 16.78 | 25.16 | 31.39 | 32.77 | 35.87 | 36.44 | 36.57 | 38.03 | 60.96 | 59.46 | 55.07 | 49.14 | 46.38 | 43.42 | 37 | 30.85 | 21.95 | 17.81 | 11.33 | 8.08 | 7.33 | 11.28 | 13.33 | 19.48 | 31.91 | 40.24 | 42.59 | 44.56 | 51.07 | 52.92 | 58.11 | 61.13 | 49.81 | 47.63 | 44.76 | 39.69 | 34.39 | 29.68 | 25.68 | 21.89 | 13.97 | 10.39 | 7.6 | 5.07 | 3.15 | 4.43 | 5.47 | 8.47 | 13.95 | 21.98 | 29.74 | 38.68 | 47.14 | 49.73 | 50.4 | 51.33 | 18.8 | 18.5 | 17.43 | 16.25 | 12.49 | 10.05 | 9.69 | 7.58 | 5.64 | 3.43 | 2.66 | 1.32 | 0.91 | 1.4 | 2.16 | 3 | 5.22 | 6.75 | 7.58 | 11.46 | 15.16 | 16.85 | 17.52 | 17.85 | 7.83 | 7.2 | 5.29 | 4.26 | 3.5 | 2.92 | 3.35 | 2.79 | 2.56 | 1.73 | 1.06 | 0.85 | 0.67 | 0.71 | 0.95 | 1.01 | 0.9 | 1.02 | 1.84 | 2.49 | 3.62 | 4.38 | 5.64 | 6.45 | 5.89 | 5.19 | 4.71 | 5.59 | 5.13 | 5.1 | 4.83 | 5.3 | 4.39 | 3.41 | 3.03 | 2.68 | 2.69 | 2.41 | 2.62 | 2.94 | 2.75 | 2.89 | 3.49 | 3.62 | 4.83 | 5.24 | 6.01 | 5.98 | 5.58 | 5.57 | 5.37 | 4.76 | 5.19 | 5.34 | 4.66 | 5.31 | 4.99 | 4.09 | 3.87 | 3.28 | 3.34 | 3.24 | 3.48 | 3.68 | 3.41 | 3.49 | 4.38 | 5.26 | 6.04 | 5.79 | 5.33 | 6.13
USWNDR_2_SMUD2 |  | Wind | Wind | CISO | North | Norcal | FC | 127.8 | 6.78 | 6.47 | 5.61 | 5.29 | 5.82 | 5.99 | 5.92 | 6.24 | 5.71 | 4.89 | 5.11 | 5.42 | 4.66 | 4.28 | 3.83 | 3.34 | 3.47 | 4.56 | 5.42 | 5.95 | 5.53 | 5.91 | 6.45 | 6.49 | 15.44 | 16.36 | 15.45 | 13.04 | 11.95 | 12.19 | 12.2 | 13 | 10.41 | 9.78 | 10.34 | 9.23 | 8.61 | 8.35 | 7.7 | 8.04 | 7.71 | 8.82 | 9.37 | 9.76 | 10.78 | 13.48 | 14.44 | 15.68 | 17.77 | 16.84 | 15.22 | 14.37 | 12.81 | 10.1 | 9.72 | 9 | 8.94 | 7.43 | 6.27 | 6.35 | 6.19 | 6.67 | 6.88 | 6.95 | 8.06 | 9.11 | 12.6 | 17.03 | 20.44 | 19.44 | 19.16 | 17.91 | 48.21 | 43.91 | 43.23 | 35.82 | 31.74 | 27.82 | 25.82 | 20.38 | 14.81 | 15.63 | 13.8 | 10.95 | 11.24 | 12.98 | 15.29 | 20.34 | 27.24 | 34.81 | 37.16 | 39.06 | 43.71 | 44.57 | 47.49 | 49.43 | 62.19 | 58.97 | 58.64 | 57.68 | 49.31 | 42.28 | 38.83 | 32.07 | 32.4 | 28.28 | 22.99 | 18.16 | 20.49 | 23.83 | 26.82 | 35.94 | 48.01 | 55.67 | 61.45 | 59.67 | 61.34 | 64.38 | 61.69 | 59.02 | 47.31 | 50.56 | 45 | 41.38 | 37.23 | 33.94 | 28.72 | 20.09 | 16.01 | 11.19 | 9.6 | 6.82 | 5.52 | 7.32 | 8.11 | 12.34 | 20.98 | 31.46 | 39.26 | 40.99 | 44.86 | 45.57 | 45.73 | 47.56 | 76.24 | 74.37 | 68.87 | 61.46 | 58 | 54.3 | 46.28 | 38.58 | 27.45 | 22.28 | 14.17 | 10.11 | 9.17 | 14.11 | 16.68 | 24.37 | 39.9 | 50.33 | 53.26 | 55.73 | 63.88 | 66.19 | 72.68 | 76.46 | 62.3 | 59.57 | 55.98 | 49.64 | 43.01 | 37.12 | 32.12 | 27.37 | 17.47 | 12.99 | 9.51 | 6.34 | 3.94 | 5.54 | 6.85 | 10.6 | 17.44 | 27.49 | 37.19 | 48.37 | 58.95 | 62.2 | 63.03 | 64.2 | 23.51 | 23.14 | 21.81 | 20.33 | 15.62 | 12.57 | 12.12 | 9.48 | 7.06 | 4.3 | 3.33 | 1.66 | 1.14 | 1.75 | 2.7 | 3.76 | 6.53 | 8.44 | 9.48 | 14.33 | 18.97 | 21.07 | 21.92 | 22.33 | 9.79 | 9 | 6.62 | 5.33 | 4.38 | 3.65 | 4.18 | 3.49 | 3.21 | 2.17 | 1.32 | 1.06 | 0.84 | 0.89 | 1.19 | 1.27 | 1.13 | 1.27 | 2.3 | 3.12 | 4.53 | 5.47 | 7.05 | 8.06 | 7.37 | 6.49 | 5.89 | 6.99 | 6.42 | 6.38 | 6.04 | 6.63 | 5.49 | 4.27 | 3.79 | 3.35 | 3.37 | 3.01 | 3.27 | 3.68 | 3.44 | 3.62 | 4.37 | 4.52 | 6.04 | 6.56 | 7.52 | 7.47 | 6.98 | 6.97 | 6.71 | 5.96 | 6.49 | 6.68 | 5.83 | 6.64 | 6.24 | 5.11 | 4.84 | 4.1 | 4.18 | 4.05 | 4.35 | 4.61 | 4.26 | 4.37 | 5.47 | 6.58 | 7.56 | 7.25 | 6.67 | 7.67
USWPFK_6_FRICK |  | Wind | Wind | CISO | North | Norcal | FC | 10 | 0.53 | 0.51 | 0.44 | 0.41 | 0.46 | 0.47 | 0.46 | 0.49 | 0.45 | 0.38 | 0.4 | 0.42 | 0.36 | 0.33 | 0.3 | 0.26 | 0.27 | 0.36 | 0.42 | 0.47 | 0.43 | 0.46 | 0.5 | 0.51 | 1.21 | 1.28 | 1.21 | 1.02 | 0.94 | 0.95 | 0.95 | 1.02 | 0.81 | 0.77 | 0.81 | 0.72 | 0.67 | 0.65 | 0.6 | 0.63 | 0.6 | 0.69 | 0.73 | 0.76 | 0.84 | 1.05 | 1.13 | 1.23 | 1.39 | 1.32 | 1.19 | 1.12 | 1 | 0.79 | 0.76 | 0.7 | 0.7 | 0.58 | 0.49 | 0.5 | 0.48 | 0.52 | 0.54 | 0.54 | 0.63 | 0.71 | 0.99 | 1.33 | 1.6 | 1.52 | 1.5 | 1.4 | 3.77 | 3.44 | 3.38 | 2.8 | 2.48 | 2.18 | 2.02 | 1.59 | 1.16 | 1.22 | 1.08 | 0.86 | 0.88 | 1.02 | 1.2 | 1.59 | 2.13 | 2.72 | 2.91 | 3.06 | 3.42 | 3.49 | 3.72 | 3.87 | 4.87 | 4.61 | 4.59 | 4.51 | 3.86 | 3.31 | 3.04 | 2.51 | 2.54 | 2.21 | 1.8 | 1.42 | 1.6 | 1.86 | 2.1 | 2.81 | 3.76 | 4.36 | 4.81 | 4.67 | 4.8 | 5.04 | 4.83 | 4.62 | 3.7 | 3.96 | 3.52 | 3.24 | 2.91 | 2.66 | 2.25 | 1.57 | 1.25 | 0.88 | 0.75 | 0.53 | 0.43 | 0.57 | 0.63 | 0.97 | 1.64 | 2.46 | 3.07 | 3.21 | 3.51 | 3.57 | 3.58 | 3.72 | 5.97 | 5.82 | 5.39 | 4.81 | 4.54 | 4.25 | 3.62 | 3.02 | 2.15 | 1.74 | 1.11 | 0.79 | 0.72 | 1.1 | 1.3 | 1.91 | 3.12 | 3.94 | 4.17 | 4.36 | 5 | 5.18 | 5.69 | 5.98 | 4.88 | 4.66 | 4.38 | 3.88 | 3.37 | 2.9 | 2.51 | 2.14 | 1.37 | 1.02 | 0.74 | 0.5 | 0.31 | 0.43 | 0.54 | 0.83 | 1.36 | 2.15 | 2.91 | 3.79 | 4.61 | 4.87 | 4.93 | 5.02 | 1.84 | 1.81 | 1.71 | 1.59 | 1.22 | 0.98 | 0.95 | 0.74 | 0.55 | 0.34 | 0.26 | 0.13 | 0.09 | 0.14 | 0.21 | 0.29 | 0.51 | 0.66 | 0.74 | 1.12 | 1.48 | 1.65 | 1.72 | 1.75 | 0.77 | 0.7 | 0.52 | 0.42 | 0.34 | 0.29 | 0.33 | 0.27 | 0.25 | 0.17 | 0.1 | 0.08 | 0.07 | 0.07 | 0.09 | 0.1 | 0.09 | 0.1 | 0.18 | 0.24 | 0.35 | 0.43 | 0.55 | 0.63 | 0.58 | 0.51 | 0.46 | 0.55 | 0.5 | 0.5 | 0.47 | 0.52 | 0.43 | 0.33 | 0.3 | 0.26 | 0.26 | 0.24 | 0.26 | 0.29 | 0.27 | 0.28 | 0.34 | 0.35 | 0.47 | 0.51 | 0.59 | 0.58 | 0.55 | 0.55 | 0.53 | 0.47 | 0.51 | 0.52 | 0.46 | 0.52 | 0.49 | 0.4 | 0.38 | 0.32 | 0.33 | 0.32 | 0.34 | 0.36 | 0.33 | 0.34 | 0.43 | 0.51 | 0.59 | 0.57 | 0.52 | 0.6
USWPJR_2_UNITS |  | Wind | Wind | CISO | North | Norcal | FC | 78.2 | 4.15 | 3.96 | 3.43 | 3.24 | 3.56 | 3.67 | 3.62 | 3.82 | 3.5 | 2.99 | 3.13 | 3.32 | 2.85 | 2.62 | 2.34 | 2.04 | 2.12 | 2.79 | 3.31 | 3.64 | 3.39 | 3.61 | 3.95 | 3.97 | 9.45 | 10.01 | 9.46 | 7.98 | 7.31 | 7.46 | 7.46 | 7.95 | 6.37 | 5.99 | 6.33 | 5.65 | 5.27 | 5.11 | 4.71 | 4.92 | 4.72 | 5.39 | 5.73 | 5.97 | 6.6 | 8.25 | 8.83 | 9.6 | 10.87 | 10.31 | 9.31 | 8.79 | 7.84 | 6.18 | 5.95 | 5.5 | 5.47 | 4.55 | 3.84 | 3.89 | 3.79 | 4.08 | 4.21 | 4.25 | 4.93 | 5.58 | 7.71 | 10.42 | 12.51 | 11.89 | 11.72 | 10.96 | 29.5 | 26.87 | 26.45 | 21.92 | 19.42 | 17.02 | 15.8 | 12.47 | 9.06 | 9.56 | 8.45 | 6.7 | 6.88 | 7.94 | 9.36 | 12.44 | 16.67 | 21.3 | 22.74 | 23.9 | 26.75 | 27.27 | 29.06 | 30.24 | 38.05 | 36.08 | 35.88 | 35.29 | 30.17 | 25.87 | 23.76 | 19.63 | 19.82 | 17.3 | 14.07 | 11.11 | 12.54 | 14.58 | 16.41 | 21.99 | 29.38 | 34.07 | 37.6 | 36.51 | 37.54 | 39.39 | 37.75 | 36.12 | 28.95 | 30.94 | 27.53 | 25.32 | 22.78 | 20.77 | 17.58 | 12.29 | 9.8 | 6.85 | 5.87 | 4.17 | 3.38 | 4.48 | 4.96 | 7.55 | 12.84 | 19.25 | 24.02 | 25.08 | 27.45 | 27.89 | 27.98 | 29.1 | 46.65 | 45.5 | 42.14 | 37.61 | 35.49 | 33.23 | 28.32 | 23.61 | 16.8 | 13.63 | 8.67 | 6.18 | 5.61 | 8.63 | 10.2 | 14.91 | 24.42 | 30.8 | 32.59 | 34.1 | 39.09 | 40.5 | 44.47 | 46.79 | 38.12 | 36.45 | 34.25 | 30.37 | 26.32 | 22.72 | 19.66 | 16.75 | 10.69 | 7.95 | 5.82 | 3.88 | 2.41 | 3.39 | 4.19 | 6.49 | 10.67 | 16.82 | 22.76 | 29.6 | 36.07 | 38.06 | 38.57 | 39.28 | 14.39 | 14.16 | 13.34 | 12.44 | 9.56 | 7.69 | 7.42 | 5.8 | 4.32 | 2.63 | 2.04 | 1.01 | 0.7 | 1.07 | 1.65 | 2.3 | 4 | 5.17 | 5.8 | 8.77 | 11.6 | 12.89 | 13.41 | 13.66 | 5.99 | 5.51 | 4.05 | 3.26 | 2.68 | 2.23 | 2.56 | 2.14 | 1.96 | 1.33 | 0.81 | 0.65 | 0.51 | 0.54 | 0.73 | 0.77 | 0.69 | 0.78 | 1.41 | 1.91 | 2.77 | 3.35 | 4.31 | 4.93 | 4.51 | 3.97 | 3.61 | 4.28 | 3.93 | 3.9 | 3.7 | 4.06 | 3.36 | 2.61 | 2.32 | 2.05 | 2.06 | 1.84 | 2 | 2.25 | 2.11 | 2.21 | 2.67 | 2.77 | 3.69 | 4.01 | 4.6 | 4.57 | 4.27 | 4.27 | 4.11 | 3.65 | 3.97 | 4.09 | 3.57 | 4.06 | 3.82 | 3.13 | 2.96 | 2.51 | 2.55 | 2.48 | 2.66 | 2.82 | 2.61 | 2.67 | 3.35 | 4.03 | 4.62 | 4.43 | 4.08 | 4.69
VACADX_1_SOLAR |  | Solar_Fixed | Solar Fixed | CISO | North | Norcal | FC | 2.5 | 0 | 0 | 0 | 0 | 0 | 0 | 0 | 0.08 | 0.54 | 1.06 | 1.33 | 1.4 | 1.46 | 1.28 | 1.2 | 0.82 | 0.19 | 0 | 0 | 0 | 0 | 0 | 0 | 0 | 0 | 0 | 0 | 0 | 0 | 0 | 0 | 0.29 | 1.12 | 1.54 | 1.69 | 1.73 | 1.77 | 1.67 | 1.55 | 1.26 | 0.64 | 0.05 | 0 | 0 | 0 | 0 | 0 | 0 | 0 | 0 | 0 | 0 | 0 | 0 | 0 | 0.16 | 0.86 | 1.4 | 1.68 | 1.72 | 1.7 | 1.64 | 1.54 | 1.37 | 1.06 | 0.37 | 0.08 | 0 | 0 | 0 | 0 | 0 | 0 | 0 | 0 | 0 | 0 | 0 | 0.01 | 0.45 | 1.25 | 1.7 | 1.89 | 1.97 | 2.03 | 2 | 1.99 | 1.9 | 1.68 | 1.28 | 0.49 | 0.02 | 0 | 0 | 0 | 0 | 0 | 0 | 0 | 0 | 0 | 0 | 0.14 | 0.82 | 1.43 | 1.8 | 1.98 | 2.06 | 2.06 | 2.06 | 2.06 | 1.98 | 1.76 | 1.43 | 0.75 | 0.1 | 0 | 0 | 0 | 0 | 0 | 0 | 0 | 0 | 0 | 0 | 0.22 | 0.91 | 1.49 | 1.84 | 2.04 | 2.14 | 2.17 | 2.19 | 2.14 | 2.06 | 1.84 | 1.5 | 0.91 | 0.23 | 0 | 0 | 0 | 0 | 0 | 0 | 0 | 0 | 0 | 0 | 0.11 | 0.77 | 1.47 | 1.87 | 2.09 | 2.2 | 2.24 | 2.22 | 2.17 | 2.06 | 1.86 | 1.51 | 0.91 | 0.2 | 0 | 0 | 0 | 0 | 0 | 0 | 0 | 0 | 0 | 0 | 0.02 | 0.48 | 1.27 | 1.76 | 2.02 | 2.13 | 2.16 | 2.15 | 2.11 | 2.01 | 1.76 | 1.3 | 0.53 | 0.04 | 0 | 0 | 0 | 0 | 0 | 0 | 0 | 0 | 0 | 0 | 0 | 0.27 | 1.07 | 1.62 | 1.89 | 1.99 | 2.03 | 2.01 | 1.97 | 1.86 | 1.54 | 0.87 | 0.13 | 0 | 0 | 0 | 0 | 0 | 0 | 0 | 0 | 0 | 0 | 0 | 0 | 0.09 | 0.77 | 1.4 | 1.66 | 1.75 | 1.77 | 1.76 | 1.71 | 1.54 | 1.12 | 0.34 | 0 | 0 | 0 | 0 | 0 | 0 | 0 | 0 | 0 | 0 | 0 | 0 | 0 | 0.3 | 1.03 | 1.45 | 1.61 | 1.64 | 1.63 | 1.54 | 1.35 | 0.77 | 0.1 | 0 | 0 | 0 | 0 | 0 | 0 | 0 | 0 | 0 | 0 | 0 | 0 | 0 | 0 | 0.1 | 0.56 | 0.98 | 1.21 | 1.29 | 1.24 | 1.12 | 1.03 | 0.53 | 0.06 | 0 | 0 | 0 | 0 | 0 | 0 | 0
VALLEY_5_SOLAR1 |  | Solar_1Axis | Solar Tracking | CISO | South | Socal | EO | 1.49 | 0 | 0 | 0 | 0 | 0 | 0 | 0 | 0.18 | 0.7 | 0.91 | 0.9 | 0.89 | 0.88 | 0.88 | 0.8 | 0.57 | 0.1 | 0 | 0 | 0 | 0 | 0 | 0 | 0 | 0 | 0 | 0 | 0 | 0 | 0 | 0.01 | 0.39 | 0.95 | 1.05 | 1.02 | 1.02 | 1.01 | 0.97 | 0.95 | 0.86 | 0.37 | 0.01 | 0 | 0 | 0 | 0 | 0 | 0 | 0 | 0 | 0 | 0 | 0 | 0 | 0 | 0.25 | 0.89 | 1.09 | 1.09 | 1.07 | 1.06 | 1.05 | 1 | 0.92 | 0.69 | 0.26 | 0.04 | 0 | 0 | 0 | 0 | 0 | 0 | 0 | 0 | 0 | 0 | 0 | 0.05 | 0.54 | 1.07 | 1.14 | 1.19 | 1.18 | 1.19 | 1.18 | 1.17 | 1.12 | 1.06 | 0.86 | 0.27 | 0 | 0 | 0 | 0 | 0 | 0 | 0 | 0 | 0 | 0 | 0 | 0.22 | 0.82 | 1.12 | 1.21 | 1.25 | 1.26 | 1.27 | 1.26 | 1.24 | 1.21 | 1.16 | 1.01 | 0.49 | 0.04 | 0 | 0 | 0 | 0 | 0 | 0 | 0 | 0 | 0 | 0 | 0.27 | 0.83 | 1.11 | 1.2 | 1.26 | 1.28 | 1.27 | 1.27 | 1.25 | 1.22 | 1.17 | 1.06 | 0.63 | 0.1 | 0 | 0 | 0 | 0 | 0 | 0 | 0 | 0 | 0 | 0 | 0.12 | 0.64 | 1.02 | 1.17 | 1.24 | 1.26 | 1.25 | 1.24 | 1.22 | 1.19 | 1.13 | 0.98 | 0.56 | 0.08 | 0 | 0 | 0 | 0 | 0 | 0 | 0 | 0 | 0 | 0 | 0.05 | 0.51 | 1 | 1.17 | 1.24 | 1.27 | 1.27 | 1.24 | 1.18 | 1.16 | 1.06 | 0.85 | 0.3 | 0.01 | 0 | 0 | 0 | 0 | 0 | 0 | 0 | 0 | 0 | 0 | 0.01 | 0.34 | 0.87 | 1.07 | 1.15 | 1.17 | 1.19 | 1.17 | 1.14 | 1.06 | 0.96 | 0.51 | 0.05 | 0 | 0 | 0 | 0 | 0 | 0 | 0 | 0 | 0 | 0 | 0 | 0 | 0.15 | 0.74 | 0.98 | 1.03 | 1.05 | 1.05 | 1.04 | 1.05 | 0.98 | 0.74 | 0.16 | 0 | 0 | 0 | 0 | 0 | 0 | 0 | 0 | 0 | 0 | 0 | 0 | 0.02 | 0.42 | 0.87 | 0.98 | 0.96 | 0.93 | 0.95 | 0.94 | 0.87 | 0.51 | 0.05 | 0 | 0 | 0 | 0 | 0 | 0 | 0 | 0 | 0 | 0 | 0 | 0 | 0 | 0 | 0.2 | 0.62 | 0.78 | 0.77 | 0.74 | 0.77 | 0.76 | 0.7 | 0.38 | 0.03 | 0 | 0 | 0 | 0 | 0 | 0 | 0
VALLEY_5_SOLAR2 |  | Solar_1Axis | Solar Tracking | CISO | South | Socal | FC | 20 | 0 | 0 | 0 | 0 | 0 | 0 | 0.01 | 2.4 | 9.38 | 12.22 | 12.1 | 11.88 | 11.75 | 11.78 | 10.67 | 7.7 | 1.3 | 0 | 0 | 0 | 0 | 0 | 0 | 0 | 0 | 0 | 0 | 0 | 0 | 0 | 0.14 | 5.23 | 12.73 | 14.07 | 13.76 | 13.64 | 13.56 | 13.08 | 12.76 | 11.6 | 4.93 | 0.2 | 0 | 0 | 0 | 0 | 0 | 0 | 0 | 0 | 0 | 0 | 0 | 0 | 0.03 | 3.42 | 11.89 | 14.59 | 14.65 | 14.35 | 14.2 | 14.13 | 13.42 | 12.38 | 9.24 | 3.47 | 0.56 | 0 | 0 | 0 | 0 | 0 | 0 | 0 | 0 | 0 | 0 | 0 | 0.61 | 7.31 | 14.32 | 15.31 | 15.95 | 15.9 | 16 | 15.83 | 15.65 | 15.08 | 14.22 | 11.53 | 3.65 | 0.06 | 0 | 0 | 0 | 0 | 0 | 0 | 0 | 0 | 0 | 0.01 | 2.97 | 10.95 | 15.04 | 16.29 | 16.83 | 16.97 | 17.03 | 16.95 | 16.67 | 16.26 | 15.51 | 13.6 | 6.57 | 0.52 | 0 | 0 | 0 | 0 | 0 | 0 | 0 | 0 | 0 | 0.05 | 3.64 | 11.13 | 14.86 | 16.15 | 16.89 | 17.21 | 17.1 | 17.1 | 16.84 | 16.39 | 15.71 | 14.19 | 8.49 | 1.38 | 0 | 0 | 0 | 0 | 0 | 0 | 0 | 0 | 0 | 0 | 1.62 | 8.55 | 13.71 | 15.76 | 16.6 | 16.93 | 16.77 | 16.58 | 16.43 | 16.04 | 15.22 | 13.16 | 7.55 | 1.13 | 0 | 0 | 0 | 0 | 0 | 0 | 0 | 0 | 0 | 0 | 0.62 | 6.85 | 13.46 | 15.77 | 16.61 | 17.03 | 17.09 | 16.71 | 15.88 | 15.52 | 14.26 | 11.36 | 4.06 | 0.11 | 0 | 0 | 0 | 0 | 0 | 0 | 0 | 0 | 0 | 0 | 0.1 | 4.57 | 11.7 | 14.41 | 15.44 | 15.72 | 15.98 | 15.69 | 15.24 | 14.26 | 12.92 | 6.86 | 0.61 | 0 | 0 | 0 | 0 | 0 | 0 | 0 | 0 | 0 | 0 | 0 | 0 | 2 | 9.87 | 13.19 | 13.87 | 14.07 | 14.04 | 13.9 | 14.11 | 13.2 | 9.95 | 2.17 | 0 | 0 | 0 | 0 | 0 | 0 | 0 | 0 | 0 | 0 | 0 | 0 | 0.31 | 5.59 | 11.69 | 13.13 | 12.87 | 12.51 | 12.71 | 12.64 | 11.63 | 6.83 | 0.63 | 0 | 0 | 0 | 0 | 0 | 0 | 0 | 0 | 0 | 0 | 0 | 0 | 0 | 0.02 | 2.65 | 8.33 | 10.45 | 10.3 | 9.9 | 10.31 | 10.15 | 9.35 | 5.11 | 0.42 | 0 | 0 | 0 | 0 | 0 | 0 | 0
VALTNE_2_AVASR1 |  | Solar_1Axis | Solar Tracking | CISO | South | Socal | FC | 100 | 0 | 0 | 0 | 0 | 0 | 0 | 0.05 | 11.98 | 46.92 | 61.09 | 60.48 | 59.41 | 58.77 | 58.91 | 53.36 | 38.5 | 6.5 | 0 | 0 | 0 | 0 | 0 | 0 | 0 | 0 | 0 | 0 | 0 | 0 | 0 | 0.69 | 26.16 | 63.64 | 70.33 | 68.79 | 68.19 | 67.81 | 65.39 | 63.79 | 57.98 | 24.63 | 0.99 | 0 | 0 | 0 | 0 | 0 | 0 | 0 | 0 | 0 | 0 | 0 | 0 | 0.15 | 17.11 | 59.44 | 72.97 | 73.23 | 71.74 | 70.99 | 70.67 | 67.12 | 61.89 | 46.18 | 17.37 | 2.81 | 0 | 0 | 0 | 0 | 0 | 0 | 0 | 0 | 0 | 0 | 0 | 3.06 | 36.53 | 71.58 | 76.56 | 79.73 | 79.5 | 80.01 | 79.16 | 78.24 | 75.4 | 71.1 | 57.64 | 18.23 | 0.29 | 0 | 0 | 0 | 0 | 0 | 0 | 0 | 0 | 0 | 0.06 | 14.83 | 54.76 | 75.22 | 81.46 | 84.13 | 84.85 | 85.13 | 84.76 | 83.33 | 81.32 | 77.54 | 68.01 | 32.83 | 2.6 | 0 | 0 | 0 | 0 | 0 | 0 | 0 | 0 | 0 | 0.24 | 18.21 | 55.64 | 74.3 | 80.74 | 84.44 | 86.06 | 85.5 | 85.52 | 84.19 | 81.95 | 78.55 | 70.95 | 42.44 | 6.89 | 0 | 0 | 0 | 0 | 0 | 0 | 0 | 0 | 0 | 0 | 8.08 | 42.76 | 68.55 | 78.82 | 83.02 | 84.65 | 83.87 | 82.89 | 82.17 | 80.19 | 76.08 | 65.8 | 37.73 | 5.64 | 0 | 0 | 0 | 0 | 0 | 0 | 0 | 0 | 0 | 0 | 3.1 | 34.25 | 67.29 | 78.83 | 83.05 | 85.15 | 85.45 | 83.54 | 79.42 | 77.58 | 71.3 | 56.79 | 20.3 | 0.56 | 0 | 0 | 0 | 0 | 0 | 0 | 0 | 0 | 0 | 0 | 0.49 | 22.84 | 58.48 | 72.04 | 77.18 | 78.59 | 79.9 | 78.43 | 76.21 | 71.28 | 64.61 | 34.3 | 3.05 | 0 | 0 | 0 | 0 | 0 | 0 | 0 | 0 | 0 | 0 | 0 | 0 | 10 | 49.34 | 65.94 | 69.37 | 70.37 | 70.2 | 69.52 | 70.56 | 66 | 49.77 | 10.84 | 0.01 | 0 | 0 | 0 | 0 | 0 | 0 | 0 | 0 | 0 | 0 | 0 | 1.57 | 27.96 | 58.45 | 65.64 | 64.37 | 62.56 | 63.57 | 63.2 | 58.14 | 34.15 | 3.17 | 0 | 0 | 0 | 0 | 0 | 0 | 0 | 0 | 0 | 0 | 0 | 0 | 0 | 0.11 | 13.23 | 41.67 | 52.23 | 51.48 | 49.52 | 51.55 | 50.73 | 46.74 | 25.54 | 2.1 | 0 | 0 | 0 | 0 | 0 | 0 | 0
VALTNE_2_TBBBT1 | VALTNE_2_TBBBT1_SUN | Hybrid_Solar1Axis | Solar Tracking | CISO | South | Socal | ID | 58 | 0 | 0 | 0 | 0 | 0 | 0 | 0.03 | 6.95 | 27.21 | 35.43 | 35.08 | 34.46 | 34.08 | 34.17 | 30.95 | 22.33 | 3.77 | 0 | 0 | 0 | 0 | 0 | 0 | 0 | 0 | 0 | 0 | 0 | 0 | 0 | 0.4 | 15.17 | 36.91 | 40.79 | 39.9 | 39.55 | 39.33 | 37.93 | 37 | 33.63 | 14.29 | 0.57 | 0 | 0 | 0 | 0 | 0 | 0 | 0 | 0 | 0 | 0 | 0 | 0 | 0.09 | 9.92 | 34.48 | 42.32 | 42.47 | 41.61 | 41.18 | 40.99 | 38.93 | 35.9 | 26.79 | 10.08 | 1.63 | 0 | 0 | 0 | 0 | 0 | 0 | 0 | 0 | 0 | 0 | 0 | 1.78 | 21.19 | 41.51 | 44.41 | 46.24 | 46.11 | 46.4 | 45.91 | 45.38 | 43.73 | 41.24 | 33.43 | 10.57 | 0.17 | 0 | 0 | 0 | 0 | 0 | 0 | 0 | 0 | 0 | 0.03 | 8.6 | 31.76 | 43.63 | 47.25 | 48.8 | 49.21 | 49.37 | 49.16 | 48.33 | 47.16 | 44.97 | 39.44 | 19.04 | 1.51 | 0 | 0 | 0 | 0 | 0 | 0 | 0 | 0 | 0 | 0.14 | 10.56 | 32.27 | 43.1 | 46.83 | 48.98 | 49.91 | 49.59 | 49.6 | 48.83 | 47.53 | 45.56 | 41.15 | 24.62 | 4 | 0 | 0 | 0 | 0 | 0 | 0 | 0 | 0 | 0 | 0 | 4.68 | 24.8 | 39.76 | 45.71 | 48.15 | 49.09 | 48.64 | 48.08 | 47.66 | 46.51 | 44.13 | 38.16 | 21.88 | 3.27 | 0 | 0 | 0 | 0 | 0 | 0 | 0 | 0 | 0 | 0 | 1.8 | 19.87 | 39.03 | 45.72 | 48.17 | 49.39 | 49.56 | 48.45 | 46.07 | 45 | 41.36 | 32.94 | 11.77 | 0.32 | 0 | 0 | 0 | 0 | 0 | 0 | 0 | 0 | 0 | 0 | 0.29 | 13.25 | 33.92 | 41.78 | 44.76 | 45.58 | 46.34 | 45.49 | 44.2 | 41.34 | 37.47 | 19.89 | 1.77 | 0 | 0 | 0 | 0 | 0 | 0 | 0 | 0 | 0 | 0 | 0 | 0 | 5.8 | 28.62 | 38.25 | 40.24 | 40.81 | 40.72 | 40.32 | 40.93 | 38.28 | 28.87 | 6.29 | 0 | 0 | 0 | 0 | 0 | 0 | 0 | 0 | 0 | 0 | 0 | 0 | 0.91 | 16.22 | 33.9 | 38.07 | 37.34 | 36.28 | 36.87 | 36.66 | 33.72 | 19.81 | 1.84 | 0 | 0 | 0 | 0 | 0 | 0 | 0 | 0 | 0 | 0 | 0 | 0 | 0 | 0.06 | 7.67 | 24.17 | 30.29 | 29.86 | 28.72 | 29.9 | 29.43 | 27.11 | 14.81 | 1.22 | 0 | 0 | 0 | 0 | 0 | 0 | 0
VALTNE_2_TRSBT1 | VALTNE_2_TRSBT1_SUN | Hybrid_Solar1Axis | Solar Tracking | CISO | South | Socal | ID | 70 | 0 | 0 | 0 | 0 | 0 | 0 | 0.03 | 8.38 | 32.84 | 42.76 | 42.34 | 41.59 | 41.14 | 41.24 | 37.35 | 26.95 | 4.55 | 0 | 0 | 0 | 0 | 0 | 0 | 0 | 0 | 0 | 0 | 0 | 0 | 0 | 0.48 | 18.31 | 44.55 | 49.23 | 48.15 | 47.73 | 47.47 | 45.77 | 44.65 | 40.59 | 17.24 | 0.69 | 0 | 0 | 0 | 0 | 0 | 0 | 0 | 0 | 0 | 0 | 0 | 0 | 0.1 | 11.97 | 41.61 | 51.08 | 51.26 | 50.22 | 49.69 | 49.47 | 46.98 | 43.32 | 32.33 | 12.16 | 1.96 | 0 | 0 | 0 | 0 | 0 | 0 | 0 | 0 | 0 | 0 | 0 | 2.14 | 25.57 | 50.1 | 53.59 | 55.81 | 55.65 | 56 | 55.41 | 54.77 | 52.78 | 49.77 | 40.35 | 12.76 | 0.21 | 0 | 0 | 0 | 0 | 0 | 0 | 0 | 0 | 0 | 0.04 | 10.38 | 38.33 | 52.65 | 57.03 | 58.89 | 59.39 | 59.59 | 59.33 | 58.33 | 56.92 | 54.28 | 47.61 | 22.98 | 1.82 | 0 | 0 | 0 | 0 | 0 | 0 | 0 | 0 | 0 | 0.17 | 12.75 | 38.95 | 52.01 | 56.52 | 59.11 | 60.24 | 59.85 | 59.86 | 58.93 | 57.36 | 54.98 | 49.66 | 29.71 | 4.82 | 0 | 0 | 0 | 0 | 0 | 0 | 0 | 0 | 0 | 0 | 5.65 | 29.94 | 47.98 | 55.17 | 58.11 | 59.25 | 58.71 | 58.02 | 57.52 | 56.13 | 53.26 | 46.06 | 26.41 | 3.95 | 0 | 0 | 0 | 0 | 0 | 0 | 0 | 0 | 0 | 0 | 2.17 | 23.98 | 47.1 | 55.18 | 58.14 | 59.61 | 59.82 | 58.47 | 55.6 | 54.31 | 49.91 | 39.75 | 14.21 | 0.39 | 0 | 0 | 0 | 0 | 0 | 0 | 0 | 0 | 0 | 0 | 0.35 | 15.99 | 40.94 | 50.43 | 54.03 | 55.02 | 55.93 | 54.9 | 53.35 | 49.89 | 45.23 | 24.01 | 2.13 | 0 | 0 | 0 | 0 | 0 | 0 | 0 | 0 | 0 | 0 | 0 | 0 | 7 | 34.54 | 46.16 | 48.56 | 49.26 | 49.14 | 48.66 | 49.4 | 46.2 | 34.84 | 7.59 | 0 | 0 | 0 | 0 | 0 | 0 | 0 | 0 | 0 | 0 | 0 | 0 | 1.1 | 19.57 | 40.91 | 45.95 | 45.06 | 43.79 | 44.5 | 44.24 | 40.7 | 23.9 | 2.22 | 0 | 0 | 0 | 0 | 0 | 0 | 0 | 0 | 0 | 0 | 0 | 0 | 0 | 0.08 | 9.26 | 29.17 | 36.56 | 36.04 | 34.66 | 36.08 | 35.51 | 32.72 | 17.88 | 1.47 | 0 | 0 | 0 | 0 | 0 | 0 | 0
VEAVST_1_SOLAR |  | Solar_Fixed | Solar Fixed | CISO | South | Socal | EO | 14.4 | 0 | 0 | 0 | 0 | 0 | 0 | 0.02 | 1.91 | 6.4 | 8.68 | 9.38 | 9.68 | 9.43 | 9.08 | 7.59 | 4.43 | 0.64 | 0 | 0 | 0 | 0 | 0 | 0 | 0 | 0 | 0 | 0 | 0 | 0 | 0 | 0.16 | 3.55 | 8.42 | 10.03 | 10.73 | 10.77 | 10.58 | 10.18 | 9.37 | 7.19 | 2.79 | 0.07 | 0 | 0 | 0 | 0 | 0 | 0 | 0 | 0 | 0 | 0 | 0 | 0 | 0.03 | 2.04 | 7.1 | 9.84 | 10.81 | 10.99 | 10.85 | 10.59 | 9.96 | 8.81 | 5.56 | 2.58 | 0.39 | 0 | 0 | 0 | 0 | 0 | 0 | 0 | 0 | 0 | 0 | 0 | 0.39 | 3.98 | 8.57 | 10.75 | 11.73 | 12.22 | 12.24 | 11.99 | 11.68 | 10.71 | 9.11 | 6.25 | 1.56 | 0.02 | 0 | 0 | 0 | 0 | 0 | 0 | 0 | 0 | 0 | 0.02 | 1.65 | 6.05 | 9.18 | 10.91 | 12.12 | 12.6 | 12.67 | 12.53 | 12.28 | 11.44 | 10 | 7.26 | 2.73 | 0.18 | 0 | 0 | 0 | 0 | 0 | 0 | 0 | 0 | 0 | 0.05 | 2.02 | 6.18 | 9.37 | 11.2 | 12.39 | 12.96 | 13.06 | 13.04 | 12.59 | 11.66 | 10.22 | 7.81 | 3.73 | 0.47 | 0 | 0 | 0 | 0 | 0 | 0 | 0 | 0 | 0 | 0 | 0.97 | 4.25 | 7.84 | 10.09 | 11.58 | 12.35 | 12.59 | 12.49 | 11.93 | 11.16 | 9.66 | 7.27 | 3.31 | 0.38 | 0 | 0 | 0 | 0 | 0 | 0 | 0 | 0 | 0 | 0 | 0.43 | 3.82 | 8.15 | 10.49 | 11.92 | 12.66 | 12.89 | 12.69 | 12.15 | 11.06 | 9.36 | 6.25 | 1.78 | 0.05 | 0 | 0 | 0 | 0 | 0 | 0 | 0 | 0 | 0 | 0 | 0.12 | 2.94 | 7.62 | 10.26 | 11.7 | 12.35 | 12.5 | 12.39 | 11.81 | 10.4 | 8.37 | 3.71 | 0.33 | 0 | 0 | 0 | 0 | 0 | 0 | 0 | 0 | 0 | 0 | 0 | 0.01 | 1.57 | 6.6 | 9.45 | 10.75 | 11.43 | 11.59 | 11.42 | 10.86 | 9.66 | 6.11 | 1.23 | 0.01 | 0 | 0 | 0 | 0 | 0 | 0 | 0 | 0 | 0 | 0 | 0 | 0.36 | 3.89 | 7.77 | 9.67 | 10.32 | 10.56 | 10.24 | 9.69 | 7.98 | 3.64 | 0.25 | 0 | 0 | 0 | 0 | 0 | 0 | 0 | 0 | 0 | 0 | 0 | 0 | 0 | 0.04 | 2.05 | 5.76 | 7.71 | 8.49 | 8.94 | 8.67 | 7.96 | 6.49 | 2.91 | 0.18 | 0 | 0 | 0 | 0 | 0 | 0 | 0
VEGA_6_SOLAR1 |  | Solar_1Axis | Solar Tracking | CISO | North | Norcal | EO | 20 | 0 | 0 | 0 | 0 | 0 | 0 | 0 | 0.47 | 3.78 | 6.7 | 8.17 | 8.83 | 9.12 | 8.51 | 7.94 | 5.45 | 1.21 | 0 | 0 | 0 | 0 | 0 | 0 | 0 | 0 | 0 | 0 | 0 | 0 | 0 | 0 | 2.54 | 10.33 | 13.25 | 13.2 | 12.6 | 12.45 | 12.42 | 12.69 | 11.02 | 5.75 | 0.31 | 0 | 0 | 0 | 0 | 0 | 0 | 0 | 0 | 0 | 0 | 0 | 0 | 0 | 1.56 | 8.8 | 13.2 | 13.92 | 13.41 | 13.52 | 12.95 | 12.31 | 11.59 | 9.7 | 2.94 | 0.61 | 0 | 0 | 0 | 0 | 0 | 0 | 0 | 0 | 0 | 0 | 0 | 0.16 | 5.14 | 12.28 | 14.45 | 14.37 | 14.15 | 14.62 | 14.54 | 14.27 | 14.46 | 13.61 | 12.09 | 5.2 | 0.21 | 0 | 0 | 0 | 0 | 0 | 0 | 0 | 0 | 0 | 0 | 1.87 | 9.98 | 14.04 | 15.02 | 15.27 | 15.15 | 15.47 | 15.49 | 15.53 | 15.74 | 15.3 | 14.35 | 8.74 | 1.16 | 0 | 0 | 0 | 0 | 0 | 0 | 0 | 0 | 0 | 0.01 | 3.11 | 11.28 | 15.22 | 16.54 | 16.76 | 16.91 | 17.02 | 16.92 | 16.8 | 16.85 | 16.21 | 15.19 | 10.96 | 2.97 | 0.03 | 0 | 0 | 0 | 0 | 0 | 0 | 0 | 0 | 0 | 1.4 | 9.24 | 15.27 | 16.86 | 17.11 | 17.16 | 17.04 | 17.03 | 16.76 | 16.75 | 16.14 | 14.93 | 10.36 | 2.39 | 0.01 | 0 | 0 | 0 | 0 | 0 | 0 | 0 | 0 | 0 | 0.21 | 5.46 | 12.76 | 15.53 | 16.15 | 16.36 | 16.34 | 16.18 | 16.16 | 16.1 | 15.4 | 12.54 | 5.51 | 0.32 | 0 | 0 | 0 | 0 | 0 | 0 | 0 | 0 | 0 | 0 | 0.01 | 2.64 | 10.19 | 13.62 | 14.43 | 14.6 | 14.43 | 14.34 | 14.38 | 14.58 | 13.13 | 8.14 | 1.04 | 0 | 0 | 0 | 0 | 0 | 0 | 0 | 0 | 0 | 0 | 0 | 0 | 0.69 | 6.51 | 11.38 | 12.55 | 12.39 | 11.93 | 12.07 | 12.44 | 12.14 | 9.52 | 2.69 | 0.02 | 0 | 0 | 0 | 0 | 0 | 0 | 0 | 0 | 0 | 0 | 0 | 0.02 | 2.15 | 7.45 | 10.16 | 10.55 | 10.11 | 10.39 | 10.64 | 10.05 | 6.13 | 0.73 | 0 | 0 | 0 | 0 | 0 | 0 | 0 | 0 | 0 | 0 | 0 | 0 | 0 | 0 | 0.5 | 3.75 | 6.13 | 7.34 | 8.04 | 7.92 | 7.63 | 6.42 | 3.42 | 0.4 | 0 | 0 | 0 | 0 | 0 | 0 | 0
VENWD_1_WIND3 |  | Wind | Wind | CISO | South | Socal | FC | 44.53 | 2.34 | 2.47 | 2.33 | 2.22 | 2.49 | 2.42 | 2.48 | 2.27 | 1.98 | 2.24 | 1.99 | 2.18 | 2.45 | 2.24 | 2.47 | 2.46 | 2.1 | 2.03 | 2.43 | 2.29 | 2.26 | 2.48 | 2.14 | 2.26 | 4.32 | 4.12 | 4.72 | 4.6 | 3.89 | 4.12 | 4.06 | 3.33 | 3.48 | 3.84 | 4.78 | 4.95 | 4.47 | 4.13 | 5.28 | 5.41 | 5.3 | 5.54 | 5.24 | 5.7 | 6.54 | 5.65 | 4.97 | 4.89 | 4.81 | 4.51 | 3.96 | 3.92 | 4 | 3.99 | 4 | 3.29 | 2.54 | 2.53 | 2.58 | 2.92 | 3.54 | 3.82 | 4.32 | 4.21 | 5.64 | 6 | 5.66 | 6.08 | 5.9 | 6.05 | 4.99 | 4.73 | 16.45 | 17.06 | 15.58 | 14.25 | 13.33 | 11.91 | 9.83 | 8.11 | 5.92 | 5.27 | 5.23 | 5.22 | 5.08 | 5.92 | 8.89 | 12.28 | 14.59 | 16.38 | 17.58 | 17.97 | 17.97 | 18.13 | 17.28 | 17.27 | 19.23 | 18.23 | 17.43 | 17.42 | 15.34 | 12.33 | 9.45 | 7.1 | 5.27 | 3.93 | 2.95 | 2.84 | 2.44 | 3.38 | 5.62 | 9.08 | 14.16 | 16.95 | 19.15 | 18.46 | 18.66 | 19.7 | 19.42 | 19.84 | 19.79 | 19.31 | 17.96 | 16.4 | 14.97 | 12.09 | 9.45 | 6.94 | 4.27 | 3.09 | 2.22 | 2.58 | 2.79 | 3.28 | 5.39 | 8.62 | 12.44 | 14.7 | 16.88 | 18.93 | 20.67 | 20.6 | 20.36 | 20.51 | 18.63 | 17.5 | 16.51 | 14.54 | 12.05 | 10.36 | 7.7 | 4.97 | 2.53 | 1.69 | 1.45 | 1.71 | 2.27 | 3.33 | 5.45 | 8.12 | 11.67 | 14.84 | 17.15 | 18.72 | 20.26 | 20.76 | 20.11 | 19.39 | 16.68 | 16.17 | 14.84 | 12.69 | 10.22 | 8.91 | 6.56 | 4.73 | 2.9 | 1.99 | 1.56 | 1.73 | 2.34 | 3.3 | 5.06 | 7.39 | 10.13 | 12.99 | 14.64 | 17.75 | 18.82 | 18.76 | 18.15 | 17.31 | 8.41 | 7.76 | 7.03 | 5.47 | 4.5 | 3.26 | 2.61 | 1.81 | 1.51 | 1.51 | 1.73 | 2.31 | 2.68 | 3.18 | 3.95 | 4.88 | 5.52 | 7.28 | 8.91 | 10.69 | 10.7 | 10.69 | 10.04 | 9.18 | 4.39 | 4.07 | 4.12 | 4.06 | 3.72 | 3.06 | 2.47 | 2.04 | 1.36 | 1.22 | 1.31 | 1.64 | 1.93 | 1.93 | 1.96 | 2.27 | 2.89 | 3.45 | 4.17 | 4.8 | 5.3 | 5.39 | 4.99 | 4.29 | 1.96 | 1.74 | 1.78 | 1.81 | 1.83 | 1.86 | 1.78 | 1.6 | 1.45 | 1.59 | 1.73 | 1.97 | 1.87 | 1.98 | 1.99 | 1.67 | 1.52 | 1.93 | 2.42 | 2.61 | 2.78 | 2.07 | 2.19 | 2.11 | 1.66 | 1.61 | 1.58 | 1.81 | 1.78 | 1.8 | 1.79 | 1.67 | 1.56 | 1.56 | 1.55 | 1.69 | 1.68 | 1.55 | 1.48 | 1.55 | 1.72 | 1.81 | 2.04 | 1.91 | 2.17 | 1.95 | 1.84 | 1.83
VESTAL_2_RTS042 |  | Solar_Fixed | Solar Fixed | CISO | South | Socal | EO | 5 | 0 | 0 | 0 | 0 | 0 | 0 | 0.01 | 0.66 | 2.22 | 3.01 | 3.26 | 3.36 | 3.28 | 3.15 | 2.63 | 1.54 | 0.22 | 0 | 0 | 0 | 0 | 0 | 0 | 0 | 0 | 0 | 0 | 0 | 0 | 0 | 0.06 | 1.23 | 2.92 | 3.48 | 3.73 | 3.74 | 3.67 | 3.54 | 3.25 | 2.5 | 0.97 | 0.02 | 0 | 0 | 0 | 0 | 0 | 0 | 0 | 0 | 0 | 0 | 0 | 0 | 0.01 | 0.71 | 2.47 | 3.42 | 3.75 | 3.82 | 3.77 | 3.68 | 3.46 | 3.06 | 1.93 | 0.9 | 0.14 | 0 | 0 | 0 | 0 | 0 | 0 | 0 | 0 | 0 | 0 | 0 | 0.14 | 1.38 | 2.97 | 3.73 | 4.07 | 4.24 | 4.25 | 4.16 | 4.06 | 3.72 | 3.16 | 2.17 | 0.54 | 0.01 | 0 | 0 | 0 | 0 | 0 | 0 | 0 | 0 | 0 | 0.01 | 0.57 | 2.1 | 3.19 | 3.79 | 4.21 | 4.38 | 4.4 | 4.35 | 4.26 | 3.97 | 3.47 | 2.52 | 0.95 | 0.06 | 0 | 0 | 0 | 0 | 0 | 0 | 0 | 0 | 0 | 0.02 | 0.7 | 2.14 | 3.26 | 3.89 | 4.3 | 4.5 | 4.53 | 4.53 | 4.37 | 4.05 | 3.55 | 2.71 | 1.29 | 0.16 | 0 | 0 | 0 | 0 | 0 | 0 | 0 | 0 | 0 | 0 | 0.34 | 1.47 | 2.72 | 3.5 | 4.02 | 4.29 | 4.37 | 4.34 | 4.14 | 3.88 | 3.35 | 2.52 | 1.15 | 0.13 | 0 | 0 | 0 | 0 | 0 | 0 | 0 | 0 | 0 | 0 | 0.15 | 1.33 | 2.83 | 3.64 | 4.14 | 4.39 | 4.48 | 4.4 | 4.22 | 3.84 | 3.25 | 2.17 | 0.62 | 0.02 | 0 | 0 | 0 | 0 | 0 | 0 | 0 | 0 | 0 | 0 | 0.04 | 1.02 | 2.64 | 3.56 | 4.06 | 4.29 | 4.34 | 4.3 | 4.1 | 3.61 | 2.91 | 1.29 | 0.11 | 0 | 0 | 0 | 0 | 0 | 0 | 0 | 0 | 0 | 0 | 0 | 0 | 0.54 | 2.29 | 3.28 | 3.73 | 3.97 | 4.02 | 3.96 | 3.77 | 3.35 | 2.12 | 0.43 | 0 | 0 | 0 | 0 | 0 | 0 | 0 | 0 | 0 | 0 | 0 | 0 | 0.12 | 1.35 | 2.7 | 3.36 | 3.58 | 3.67 | 3.55 | 3.37 | 2.77 | 1.27 | 0.09 | 0 | 0 | 0 | 0 | 0 | 0 | 0 | 0 | 0 | 0 | 0 | 0 | 0 | 0.02 | 0.71 | 2 | 2.68 | 2.95 | 3.11 | 3.01 | 2.76 | 2.25 | 1.01 | 0.06 | 0 | 0 | 0 | 0 | 0 | 0 | 0
VESTAL_2_SOLAR1 |  | Solar_1Axis | Solar Tracking | CISO | South | Socal | FC | 20 | 0 | 0 | 0 | 0 | 0 | 0 | 0.01 | 2.4 | 9.38 | 12.22 | 12.1 | 11.88 | 11.75 | 11.78 | 10.67 | 7.7 | 1.3 | 0 | 0 | 0 | 0 | 0 | 0 | 0 | 0 | 0 | 0 | 0 | 0 | 0 | 0.14 | 5.23 | 12.73 | 14.07 | 13.76 | 13.64 | 13.56 | 13.08 | 12.76 | 11.6 | 4.93 | 0.2 | 0 | 0 | 0 | 0 | 0 | 0 | 0 | 0 | 0 | 0 | 0 | 0 | 0.03 | 3.42 | 11.89 | 14.59 | 14.65 | 14.35 | 14.2 | 14.13 | 13.42 | 12.38 | 9.24 | 3.47 | 0.56 | 0 | 0 | 0 | 0 | 0 | 0 | 0 | 0 | 0 | 0 | 0 | 0.61 | 7.31 | 14.32 | 15.31 | 15.95 | 15.9 | 16 | 15.83 | 15.65 | 15.08 | 14.22 | 11.53 | 3.65 | 0.06 | 0 | 0 | 0 | 0 | 0 | 0 | 0 | 0 | 0 | 0.01 | 2.97 | 10.95 | 15.04 | 16.29 | 16.83 | 16.97 | 17.03 | 16.95 | 16.67 | 16.26 | 15.51 | 13.6 | 6.57 | 0.52 | 0 | 0 | 0 | 0 | 0 | 0 | 0 | 0 | 0 | 0.05 | 3.64 | 11.13 | 14.86 | 16.15 | 16.89 | 17.21 | 17.1 | 17.1 | 16.84 | 16.39 | 15.71 | 14.19 | 8.49 | 1.38 | 0 | 0 | 0 | 0 | 0 | 0 | 0 | 0 | 0 | 0 | 1.62 | 8.55 | 13.71 | 15.76 | 16.6 | 16.93 | 16.77 | 16.58 | 16.43 | 16.04 | 15.22 | 13.16 | 7.55 | 1.13 | 0 | 0 | 0 | 0 | 0 | 0 | 0 | 0 | 0 | 0 | 0.62 | 6.85 | 13.46 | 15.77 | 16.61 | 17.03 | 17.09 | 16.71 | 15.88 | 15.52 | 14.26 | 11.36 | 4.06 | 0.11 | 0 | 0 | 0 | 0 | 0 | 0 | 0 | 0 | 0 | 0 | 0.1 | 4.57 | 11.7 | 14.41 | 15.44 | 15.72 | 15.98 | 15.69 | 15.24 | 14.26 | 12.92 | 6.86 | 0.61 | 0 | 0 | 0 | 0 | 0 | 0 | 0 | 0 | 0 | 0 | 0 | 0 | 2 | 9.87 | 13.19 | 13.87 | 14.07 | 14.04 | 13.9 | 14.11 | 13.2 | 9.95 | 2.17 | 0 | 0 | 0 | 0 | 0 | 0 | 0 | 0 | 0 | 0 | 0 | 0 | 0.31 | 5.59 | 11.69 | 13.13 | 12.87 | 12.51 | 12.71 | 12.64 | 11.63 | 6.83 | 0.63 | 0 | 0 | 0 | 0 | 0 | 0 | 0 | 0 | 0 | 0 | 0 | 0 | 0 | 0.02 | 2.65 | 8.33 | 10.45 | 10.3 | 9.9 | 10.31 | 10.15 | 9.35 | 5.11 | 0.42 | 0 | 0 | 0 | 0 | 0 | 0 | 0
VESTAL_2_SOLAR2 |  | Solar_1Axis | Solar Tracking | CISO | South | Socal | FC | 14 | 0 | 0 | 0 | 0 | 0 | 0 | 0.01 | 1.68 | 6.57 | 8.55 | 8.47 | 8.32 | 8.23 | 8.25 | 7.47 | 5.39 | 0.91 | 0 | 0 | 0 | 0 | 0 | 0 | 0 | 0 | 0 | 0 | 0 | 0 | 0 | 0.1 | 3.66 | 8.91 | 9.85 | 9.63 | 9.55 | 9.49 | 9.15 | 8.93 | 8.12 | 3.45 | 0.14 | 0 | 0 | 0 | 0 | 0 | 0 | 0 | 0 | 0 | 0 | 0 | 0 | 0.02 | 2.39 | 8.32 | 10.22 | 10.25 | 10.04 | 9.94 | 9.89 | 9.4 | 8.66 | 6.47 | 2.43 | 0.39 | 0 | 0 | 0 | 0 | 0 | 0 | 0 | 0 | 0 | 0 | 0 | 0.43 | 5.11 | 10.02 | 10.72 | 11.16 | 11.13 | 11.2 | 11.08 | 10.95 | 10.56 | 9.95 | 8.07 | 2.55 | 0.04 | 0 | 0 | 0 | 0 | 0 | 0 | 0 | 0 | 0 | 0.01 | 2.08 | 7.67 | 10.53 | 11.41 | 11.78 | 11.88 | 11.92 | 11.87 | 11.67 | 11.38 | 10.86 | 9.52 | 4.6 | 0.36 | 0 | 0 | 0 | 0 | 0 | 0 | 0 | 0 | 0 | 0.03 | 2.55 | 7.79 | 10.4 | 11.3 | 11.82 | 12.05 | 11.97 | 11.97 | 11.79 | 11.47 | 11 | 9.93 | 5.94 | 0.96 | 0 | 0 | 0 | 0 | 0 | 0 | 0 | 0 | 0 | 0 | 1.13 | 5.99 | 9.6 | 11.03 | 11.62 | 11.85 | 11.74 | 11.6 | 11.5 | 11.23 | 10.65 | 9.21 | 5.28 | 0.79 | 0 | 0 | 0 | 0 | 0 | 0 | 0 | 0 | 0 | 0 | 0.43 | 4.8 | 9.42 | 11.04 | 11.63 | 11.92 | 11.96 | 11.69 | 11.12 | 10.86 | 9.98 | 7.95 | 2.84 | 0.08 | 0 | 0 | 0 | 0 | 0 | 0 | 0 | 0 | 0 | 0 | 0.07 | 3.2 | 8.19 | 10.09 | 10.81 | 11 | 11.19 | 10.98 | 10.67 | 9.98 | 9.05 | 4.8 | 0.43 | 0 | 0 | 0 | 0 | 0 | 0 | 0 | 0 | 0 | 0 | 0 | 0 | 1.4 | 6.91 | 9.23 | 9.71 | 9.85 | 9.83 | 9.73 | 9.88 | 9.24 | 6.97 | 1.52 | 0 | 0 | 0 | 0 | 0 | 0 | 0 | 0 | 0 | 0 | 0 | 0 | 0.22 | 3.91 | 8.18 | 9.19 | 9.01 | 8.76 | 8.9 | 8.85 | 8.14 | 4.78 | 0.44 | 0 | 0 | 0 | 0 | 0 | 0 | 0 | 0 | 0 | 0 | 0 | 0 | 0 | 0.02 | 1.85 | 5.83 | 7.31 | 7.21 | 6.93 | 7.22 | 7.1 | 6.54 | 3.58 | 0.29 | 0 | 0 | 0 | 0 | 0 | 0 | 0
VESTAL_2_TS5SR1 |  | Solar_1Axis | Solar Tracking | CISO | South | Socal | FC | 55.83 | 0 | 0 | 0 | 0 | 0 | 0 | 0.03 | 6.69 | 26.19 | 34.11 | 33.77 | 33.17 | 32.81 | 32.89 | 29.79 | 21.5 | 3.63 | 0 | 0 | 0 | 0 | 0 | 0 | 0 | 0 | 0 | 0 | 0 | 0 | 0 | 0.38 | 14.6 | 35.53 | 39.26 | 38.4 | 38.07 | 37.86 | 36.51 | 35.61 | 32.37 | 13.75 | 0.55 | 0 | 0 | 0 | 0 | 0 | 0 | 0 | 0 | 0 | 0 | 0 | 0 | 0.08 | 9.55 | 33.19 | 40.74 | 40.88 | 40.05 | 39.64 | 39.45 | 37.47 | 34.55 | 25.78 | 9.7 | 1.57 | 0 | 0 | 0 | 0 | 0 | 0 | 0 | 0 | 0 | 0 | 0 | 1.71 | 20.4 | 39.96 | 42.74 | 44.51 | 44.38 | 44.67 | 44.19 | 43.68 | 42.1 | 39.69 | 32.18 | 10.18 | 0.16 | 0 | 0 | 0 | 0 | 0 | 0 | 0 | 0 | 0 | 0.03 | 8.28 | 30.57 | 42 | 45.48 | 46.97 | 47.37 | 47.53 | 47.32 | 46.52 | 45.4 | 43.29 | 37.97 | 18.33 | 1.45 | 0 | 0 | 0 | 0 | 0 | 0 | 0 | 0 | 0 | 0.13 | 10.17 | 31.06 | 41.48 | 45.08 | 47.15 | 48.05 | 47.73 | 47.74 | 47 | 45.75 | 43.85 | 39.61 | 23.7 | 3.85 | 0 | 0 | 0 | 0 | 0 | 0 | 0 | 0 | 0 | 0 | 4.51 | 23.88 | 38.27 | 44 | 46.35 | 47.26 | 46.82 | 46.28 | 45.88 | 44.77 | 42.48 | 36.73 | 21.06 | 3.15 | 0 | 0 | 0 | 0 | 0 | 0 | 0 | 0 | 0 | 0 | 1.73 | 19.12 | 37.57 | 44.01 | 46.37 | 47.54 | 47.71 | 46.64 | 44.34 | 43.31 | 39.81 | 31.71 | 11.33 | 0.31 | 0 | 0 | 0 | 0 | 0 | 0 | 0 | 0 | 0 | 0 | 0.28 | 12.75 | 32.65 | 40.22 | 43.09 | 43.88 | 44.61 | 43.79 | 42.55 | 39.79 | 36.07 | 19.15 | 1.7 | 0 | 0 | 0 | 0 | 0 | 0 | 0 | 0 | 0 | 0 | 0 | 0 | 5.58 | 27.55 | 36.82 | 38.73 | 39.29 | 39.19 | 38.81 | 39.4 | 36.85 | 27.79 | 6.05 | 0 | 0 | 0 | 0 | 0 | 0 | 0 | 0 | 0 | 0 | 0 | 0 | 0.88 | 15.61 | 32.63 | 36.65 | 35.94 | 34.93 | 35.49 | 35.29 | 32.46 | 19.07 | 1.77 | 0 | 0 | 0 | 0 | 0 | 0 | 0 | 0 | 0 | 0 | 0 | 0 | 0 | 0.06 | 7.38 | 23.26 | 29.16 | 28.74 | 27.65 | 28.78 | 28.33 | 26.1 | 14.26 | 1.17 | 0 | 0 | 0 | 0 | 0 | 0 | 0
VICTOR_1_CREST |  | Solar_Fixed | Solar Fixed | CISO | South | Socal | EO | 24.5 | 0 | 0 | 0 | 0 | 0 | 0 | 0.04 | 3.24 | 10.88 | 14.77 | 15.96 | 16.48 | 16.05 | 15.46 | 12.91 | 7.53 | 1.09 | 0 | 0 | 0 | 0 | 0 | 0 | 0 | 0 | 0 | 0 | 0 | 0 | 0 | 0.27 | 6.04 | 14.32 | 17.06 | 18.25 | 18.32 | 17.99 | 17.33 | 15.94 | 12.24 | 4.75 | 0.12 | 0 | 0 | 0 | 0 | 0 | 0 | 0 | 0 | 0 | 0 | 0 | 0 | 0.05 | 3.46 | 12.08 | 16.75 | 18.39 | 18.7 | 18.47 | 18.02 | 16.95 | 14.99 | 9.46 | 4.4 | 0.66 | 0 | 0 | 0 | 0 | 0 | 0 | 0 | 0 | 0 | 0 | 0 | 0.67 | 6.77 | 14.57 | 18.3 | 19.97 | 20.79 | 20.82 | 20.4 | 19.87 | 18.23 | 15.51 | 10.64 | 2.66 | 0.03 | 0 | 0 | 0 | 0 | 0 | 0 | 0 | 0 | 0 | 0.04 | 2.8 | 10.29 | 15.62 | 18.56 | 20.63 | 21.45 | 21.56 | 21.33 | 20.89 | 19.46 | 17.02 | 12.35 | 4.64 | 0.3 | 0 | 0 | 0 | 0 | 0 | 0 | 0 | 0 | 0 | 0.09 | 3.44 | 10.51 | 15.95 | 19.05 | 21.09 | 22.04 | 22.22 | 22.19 | 21.43 | 19.84 | 17.39 | 13.29 | 6.34 | 0.8 | 0 | 0 | 0 | 0 | 0 | 0 | 0 | 0 | 0 | 0 | 1.65 | 7.22 | 13.34 | 17.16 | 19.71 | 21.01 | 21.43 | 21.25 | 20.3 | 18.99 | 16.44 | 12.36 | 5.62 | 0.64 | 0 | 0 | 0 | 0 | 0 | 0 | 0 | 0 | 0 | 0 | 0.73 | 6.5 | 13.87 | 17.84 | 20.28 | 21.53 | 21.94 | 21.58 | 20.68 | 18.82 | 15.93 | 10.63 | 3.04 | 0.08 | 0 | 0 | 0 | 0 | 0 | 0 | 0 | 0 | 0 | 0 | 0.2 | 5 | 12.96 | 17.46 | 19.91 | 21.01 | 21.26 | 21.07 | 20.09 | 17.69 | 14.25 | 6.31 | 0.56 | 0 | 0 | 0 | 0 | 0 | 0 | 0 | 0 | 0 | 0 | 0 | 0.02 | 2.66 | 11.23 | 16.07 | 18.29 | 19.44 | 19.71 | 19.43 | 18.47 | 16.44 | 10.4 | 2.09 | 0.01 | 0 | 0 | 0 | 0 | 0 | 0 | 0 | 0 | 0 | 0 | 0 | 0.6 | 6.61 | 13.23 | 16.45 | 17.56 | 17.97 | 17.42 | 16.49 | 13.58 | 6.2 | 0.42 | 0 | 0 | 0 | 0 | 0 | 0 | 0 | 0 | 0 | 0 | 0 | 0 | 0 | 0.07 | 3.49 | 9.8 | 13.11 | 14.45 | 15.21 | 14.75 | 13.55 | 11.05 | 4.94 | 0.3 | 0 | 0 | 0 | 0 | 0 | 0 | 0
VICTOR_1_EXSLRA |  | Solar_Fixed | Solar Fixed | CISO | South | Socal | FC | 2 | 0 | 0 | 0 | 0 | 0 | 0 | 0 | 0.26 | 0.89 | 1.21 | 1.3 | 1.35 | 1.31 | 1.26 | 1.05 | 0.61 | 0.09 | 0 | 0 | 0 | 0 | 0 | 0 | 0 | 0 | 0 | 0 | 0 | 0 | 0 | 0.02 | 0.49 | 1.17 | 1.39 | 1.49 | 1.5 | 1.47 | 1.41 | 1.3 | 1 | 0.39 | 0.01 | 0 | 0 | 0 | 0 | 0 | 0 | 0 | 0 | 0 | 0 | 0 | 0 | 0 | 0.28 | 0.99 | 1.37 | 1.5 | 1.53 | 1.51 | 1.47 | 1.38 | 1.22 | 0.77 | 0.36 | 0.05 | 0 | 0 | 0 | 0 | 0 | 0 | 0 | 0 | 0 | 0 | 0 | 0.05 | 0.55 | 1.19 | 1.49 | 1.63 | 1.7 | 1.7 | 1.67 | 1.62 | 1.49 | 1.27 | 0.87 | 0.22 | 0 | 0 | 0 | 0 | 0 | 0 | 0 | 0 | 0 | 0 | 0 | 0.23 | 0.84 | 1.27 | 1.52 | 1.68 | 1.75 | 1.76 | 1.74 | 1.71 | 1.59 | 1.39 | 1.01 | 0.38 | 0.02 | 0 | 0 | 0 | 0 | 0 | 0 | 0 | 0 | 0 | 0.01 | 0.28 | 0.86 | 1.3 | 1.56 | 1.72 | 1.8 | 1.81 | 1.81 | 1.75 | 1.62 | 1.42 | 1.08 | 0.52 | 0.07 | 0 | 0 | 0 | 0 | 0 | 0 | 0 | 0 | 0 | 0 | 0.13 | 0.59 | 1.09 | 1.4 | 1.61 | 1.71 | 1.75 | 1.74 | 1.66 | 1.55 | 1.34 | 1.01 | 0.46 | 0.05 | 0 | 0 | 0 | 0 | 0 | 0 | 0 | 0 | 0 | 0 | 0.06 | 0.53 | 1.13 | 1.46 | 1.66 | 1.76 | 1.79 | 1.76 | 1.69 | 1.54 | 1.3 | 0.87 | 0.25 | 0.01 | 0 | 0 | 0 | 0 | 0 | 0 | 0 | 0 | 0 | 0 | 0.02 | 0.41 | 1.06 | 1.43 | 1.63 | 1.72 | 1.74 | 1.72 | 1.64 | 1.44 | 1.16 | 0.51 | 0.05 | 0 | 0 | 0 | 0 | 0 | 0 | 0 | 0 | 0 | 0 | 0 | 0 | 0.22 | 0.92 | 1.31 | 1.49 | 1.59 | 1.61 | 1.59 | 1.51 | 1.34 | 0.85 | 0.17 | 0 | 0 | 0 | 0 | 0 | 0 | 0 | 0 | 0 | 0 | 0 | 0 | 0.05 | 0.54 | 1.08 | 1.34 | 1.43 | 1.47 | 1.42 | 1.35 | 1.11 | 0.51 | 0.03 | 0 | 0 | 0 | 0 | 0 | 0 | 0 | 0 | 0 | 0 | 0 | 0 | 0 | 0.01 | 0.28 | 0.8 | 1.07 | 1.18 | 1.24 | 1.2 | 1.11 | 0.9 | 0.4 | 0.02 | 0 | 0 | 0 | 0 | 0 | 0 | 0
VICTOR_1_EXSLRB |  | Solar_Fixed | Solar Fixed | CISO | South | Socal | FC | 2 | 0 | 0 | 0 | 0 | 0 | 0 | 0 | 0.26 | 0.89 | 1.21 | 1.3 | 1.35 | 1.31 | 1.26 | 1.05 | 0.61 | 0.09 | 0 | 0 | 0 | 0 | 0 | 0 | 0 | 0 | 0 | 0 | 0 | 0 | 0 | 0.02 | 0.49 | 1.17 | 1.39 | 1.49 | 1.5 | 1.47 | 1.41 | 1.3 | 1 | 0.39 | 0.01 | 0 | 0 | 0 | 0 | 0 | 0 | 0 | 0 | 0 | 0 | 0 | 0 | 0 | 0.28 | 0.99 | 1.37 | 1.5 | 1.53 | 1.51 | 1.47 | 1.38 | 1.22 | 0.77 | 0.36 | 0.05 | 0 | 0 | 0 | 0 | 0 | 0 | 0 | 0 | 0 | 0 | 0 | 0.05 | 0.55 | 1.19 | 1.49 | 1.63 | 1.7 | 1.7 | 1.67 | 1.62 | 1.49 | 1.27 | 0.87 | 0.22 | 0 | 0 | 0 | 0 | 0 | 0 | 0 | 0 | 0 | 0 | 0 | 0.23 | 0.84 | 1.27 | 1.52 | 1.68 | 1.75 | 1.76 | 1.74 | 1.71 | 1.59 | 1.39 | 1.01 | 0.38 | 0.02 | 0 | 0 | 0 | 0 | 0 | 0 | 0 | 0 | 0 | 0.01 | 0.28 | 0.86 | 1.3 | 1.56 | 1.72 | 1.8 | 1.81 | 1.81 | 1.75 | 1.62 | 1.42 | 1.08 | 0.52 | 0.07 | 0 | 0 | 0 | 0 | 0 | 0 | 0 | 0 | 0 | 0 | 0.13 | 0.59 | 1.09 | 1.4 | 1.61 | 1.71 | 1.75 | 1.74 | 1.66 | 1.55 | 1.34 | 1.01 | 0.46 | 0.05 | 0 | 0 | 0 | 0 | 0 | 0 | 0 | 0 | 0 | 0 | 0.06 | 0.53 | 1.13 | 1.46 | 1.66 | 1.76 | 1.79 | 1.76 | 1.69 | 1.54 | 1.3 | 0.87 | 0.25 | 0.01 | 0 | 0 | 0 | 0 | 0 | 0 | 0 | 0 | 0 | 0 | 0.02 | 0.41 | 1.06 | 1.43 | 1.63 | 1.72 | 1.74 | 1.72 | 1.64 | 1.44 | 1.16 | 0.51 | 0.05 | 0 | 0 | 0 | 0 | 0 | 0 | 0 | 0 | 0 | 0 | 0 | 0 | 0.22 | 0.92 | 1.31 | 1.49 | 1.59 | 1.61 | 1.59 | 1.51 | 1.34 | 0.85 | 0.17 | 0 | 0 | 0 | 0 | 0 | 0 | 0 | 0 | 0 | 0 | 0 | 0 | 0.05 | 0.54 | 1.08 | 1.34 | 1.43 | 1.47 | 1.42 | 1.35 | 1.11 | 0.51 | 0.03 | 0 | 0 | 0 | 0 | 0 | 0 | 0 | 0 | 0 | 0 | 0 | 0 | 0 | 0.01 | 0.28 | 0.8 | 1.07 | 1.18 | 1.24 | 1.2 | 1.11 | 0.9 | 0.4 | 0.02 | 0 | 0 | 0 | 0 | 0 | 0 | 0
VICTOR_1_LVSLR1 |  | Solar_1Axis | Solar Tracking | CISO | South | Socal | EO | 10 | 0 | 0 | 0 | 0 | 0 | 0 | 0 | 1.2 | 4.69 | 6.11 | 6.05 | 5.94 | 5.88 | 5.89 | 5.34 | 3.85 | 0.65 | 0 | 0 | 0 | 0 | 0 | 0 | 0 | 0 | 0 | 0 | 0 | 0 | 0 | 0.07 | 2.62 | 6.36 | 7.03 | 6.88 | 6.82 | 6.78 | 6.54 | 6.38 | 5.8 | 2.46 | 0.1 | 0 | 0 | 0 | 0 | 0 | 0 | 0 | 0 | 0 | 0 | 0 | 0 | 0.01 | 1.71 | 5.94 | 7.3 | 7.32 | 7.17 | 7.1 | 7.07 | 6.71 | 6.19 | 4.62 | 1.74 | 0.28 | 0 | 0 | 0 | 0 | 0 | 0 | 0 | 0 | 0 | 0 | 0 | 0.31 | 3.65 | 7.16 | 7.66 | 7.97 | 7.95 | 8 | 7.92 | 7.82 | 7.54 | 7.11 | 5.76 | 1.82 | 0.03 | 0 | 0 | 0 | 0 | 0 | 0 | 0 | 0 | 0 | 0.01 | 1.48 | 5.48 | 7.52 | 8.15 | 8.41 | 8.48 | 8.51 | 8.48 | 8.33 | 8.13 | 7.75 | 6.8 | 3.28 | 0.26 | 0 | 0 | 0 | 0 | 0 | 0 | 0 | 0 | 0 | 0.02 | 1.82 | 5.56 | 7.43 | 8.07 | 8.44 | 8.61 | 8.55 | 8.55 | 8.42 | 8.19 | 7.85 | 7.09 | 4.24 | 0.69 | 0 | 0 | 0 | 0 | 0 | 0 | 0 | 0 | 0 | 0 | 0.81 | 4.28 | 6.85 | 7.88 | 8.3 | 8.46 | 8.39 | 8.29 | 8.22 | 8.02 | 7.61 | 6.58 | 3.77 | 0.56 | 0 | 0 | 0 | 0 | 0 | 0 | 0 | 0 | 0 | 0 | 0.31 | 3.43 | 6.73 | 7.88 | 8.31 | 8.52 | 8.55 | 8.35 | 7.94 | 7.76 | 7.13 | 5.68 | 2.03 | 0.06 | 0 | 0 | 0 | 0 | 0 | 0 | 0 | 0 | 0 | 0 | 0.05 | 2.28 | 5.85 | 7.2 | 7.72 | 7.86 | 7.99 | 7.84 | 7.62 | 7.13 | 6.46 | 3.43 | 0.3 | 0 | 0 | 0 | 0 | 0 | 0 | 0 | 0 | 0 | 0 | 0 | 0 | 1 | 4.93 | 6.59 | 6.94 | 7.04 | 7.02 | 6.95 | 7.06 | 6.6 | 4.98 | 1.08 | 0 | 0 | 0 | 0 | 0 | 0 | 0 | 0 | 0 | 0 | 0 | 0 | 0.16 | 2.8 | 5.84 | 6.56 | 6.44 | 6.26 | 6.36 | 6.32 | 5.81 | 3.41 | 0.32 | 0 | 0 | 0 | 0 | 0 | 0 | 0 | 0 | 0 | 0 | 0 | 0 | 0 | 0.01 | 1.32 | 4.17 | 5.22 | 5.15 | 4.95 | 5.15 | 5.07 | 4.67 | 2.55 | 0.21 | 0 | 0 | 0 | 0 | 0 | 0 | 0
VICTOR_1_LVSLR2 |  | Solar_Fixed | Solar Fixed | CISO | South | Socal | EO | 20 | 0 | 0 | 0 | 0 | 0 | 0 | 0.03 | 2.65 | 8.89 | 12.05 | 13.03 | 13.45 | 13.1 | 12.62 | 10.54 | 6.15 | 0.89 | 0 | 0 | 0 | 0 | 0 | 0 | 0 | 0 | 0 | 0 | 0 | 0 | 0 | 0.22 | 4.93 | 11.69 | 13.93 | 14.9 | 14.95 | 14.69 | 14.14 | 13.01 | 9.99 | 3.87 | 0.1 | 0 | 0 | 0 | 0 | 0 | 0 | 0 | 0 | 0 | 0 | 0 | 0 | 0.04 | 2.83 | 9.86 | 13.67 | 15.01 | 15.26 | 15.08 | 14.71 | 13.84 | 12.23 | 7.72 | 3.59 | 0.54 | 0 | 0 | 0 | 0 | 0 | 0 | 0 | 0 | 0 | 0 | 0 | 0.55 | 5.53 | 11.9 | 14.94 | 16.3 | 16.97 | 17 | 16.65 | 16.22 | 14.88 | 12.66 | 8.68 | 2.17 | 0.03 | 0 | 0 | 0 | 0 | 0 | 0 | 0 | 0 | 0 | 0.03 | 2.29 | 8.4 | 12.75 | 15.15 | 16.84 | 17.51 | 17.6 | 17.41 | 17.06 | 15.89 | 13.89 | 10.08 | 3.79 | 0.25 | 0 | 0 | 0 | 0 | 0 | 0 | 0 | 0 | 0 | 0.07 | 2.81 | 8.58 | 13.02 | 15.55 | 17.22 | 18 | 18.14 | 18.11 | 17.49 | 16.19 | 14.2 | 10.85 | 5.18 | 0.65 | 0 | 0 | 0 | 0 | 0 | 0 | 0 | 0 | 0 | 0 | 1.35 | 5.9 | 10.89 | 14.01 | 16.09 | 17.15 | 17.49 | 17.35 | 16.57 | 15.5 | 13.42 | 10.09 | 4.59 | 0.52 | 0 | 0 | 0 | 0 | 0 | 0 | 0 | 0 | 0 | 0 | 0.6 | 5.31 | 11.33 | 14.56 | 16.55 | 17.58 | 17.91 | 17.62 | 16.88 | 15.37 | 13 | 8.67 | 2.48 | 0.07 | 0 | 0 | 0 | 0 | 0 | 0 | 0 | 0 | 0 | 0 | 0.17 | 4.08 | 10.58 | 14.25 | 16.25 | 17.15 | 17.36 | 17.2 | 16.4 | 14.44 | 11.63 | 5.15 | 0.46 | 0 | 0 | 0 | 0 | 0 | 0 | 0 | 0 | 0 | 0 | 0 | 0.02 | 2.17 | 9.17 | 13.12 | 14.93 | 15.87 | 16.09 | 15.86 | 15.08 | 13.42 | 8.49 | 1.7 | 0.01 | 0 | 0 | 0 | 0 | 0 | 0 | 0 | 0 | 0 | 0 | 0 | 0.49 | 5.4 | 10.8 | 13.43 | 14.33 | 14.67 | 14.22 | 13.46 | 11.08 | 5.06 | 0.34 | 0 | 0 | 0 | 0 | 0 | 0 | 0 | 0 | 0 | 0 | 0 | 0 | 0 | 0.06 | 2.85 | 8 | 10.7 | 11.8 | 12.42 | 12.04 | 11.06 | 9.02 | 4.03 | 0.25 | 0 | 0 | 0 | 0 | 0 | 0 | 0
VICTOR_1_SLRHES |  | Solar_Fixed | Solar Fixed | CISO | South | Socal | EO | 1.5 | 0 | 0 | 0 | 0 | 0 | 0 | 0 | 0.2 | 0.67 | 0.9 | 0.98 | 1.01 | 0.98 | 0.95 | 0.79 | 0.46 | 0.07 | 0 | 0 | 0 | 0 | 0 | 0 | 0 | 0 | 0 | 0 | 0 | 0 | 0 | 0.02 | 0.37 | 0.88 | 1.04 | 1.12 | 1.12 | 1.1 | 1.06 | 0.98 | 0.75 | 0.29 | 0.01 | 0 | 0 | 0 | 0 | 0 | 0 | 0 | 0 | 0 | 0 | 0 | 0 | 0 | 0.21 | 0.74 | 1.03 | 1.13 | 1.14 | 1.13 | 1.1 | 1.04 | 0.92 | 0.58 | 0.27 | 0.04 | 0 | 0 | 0 | 0 | 0 | 0 | 0 | 0 | 0 | 0 | 0 | 0.04 | 0.41 | 0.89 | 1.12 | 1.22 | 1.27 | 1.27 | 1.25 | 1.22 | 1.12 | 0.95 | 0.65 | 0.16 | 0 | 0 | 0 | 0 | 0 | 0 | 0 | 0 | 0 | 0 | 0 | 0.17 | 0.63 | 0.96 | 1.14 | 1.26 | 1.31 | 1.32 | 1.31 | 1.28 | 1.19 | 1.04 | 0.76 | 0.28 | 0.02 | 0 | 0 | 0 | 0 | 0 | 0 | 0 | 0 | 0 | 0.01 | 0.21 | 0.64 | 0.98 | 1.17 | 1.29 | 1.35 | 1.36 | 1.36 | 1.31 | 1.21 | 1.06 | 0.81 | 0.39 | 0.05 | 0 | 0 | 0 | 0 | 0 | 0 | 0 | 0 | 0 | 0 | 0.1 | 0.44 | 0.82 | 1.05 | 1.21 | 1.29 | 1.31 | 1.3 | 1.24 | 1.16 | 1.01 | 0.76 | 0.34 | 0.04 | 0 | 0 | 0 | 0 | 0 | 0 | 0 | 0 | 0 | 0 | 0.04 | 0.4 | 0.85 | 1.09 | 1.24 | 1.32 | 1.34 | 1.32 | 1.27 | 1.15 | 0.98 | 0.65 | 0.19 | 0.01 | 0 | 0 | 0 | 0 | 0 | 0 | 0 | 0 | 0 | 0 | 0.01 | 0.31 | 0.79 | 1.07 | 1.22 | 1.29 | 1.3 | 1.29 | 1.23 | 1.08 | 0.87 | 0.39 | 0.03 | 0 | 0 | 0 | 0 | 0 | 0 | 0 | 0 | 0 | 0 | 0 | 0 | 0.16 | 0.69 | 0.98 | 1.12 | 1.19 | 1.21 | 1.19 | 1.13 | 1.01 | 0.64 | 0.13 | 0 | 0 | 0 | 0 | 0 | 0 | 0 | 0 | 0 | 0 | 0 | 0 | 0.04 | 0.4 | 0.81 | 1.01 | 1.08 | 1.1 | 1.07 | 1.01 | 0.83 | 0.38 | 0.03 | 0 | 0 | 0 | 0 | 0 | 0 | 0 | 0 | 0 | 0 | 0 | 0 | 0 | 0 | 0.21 | 0.6 | 0.8 | 0.88 | 0.93 | 0.9 | 0.83 | 0.68 | 0.3 | 0.02 | 0 | 0 | 0 | 0 | 0 | 0 | 0
VICTOR_1_SOLAR1 |  | Solar_1Axis | Solar Tracking | CISO | South | Socal | EO | 17.5 | 0 | 0 | 0 | 0 | 0 | 0 | 0.01 | 2.1 | 8.21 | 10.69 | 10.58 | 10.4 | 10.28 | 10.31 | 9.34 | 6.74 | 1.14 | 0 | 0 | 0 | 0 | 0 | 0 | 0 | 0 | 0 | 0 | 0 | 0 | 0 | 0.12 | 4.58 | 11.14 | 12.31 | 12.04 | 11.93 | 11.87 | 11.44 | 11.16 | 10.15 | 4.31 | 0.17 | 0 | 0 | 0 | 0 | 0 | 0 | 0 | 0 | 0 | 0 | 0 | 0 | 0.03 | 2.99 | 10.4 | 12.77 | 12.81 | 12.55 | 12.42 | 12.37 | 11.75 | 10.83 | 8.08 | 3.04 | 0.49 | 0 | 0 | 0 | 0 | 0 | 0 | 0 | 0 | 0 | 0 | 0 | 0.54 | 6.39 | 12.53 | 13.4 | 13.95 | 13.91 | 14 | 13.85 | 13.69 | 13.19 | 12.44 | 10.09 | 3.19 | 0.05 | 0 | 0 | 0 | 0 | 0 | 0 | 0 | 0 | 0 | 0.01 | 2.6 | 9.58 | 13.16 | 14.26 | 14.72 | 14.85 | 14.9 | 14.83 | 14.58 | 14.23 | 13.57 | 11.9 | 5.75 | 0.46 | 0 | 0 | 0 | 0 | 0 | 0 | 0 | 0 | 0 | 0.04 | 3.19 | 9.74 | 13 | 14.13 | 14.78 | 15.06 | 14.96 | 14.97 | 14.73 | 14.34 | 13.75 | 12.42 | 7.43 | 1.21 | 0 | 0 | 0 | 0 | 0 | 0 | 0 | 0 | 0 | 0 | 1.41 | 7.48 | 12 | 13.79 | 14.53 | 14.81 | 14.68 | 14.51 | 14.38 | 14.03 | 13.31 | 11.51 | 6.6 | 0.99 | 0 | 0 | 0 | 0 | 0 | 0 | 0 | 0 | 0 | 0 | 0.54 | 5.99 | 11.78 | 13.8 | 14.53 | 14.9 | 14.95 | 14.62 | 13.9 | 13.58 | 12.48 | 9.94 | 3.55 | 0.1 | 0 | 0 | 0 | 0 | 0 | 0 | 0 | 0 | 0 | 0 | 0.09 | 4 | 10.23 | 12.61 | 13.51 | 13.75 | 13.98 | 13.72 | 13.34 | 12.47 | 11.31 | 6 | 0.53 | 0 | 0 | 0 | 0 | 0 | 0 | 0 | 0 | 0 | 0 | 0 | 0 | 1.75 | 8.63 | 11.54 | 12.14 | 12.31 | 12.29 | 12.17 | 12.35 | 11.55 | 8.71 | 1.9 | 0 | 0 | 0 | 0 | 0 | 0 | 0 | 0 | 0 | 0 | 0 | 0 | 0.28 | 4.89 | 10.23 | 11.49 | 11.27 | 10.95 | 11.13 | 11.06 | 10.17 | 5.98 | 0.55 | 0 | 0 | 0 | 0 | 0 | 0 | 0 | 0 | 0 | 0 | 0 | 0 | 0 | 0.02 | 2.31 | 7.29 | 9.14 | 9.01 | 8.67 | 9.02 | 8.88 | 8.18 | 4.47 | 0.37 | 0 | 0 | 0 | 0 | 0 | 0 | 0
VICTOR_1_SOLAR2 |  | Solar_1Axis | Solar Tracking | CISO | South | Socal | EO | 20 | 0 | 0 | 0 | 0 | 0 | 0 | 0.01 | 2.4 | 9.38 | 12.22 | 12.1 | 11.88 | 11.75 | 11.78 | 10.67 | 7.7 | 1.3 | 0 | 0 | 0 | 0 | 0 | 0 | 0 | 0 | 0 | 0 | 0 | 0 | 0 | 0.14 | 5.23 | 12.73 | 14.07 | 13.76 | 13.64 | 13.56 | 13.08 | 12.76 | 11.6 | 4.93 | 0.2 | 0 | 0 | 0 | 0 | 0 | 0 | 0 | 0 | 0 | 0 | 0 | 0 | 0.03 | 3.42 | 11.89 | 14.59 | 14.65 | 14.35 | 14.2 | 14.13 | 13.42 | 12.38 | 9.24 | 3.47 | 0.56 | 0 | 0 | 0 | 0 | 0 | 0 | 0 | 0 | 0 | 0 | 0 | 0.61 | 7.31 | 14.32 | 15.31 | 15.95 | 15.9 | 16 | 15.83 | 15.65 | 15.08 | 14.22 | 11.53 | 3.65 | 0.06 | 0 | 0 | 0 | 0 | 0 | 0 | 0 | 0 | 0 | 0.01 | 2.97 | 10.95 | 15.04 | 16.29 | 16.83 | 16.97 | 17.03 | 16.95 | 16.67 | 16.26 | 15.51 | 13.6 | 6.57 | 0.52 | 0 | 0 | 0 | 0 | 0 | 0 | 0 | 0 | 0 | 0.05 | 3.64 | 11.13 | 14.86 | 16.15 | 16.89 | 17.21 | 17.1 | 17.1 | 16.84 | 16.39 | 15.71 | 14.19 | 8.49 | 1.38 | 0 | 0 | 0 | 0 | 0 | 0 | 0 | 0 | 0 | 0 | 1.62 | 8.55 | 13.71 | 15.76 | 16.6 | 16.93 | 16.77 | 16.58 | 16.43 | 16.04 | 15.22 | 13.16 | 7.55 | 1.13 | 0 | 0 | 0 | 0 | 0 | 0 | 0 | 0 | 0 | 0 | 0.62 | 6.85 | 13.46 | 15.77 | 16.61 | 17.03 | 17.09 | 16.71 | 15.88 | 15.52 | 14.26 | 11.36 | 4.06 | 0.11 | 0 | 0 | 0 | 0 | 0 | 0 | 0 | 0 | 0 | 0 | 0.1 | 4.57 | 11.7 | 14.41 | 15.44 | 15.72 | 15.98 | 15.69 | 15.24 | 14.26 | 12.92 | 6.86 | 0.61 | 0 | 0 | 0 | 0 | 0 | 0 | 0 | 0 | 0 | 0 | 0 | 0 | 2 | 9.87 | 13.19 | 13.87 | 14.07 | 14.04 | 13.9 | 14.11 | 13.2 | 9.95 | 2.17 | 0 | 0 | 0 | 0 | 0 | 0 | 0 | 0 | 0 | 0 | 0 | 0 | 0.31 | 5.59 | 11.69 | 13.13 | 12.87 | 12.51 | 12.71 | 12.64 | 11.63 | 6.83 | 0.63 | 0 | 0 | 0 | 0 | 0 | 0 | 0 | 0 | 0 | 0 | 0 | 0 | 0 | 0.02 | 2.65 | 8.33 | 10.45 | 10.3 | 9.9 | 10.31 | 10.15 | 9.35 | 5.11 | 0.42 | 0 | 0 | 0 | 0 | 0 | 0 | 0
VICTOR_1_SOLAR3 |  | Solar_1Axis | Solar Tracking | CISO | South | Socal | FC | 7 | 0 | 0 | 0 | 0 | 0 | 0 | 0 | 0.84 | 3.28 | 4.28 | 4.23 | 4.16 | 4.11 | 4.12 | 3.74 | 2.7 | 0.45 | 0 | 0 | 0 | 0 | 0 | 0 | 0 | 0 | 0 | 0 | 0 | 0 | 0 | 0.05 | 1.83 | 4.46 | 4.92 | 4.82 | 4.77 | 4.75 | 4.58 | 4.47 | 4.06 | 1.72 | 0.07 | 0 | 0 | 0 | 0 | 0 | 0 | 0 | 0 | 0 | 0 | 0 | 0 | 0.01 | 1.2 | 4.16 | 5.11 | 5.13 | 5.02 | 4.97 | 4.95 | 4.7 | 4.33 | 3.23 | 1.22 | 0.2 | 0 | 0 | 0 | 0 | 0 | 0 | 0 | 0 | 0 | 0 | 0 | 0.21 | 2.56 | 5.01 | 5.36 | 5.58 | 5.57 | 5.6 | 5.54 | 5.48 | 5.28 | 4.98 | 4.03 | 1.28 | 0.02 | 0 | 0 | 0 | 0 | 0 | 0 | 0 | 0 | 0 | 0 | 1.04 | 3.83 | 5.27 | 5.7 | 5.89 | 5.94 | 5.96 | 5.93 | 5.83 | 5.69 | 5.43 | 4.76 | 2.3 | 0.18 | 0 | 0 | 0 | 0 | 0 | 0 | 0 | 0 | 0 | 0.02 | 1.27 | 3.89 | 5.2 | 5.65 | 5.91 | 6.02 | 5.99 | 5.99 | 5.89 | 5.74 | 5.5 | 4.97 | 2.97 | 0.48 | 0 | 0 | 0 | 0 | 0 | 0 | 0 | 0 | 0 | 0 | 0.57 | 2.99 | 4.8 | 5.52 | 5.81 | 5.93 | 5.87 | 5.8 | 5.75 | 5.61 | 5.33 | 4.61 | 2.64 | 0.4 | 0 | 0 | 0 | 0 | 0 | 0 | 0 | 0 | 0 | 0 | 0.22 | 2.4 | 4.71 | 5.52 | 5.81 | 5.96 | 5.98 | 5.85 | 5.56 | 5.43 | 4.99 | 3.98 | 1.42 | 0.04 | 0 | 0 | 0 | 0 | 0 | 0 | 0 | 0 | 0 | 0 | 0.03 | 1.6 | 4.09 | 5.04 | 5.4 | 5.5 | 5.59 | 5.49 | 5.33 | 4.99 | 4.52 | 2.4 | 0.21 | 0 | 0 | 0 | 0 | 0 | 0 | 0 | 0 | 0 | 0 | 0 | 0 | 0.7 | 3.45 | 4.62 | 4.86 | 4.93 | 4.91 | 4.87 | 4.94 | 4.62 | 3.48 | 0.76 | 0 | 0 | 0 | 0 | 0 | 0 | 0 | 0 | 0 | 0 | 0 | 0 | 0.11 | 1.96 | 4.09 | 4.6 | 4.51 | 4.38 | 4.45 | 4.42 | 4.07 | 2.39 | 0.22 | 0 | 0 | 0 | 0 | 0 | 0 | 0 | 0 | 0 | 0 | 0 | 0 | 0 | 0.01 | 0.93 | 2.92 | 3.66 | 3.6 | 3.47 | 3.61 | 3.55 | 3.27 | 1.79 | 0.15 | 0 | 0 | 0 | 0 | 0 | 0 | 0
VICTOR_1_SOLAR4 |  | Solar_1Axis | Solar Tracking | CISO | South | Socal | EO | 20 | 0 | 0 | 0 | 0 | 0 | 0 | 0.01 | 2.4 | 9.38 | 12.22 | 12.1 | 11.88 | 11.75 | 11.78 | 10.67 | 7.7 | 1.3 | 0 | 0 | 0 | 0 | 0 | 0 | 0 | 0 | 0 | 0 | 0 | 0 | 0 | 0.14 | 5.23 | 12.73 | 14.07 | 13.76 | 13.64 | 13.56 | 13.08 | 12.76 | 11.6 | 4.93 | 0.2 | 0 | 0 | 0 | 0 | 0 | 0 | 0 | 0 | 0 | 0 | 0 | 0 | 0.03 | 3.42 | 11.89 | 14.59 | 14.65 | 14.35 | 14.2 | 14.13 | 13.42 | 12.38 | 9.24 | 3.47 | 0.56 | 0 | 0 | 0 | 0 | 0 | 0 | 0 | 0 | 0 | 0 | 0 | 0.61 | 7.31 | 14.32 | 15.31 | 15.95 | 15.9 | 16 | 15.83 | 15.65 | 15.08 | 14.22 | 11.53 | 3.65 | 0.06 | 0 | 0 | 0 | 0 | 0 | 0 | 0 | 0 | 0 | 0.01 | 2.97 | 10.95 | 15.04 | 16.29 | 16.83 | 16.97 | 17.03 | 16.95 | 16.67 | 16.26 | 15.51 | 13.6 | 6.57 | 0.52 | 0 | 0 | 0 | 0 | 0 | 0 | 0 | 0 | 0 | 0.05 | 3.64 | 11.13 | 14.86 | 16.15 | 16.89 | 17.21 | 17.1 | 17.1 | 16.84 | 16.39 | 15.71 | 14.19 | 8.49 | 1.38 | 0 | 0 | 0 | 0 | 0 | 0 | 0 | 0 | 0 | 0 | 1.62 | 8.55 | 13.71 | 15.76 | 16.6 | 16.93 | 16.77 | 16.58 | 16.43 | 16.04 | 15.22 | 13.16 | 7.55 | 1.13 | 0 | 0 | 0 | 0 | 0 | 0 | 0 | 0 | 0 | 0 | 0.62 | 6.85 | 13.46 | 15.77 | 16.61 | 17.03 | 17.09 | 16.71 | 15.88 | 15.52 | 14.26 | 11.36 | 4.06 | 0.11 | 0 | 0 | 0 | 0 | 0 | 0 | 0 | 0 | 0 | 0 | 0.1 | 4.57 | 11.7 | 14.41 | 15.44 | 15.72 | 15.98 | 15.69 | 15.24 | 14.26 | 12.92 | 6.86 | 0.61 | 0 | 0 | 0 | 0 | 0 | 0 | 0 | 0 | 0 | 0 | 0 | 0 | 2 | 9.87 | 13.19 | 13.87 | 14.07 | 14.04 | 13.9 | 14.11 | 13.2 | 9.95 | 2.17 | 0 | 0 | 0 | 0 | 0 | 0 | 0 | 0 | 0 | 0 | 0 | 0 | 0.31 | 5.59 | 11.69 | 13.13 | 12.87 | 12.51 | 12.71 | 12.64 | 11.63 | 6.83 | 0.63 | 0 | 0 | 0 | 0 | 0 | 0 | 0 | 0 | 0 | 0 | 0 | 0 | 0 | 0.02 | 2.65 | 8.33 | 10.45 | 10.3 | 9.9 | 10.31 | 10.15 | 9.35 | 5.11 | 0.42 | 0 | 0 | 0 | 0 | 0 | 0 | 0
VICTOR_1_VDRYFA |  | Solar_1Axis | Solar Tracking | CISO | South | Socal | FC | 5 | 0 | 0 | 0 | 0 | 0 | 0 | 0 | 0.6 | 2.35 | 3.05 | 3.02 | 2.97 | 2.94 | 2.95 | 2.67 | 1.93 | 0.32 | 0 | 0 | 0 | 0 | 0 | 0 | 0 | 0 | 0 | 0 | 0 | 0 | 0 | 0.03 | 1.31 | 3.18 | 3.52 | 3.44 | 3.41 | 3.39 | 3.27 | 3.19 | 2.9 | 1.23 | 0.05 | 0 | 0 | 0 | 0 | 0 | 0 | 0 | 0 | 0 | 0 | 0 | 0 | 0.01 | 0.86 | 2.97 | 3.65 | 3.66 | 3.59 | 3.55 | 3.53 | 3.36 | 3.09 | 2.31 | 0.87 | 0.14 | 0 | 0 | 0 | 0 | 0 | 0 | 0 | 0 | 0 | 0 | 0 | 0.15 | 1.83 | 3.58 | 3.83 | 3.99 | 3.98 | 4 | 3.96 | 3.91 | 3.77 | 3.55 | 2.88 | 0.91 | 0.01 | 0 | 0 | 0 | 0 | 0 | 0 | 0 | 0 | 0 | 0 | 0.74 | 2.74 | 3.76 | 4.07 | 4.21 | 4.24 | 4.26 | 4.24 | 4.17 | 4.07 | 3.88 | 3.4 | 1.64 | 0.13 | 0 | 0 | 0 | 0 | 0 | 0 | 0 | 0 | 0 | 0.01 | 0.91 | 2.78 | 3.72 | 4.04 | 4.22 | 4.3 | 4.28 | 4.28 | 4.21 | 4.1 | 3.93 | 3.55 | 2.12 | 0.34 | 0 | 0 | 0 | 0 | 0 | 0 | 0 | 0 | 0 | 0 | 0.4 | 2.14 | 3.43 | 3.94 | 4.15 | 4.23 | 4.19 | 4.14 | 4.11 | 4.01 | 3.8 | 3.29 | 1.89 | 0.28 | 0 | 0 | 0 | 0 | 0 | 0 | 0 | 0 | 0 | 0 | 0.15 | 1.71 | 3.36 | 3.94 | 4.15 | 4.26 | 4.27 | 4.18 | 3.97 | 3.88 | 3.57 | 2.84 | 1.02 | 0.03 | 0 | 0 | 0 | 0 | 0 | 0 | 0 | 0 | 0 | 0 | 0.02 | 1.14 | 2.92 | 3.6 | 3.86 | 3.93 | 4 | 3.92 | 3.81 | 3.56 | 3.23 | 1.71 | 0.15 | 0 | 0 | 0 | 0 | 0 | 0 | 0 | 0 | 0 | 0 | 0 | 0 | 0.5 | 2.47 | 3.3 | 3.47 | 3.52 | 3.51 | 3.48 | 3.53 | 3.3 | 2.49 | 0.54 | 0 | 0 | 0 | 0 | 0 | 0 | 0 | 0 | 0 | 0 | 0 | 0 | 0.08 | 1.4 | 2.92 | 3.28 | 3.22 | 3.13 | 3.18 | 3.16 | 2.91 | 1.71 | 0.16 | 0 | 0 | 0 | 0 | 0 | 0 | 0 | 0 | 0 | 0 | 0 | 0 | 0 | 0.01 | 0.66 | 2.08 | 2.61 | 2.57 | 2.48 | 2.58 | 2.54 | 2.34 | 1.28 | 0.11 | 0 | 0 | 0 | 0 | 0 | 0 | 0
VICTOR_1_VDRYFB |  | Solar_1Axis | Solar Tracking | CISO | South | Socal | EO | 5 | 0 | 0 | 0 | 0 | 0 | 0 | 0 | 0.6 | 2.35 | 3.05 | 3.02 | 2.97 | 2.94 | 2.95 | 2.67 | 1.93 | 0.32 | 0 | 0 | 0 | 0 | 0 | 0 | 0 | 0 | 0 | 0 | 0 | 0 | 0 | 0.03 | 1.31 | 3.18 | 3.52 | 3.44 | 3.41 | 3.39 | 3.27 | 3.19 | 2.9 | 1.23 | 0.05 | 0 | 0 | 0 | 0 | 0 | 0 | 0 | 0 | 0 | 0 | 0 | 0 | 0.01 | 0.86 | 2.97 | 3.65 | 3.66 | 3.59 | 3.55 | 3.53 | 3.36 | 3.09 | 2.31 | 0.87 | 0.14 | 0 | 0 | 0 | 0 | 0 | 0 | 0 | 0 | 0 | 0 | 0 | 0.15 | 1.83 | 3.58 | 3.83 | 3.99 | 3.98 | 4 | 3.96 | 3.91 | 3.77 | 3.55 | 2.88 | 0.91 | 0.01 | 0 | 0 | 0 | 0 | 0 | 0 | 0 | 0 | 0 | 0 | 0.74 | 2.74 | 3.76 | 4.07 | 4.21 | 4.24 | 4.26 | 4.24 | 4.17 | 4.07 | 3.88 | 3.4 | 1.64 | 0.13 | 0 | 0 | 0 | 0 | 0 | 0 | 0 | 0 | 0 | 0.01 | 0.91 | 2.78 | 3.72 | 4.04 | 4.22 | 4.3 | 4.28 | 4.28 | 4.21 | 4.1 | 3.93 | 3.55 | 2.12 | 0.34 | 0 | 0 | 0 | 0 | 0 | 0 | 0 | 0 | 0 | 0 | 0.4 | 2.14 | 3.43 | 3.94 | 4.15 | 4.23 | 4.19 | 4.14 | 4.11 | 4.01 | 3.8 | 3.29 | 1.89 | 0.28 | 0 | 0 | 0 | 0 | 0 | 0 | 0 | 0 | 0 | 0 | 0.15 | 1.71 | 3.36 | 3.94 | 4.15 | 4.26 | 4.27 | 4.18 | 3.97 | 3.88 | 3.57 | 2.84 | 1.02 | 0.03 | 0 | 0 | 0 | 0 | 0 | 0 | 0 | 0 | 0 | 0 | 0.02 | 1.14 | 2.92 | 3.6 | 3.86 | 3.93 | 4 | 3.92 | 3.81 | 3.56 | 3.23 | 1.71 | 0.15 | 0 | 0 | 0 | 0 | 0 | 0 | 0 | 0 | 0 | 0 | 0 | 0 | 0.5 | 2.47 | 3.3 | 3.47 | 3.52 | 3.51 | 3.48 | 3.53 | 3.3 | 2.49 | 0.54 | 0 | 0 | 0 | 0 | 0 | 0 | 0 | 0 | 0 | 0 | 0 | 0 | 0.08 | 1.4 | 2.92 | 3.28 | 3.22 | 3.13 | 3.18 | 3.16 | 2.91 | 1.71 | 0.16 | 0 | 0 | 0 | 0 | 0 | 0 | 0 | 0 | 0 | 0 | 0 | 0 | 0 | 0.01 | 0.66 | 2.08 | 2.61 | 2.57 | 2.48 | 2.58 | 2.54 | 2.34 | 1.28 | 0.11 | 0 | 0 | 0 | 0 | 0 | 0 | 0
VLCNTR_6_VCSLR |  | Solar_1Axis | Solar Tracking | CISO | South | Socal | FC | 2.33 | 0 | 0 | 0 | 0 | 0 | 0 | 0 | 0.28 | 1.09 | 1.42 | 1.41 | 1.38 | 1.37 | 1.37 | 1.24 | 0.9 | 0.15 | 0 | 0 | 0 | 0 | 0 | 0 | 0 | 0 | 0 | 0 | 0 | 0 | 0 | 0.02 | 0.61 | 1.48 | 1.64 | 1.6 | 1.59 | 1.58 | 1.52 | 1.49 | 1.35 | 0.57 | 0.02 | 0 | 0 | 0 | 0 | 0 | 0 | 0 | 0 | 0 | 0 | 0 | 0 | 0 | 0.4 | 1.38 | 1.7 | 1.71 | 1.67 | 1.65 | 1.65 | 1.56 | 1.44 | 1.08 | 0.4 | 0.07 | 0 | 0 | 0 | 0 | 0 | 0 | 0 | 0 | 0 | 0 | 0 | 0.07 | 0.85 | 1.67 | 1.78 | 1.86 | 1.85 | 1.86 | 1.84 | 1.82 | 1.76 | 1.66 | 1.34 | 0.42 | 0.01 | 0 | 0 | 0 | 0 | 0 | 0 | 0 | 0 | 0 | 0 | 0.35 | 1.28 | 1.75 | 1.9 | 1.96 | 1.98 | 1.98 | 1.98 | 1.94 | 1.89 | 1.81 | 1.58 | 0.76 | 0.06 | 0 | 0 | 0 | 0 | 0 | 0 | 0 | 0 | 0 | 0.01 | 0.42 | 1.3 | 1.73 | 1.88 | 1.97 | 2.01 | 1.99 | 1.99 | 1.96 | 1.91 | 1.83 | 1.65 | 0.99 | 0.16 | 0 | 0 | 0 | 0 | 0 | 0 | 0 | 0 | 0 | 0 | 0.19 | 1 | 1.6 | 1.84 | 1.93 | 1.97 | 1.95 | 1.93 | 1.91 | 1.87 | 1.77 | 1.53 | 0.88 | 0.13 | 0 | 0 | 0 | 0 | 0 | 0 | 0 | 0 | 0 | 0 | 0.07 | 0.8 | 1.57 | 1.84 | 1.94 | 1.98 | 1.99 | 1.95 | 1.85 | 1.81 | 1.66 | 1.32 | 0.47 | 0.01 | 0 | 0 | 0 | 0 | 0 | 0 | 0 | 0 | 0 | 0 | 0.01 | 0.53 | 1.36 | 1.68 | 1.8 | 1.83 | 1.86 | 1.83 | 1.78 | 1.66 | 1.51 | 0.8 | 0.07 | 0 | 0 | 0 | 0 | 0 | 0 | 0 | 0 | 0 | 0 | 0 | 0 | 0.23 | 1.15 | 1.54 | 1.62 | 1.64 | 1.64 | 1.62 | 1.64 | 1.54 | 1.16 | 0.25 | 0 | 0 | 0 | 0 | 0 | 0 | 0 | 0 | 0 | 0 | 0 | 0 | 0.04 | 0.65 | 1.36 | 1.53 | 1.5 | 1.46 | 1.48 | 1.47 | 1.35 | 0.8 | 0.07 | 0 | 0 | 0 | 0 | 0 | 0 | 0 | 0 | 0 | 0 | 0 | 0 | 0 | 0 | 0.31 | 0.97 | 1.22 | 1.2 | 1.15 | 1.2 | 1.18 | 1.09 | 0.6 | 0.05 | 0 | 0 | 0 | 0 | 0 | 0 | 0
VLCNTR_6_VCSLR1 |  | Solar_Fixed | Solar Fixed | CISO | South | Socal | FC | 2.5 | 0 | 0 | 0 | 0 | 0 | 0 | 0 | 0.33 | 1.11 | 1.51 | 1.63 | 1.68 | 1.64 | 1.58 | 1.32 | 0.77 | 0.11 | 0 | 0 | 0 | 0 | 0 | 0 | 0 | 0 | 0 | 0 | 0 | 0 | 0 | 0.03 | 0.62 | 1.46 | 1.74 | 1.86 | 1.87 | 1.84 | 1.77 | 1.63 | 1.25 | 0.48 | 0.01 | 0 | 0 | 0 | 0 | 0 | 0 | 0 | 0 | 0 | 0 | 0 | 0 | 0.01 | 0.35 | 1.23 | 1.71 | 1.88 | 1.91 | 1.88 | 1.84 | 1.73 | 1.53 | 0.96 | 0.45 | 0.07 | 0 | 0 | 0 | 0 | 0 | 0 | 0 | 0 | 0 | 0 | 0 | 0.07 | 0.69 | 1.49 | 1.87 | 2.04 | 2.12 | 2.12 | 2.08 | 2.03 | 1.86 | 1.58 | 1.09 | 0.27 | 0 | 0 | 0 | 0 | 0 | 0 | 0 | 0 | 0 | 0 | 0 | 0.29 | 1.05 | 1.59 | 1.89 | 2.1 | 2.19 | 2.2 | 2.18 | 2.13 | 1.99 | 1.74 | 1.26 | 0.47 | 0.03 | 0 | 0 | 0 | 0 | 0 | 0 | 0 | 0 | 0 | 0.01 | 0.35 | 1.07 | 1.63 | 1.94 | 2.15 | 2.25 | 2.27 | 2.26 | 2.19 | 2.02 | 1.77 | 1.36 | 0.65 | 0.08 | 0 | 0 | 0 | 0 | 0 | 0 | 0 | 0 | 0 | 0 | 0.17 | 0.74 | 1.36 | 1.75 | 2.01 | 2.14 | 2.19 | 2.17 | 2.07 | 1.94 | 1.68 | 1.26 | 0.57 | 0.07 | 0 | 0 | 0 | 0 | 0 | 0 | 0 | 0 | 0 | 0 | 0.07 | 0.66 | 1.42 | 1.82 | 2.07 | 2.2 | 2.24 | 2.2 | 2.11 | 1.92 | 1.63 | 1.08 | 0.31 | 0.01 | 0 | 0 | 0 | 0 | 0 | 0 | 0 | 0 | 0 | 0 | 0.02 | 0.51 | 1.32 | 1.78 | 2.03 | 2.14 | 2.17 | 2.15 | 2.05 | 1.81 | 1.45 | 0.64 | 0.06 | 0 | 0 | 0 | 0 | 0 | 0 | 0 | 0 | 0 | 0 | 0 | 0 | 0.27 | 1.15 | 1.64 | 1.87 | 1.98 | 2.01 | 1.98 | 1.88 | 1.68 | 1.06 | 0.21 | 0 | 0 | 0 | 0 | 0 | 0 | 0 | 0 | 0 | 0 | 0 | 0 | 0.06 | 0.67 | 1.35 | 1.68 | 1.79 | 1.83 | 1.78 | 1.68 | 1.39 | 0.63 | 0.04 | 0 | 0 | 0 | 0 | 0 | 0 | 0 | 0 | 0 | 0 | 0 | 0 | 0 | 0.01 | 0.36 | 1 | 1.34 | 1.47 | 1.55 | 1.51 | 1.38 | 1.13 | 0.5 | 0.03 | 0 | 0 | 0 | 0 | 0 | 0 | 0
VLCNTR_6_VCSLR2 |  | Solar_Fixed | Solar Fixed | CISO | South | Socal | FC | 5 | 0 | 0 | 0 | 0 | 0 | 0 | 0.01 | 0.66 | 2.22 | 3.01 | 3.26 | 3.36 | 3.28 | 3.15 | 2.63 | 1.54 | 0.22 | 0 | 0 | 0 | 0 | 0 | 0 | 0 | 0 | 0 | 0 | 0 | 0 | 0 | 0.06 | 1.23 | 2.92 | 3.48 | 3.73 | 3.74 | 3.67 | 3.54 | 3.25 | 2.5 | 0.97 | 0.02 | 0 | 0 | 0 | 0 | 0 | 0 | 0 | 0 | 0 | 0 | 0 | 0 | 0.01 | 0.71 | 2.47 | 3.42 | 3.75 | 3.82 | 3.77 | 3.68 | 3.46 | 3.06 | 1.93 | 0.9 | 0.14 | 0 | 0 | 0 | 0 | 0 | 0 | 0 | 0 | 0 | 0 | 0 | 0.14 | 1.38 | 2.97 | 3.73 | 4.07 | 4.24 | 4.25 | 4.16 | 4.06 | 3.72 | 3.16 | 2.17 | 0.54 | 0.01 | 0 | 0 | 0 | 0 | 0 | 0 | 0 | 0 | 0 | 0.01 | 0.57 | 2.1 | 3.19 | 3.79 | 4.21 | 4.38 | 4.4 | 4.35 | 4.26 | 3.97 | 3.47 | 2.52 | 0.95 | 0.06 | 0 | 0 | 0 | 0 | 0 | 0 | 0 | 0 | 0 | 0.02 | 0.7 | 2.14 | 3.26 | 3.89 | 4.3 | 4.5 | 4.53 | 4.53 | 4.37 | 4.05 | 3.55 | 2.71 | 1.29 | 0.16 | 0 | 0 | 0 | 0 | 0 | 0 | 0 | 0 | 0 | 0 | 0.34 | 1.47 | 2.72 | 3.5 | 4.02 | 4.29 | 4.37 | 4.34 | 4.14 | 3.88 | 3.35 | 2.52 | 1.15 | 0.13 | 0 | 0 | 0 | 0 | 0 | 0 | 0 | 0 | 0 | 0 | 0.15 | 1.33 | 2.83 | 3.64 | 4.14 | 4.39 | 4.48 | 4.4 | 4.22 | 3.84 | 3.25 | 2.17 | 0.62 | 0.02 | 0 | 0 | 0 | 0 | 0 | 0 | 0 | 0 | 0 | 0 | 0.04 | 1.02 | 2.64 | 3.56 | 4.06 | 4.29 | 4.34 | 4.3 | 4.1 | 3.61 | 2.91 | 1.29 | 0.11 | 0 | 0 | 0 | 0 | 0 | 0 | 0 | 0 | 0 | 0 | 0 | 0 | 0.54 | 2.29 | 3.28 | 3.73 | 3.97 | 4.02 | 3.96 | 3.77 | 3.35 | 2.12 | 0.43 | 0 | 0 | 0 | 0 | 0 | 0 | 0 | 0 | 0 | 0 | 0 | 0 | 0.12 | 1.35 | 2.7 | 3.36 | 3.58 | 3.67 | 3.55 | 3.37 | 2.77 | 1.27 | 0.09 | 0 | 0 | 0 | 0 | 0 | 0 | 0 | 0 | 0 | 0 | 0 | 0 | 0 | 0.02 | 0.71 | 2 | 2.68 | 2.95 | 3.11 | 3.01 | 2.76 | 2.25 | 1.01 | 0.06 | 0 | 0 | 0 | 0 | 0 | 0 | 0
VOYAGR_2_VOAWD5 |  | Wind | Wind | CISO | South | Socal | FC | 13.98 | 0.73 | 0.78 | 0.73 | 0.7 | 0.78 | 0.76 | 0.78 | 0.71 | 0.62 | 0.7 | 0.63 | 0.69 | 0.77 | 0.7 | 0.77 | 0.77 | 0.66 | 0.64 | 0.76 | 0.72 | 0.71 | 0.78 | 0.67 | 0.71 | 1.36 | 1.29 | 1.48 | 1.44 | 1.22 | 1.29 | 1.27 | 1.04 | 1.09 | 1.21 | 1.5 | 1.56 | 1.4 | 1.3 | 1.66 | 1.7 | 1.66 | 1.74 | 1.64 | 1.79 | 2.05 | 1.77 | 1.56 | 1.54 | 1.51 | 1.42 | 1.24 | 1.23 | 1.26 | 1.25 | 1.26 | 1.03 | 0.8 | 0.8 | 0.81 | 0.92 | 1.11 | 1.2 | 1.35 | 1.32 | 1.77 | 1.88 | 1.78 | 1.91 | 1.85 | 1.9 | 1.57 | 1.48 | 5.16 | 5.35 | 4.89 | 4.47 | 4.18 | 3.74 | 3.08 | 2.55 | 1.86 | 1.65 | 1.64 | 1.64 | 1.59 | 1.86 | 2.79 | 3.85 | 4.58 | 5.14 | 5.52 | 5.64 | 5.64 | 5.69 | 5.43 | 5.42 | 6.04 | 5.72 | 5.47 | 5.47 | 4.82 | 3.87 | 2.97 | 2.23 | 1.65 | 1.23 | 0.93 | 0.89 | 0.77 | 1.06 | 1.77 | 2.85 | 4.45 | 5.32 | 6.01 | 5.8 | 5.86 | 6.19 | 6.1 | 6.23 | 6.21 | 6.06 | 5.64 | 5.15 | 4.7 | 3.79 | 2.97 | 2.18 | 1.34 | 0.97 | 0.7 | 0.81 | 0.88 | 1.03 | 1.69 | 2.71 | 3.91 | 4.61 | 5.3 | 5.94 | 6.49 | 6.47 | 6.39 | 6.44 | 5.85 | 5.5 | 5.18 | 4.56 | 3.78 | 3.25 | 2.42 | 1.56 | 0.8 | 0.53 | 0.45 | 0.54 | 0.71 | 1.05 | 1.71 | 2.55 | 3.67 | 4.66 | 5.38 | 5.88 | 6.36 | 6.52 | 6.31 | 6.09 | 5.24 | 5.08 | 4.66 | 3.98 | 3.21 | 2.8 | 2.06 | 1.48 | 0.91 | 0.62 | 0.49 | 0.54 | 0.73 | 1.03 | 1.59 | 2.32 | 3.18 | 4.08 | 4.6 | 5.57 | 5.91 | 5.89 | 5.7 | 5.43 | 2.64 | 2.43 | 2.21 | 1.72 | 1.41 | 1.02 | 0.82 | 0.57 | 0.47 | 0.47 | 0.54 | 0.72 | 0.84 | 1 | 1.24 | 1.53 | 1.73 | 2.29 | 2.8 | 3.36 | 3.36 | 3.35 | 3.15 | 2.88 | 1.38 | 1.28 | 1.29 | 1.27 | 1.17 | 0.96 | 0.77 | 0.64 | 0.43 | 0.38 | 0.41 | 0.51 | 0.61 | 0.61 | 0.62 | 0.71 | 0.91 | 1.08 | 1.31 | 1.51 | 1.66 | 1.69 | 1.57 | 1.35 | 0.62 | 0.55 | 0.56 | 0.57 | 0.58 | 0.58 | 0.56 | 0.5 | 0.46 | 0.5 | 0.54 | 0.62 | 0.59 | 0.62 | 0.63 | 0.52 | 0.48 | 0.6 | 0.76 | 0.82 | 0.87 | 0.65 | 0.69 | 0.66 | 0.52 | 0.51 | 0.5 | 0.57 | 0.56 | 0.57 | 0.56 | 0.52 | 0.49 | 0.49 | 0.49 | 0.53 | 0.53 | 0.49 | 0.46 | 0.49 | 0.54 | 0.57 | 0.64 | 0.6 | 0.68 | 0.61 | 0.58 | 0.57
VOYAGR_2_VOYWD1 |  | Wind | Wind | CISO | South | Socal | FC | 128.91 | 6.77 | 7.16 | 6.75 | 6.44 | 7.19 | 7 | 7.18 | 6.58 | 5.72 | 6.49 | 5.77 | 6.32 | 7.1 | 6.48 | 7.14 | 7.12 | 6.09 | 5.87 | 7.03 | 6.64 | 6.55 | 7.19 | 6.2 | 6.55 | 12.5 | 11.92 | 13.67 | 13.32 | 11.25 | 11.93 | 11.74 | 9.63 | 10.06 | 11.12 | 13.84 | 14.34 | 12.93 | 11.97 | 15.27 | 15.65 | 15.35 | 16.05 | 15.16 | 16.49 | 18.93 | 16.35 | 14.39 | 14.16 | 13.92 | 13.07 | 11.46 | 11.36 | 11.59 | 11.55 | 11.58 | 9.52 | 7.36 | 7.34 | 7.47 | 8.45 | 10.24 | 11.06 | 12.49 | 12.19 | 16.33 | 17.38 | 16.38 | 17.61 | 17.08 | 17.51 | 14.44 | 13.68 | 47.61 | 49.38 | 45.1 | 41.25 | 38.58 | 34.48 | 28.45 | 23.47 | 17.13 | 15.26 | 15.15 | 15.1 | 14.7 | 17.15 | 25.72 | 35.54 | 42.24 | 47.43 | 50.9 | 52.01 | 52.02 | 52.48 | 50.02 | 50 | 55.68 | 52.77 | 50.45 | 50.42 | 44.41 | 35.69 | 27.35 | 20.57 | 15.24 | 11.37 | 8.55 | 8.23 | 7.06 | 9.78 | 16.28 | 26.29 | 41 | 49.08 | 55.44 | 53.45 | 54.01 | 57.04 | 56.21 | 57.44 | 57.28 | 55.91 | 52.01 | 47.49 | 43.35 | 34.99 | 27.37 | 20.1 | 12.35 | 8.95 | 6.41 | 7.47 | 8.09 | 9.5 | 15.61 | 24.96 | 36.02 | 42.55 | 48.87 | 54.79 | 59.84 | 59.64 | 58.93 | 59.37 | 53.94 | 50.67 | 47.79 | 42.09 | 34.88 | 29.98 | 22.29 | 14.4 | 7.34 | 4.9 | 4.19 | 4.95 | 6.58 | 9.65 | 15.77 | 23.51 | 33.8 | 42.96 | 49.65 | 54.19 | 58.66 | 60.1 | 58.21 | 56.12 | 48.28 | 46.82 | 42.96 | 36.73 | 29.59 | 25.8 | 18.98 | 13.68 | 8.4 | 5.75 | 4.51 | 5.01 | 6.78 | 9.54 | 14.66 | 21.39 | 29.34 | 37.62 | 42.38 | 51.39 | 54.49 | 54.31 | 52.54 | 50.11 | 24.36 | 22.45 | 20.34 | 15.84 | 13.04 | 9.43 | 7.57 | 5.23 | 4.36 | 4.38 | 5.02 | 6.68 | 7.76 | 9.21 | 11.44 | 14.13 | 15.98 | 21.07 | 25.79 | 30.96 | 30.98 | 30.93 | 29.07 | 26.57 | 12.7 | 11.77 | 11.93 | 11.75 | 10.76 | 8.85 | 7.14 | 5.91 | 3.95 | 3.55 | 3.79 | 4.73 | 5.59 | 5.6 | 5.68 | 6.56 | 8.37 | 10 | 12.07 | 13.9 | 15.34 | 15.61 | 14.43 | 12.42 | 5.68 | 5.03 | 5.15 | 5.23 | 5.31 | 5.39 | 5.14 | 4.63 | 4.21 | 4.6 | 5.01 | 5.7 | 5.41 | 5.73 | 5.77 | 4.83 | 4.39 | 5.58 | 7.02 | 7.56 | 8.06 | 5.98 | 6.34 | 6.1 | 4.8 | 4.67 | 4.58 | 5.25 | 5.14 | 5.23 | 5.18 | 4.83 | 4.52 | 4.51 | 4.48 | 4.89 | 4.86 | 4.49 | 4.28 | 4.49 | 4.97 | 5.24 | 5.92 | 5.54 | 6.28 | 5.65 | 5.33 | 5.29
VOYAGR_2_VOYWD2 |  | Wind | Wind | CISO | South | Socal | FC | 126.35 | 6.63 | 7.02 | 6.62 | 6.31 | 7.05 | 6.86 | 7.03 | 6.45 | 5.61 | 6.36 | 5.66 | 6.2 | 6.96 | 6.35 | 7 | 6.98 | 5.97 | 5.76 | 6.89 | 6.51 | 6.42 | 7.05 | 6.08 | 6.42 | 12.25 | 11.68 | 13.4 | 13.06 | 11.03 | 11.69 | 11.51 | 9.44 | 9.86 | 10.9 | 13.57 | 14.05 | 12.67 | 11.73 | 14.97 | 15.34 | 15.05 | 15.73 | 14.86 | 16.17 | 18.55 | 16.03 | 14.1 | 13.88 | 13.64 | 12.81 | 11.23 | 11.13 | 11.36 | 11.32 | 11.35 | 9.33 | 7.21 | 7.19 | 7.32 | 8.28 | 10.04 | 10.84 | 12.24 | 11.95 | 16 | 17.03 | 16.06 | 17.26 | 16.74 | 17.16 | 14.15 | 13.41 | 46.66 | 48.4 | 44.21 | 40.43 | 37.81 | 33.8 | 27.88 | 23 | 16.79 | 14.96 | 14.85 | 14.8 | 14.41 | 16.81 | 25.21 | 34.83 | 41.4 | 46.49 | 49.89 | 50.98 | 50.99 | 51.44 | 49.03 | 49.01 | 54.57 | 51.73 | 49.44 | 49.42 | 43.52 | 34.98 | 26.8 | 20.16 | 14.94 | 11.15 | 8.38 | 8.07 | 6.92 | 9.59 | 15.95 | 25.76 | 40.18 | 48.1 | 54.34 | 52.39 | 52.94 | 55.91 | 55.1 | 56.3 | 56.15 | 54.8 | 50.97 | 46.54 | 42.49 | 34.3 | 26.83 | 19.7 | 12.11 | 8.77 | 6.29 | 7.32 | 7.92 | 9.31 | 15.3 | 24.46 | 35.3 | 41.7 | 47.9 | 53.7 | 58.65 | 58.45 | 57.76 | 58.19 | 52.86 | 49.67 | 46.84 | 41.25 | 34.19 | 29.39 | 21.84 | 14.12 | 7.19 | 4.8 | 4.1 | 4.85 | 6.45 | 9.46 | 15.45 | 23.05 | 33.12 | 42.1 | 48.66 | 53.12 | 57.49 | 58.9 | 57.05 | 55.01 | 47.32 | 45.89 | 42.11 | 36 | 29 | 25.29 | 18.6 | 13.41 | 8.23 | 5.64 | 4.42 | 4.91 | 6.64 | 9.35 | 14.37 | 20.96 | 28.76 | 36.87 | 41.54 | 50.37 | 53.41 | 53.23 | 51.49 | 49.11 | 23.87 | 22.01 | 19.94 | 15.53 | 12.78 | 9.25 | 7.42 | 5.13 | 4.27 | 4.29 | 4.92 | 6.55 | 7.6 | 9.03 | 11.21 | 13.84 | 15.66 | 20.65 | 25.28 | 30.34 | 30.36 | 30.32 | 28.49 | 26.05 | 12.44 | 11.54 | 11.7 | 11.51 | 10.55 | 8.68 | 7 | 5.8 | 3.87 | 3.47 | 3.72 | 4.64 | 5.47 | 5.49 | 5.57 | 6.43 | 8.21 | 9.8 | 11.83 | 13.62 | 15.04 | 15.3 | 14.14 | 12.17 | 5.57 | 4.93 | 5.05 | 5.13 | 5.2 | 5.28 | 5.04 | 4.53 | 4.13 | 4.51 | 4.91 | 5.59 | 5.31 | 5.61 | 5.66 | 4.74 | 4.3 | 5.47 | 6.88 | 7.41 | 7.9 | 5.86 | 6.21 | 5.98 | 4.71 | 4.57 | 4.48 | 5.15 | 5.04 | 5.12 | 5.08 | 4.73 | 4.43 | 4.42 | 4.39 | 4.79 | 4.76 | 4.4 | 4.19 | 4.4 | 4.87 | 5.13 | 5.8 | 5.43 | 6.15 | 5.53 | 5.22 | 5.18
VOYAGR_2_VOYWD3 |  | Wind | Wind | CISO | South | Socal | FC | 42.45 | 2.23 | 2.36 | 2.22 | 2.12 | 2.37 | 2.3 | 2.36 | 2.17 | 1.88 | 2.14 | 1.9 | 2.08 | 2.34 | 2.13 | 2.35 | 2.35 | 2.01 | 1.93 | 2.31 | 2.19 | 2.16 | 2.37 | 2.04 | 2.16 | 4.12 | 3.92 | 4.5 | 4.39 | 3.7 | 3.93 | 3.87 | 3.17 | 3.31 | 3.66 | 4.56 | 4.72 | 4.26 | 3.94 | 5.03 | 5.15 | 5.06 | 5.28 | 4.99 | 5.43 | 6.23 | 5.39 | 4.74 | 4.66 | 4.58 | 4.3 | 3.77 | 3.74 | 3.82 | 3.8 | 3.81 | 3.14 | 2.42 | 2.42 | 2.46 | 2.78 | 3.37 | 3.64 | 4.11 | 4.01 | 5.38 | 5.72 | 5.39 | 5.8 | 5.62 | 5.77 | 4.76 | 4.51 | 15.68 | 16.26 | 14.85 | 13.58 | 12.7 | 11.36 | 9.37 | 7.73 | 5.64 | 5.03 | 4.99 | 4.97 | 4.84 | 5.65 | 8.47 | 11.7 | 13.91 | 15.62 | 16.76 | 17.13 | 17.13 | 17.28 | 16.47 | 16.47 | 18.33 | 17.38 | 16.61 | 16.6 | 14.62 | 11.75 | 9 | 6.77 | 5.02 | 3.74 | 2.82 | 2.71 | 2.32 | 3.22 | 5.36 | 8.66 | 13.5 | 16.16 | 18.26 | 17.6 | 17.79 | 18.78 | 18.51 | 18.91 | 18.86 | 18.41 | 17.13 | 15.64 | 14.27 | 11.52 | 9.01 | 6.62 | 4.07 | 2.95 | 2.11 | 2.46 | 2.66 | 3.13 | 5.14 | 8.22 | 11.86 | 14.01 | 16.09 | 18.04 | 19.7 | 19.64 | 19.41 | 19.55 | 17.76 | 16.69 | 15.74 | 13.86 | 11.49 | 9.87 | 7.34 | 4.74 | 2.42 | 1.61 | 1.38 | 1.63 | 2.17 | 3.18 | 5.19 | 7.74 | 11.13 | 14.15 | 16.35 | 17.85 | 19.32 | 19.79 | 19.17 | 18.48 | 15.9 | 15.42 | 14.15 | 12.09 | 9.74 | 8.5 | 6.25 | 4.51 | 2.77 | 1.89 | 1.48 | 1.65 | 2.23 | 3.14 | 4.83 | 7.04 | 9.66 | 12.39 | 13.96 | 16.92 | 17.94 | 17.88 | 17.3 | 16.5 | 8.02 | 7.39 | 6.7 | 5.22 | 4.29 | 3.11 | 2.49 | 1.72 | 1.44 | 1.44 | 1.65 | 2.2 | 2.55 | 3.03 | 3.77 | 4.65 | 5.26 | 6.94 | 8.49 | 10.19 | 10.2 | 10.19 | 9.57 | 8.75 | 4.18 | 3.88 | 3.93 | 3.87 | 3.54 | 2.91 | 2.35 | 1.95 | 1.3 | 1.17 | 1.25 | 1.56 | 1.84 | 1.84 | 1.87 | 2.16 | 2.76 | 3.29 | 3.97 | 4.58 | 5.05 | 5.14 | 4.75 | 4.09 | 1.87 | 1.66 | 1.7 | 1.72 | 1.75 | 1.77 | 1.69 | 1.52 | 1.39 | 1.51 | 1.65 | 1.88 | 1.78 | 1.89 | 1.9 | 1.59 | 1.44 | 1.84 | 2.31 | 2.49 | 2.65 | 1.97 | 2.09 | 2.01 | 1.58 | 1.54 | 1.51 | 1.73 | 1.69 | 1.72 | 1.71 | 1.59 | 1.49 | 1.48 | 1.47 | 1.61 | 1.6 | 1.48 | 1.41 | 1.48 | 1.64 | 1.72 | 1.95 | 1.83 | 2.07 | 1.86 | 1.76 | 1.74
VOYAGR_2_VOYWD4 |  | Wind | Wind | CISO | South | Socal | FC | 21.01 | 1.1 | 1.17 | 1.1 | 1.05 | 1.17 | 1.14 | 1.17 | 1.07 | 0.93 | 1.06 | 0.94 | 1.03 | 1.16 | 1.06 | 1.16 | 1.16 | 0.99 | 0.96 | 1.15 | 1.08 | 1.07 | 1.17 | 1.01 | 1.07 | 2.04 | 1.94 | 2.23 | 2.17 | 1.83 | 1.94 | 1.91 | 1.57 | 1.64 | 1.81 | 2.26 | 2.34 | 2.11 | 1.95 | 2.49 | 2.55 | 2.5 | 2.62 | 2.47 | 2.69 | 3.09 | 2.67 | 2.35 | 2.31 | 2.27 | 2.13 | 1.87 | 1.85 | 1.89 | 1.88 | 1.89 | 1.55 | 1.2 | 1.2 | 1.22 | 1.38 | 1.67 | 1.8 | 2.04 | 1.99 | 2.66 | 2.83 | 2.67 | 2.87 | 2.78 | 2.85 | 2.35 | 2.23 | 7.76 | 8.05 | 7.35 | 6.72 | 6.29 | 5.62 | 4.64 | 3.82 | 2.79 | 2.49 | 2.47 | 2.46 | 2.4 | 2.8 | 4.19 | 5.79 | 6.88 | 7.73 | 8.3 | 8.48 | 8.48 | 8.55 | 8.15 | 8.15 | 9.07 | 8.6 | 8.22 | 8.22 | 7.24 | 5.82 | 4.46 | 3.35 | 2.48 | 1.85 | 1.39 | 1.34 | 1.15 | 1.59 | 2.65 | 4.28 | 6.68 | 8 | 9.04 | 8.71 | 8.8 | 9.3 | 9.16 | 9.36 | 9.34 | 9.11 | 8.48 | 7.74 | 7.06 | 5.7 | 4.46 | 3.28 | 2.01 | 1.46 | 1.05 | 1.22 | 1.32 | 1.55 | 2.54 | 4.07 | 5.87 | 6.93 | 7.97 | 8.93 | 9.75 | 9.72 | 9.6 | 9.68 | 8.79 | 8.26 | 7.79 | 6.86 | 5.68 | 4.89 | 3.63 | 2.35 | 1.2 | 0.8 | 0.68 | 0.81 | 1.07 | 1.57 | 2.57 | 3.83 | 5.51 | 7 | 8.09 | 8.83 | 9.56 | 9.79 | 9.49 | 9.15 | 7.87 | 7.63 | 7 | 5.99 | 4.82 | 4.2 | 3.09 | 2.23 | 1.37 | 0.94 | 0.73 | 0.82 | 1.1 | 1.56 | 2.39 | 3.49 | 4.78 | 6.13 | 6.91 | 8.38 | 8.88 | 8.85 | 8.56 | 8.17 | 3.97 | 3.66 | 3.32 | 2.58 | 2.12 | 1.54 | 1.23 | 0.85 | 0.71 | 0.71 | 0.82 | 1.09 | 1.26 | 1.5 | 1.86 | 2.3 | 2.6 | 3.43 | 4.2 | 5.05 | 5.05 | 5.04 | 4.74 | 4.33 | 2.07 | 1.92 | 1.94 | 1.91 | 1.75 | 1.44 | 1.16 | 0.96 | 0.64 | 0.58 | 0.62 | 0.77 | 0.91 | 0.91 | 0.93 | 1.07 | 1.36 | 1.63 | 1.97 | 2.26 | 2.5 | 2.54 | 2.35 | 2.02 | 0.93 | 0.82 | 0.84 | 0.85 | 0.87 | 0.88 | 0.84 | 0.75 | 0.69 | 0.75 | 0.82 | 0.93 | 0.88 | 0.93 | 0.94 | 0.79 | 0.72 | 0.91 | 1.14 | 1.23 | 1.31 | 0.97 | 1.03 | 0.99 | 0.78 | 0.76 | 0.75 | 0.86 | 0.84 | 0.85 | 0.84 | 0.79 | 0.74 | 0.73 | 0.73 | 0.8 | 0.79 | 0.73 | 0.7 | 0.73 | 0.81 | 0.85 | 0.96 | 0.9 | 1.02 | 0.92 | 0.87 | 0.86
WALNUT_2_SOLAR |  | Solar_Fixed | Solar Fixed | CISO | South | Socal | EO | 1.5 | 0 | 0 | 0 | 0 | 0 | 0 | 0 | 0.2 | 0.67 | 0.9 | 0.98 | 1.01 | 0.98 | 0.95 | 0.79 | 0.46 | 0.07 | 0 | 0 | 0 | 0 | 0 | 0 | 0 | 0 | 0 | 0 | 0 | 0 | 0 | 0.02 | 0.37 | 0.88 | 1.04 | 1.12 | 1.12 | 1.1 | 1.06 | 0.98 | 0.75 | 0.29 | 0.01 | 0 | 0 | 0 | 0 | 0 | 0 | 0 | 0 | 0 | 0 | 0 | 0 | 0 | 0.21 | 0.74 | 1.03 | 1.13 | 1.14 | 1.13 | 1.1 | 1.04 | 0.92 | 0.58 | 0.27 | 0.04 | 0 | 0 | 0 | 0 | 0 | 0 | 0 | 0 | 0 | 0 | 0 | 0.04 | 0.41 | 0.89 | 1.12 | 1.22 | 1.27 | 1.27 | 1.25 | 1.22 | 1.12 | 0.95 | 0.65 | 0.16 | 0 | 0 | 0 | 0 | 0 | 0 | 0 | 0 | 0 | 0 | 0 | 0.17 | 0.63 | 0.96 | 1.14 | 1.26 | 1.31 | 1.32 | 1.31 | 1.28 | 1.19 | 1.04 | 0.76 | 0.28 | 0.02 | 0 | 0 | 0 | 0 | 0 | 0 | 0 | 0 | 0 | 0.01 | 0.21 | 0.64 | 0.98 | 1.17 | 1.29 | 1.35 | 1.36 | 1.36 | 1.31 | 1.21 | 1.06 | 0.81 | 0.39 | 0.05 | 0 | 0 | 0 | 0 | 0 | 0 | 0 | 0 | 0 | 0 | 0.1 | 0.44 | 0.82 | 1.05 | 1.21 | 1.29 | 1.31 | 1.3 | 1.24 | 1.16 | 1.01 | 0.76 | 0.34 | 0.04 | 0 | 0 | 0 | 0 | 0 | 0 | 0 | 0 | 0 | 0 | 0.04 | 0.4 | 0.85 | 1.09 | 1.24 | 1.32 | 1.34 | 1.32 | 1.27 | 1.15 | 0.98 | 0.65 | 0.19 | 0.01 | 0 | 0 | 0 | 0 | 0 | 0 | 0 | 0 | 0 | 0 | 0.01 | 0.31 | 0.79 | 1.07 | 1.22 | 1.29 | 1.3 | 1.29 | 1.23 | 1.08 | 0.87 | 0.39 | 0.03 | 0 | 0 | 0 | 0 | 0 | 0 | 0 | 0 | 0 | 0 | 0 | 0 | 0.16 | 0.69 | 0.98 | 1.12 | 1.19 | 1.21 | 1.19 | 1.13 | 1.01 | 0.64 | 0.13 | 0 | 0 | 0 | 0 | 0 | 0 | 0 | 0 | 0 | 0 | 0 | 0 | 0.04 | 0.4 | 0.81 | 1.01 | 1.08 | 1.1 | 1.07 | 1.01 | 0.83 | 0.38 | 0.03 | 0 | 0 | 0 | 0 | 0 | 0 | 0 | 0 | 0 | 0 | 0 | 0 | 0 | 0 | 0.21 | 0.6 | 0.8 | 0.88 | 0.93 | 0.9 | 0.83 | 0.68 | 0.3 | 0.02 | 0 | 0 | 0 | 0 | 0 | 0 | 0
WAUKNA_1_SOLAR |  | Solar_Fixed | Solar Fixed | CISO | North | Norcal | FC | 20 | 0 | 0 | 0 | 0 | 0 | 0 | 0 | 0.62 | 4.32 | 8.46 | 10.65 | 11.16 | 11.64 | 10.25 | 9.63 | 6.57 | 1.54 | 0 | 0 | 0 | 0 | 0 | 0 | 0 | 0 | 0 | 0 | 0 | 0 | 0 | 0 | 2.29 | 8.92 | 12.29 | 13.48 | 13.8 | 14.15 | 13.34 | 12.42 | 10.08 | 5.11 | 0.37 | 0 | 0 | 0 | 0 | 0 | 0 | 0 | 0 | 0 | 0 | 0 | 0 | 0 | 1.27 | 6.87 | 11.2 | 13.42 | 13.72 | 13.62 | 13.13 | 12.3 | 10.96 | 8.45 | 2.99 | 0.64 | 0 | 0 | 0 | 0 | 0 | 0 | 0 | 0 | 0 | 0 | 0 | 0.12 | 3.56 | 10.04 | 13.58 | 15.15 | 15.75 | 16.26 | 15.98 | 15.91 | 15.2 | 13.45 | 10.25 | 3.94 | 0.17 | 0 | 0 | 0 | 0 | 0 | 0 | 0 | 0 | 0 | 0 | 1.13 | 6.54 | 11.45 | 14.42 | 15.87 | 16.49 | 16.45 | 16.45 | 16.44 | 15.82 | 14.1 | 11.43 | 5.99 | 0.81 | 0 | 0 | 0 | 0 | 0 | 0 | 0 | 0 | 0 | 0.01 | 1.73 | 7.29 | 11.94 | 14.68 | 16.3 | 17.12 | 17.39 | 17.52 | 17.15 | 16.48 | 14.73 | 11.97 | 7.29 | 1.81 | 0.02 | 0 | 0 | 0 | 0 | 0 | 0 | 0 | 0 | 0 | 0.86 | 6.19 | 11.74 | 14.99 | 16.71 | 17.59 | 17.89 | 17.73 | 17.35 | 16.49 | 14.88 | 12.07 | 7.26 | 1.59 | 0.01 | 0 | 0 | 0 | 0 | 0 | 0 | 0 | 0 | 0 | 0.17 | 3.85 | 10.19 | 14.05 | 16.15 | 17.07 | 17.25 | 17.23 | 16.91 | 16.06 | 14.11 | 10.38 | 4.21 | 0.28 | 0 | 0 | 0 | 0 | 0 | 0 | 0 | 0 | 0 | 0 | 0.01 | 2.15 | 8.56 | 12.94 | 15.13 | 15.95 | 16.28 | 16.1 | 15.77 | 14.91 | 12.36 | 6.96 | 1.06 | 0 | 0 | 0 | 0 | 0 | 0 | 0 | 0 | 0 | 0 | 0 | 0 | 0.69 | 6.13 | 11.18 | 13.3 | 13.98 | 14.18 | 14.06 | 13.66 | 12.34 | 8.97 | 2.73 | 0.02 | 0 | 0 | 0 | 0 | 0 | 0 | 0 | 0 | 0 | 0 | 0 | 0.02 | 2.43 | 8.25 | 11.58 | 12.9 | 13.15 | 13.08 | 12.33 | 10.81 | 6.18 | 0.82 | 0 | 0 | 0 | 0 | 0 | 0 | 0 | 0 | 0 | 0 | 0 | 0 | 0 | 0 | 0.78 | 4.5 | 7.85 | 9.68 | 10.34 | 9.89 | 8.93 | 8.22 | 4.24 | 0.52 | 0 | 0 | 0 | 0 | 0 | 0 | 0
WAUKNA_1_SOLAR2 |  | Solar_1Axis | Solar Tracking | CISO | North | Norcal | FC | 19.75 | 0 | 0 | 0 | 0 | 0 | 0 | 0 | 0.46 | 3.73 | 6.61 | 8.06 | 8.72 | 9 | 8.4 | 7.84 | 5.38 | 1.19 | 0 | 0 | 0 | 0 | 0 | 0 | 0 | 0 | 0 | 0 | 0 | 0 | 0 | 0 | 2.5 | 10.2 | 13.09 | 13.04 | 12.45 | 12.29 | 12.26 | 12.53 | 10.88 | 5.68 | 0.3 | 0 | 0 | 0 | 0 | 0 | 0 | 0 | 0 | 0 | 0 | 0 | 0 | 0 | 1.54 | 8.69 | 13.04 | 13.75 | 13.25 | 13.35 | 12.79 | 12.16 | 11.44 | 9.58 | 2.9 | 0.6 | 0 | 0 | 0 | 0 | 0 | 0 | 0 | 0 | 0 | 0 | 0 | 0.15 | 5.08 | 12.13 | 14.27 | 14.19 | 13.97 | 14.44 | 14.36 | 14.09 | 14.27 | 13.44 | 11.94 | 5.14 | 0.2 | 0 | 0 | 0 | 0 | 0 | 0 | 0 | 0 | 0 | 0 | 1.84 | 9.85 | 13.86 | 14.83 | 15.08 | 14.96 | 15.27 | 15.3 | 15.34 | 15.54 | 15.11 | 14.17 | 8.63 | 1.15 | 0 | 0 | 0 | 0 | 0 | 0 | 0 | 0 | 0 | 0.01 | 3.07 | 11.14 | 15.03 | 16.34 | 16.55 | 16.7 | 16.8 | 16.71 | 16.59 | 16.64 | 16.01 | 15 | 10.82 | 2.93 | 0.03 | 0 | 0 | 0 | 0 | 0 | 0 | 0 | 0 | 0 | 1.38 | 9.13 | 15.08 | 16.65 | 16.9 | 16.95 | 16.82 | 16.82 | 16.55 | 16.54 | 15.94 | 14.75 | 10.23 | 2.36 | 0.01 | 0 | 0 | 0 | 0 | 0 | 0 | 0 | 0 | 0 | 0.2 | 5.39 | 12.6 | 15.34 | 15.95 | 16.15 | 16.13 | 15.98 | 15.96 | 15.9 | 15.21 | 12.38 | 5.44 | 0.32 | 0 | 0 | 0 | 0 | 0 | 0 | 0 | 0 | 0 | 0 | 0.01 | 2.61 | 10.06 | 13.45 | 14.25 | 14.42 | 14.25 | 14.16 | 14.2 | 14.4 | 12.96 | 8.04 | 1.03 | 0 | 0 | 0 | 0 | 0 | 0 | 0 | 0 | 0 | 0 | 0 | 0 | 0.68 | 6.43 | 11.24 | 12.4 | 12.23 | 11.78 | 11.92 | 12.28 | 11.99 | 9.4 | 2.65 | 0.02 | 0 | 0 | 0 | 0 | 0 | 0 | 0 | 0 | 0 | 0 | 0 | 0.02 | 2.12 | 7.35 | 10.03 | 10.42 | 9.98 | 10.26 | 10.51 | 9.93 | 6.06 | 0.72 | 0 | 0 | 0 | 0 | 0 | 0 | 0 | 0 | 0 | 0 | 0 | 0 | 0 | 0 | 0.5 | 3.7 | 6.06 | 7.25 | 7.94 | 7.82 | 7.54 | 6.34 | 3.38 | 0.4 | 0 | 0 | 0 | 0 | 0 | 0 | 0
WFRESN_1_SOLAR |  | Solar_Fixed | Solar Fixed | CISO | North | Norcal | EO | 1.5 | 0 | 0 | 0 | 0 | 0 | 0 | 0 | 0.05 | 0.32 | 0.63 | 0.8 | 0.84 | 0.87 | 0.77 | 0.72 | 0.49 | 0.12 | 0 | 0 | 0 | 0 | 0 | 0 | 0 | 0 | 0 | 0 | 0 | 0 | 0 | 0 | 0.17 | 0.67 | 0.92 | 1.01 | 1.04 | 1.06 | 1 | 0.93 | 0.76 | 0.38 | 0.03 | 0 | 0 | 0 | 0 | 0 | 0 | 0 | 0 | 0 | 0 | 0 | 0 | 0 | 0.1 | 0.52 | 0.84 | 1.01 | 1.03 | 1.02 | 0.99 | 0.92 | 0.82 | 0.63 | 0.22 | 0.05 | 0 | 0 | 0 | 0 | 0 | 0 | 0 | 0 | 0 | 0 | 0 | 0.01 | 0.27 | 0.75 | 1.02 | 1.14 | 1.18 | 1.22 | 1.2 | 1.19 | 1.14 | 1.01 | 0.77 | 0.3 | 0.01 | 0 | 0 | 0 | 0 | 0 | 0 | 0 | 0 | 0 | 0 | 0.08 | 0.49 | 0.86 | 1.08 | 1.19 | 1.24 | 1.23 | 1.23 | 1.23 | 1.19 | 1.06 | 0.86 | 0.45 | 0.06 | 0 | 0 | 0 | 0 | 0 | 0 | 0 | 0 | 0 | 0 | 0.13 | 0.55 | 0.9 | 1.1 | 1.22 | 1.28 | 1.3 | 1.31 | 1.29 | 1.24 | 1.1 | 0.9 | 0.55 | 0.14 | 0 | 0 | 0 | 0 | 0 | 0 | 0 | 0 | 0 | 0 | 0.06 | 0.46 | 0.88 | 1.12 | 1.25 | 1.32 | 1.34 | 1.33 | 1.3 | 1.24 | 1.12 | 0.91 | 0.54 | 0.12 | 0 | 0 | 0 | 0 | 0 | 0 | 0 | 0 | 0 | 0 | 0.01 | 0.29 | 0.76 | 1.05 | 1.21 | 1.28 | 1.29 | 1.29 | 1.27 | 1.2 | 1.06 | 0.78 | 0.32 | 0.02 | 0 | 0 | 0 | 0 | 0 | 0 | 0 | 0 | 0 | 0 | 0 | 0.16 | 0.64 | 0.97 | 1.13 | 1.2 | 1.22 | 1.21 | 1.18 | 1.12 | 0.93 | 0.52 | 0.08 | 0 | 0 | 0 | 0 | 0 | 0 | 0 | 0 | 0 | 0 | 0 | 0 | 0.05 | 0.46 | 0.84 | 1 | 1.05 | 1.06 | 1.05 | 1.02 | 0.93 | 0.67 | 0.2 | 0 | 0 | 0 | 0 | 0 | 0 | 0 | 0 | 0 | 0 | 0 | 0 | 0 | 0.18 | 0.62 | 0.87 | 0.97 | 0.99 | 0.98 | 0.93 | 0.81 | 0.46 | 0.06 | 0 | 0 | 0 | 0 | 0 | 0 | 0 | 0 | 0 | 0 | 0 | 0 | 0 | 0 | 0.06 | 0.34 | 0.59 | 0.73 | 0.78 | 0.74 | 0.67 | 0.62 | 0.32 | 0.04 | 0 | 0 | 0 | 0 | 0 | 0 | 0
WHITNY_6_SOLAR |  | Solar_1Axis | Solar Tracking | CISO | North | Norcal | EO | 20 | 0 | 0 | 0 | 0 | 0 | 0 | 0 | 0.47 | 3.78 | 6.7 | 8.17 | 8.83 | 9.12 | 8.51 | 7.94 | 5.45 | 1.21 | 0 | 0 | 0 | 0 | 0 | 0 | 0 | 0 | 0 | 0 | 0 | 0 | 0 | 0 | 2.54 | 10.33 | 13.25 | 13.2 | 12.6 | 12.45 | 12.42 | 12.69 | 11.02 | 5.75 | 0.31 | 0 | 0 | 0 | 0 | 0 | 0 | 0 | 0 | 0 | 0 | 0 | 0 | 0 | 1.56 | 8.8 | 13.2 | 13.92 | 13.41 | 13.52 | 12.95 | 12.31 | 11.59 | 9.7 | 2.94 | 0.61 | 0 | 0 | 0 | 0 | 0 | 0 | 0 | 0 | 0 | 0 | 0 | 0.16 | 5.14 | 12.28 | 14.45 | 14.37 | 14.15 | 14.62 | 14.54 | 14.27 | 14.46 | 13.61 | 12.09 | 5.2 | 0.21 | 0 | 0 | 0 | 0 | 0 | 0 | 0 | 0 | 0 | 0 | 1.87 | 9.98 | 14.04 | 15.02 | 15.27 | 15.15 | 15.47 | 15.49 | 15.53 | 15.74 | 15.3 | 14.35 | 8.74 | 1.16 | 0 | 0 | 0 | 0 | 0 | 0 | 0 | 0 | 0 | 0.01 | 3.11 | 11.28 | 15.22 | 16.54 | 16.76 | 16.91 | 17.02 | 16.92 | 16.8 | 16.85 | 16.21 | 15.19 | 10.96 | 2.97 | 0.03 | 0 | 0 | 0 | 0 | 0 | 0 | 0 | 0 | 0 | 1.4 | 9.24 | 15.27 | 16.86 | 17.11 | 17.16 | 17.04 | 17.03 | 16.76 | 16.75 | 16.14 | 14.93 | 10.36 | 2.39 | 0.01 | 0 | 0 | 0 | 0 | 0 | 0 | 0 | 0 | 0 | 0.21 | 5.46 | 12.76 | 15.53 | 16.15 | 16.36 | 16.34 | 16.18 | 16.16 | 16.1 | 15.4 | 12.54 | 5.51 | 0.32 | 0 | 0 | 0 | 0 | 0 | 0 | 0 | 0 | 0 | 0 | 0.01 | 2.64 | 10.19 | 13.62 | 14.43 | 14.6 | 14.43 | 14.34 | 14.38 | 14.58 | 13.13 | 8.14 | 1.04 | 0 | 0 | 0 | 0 | 0 | 0 | 0 | 0 | 0 | 0 | 0 | 0 | 0.69 | 6.51 | 11.38 | 12.55 | 12.39 | 11.93 | 12.07 | 12.44 | 12.14 | 9.52 | 2.69 | 0.02 | 0 | 0 | 0 | 0 | 0 | 0 | 0 | 0 | 0 | 0 | 0 | 0.02 | 2.15 | 7.45 | 10.16 | 10.55 | 10.11 | 10.39 | 10.64 | 10.05 | 6.13 | 0.73 | 0 | 0 | 0 | 0 | 0 | 0 | 0 | 0 | 0 | 0 | 0 | 0 | 0 | 0 | 0.5 | 3.75 | 6.13 | 7.34 | 8.04 | 7.92 | 7.63 | 6.42 | 3.42 | 0.4 | 0 | 0 | 0 | 0 | 0 | 0 | 0
WHTWTR_1_WINDA1 |  | Wind | Wind | CISO | South | Socal | FC | 61.5 | 3.23 | 3.42 | 3.22 | 3.07 | 3.43 | 3.34 | 3.42 | 3.14 | 2.73 | 3.1 | 2.75 | 3.02 | 3.39 | 3.09 | 3.41 | 3.4 | 2.9 | 2.8 | 3.35 | 3.17 | 3.12 | 3.43 | 2.96 | 3.12 | 5.96 | 5.68 | 6.52 | 6.36 | 5.37 | 5.69 | 5.6 | 4.59 | 4.8 | 5.3 | 6.6 | 6.84 | 6.17 | 5.71 | 7.29 | 7.47 | 7.32 | 7.66 | 7.23 | 7.87 | 9.03 | 7.8 | 6.86 | 6.75 | 6.64 | 6.24 | 5.47 | 5.42 | 5.53 | 5.51 | 5.52 | 4.54 | 3.51 | 3.5 | 3.56 | 4.03 | 4.89 | 5.28 | 5.96 | 5.81 | 7.79 | 8.29 | 7.82 | 8.4 | 8.15 | 8.35 | 6.89 | 6.53 | 22.71 | 23.56 | 21.52 | 19.68 | 18.4 | 16.45 | 13.57 | 11.2 | 8.17 | 7.28 | 7.23 | 7.2 | 7.01 | 8.18 | 12.27 | 16.96 | 20.15 | 22.63 | 24.28 | 24.81 | 24.82 | 25.04 | 23.87 | 23.86 | 26.56 | 25.18 | 24.07 | 24.05 | 21.19 | 17.03 | 13.05 | 9.81 | 7.27 | 5.43 | 4.08 | 3.93 | 3.37 | 4.67 | 7.77 | 12.54 | 19.56 | 23.41 | 26.45 | 25.5 | 25.77 | 27.21 | 26.82 | 27.4 | 27.33 | 26.68 | 24.81 | 22.65 | 20.68 | 16.69 | 13.06 | 9.59 | 5.89 | 4.27 | 3.06 | 3.56 | 3.86 | 4.53 | 7.45 | 11.91 | 17.18 | 20.3 | 23.32 | 26.14 | 28.55 | 28.45 | 28.11 | 28.32 | 25.73 | 24.18 | 22.8 | 20.08 | 16.64 | 14.3 | 10.63 | 6.87 | 3.5 | 2.34 | 2 | 2.36 | 3.14 | 4.6 | 7.52 | 11.22 | 16.12 | 20.49 | 23.69 | 25.85 | 27.98 | 28.67 | 27.77 | 26.78 | 23.04 | 22.34 | 20.5 | 17.52 | 14.12 | 12.31 | 9.05 | 6.53 | 4.01 | 2.74 | 2.15 | 2.39 | 3.23 | 4.55 | 6.99 | 10.2 | 14 | 17.95 | 20.22 | 24.52 | 26 | 25.91 | 25.06 | 23.9 | 11.62 | 10.71 | 9.71 | 7.56 | 6.22 | 4.5 | 3.61 | 2.49 | 2.08 | 2.09 | 2.39 | 3.19 | 3.7 | 4.4 | 5.46 | 6.74 | 7.62 | 10.05 | 12.3 | 14.77 | 14.78 | 14.76 | 13.87 | 12.68 | 6.06 | 5.61 | 5.69 | 5.6 | 5.13 | 4.22 | 3.41 | 2.82 | 1.88 | 1.69 | 1.81 | 2.26 | 2.66 | 2.67 | 2.71 | 3.13 | 3.99 | 4.77 | 5.76 | 6.63 | 7.32 | 7.45 | 6.88 | 5.92 | 2.71 | 2.4 | 2.46 | 2.5 | 2.53 | 2.57 | 2.45 | 2.21 | 2.01 | 2.19 | 2.39 | 2.72 | 2.58 | 2.73 | 2.76 | 2.31 | 2.09 | 2.66 | 3.35 | 3.61 | 3.84 | 2.85 | 3.02 | 2.91 | 2.29 | 2.23 | 2.18 | 2.51 | 2.45 | 2.49 | 2.47 | 2.3 | 2.16 | 2.15 | 2.14 | 2.33 | 2.32 | 2.14 | 2.04 | 2.14 | 2.37 | 2.5 | 2.82 | 2.64 | 2.99 | 2.69 | 2.54 | 2.52
WISTRA_2_WRSSR1 |  | Solar_1Axis | Solar Tracking | CISO | South | Socal | FC | 100 | 0 | 0 | 0 | 0 | 0 | 0 | 0.05 | 11.98 | 46.92 | 61.09 | 60.48 | 59.41 | 58.77 | 58.91 | 53.36 | 38.5 | 6.5 | 0 | 0 | 0 | 0 | 0 | 0 | 0 | 0 | 0 | 0 | 0 | 0 | 0 | 0.69 | 26.16 | 63.64 | 70.33 | 68.79 | 68.19 | 67.81 | 65.39 | 63.79 | 57.98 | 24.63 | 0.99 | 0 | 0 | 0 | 0 | 0 | 0 | 0 | 0 | 0 | 0 | 0 | 0 | 0.15 | 17.11 | 59.44 | 72.97 | 73.23 | 71.74 | 70.99 | 70.67 | 67.12 | 61.89 | 46.18 | 17.37 | 2.81 | 0 | 0 | 0 | 0 | 0 | 0 | 0 | 0 | 0 | 0 | 0 | 3.06 | 36.53 | 71.58 | 76.56 | 79.73 | 79.5 | 80.01 | 79.16 | 78.24 | 75.4 | 71.1 | 57.64 | 18.23 | 0.29 | 0 | 0 | 0 | 0 | 0 | 0 | 0 | 0 | 0 | 0.06 | 14.83 | 54.76 | 75.22 | 81.46 | 84.13 | 84.85 | 85.13 | 84.76 | 83.33 | 81.32 | 77.54 | 68.01 | 32.83 | 2.6 | 0 | 0 | 0 | 0 | 0 | 0 | 0 | 0 | 0 | 0.24 | 18.21 | 55.64 | 74.3 | 80.74 | 84.44 | 86.06 | 85.5 | 85.52 | 84.19 | 81.95 | 78.55 | 70.95 | 42.44 | 6.89 | 0 | 0 | 0 | 0 | 0 | 0 | 0 | 0 | 0 | 0 | 8.08 | 42.76 | 68.55 | 78.82 | 83.02 | 84.65 | 83.87 | 82.89 | 82.17 | 80.19 | 76.08 | 65.8 | 37.73 | 5.64 | 0 | 0 | 0 | 0 | 0 | 0 | 0 | 0 | 0 | 0 | 3.1 | 34.25 | 67.29 | 78.83 | 83.05 | 85.15 | 85.45 | 83.54 | 79.42 | 77.58 | 71.3 | 56.79 | 20.3 | 0.56 | 0 | 0 | 0 | 0 | 0 | 0 | 0 | 0 | 0 | 0 | 0.49 | 22.84 | 58.48 | 72.04 | 77.18 | 78.59 | 79.9 | 78.43 | 76.21 | 71.28 | 64.61 | 34.3 | 3.05 | 0 | 0 | 0 | 0 | 0 | 0 | 0 | 0 | 0 | 0 | 0 | 0 | 10 | 49.34 | 65.94 | 69.37 | 70.37 | 70.2 | 69.52 | 70.56 | 66 | 49.77 | 10.84 | 0.01 | 0 | 0 | 0 | 0 | 0 | 0 | 0 | 0 | 0 | 0 | 0 | 1.57 | 27.96 | 58.45 | 65.64 | 64.37 | 62.56 | 63.57 | 63.2 | 58.14 | 34.15 | 3.17 | 0 | 0 | 0 | 0 | 0 | 0 | 0 | 0 | 0 | 0 | 0 | 0 | 0 | 0.11 | 13.23 | 41.67 | 52.23 | 51.48 | 49.52 | 51.55 | 50.73 | 46.74 | 25.54 | 2.1 | 0 | 0 | 0 | 0 | 0 | 0 | 0
WLDWD_1_SOLAR1 |  | Solar_1Axis | Solar Tracking | CISO | North | Norcal | FC | 20 | 0 | 0 | 0 | 0 | 0 | 0 | 0 | 0.47 | 3.78 | 6.7 | 8.17 | 8.83 | 9.12 | 8.51 | 7.94 | 5.45 | 1.21 | 0 | 0 | 0 | 0 | 0 | 0 | 0 | 0 | 0 | 0 | 0 | 0 | 0 | 0 | 2.54 | 10.33 | 13.25 | 13.2 | 12.6 | 12.45 | 12.42 | 12.69 | 11.02 | 5.75 | 0.31 | 0 | 0 | 0 | 0 | 0 | 0 | 0 | 0 | 0 | 0 | 0 | 0 | 0 | 1.56 | 8.8 | 13.2 | 13.92 | 13.41 | 13.52 | 12.95 | 12.31 | 11.59 | 9.7 | 2.94 | 0.61 | 0 | 0 | 0 | 0 | 0 | 0 | 0 | 0 | 0 | 0 | 0 | 0.16 | 5.14 | 12.28 | 14.45 | 14.37 | 14.15 | 14.62 | 14.54 | 14.27 | 14.46 | 13.61 | 12.09 | 5.2 | 0.21 | 0 | 0 | 0 | 0 | 0 | 0 | 0 | 0 | 0 | 0 | 1.87 | 9.98 | 14.04 | 15.02 | 15.27 | 15.15 | 15.47 | 15.49 | 15.53 | 15.74 | 15.3 | 14.35 | 8.74 | 1.16 | 0 | 0 | 0 | 0 | 0 | 0 | 0 | 0 | 0 | 0.01 | 3.11 | 11.28 | 15.22 | 16.54 | 16.76 | 16.91 | 17.02 | 16.92 | 16.8 | 16.85 | 16.21 | 15.19 | 10.96 | 2.97 | 0.03 | 0 | 0 | 0 | 0 | 0 | 0 | 0 | 0 | 0 | 1.4 | 9.24 | 15.27 | 16.86 | 17.11 | 17.16 | 17.04 | 17.03 | 16.76 | 16.75 | 16.14 | 14.93 | 10.36 | 2.39 | 0.01 | 0 | 0 | 0 | 0 | 0 | 0 | 0 | 0 | 0 | 0.21 | 5.46 | 12.76 | 15.53 | 16.15 | 16.36 | 16.34 | 16.18 | 16.16 | 16.1 | 15.4 | 12.54 | 5.51 | 0.32 | 0 | 0 | 0 | 0 | 0 | 0 | 0 | 0 | 0 | 0 | 0.01 | 2.64 | 10.19 | 13.62 | 14.43 | 14.6 | 14.43 | 14.34 | 14.38 | 14.58 | 13.13 | 8.14 | 1.04 | 0 | 0 | 0 | 0 | 0 | 0 | 0 | 0 | 0 | 0 | 0 | 0 | 0.69 | 6.51 | 11.38 | 12.55 | 12.39 | 11.93 | 12.07 | 12.44 | 12.14 | 9.52 | 2.69 | 0.02 | 0 | 0 | 0 | 0 | 0 | 0 | 0 | 0 | 0 | 0 | 0 | 0.02 | 2.15 | 7.45 | 10.16 | 10.55 | 10.11 | 10.39 | 10.64 | 10.05 | 6.13 | 0.73 | 0 | 0 | 0 | 0 | 0 | 0 | 0 | 0 | 0 | 0 | 0 | 0 | 0 | 0 | 0.5 | 3.75 | 6.13 | 7.34 | 8.04 | 7.92 | 7.63 | 6.42 | 3.42 | 0.4 | 0 | 0 | 0 | 0 | 0 | 0 | 0
WLDWD_1_SOLAR2 |  | Solar_1Axis | Solar Tracking | CISO | North | Norcal | FC | 15 | 0 | 0 | 0 | 0 | 0 | 0 | 0 | 0.35 | 2.84 | 5.02 | 6.12 | 6.62 | 6.84 | 6.38 | 5.95 | 4.09 | 0.9 | 0 | 0 | 0 | 0 | 0 | 0 | 0 | 0 | 0 | 0 | 0 | 0 | 0 | 0 | 1.9 | 7.75 | 9.94 | 9.9 | 9.45 | 9.33 | 9.31 | 9.52 | 8.26 | 4.31 | 0.23 | 0 | 0 | 0 | 0 | 0 | 0 | 0 | 0 | 0 | 0 | 0 | 0 | 0 | 1.17 | 6.6 | 9.9 | 10.44 | 10.06 | 10.14 | 9.71 | 9.23 | 8.69 | 7.28 | 2.21 | 0.46 | 0 | 0 | 0 | 0 | 0 | 0 | 0 | 0 | 0 | 0 | 0 | 0.12 | 3.86 | 9.21 | 10.84 | 10.77 | 10.61 | 10.97 | 10.91 | 10.7 | 10.84 | 10.21 | 9.07 | 3.9 | 0.16 | 0 | 0 | 0 | 0 | 0 | 0 | 0 | 0 | 0 | 0 | 1.4 | 7.48 | 10.53 | 11.26 | 11.45 | 11.36 | 11.6 | 11.62 | 11.65 | 11.8 | 11.47 | 10.76 | 6.56 | 0.87 | 0 | 0 | 0 | 0 | 0 | 0 | 0 | 0 | 0 | 0.01 | 2.33 | 8.46 | 11.41 | 12.41 | 12.57 | 12.68 | 12.76 | 12.69 | 12.6 | 12.64 | 12.16 | 11.39 | 8.22 | 2.22 | 0.02 | 0 | 0 | 0 | 0 | 0 | 0 | 0 | 0 | 0 | 1.05 | 6.93 | 11.45 | 12.64 | 12.84 | 12.87 | 12.78 | 12.77 | 12.57 | 12.56 | 12.11 | 11.2 | 7.77 | 1.79 | 0.01 | 0 | 0 | 0 | 0 | 0 | 0 | 0 | 0 | 0 | 0.15 | 4.1 | 9.57 | 11.65 | 12.11 | 12.27 | 12.25 | 12.14 | 12.12 | 12.08 | 11.55 | 9.4 | 4.14 | 0.24 | 0 | 0 | 0 | 0 | 0 | 0 | 0 | 0 | 0 | 0 | 0.01 | 1.98 | 7.64 | 10.22 | 10.82 | 10.95 | 10.82 | 10.75 | 10.78 | 10.94 | 9.85 | 6.11 | 0.78 | 0 | 0 | 0 | 0 | 0 | 0 | 0 | 0 | 0 | 0 | 0 | 0 | 0.52 | 4.88 | 8.54 | 9.42 | 9.29 | 8.95 | 9.05 | 9.33 | 9.11 | 7.14 | 2.02 | 0.01 | 0 | 0 | 0 | 0 | 0 | 0 | 0 | 0 | 0 | 0 | 0 | 0.02 | 1.61 | 5.59 | 7.62 | 7.91 | 7.58 | 7.8 | 7.98 | 7.54 | 4.6 | 0.55 | 0 | 0 | 0 | 0 | 0 | 0 | 0 | 0 | 0 | 0 | 0 | 0 | 0 | 0 | 0.38 | 2.81 | 4.6 | 5.51 | 6.03 | 5.94 | 5.72 | 4.81 | 2.56 | 0.3 | 0 | 0 | 0 | 0 | 0 | 0 | 0
WNDMAS_2_UNIT 1 |  | Wind | Wind | CISO | North | Norcal | FC | 38 | 2.02 | 1.92 | 1.67 | 1.57 | 1.73 | 1.78 | 1.76 | 1.86 | 1.7 | 1.45 | 1.52 | 1.61 | 1.39 | 1.27 | 1.14 | 0.99 | 1.03 | 1.36 | 1.61 | 1.77 | 1.65 | 1.76 | 1.92 | 1.93 | 4.59 | 4.86 | 4.59 | 3.88 | 3.55 | 3.63 | 3.63 | 3.86 | 3.1 | 2.91 | 3.08 | 2.75 | 2.56 | 2.48 | 2.29 | 2.39 | 2.29 | 2.62 | 2.78 | 2.9 | 3.21 | 4.01 | 4.29 | 4.66 | 5.28 | 5.01 | 4.53 | 4.27 | 3.81 | 3 | 2.89 | 2.68 | 2.66 | 2.21 | 1.86 | 1.89 | 1.84 | 1.98 | 2.04 | 2.07 | 2.4 | 2.71 | 3.75 | 5.06 | 6.08 | 5.78 | 5.7 | 5.33 | 14.33 | 13.06 | 12.85 | 10.65 | 9.44 | 8.27 | 7.68 | 6.06 | 4.4 | 4.65 | 4.1 | 3.26 | 3.34 | 3.86 | 4.55 | 6.05 | 8.1 | 10.35 | 11.05 | 11.61 | 13 | 13.25 | 14.12 | 14.7 | 18.49 | 17.53 | 17.44 | 17.15 | 14.66 | 12.57 | 11.54 | 9.54 | 9.63 | 8.41 | 6.84 | 5.4 | 6.09 | 7.08 | 7.97 | 10.69 | 14.28 | 16.55 | 18.27 | 17.74 | 18.24 | 19.14 | 18.34 | 17.55 | 14.07 | 15.03 | 13.38 | 12.3 | 11.07 | 10.09 | 8.54 | 5.97 | 4.76 | 3.33 | 2.85 | 2.03 | 1.64 | 2.18 | 2.41 | 3.67 | 6.24 | 9.36 | 11.67 | 12.19 | 13.34 | 13.55 | 13.6 | 14.14 | 22.67 | 22.11 | 20.48 | 18.28 | 17.25 | 16.15 | 13.76 | 11.47 | 8.16 | 6.62 | 4.21 | 3 | 2.73 | 4.19 | 4.96 | 7.25 | 11.87 | 14.97 | 15.84 | 16.57 | 18.99 | 19.68 | 21.61 | 22.73 | 18.53 | 17.71 | 16.64 | 14.76 | 12.79 | 11.04 | 9.55 | 8.14 | 5.19 | 3.86 | 2.83 | 1.89 | 1.17 | 1.65 | 2.04 | 3.15 | 5.19 | 8.17 | 11.06 | 14.38 | 17.53 | 18.49 | 18.74 | 19.09 | 6.99 | 6.88 | 6.48 | 6.04 | 4.64 | 3.74 | 3.6 | 2.82 | 2.1 | 1.28 | 0.99 | 0.49 | 0.34 | 0.52 | 0.8 | 1.12 | 1.94 | 2.51 | 2.82 | 4.26 | 5.64 | 6.27 | 6.52 | 6.64 | 2.91 | 2.68 | 1.97 | 1.59 | 1.3 | 1.08 | 1.24 | 1.04 | 0.95 | 0.64 | 0.39 | 0.31 | 0.25 | 0.26 | 0.35 | 0.38 | 0.33 | 0.38 | 0.68 | 0.93 | 1.35 | 1.63 | 2.1 | 2.4 | 2.19 | 1.93 | 1.75 | 2.08 | 1.91 | 1.9 | 1.8 | 1.97 | 1.63 | 1.27 | 1.13 | 1 | 1 | 0.9 | 0.97 | 1.09 | 1.02 | 1.08 | 1.3 | 1.34 | 1.79 | 1.95 | 2.24 | 2.22 | 2.08 | 2.07 | 2 | 1.77 | 1.93 | 1.99 | 1.73 | 1.97 | 1.85 | 1.52 | 1.44 | 1.22 | 1.24 | 1.21 | 1.29 | 1.37 | 1.27 | 1.3 | 1.63 | 1.96 | 2.25 | 2.15 | 1.98 | 2.28
WNDSTR_2_WIND |  | Wind | Wind | CISO | South | Socal | FC | 120 | 6.3 | 6.67 | 6.29 | 5.99 | 6.7 | 6.51 | 6.68 | 6.13 | 5.32 | 6.04 | 5.37 | 5.88 | 6.61 | 6.03 | 6.65 | 6.63 | 5.67 | 5.47 | 6.54 | 6.18 | 6.1 | 6.69 | 5.77 | 6.09 | 11.63 | 11.09 | 12.72 | 12.4 | 10.47 | 11.1 | 10.93 | 8.96 | 9.37 | 10.35 | 12.89 | 13.35 | 12.03 | 11.14 | 14.22 | 14.57 | 14.29 | 14.94 | 14.12 | 15.35 | 17.62 | 15.22 | 13.39 | 13.18 | 12.96 | 12.17 | 10.67 | 10.58 | 10.79 | 10.75 | 10.78 | 8.87 | 6.85 | 6.83 | 6.95 | 7.86 | 9.54 | 10.29 | 11.63 | 11.34 | 15.2 | 16.18 | 15.25 | 16.4 | 15.9 | 16.3 | 13.44 | 12.74 | 44.32 | 45.96 | 41.99 | 38.4 | 35.91 | 32.1 | 26.48 | 21.85 | 15.95 | 14.21 | 14.1 | 14.06 | 13.68 | 15.97 | 23.94 | 33.08 | 39.32 | 44.15 | 47.38 | 48.42 | 48.42 | 48.85 | 46.57 | 46.55 | 51.83 | 49.13 | 46.96 | 46.93 | 41.34 | 33.22 | 25.46 | 19.14 | 14.19 | 10.59 | 7.96 | 7.66 | 6.57 | 9.11 | 15.15 | 24.47 | 38.16 | 45.68 | 51.61 | 49.76 | 50.28 | 53.1 | 52.33 | 53.47 | 53.32 | 52.05 | 48.41 | 44.2 | 40.35 | 32.57 | 25.48 | 18.71 | 11.5 | 8.33 | 5.97 | 6.96 | 7.53 | 8.85 | 14.53 | 23.23 | 33.53 | 39.61 | 45.5 | 51.01 | 55.7 | 55.52 | 54.86 | 55.27 | 50.21 | 47.17 | 44.48 | 39.18 | 32.47 | 27.91 | 20.75 | 13.41 | 6.83 | 4.56 | 3.9 | 4.6 | 6.13 | 8.98 | 14.68 | 21.89 | 31.46 | 39.99 | 46.22 | 50.45 | 54.6 | 55.94 | 54.18 | 52.24 | 44.95 | 43.58 | 39.99 | 34.19 | 27.55 | 24.02 | 17.67 | 12.74 | 7.82 | 5.35 | 4.19 | 4.66 | 6.31 | 8.88 | 13.65 | 19.91 | 27.31 | 35.02 | 39.45 | 47.84 | 50.72 | 50.56 | 48.91 | 46.64 | 22.67 | 20.9 | 18.94 | 14.75 | 12.14 | 8.78 | 7.05 | 4.87 | 4.06 | 4.07 | 4.67 | 6.22 | 7.22 | 8.58 | 10.65 | 13.15 | 14.87 | 19.61 | 24.01 | 28.82 | 28.84 | 28.79 | 27.06 | 24.74 | 11.82 | 10.96 | 11.11 | 10.93 | 10.02 | 8.24 | 6.65 | 5.51 | 3.68 | 3.3 | 3.53 | 4.41 | 5.2 | 5.21 | 5.29 | 6.11 | 7.79 | 9.31 | 11.23 | 12.94 | 14.28 | 14.53 | 13.43 | 11.56 | 5.29 | 4.69 | 4.8 | 4.87 | 4.94 | 5.01 | 4.78 | 4.31 | 3.92 | 4.28 | 4.66 | 5.31 | 5.04 | 5.33 | 5.38 | 4.5 | 4.08 | 5.19 | 6.53 | 7.04 | 7.5 | 5.57 | 5.9 | 5.68 | 4.47 | 4.34 | 4.26 | 4.89 | 4.79 | 4.86 | 4.82 | 4.49 | 4.21 | 4.19 | 4.17 | 4.55 | 4.52 | 4.18 | 3.98 | 4.18 | 4.62 | 4.87 | 5.51 | 5.16 | 5.84 | 5.26 | 4.96 | 4.92
WRGTSR_2_WSFSR1 |  | Solar_Fixed | Solar Fixed | CISO | North | Norcal | FC | 200 | 0 | 0 | 0 | 0 | 0 | 0 | 0 | 6.16 | 43.2 | 84.55 | 106.5 | 111.63 | 116.44 | 102.45 | 96.27 | 65.67 | 15.41 | 0.01 | 0 | 0 | 0 | 0 | 0 | 0 | 0 | 0 | 0 | 0 | 0 | 0 | 0.03 | 22.94 | 89.23 | 122.92 | 134.81 | 138.04 | 141.54 | 133.38 | 124.17 | 100.84 | 51.09 | 3.67 | 0 | 0 | 0 | 0 | 0 | 0 | 0 | 0 | 0 | 0 | 0 | 0 | 0 | 12.7 | 68.7 | 111.98 | 134.15 | 137.24 | 136.17 | 131.34 | 122.97 | 109.58 | 84.5 | 29.9 | 6.45 | 0.02 | 0 | 0 | 0 | 0 | 0 | 0 | 0 | 0 | 0 | 0 | 1.18 | 35.6 | 100.36 | 135.81 | 151.55 | 157.45 | 162.59 | 159.79 | 159.12 | 152.01 | 134.53 | 102.51 | 39.43 | 1.68 | 0 | 0 | 0 | 0 | 0 | 0 | 0 | 0 | 0 | 0 | 11.32 | 65.38 | 114.52 | 144.19 | 158.75 | 164.93 | 164.53 | 164.49 | 164.43 | 158.23 | 141.05 | 114.29 | 59.94 | 8.05 | 0 | 0 | 0 | 0 | 0 | 0 | 0 | 0 | 0 | 0.06 | 17.31 | 72.94 | 119.44 | 146.83 | 163.04 | 171.15 | 173.87 | 175.23 | 171.53 | 164.81 | 147.33 | 119.73 | 72.87 | 18.09 | 0.2 | 0 | 0 | 0 | 0 | 0 | 0 | 0 | 0 | 0 | 8.58 | 61.91 | 117.36 | 149.89 | 167.15 | 175.94 | 178.91 | 177.33 | 173.47 | 164.9 | 148.75 | 120.71 | 72.56 | 15.85 | 0.09 | 0 | 0 | 0 | 0 | 0 | 0 | 0 | 0 | 0 | 1.66 | 38.46 | 101.88 | 140.5 | 161.48 | 170.66 | 172.49 | 172.35 | 169.08 | 160.6 | 141.13 | 103.83 | 42.11 | 2.82 | 0 | 0 | 0 | 0 | 0 | 0 | 0 | 0 | 0 | 0 | 0.05 | 21.52 | 85.63 | 129.39 | 151.27 | 159.46 | 162.8 | 160.96 | 157.68 | 149.11 | 123.58 | 69.57 | 10.64 | 0 | 0 | 0 | 0 | 0 | 0 | 0 | 0 | 0 | 0 | 0 | 0 | 6.85 | 61.34 | 111.84 | 133.04 | 139.78 | 141.79 | 140.63 | 136.61 | 123.43 | 89.65 | 27.32 | 0.23 | 0 | 0 | 0 | 0 | 0 | 0 | 0 | 0 | 0 | 0 | 0 | 0.22 | 24.33 | 82.47 | 115.75 | 129.01 | 131.51 | 130.78 | 123.34 | 108.12 | 61.83 | 8.2 | 0 | 0 | 0 | 0 | 0 | 0 | 0 | 0 | 0 | 0 | 0 | 0 | 0 | 0 | 7.8 | 45.05 | 78.49 | 96.8 | 103.41 | 98.86 | 89.34 | 82.16 | 42.36 | 5.18 | 0 | 0 | 0 | 0 | 0 | 0 | 0
WSTWND_2_M89WD2 |  | Wind | Wind | CISO | South | Socal | FC | 82.65 | 4.34 | 4.59 | 4.33 | 4.13 | 4.61 | 4.49 | 4.6 | 4.22 | 3.67 | 4.16 | 3.7 | 4.05 | 4.55 | 4.15 | 4.58 | 4.57 | 3.9 | 3.77 | 4.51 | 4.26 | 4.2 | 4.61 | 3.98 | 4.2 | 8.01 | 7.64 | 8.76 | 8.54 | 7.21 | 7.65 | 7.53 | 6.17 | 6.45 | 7.13 | 8.87 | 9.19 | 8.29 | 7.67 | 9.79 | 10.04 | 9.84 | 10.29 | 9.72 | 10.57 | 12.14 | 10.49 | 9.23 | 9.08 | 8.92 | 8.38 | 7.35 | 7.28 | 7.43 | 7.41 | 7.42 | 6.11 | 4.72 | 4.7 | 4.79 | 5.42 | 6.57 | 7.09 | 8.01 | 7.81 | 10.47 | 11.14 | 10.5 | 11.29 | 10.95 | 11.23 | 9.26 | 8.77 | 30.52 | 31.66 | 28.92 | 26.45 | 24.73 | 22.11 | 18.24 | 15.05 | 10.98 | 9.78 | 9.71 | 9.68 | 9.42 | 11 | 16.49 | 22.79 | 27.08 | 30.41 | 32.63 | 33.35 | 33.35 | 33.65 | 32.07 | 32.06 | 35.7 | 33.84 | 32.34 | 32.33 | 28.47 | 22.88 | 17.53 | 13.19 | 9.77 | 7.29 | 5.48 | 5.28 | 4.53 | 6.27 | 10.44 | 16.85 | 26.28 | 31.46 | 35.54 | 34.27 | 34.63 | 36.57 | 36.04 | 36.83 | 36.73 | 35.85 | 33.34 | 30.44 | 27.79 | 22.43 | 17.55 | 12.89 | 7.92 | 5.74 | 4.11 | 4.79 | 5.18 | 6.09 | 10.01 | 16 | 23.09 | 27.28 | 31.34 | 35.13 | 38.36 | 38.24 | 37.78 | 38.07 | 34.58 | 32.49 | 30.64 | 26.99 | 22.36 | 19.22 | 14.29 | 9.23 | 4.7 | 3.14 | 2.68 | 3.17 | 4.22 | 6.19 | 10.11 | 15.08 | 21.67 | 27.54 | 31.83 | 34.75 | 37.61 | 38.53 | 37.32 | 35.98 | 30.96 | 30.02 | 27.55 | 23.55 | 18.97 | 16.54 | 12.17 | 8.77 | 5.39 | 3.69 | 2.89 | 3.21 | 4.34 | 6.12 | 9.4 | 13.71 | 18.81 | 24.12 | 27.17 | 32.95 | 34.94 | 34.82 | 33.68 | 32.13 | 15.62 | 14.39 | 13.04 | 10.16 | 8.36 | 6.05 | 4.85 | 3.35 | 2.79 | 2.81 | 3.22 | 4.28 | 4.97 | 5.91 | 7.33 | 9.06 | 10.24 | 13.51 | 16.54 | 19.85 | 19.86 | 19.83 | 18.64 | 17.04 | 8.14 | 7.55 | 7.65 | 7.53 | 6.9 | 5.67 | 4.58 | 3.79 | 2.53 | 2.27 | 2.43 | 3.04 | 3.58 | 3.59 | 3.64 | 4.21 | 5.37 | 6.41 | 7.74 | 8.91 | 9.84 | 10.01 | 9.25 | 7.96 | 3.64 | 3.23 | 3.3 | 3.36 | 3.4 | 3.45 | 3.3 | 2.97 | 2.7 | 2.95 | 3.21 | 3.66 | 3.47 | 3.67 | 3.7 | 3.1 | 2.81 | 3.58 | 4.5 | 4.85 | 5.17 | 3.83 | 4.06 | 3.91 | 3.08 | 2.99 | 2.93 | 3.37 | 3.3 | 3.35 | 3.32 | 3.09 | 2.9 | 2.89 | 2.87 | 3.13 | 3.11 | 2.88 | 2.74 | 2.88 | 3.18 | 3.36 | 3.79 | 3.55 | 4.02 | 3.62 | 3.42 | 3.39
WSTWND_2_M90WD2 |  | Wind | Wind | CISO | South | Socal | FC | 64.82 | 3.4 | 3.6 | 3.4 | 3.24 | 3.62 | 3.52 | 3.61 | 3.31 | 2.88 | 3.26 | 2.9 | 3.18 | 3.57 | 3.26 | 3.59 | 3.58 | 3.06 | 2.95 | 3.53 | 3.34 | 3.29 | 3.62 | 3.12 | 3.29 | 6.28 | 5.99 | 6.87 | 6.7 | 5.66 | 6 | 5.9 | 4.84 | 5.06 | 5.59 | 6.96 | 7.21 | 6.5 | 6.02 | 7.68 | 7.87 | 7.72 | 8.07 | 7.62 | 8.29 | 9.52 | 8.22 | 7.24 | 7.12 | 7 | 6.57 | 5.76 | 5.71 | 5.83 | 5.81 | 5.82 | 4.79 | 3.7 | 3.69 | 3.75 | 4.25 | 5.15 | 5.56 | 6.28 | 6.13 | 8.21 | 8.74 | 8.24 | 8.86 | 8.59 | 8.81 | 7.26 | 6.88 | 23.94 | 24.83 | 22.68 | 20.74 | 19.4 | 17.34 | 14.3 | 11.8 | 8.61 | 7.67 | 7.62 | 7.59 | 7.39 | 8.62 | 12.93 | 17.87 | 21.24 | 23.85 | 25.59 | 26.15 | 26.16 | 26.39 | 25.15 | 25.14 | 28 | 26.54 | 25.37 | 25.35 | 22.33 | 17.95 | 13.75 | 10.34 | 7.67 | 5.72 | 4.3 | 4.14 | 3.55 | 4.92 | 8.18 | 13.22 | 20.61 | 24.68 | 27.88 | 26.88 | 27.16 | 28.68 | 28.27 | 28.88 | 28.8 | 28.12 | 26.15 | 23.88 | 21.8 | 17.59 | 13.76 | 10.11 | 6.21 | 4.5 | 3.23 | 3.76 | 4.07 | 4.78 | 7.85 | 12.55 | 18.11 | 21.39 | 24.58 | 27.55 | 30.09 | 29.99 | 29.63 | 29.85 | 27.12 | 25.48 | 24.03 | 21.16 | 17.54 | 15.08 | 11.21 | 7.24 | 3.69 | 2.46 | 2.11 | 2.49 | 3.31 | 4.85 | 7.93 | 11.82 | 16.99 | 21.6 | 24.96 | 27.25 | 29.5 | 30.22 | 29.27 | 28.22 | 24.28 | 23.54 | 21.6 | 18.47 | 14.88 | 12.97 | 9.54 | 6.88 | 4.22 | 2.89 | 2.27 | 2.52 | 3.41 | 4.8 | 7.37 | 10.75 | 14.75 | 18.91 | 21.31 | 25.84 | 27.4 | 27.31 | 26.42 | 25.2 | 12.25 | 11.29 | 10.23 | 7.97 | 6.56 | 4.74 | 3.81 | 2.63 | 2.19 | 2.2 | 2.52 | 3.36 | 3.9 | 4.63 | 5.75 | 7.1 | 8.03 | 10.6 | 12.97 | 15.57 | 15.58 | 15.55 | 14.62 | 13.36 | 6.38 | 5.92 | 6 | 5.91 | 5.41 | 4.45 | 3.59 | 2.97 | 1.99 | 1.78 | 1.91 | 2.38 | 2.81 | 2.81 | 2.86 | 3.3 | 4.21 | 5.03 | 6.07 | 6.99 | 7.72 | 7.85 | 7.26 | 6.24 | 2.86 | 2.53 | 2.59 | 2.63 | 2.67 | 2.71 | 2.58 | 2.33 | 2.12 | 2.31 | 2.52 | 2.87 | 2.72 | 2.88 | 2.9 | 2.43 | 2.21 | 2.8 | 3.53 | 3.8 | 4.05 | 3.01 | 3.19 | 3.07 | 2.41 | 2.35 | 2.3 | 2.64 | 2.58 | 2.63 | 2.6 | 2.43 | 2.27 | 2.27 | 2.25 | 2.46 | 2.44 | 2.26 | 2.15 | 2.26 | 2.5 | 2.63 | 2.98 | 2.79 | 3.16 | 2.84 | 2.68 | 2.66
YELPIN_2_YP2SR1 |  | Paired_Solar_1Axis | Solar Tracking | CISO | South | Socal | ID | 125 | 0 | 0 | 0 | 0 | 0 | 0 | 0.06 | 14.97 | 58.65 | 76.36 | 75.6 | 74.26 | 73.46 | 73.64 | 66.7 | 48.13 | 8.12 | 0 | 0 | 0 | 0 | 0 | 0 | 0 | 0 | 0 | 0 | 0 | 0 | 0 | 0.86 | 32.69 | 79.56 | 87.91 | 85.99 | 85.23 | 84.76 | 81.74 | 79.74 | 72.48 | 30.79 | 1.23 | 0 | 0 | 0 | 0 | 0 | 0 | 0 | 0 | 0 | 0 | 0 | 0 | 0.19 | 21.38 | 74.3 | 91.21 | 91.53 | 89.67 | 88.74 | 88.33 | 83.9 | 77.36 | 57.73 | 21.71 | 3.51 | 0 | 0 | 0 | 0 | 0 | 0 | 0 | 0 | 0 | 0 | 0 | 3.83 | 45.67 | 89.47 | 95.7 | 99.66 | 99.38 | 100.01 | 98.95 | 97.8 | 94.25 | 88.87 | 72.05 | 22.78 | 0.37 | 0 | 0 | 0 | 0 | 0 | 0 | 0 | 0 | 0 | 0.07 | 18.54 | 68.45 | 94.03 | 101.83 | 105.16 | 106.06 | 106.41 | 105.96 | 104.16 | 101.64 | 96.92 | 85.01 | 41.04 | 3.25 | 0 | 0 | 0 | 0 | 0 | 0 | 0 | 0 | 0 | 0.3 | 22.77 | 69.55 | 92.88 | 100.92 | 105.56 | 107.57 | 106.88 | 106.9 | 105.24 | 102.44 | 98.18 | 88.68 | 53.05 | 8.61 | 0 | 0 | 0 | 0 | 0 | 0 | 0 | 0 | 0 | 0.01 | 10.1 | 53.46 | 85.68 | 98.52 | 103.78 | 105.81 | 104.83 | 103.61 | 102.71 | 100.23 | 95.11 | 82.25 | 47.16 | 7.05 | 0 | 0 | 0 | 0 | 0 | 0 | 0 | 0 | 0 | 0 | 3.87 | 42.82 | 84.11 | 98.54 | 103.82 | 106.44 | 106.82 | 104.42 | 99.28 | 96.98 | 89.13 | 70.99 | 25.38 | 0.7 | 0 | 0 | 0 | 0 | 0 | 0 | 0 | 0 | 0 | 0 | 0.62 | 28.56 | 73.1 | 90.05 | 96.47 | 98.24 | 99.88 | 98.04 | 95.26 | 89.1 | 80.76 | 42.87 | 3.81 | 0 | 0 | 0 | 0 | 0 | 0 | 0 | 0 | 0 | 0 | 0 | 0.01 | 12.49 | 61.67 | 82.43 | 86.72 | 87.96 | 87.75 | 86.9 | 88.21 | 82.5 | 62.21 | 13.55 | 0.01 | 0 | 0 | 0 | 0 | 0 | 0 | 0 | 0 | 0 | 0 | 0 | 1.96 | 34.95 | 73.06 | 82.05 | 80.47 | 78.2 | 79.47 | 79.01 | 72.67 | 42.69 | 3.96 | 0 | 0 | 0 | 0 | 0 | 0 | 0 | 0 | 0 | 0 | 0 | 0 | 0 | 0.13 | 16.53 | 52.09 | 65.28 | 64.35 | 61.9 | 64.43 | 63.42 | 58.43 | 31.92 | 2.63 | 0 | 0 | 0 | 0 | 0 | 0 | 0
ZOND_6_UNIT |  | Wind | Wind | CISO | North | Norcal | FC | 17.1 | 0.91 | 0.87 | 0.75 | 0.71 | 0.78 | 0.8 | 0.79 | 0.84 | 0.76 | 0.65 | 0.68 | 0.73 | 0.62 | 0.57 | 0.51 | 0.45 | 0.46 | 0.61 | 0.72 | 0.8 | 0.74 | 0.79 | 0.86 | 0.87 | 2.07 | 2.19 | 2.07 | 1.75 | 1.6 | 1.63 | 1.63 | 1.74 | 1.39 | 1.31 | 1.38 | 1.24 | 1.15 | 1.12 | 1.03 | 1.08 | 1.03 | 1.18 | 1.25 | 1.31 | 1.44 | 1.8 | 1.93 | 2.1 | 2.38 | 2.25 | 2.04 | 1.92 | 1.71 | 1.35 | 1.3 | 1.2 | 1.2 | 0.99 | 0.84 | 0.85 | 0.83 | 0.89 | 0.92 | 0.93 | 1.08 | 1.22 | 1.69 | 2.28 | 2.74 | 2.6 | 2.56 | 2.4 | 6.45 | 5.88 | 5.78 | 4.79 | 4.25 | 3.72 | 3.46 | 2.73 | 1.98 | 2.09 | 1.85 | 1.47 | 1.5 | 1.74 | 2.05 | 2.72 | 3.64 | 4.66 | 4.97 | 5.23 | 5.85 | 5.96 | 6.35 | 6.61 | 8.32 | 7.89 | 7.85 | 7.72 | 6.6 | 5.66 | 5.2 | 4.29 | 4.33 | 3.78 | 3.08 | 2.43 | 2.74 | 3.19 | 3.59 | 4.81 | 6.42 | 7.45 | 8.22 | 7.98 | 8.21 | 8.61 | 8.25 | 7.9 | 6.33 | 6.76 | 6.02 | 5.54 | 4.98 | 4.54 | 3.84 | 2.69 | 2.14 | 1.5 | 1.28 | 0.91 | 0.74 | 0.98 | 1.08 | 1.65 | 2.81 | 4.21 | 5.25 | 5.48 | 6 | 6.1 | 6.12 | 6.36 | 10.2 | 9.95 | 9.22 | 8.22 | 7.76 | 7.27 | 6.19 | 5.16 | 3.67 | 2.98 | 1.9 | 1.35 | 1.23 | 1.89 | 2.23 | 3.26 | 5.34 | 6.73 | 7.13 | 7.46 | 8.55 | 8.86 | 9.72 | 10.23 | 8.34 | 7.97 | 7.49 | 6.64 | 5.75 | 4.97 | 4.3 | 3.66 | 2.34 | 1.74 | 1.27 | 0.85 | 0.53 | 0.74 | 0.92 | 1.42 | 2.33 | 3.68 | 4.98 | 6.47 | 7.89 | 8.32 | 8.43 | 8.59 | 3.15 | 3.1 | 2.92 | 2.72 | 2.09 | 1.68 | 1.62 | 1.27 | 0.94 | 0.57 | 0.45 | 0.22 | 0.15 | 0.23 | 0.36 | 0.5 | 0.87 | 1.13 | 1.27 | 1.92 | 2.54 | 2.82 | 2.93 | 2.99 | 1.31 | 1.2 | 0.89 | 0.71 | 0.59 | 0.49 | 0.56 | 0.47 | 0.43 | 0.29 | 0.18 | 0.14 | 0.11 | 0.12 | 0.16 | 0.17 | 0.15 | 0.17 | 0.31 | 0.42 | 0.61 | 0.73 | 0.94 | 1.08 | 0.99 | 0.87 | 0.79 | 0.94 | 0.86 | 0.85 | 0.81 | 0.89 | 0.73 | 0.57 | 0.51 | 0.45 | 0.45 | 0.4 | 0.44 | 0.49 | 0.46 | 0.48 | 0.58 | 0.61 | 0.81 | 0.88 | 1.01 | 1 | 0.93 | 0.93 | 0.9 | 0.8 | 0.87 | 0.89 | 0.78 | 0.89 | 0.83 | 0.68 | 0.65 | 0.55 | 0.56 | 0.54 | 0.58 | 0.62 | 0.57 | 0.58 | 0.73 | 0.88 | 1.01 | 0.97 | 0.89 | 1.03
ALHMBR_1_ALHSLR |  | Solar_Fixed | Solar Fixed | IID |  | Socal | 0 | 50 | 0 | 0 | 0 | 0 | 0 | 0 | 0.08 | 6.62 | 22.21 | 30.13 | 32.56 | 33.63 | 32.76 | 31.54 | 26.34 | 15.37 | 2.23 | 0 | 0 | 0 | 0 | 0 | 0 | 0 | 0 | 0 | 0 | 0 | 0 | 0 | 0.55 | 12.32 | 29.23 | 34.82 | 37.25 | 37.39 | 36.72 | 35.36 | 32.53 | 24.98 | 9.69 | 0.24 | 0 | 0 | 0 | 0 | 0 | 0 | 0 | 0 | 0 | 0 | 0 | 0 | 0.11 | 7.07 | 24.66 | 34.18 | 37.52 | 38.16 | 37.69 | 36.78 | 34.59 | 30.59 | 19.3 | 8.97 | 1.35 | 0 | 0 | 0 | 0 | 0 | 0 | 0 | 0 | 0 | 0 | 0 | 1.37 | 13.81 | 29.74 | 37.34 | 40.75 | 42.43 | 42.49 | 41.63 | 40.56 | 37.2 | 31.65 | 21.71 | 5.42 | 0.07 | 0 | 0 | 0 | 0 | 0 | 0 | 0 | 0 | 0 | 0.07 | 5.72 | 21.01 | 31.87 | 37.88 | 42.1 | 43.77 | 44 | 43.52 | 42.64 | 39.71 | 34.73 | 25.21 | 9.47 | 0.62 | 0 | 0 | 0 | 0 | 0 | 0 | 0 | 0 | 0 | 0.19 | 7.03 | 21.44 | 32.55 | 38.89 | 43.04 | 44.99 | 45.34 | 45.28 | 43.73 | 40.49 | 35.49 | 27.12 | 12.94 | 1.63 | 0 | 0 | 0 | 0 | 0 | 0 | 0 | 0 | 0 | 0.01 | 3.37 | 14.74 | 27.22 | 35.03 | 40.22 | 42.87 | 43.73 | 43.38 | 41.42 | 38.75 | 33.55 | 25.23 | 11.48 | 1.31 | 0 | 0 | 0 | 0 | 0 | 0 | 0 | 0 | 0 | 0 | 1.5 | 13.27 | 28.31 | 36.41 | 41.38 | 43.95 | 44.77 | 44.05 | 42.2 | 38.41 | 32.51 | 21.69 | 6.2 | 0.17 | 0 | 0 | 0 | 0 | 0 | 0 | 0 | 0 | 0 | 0 | 0.41 | 10.2 | 26.45 | 35.63 | 40.63 | 42.88 | 43.39 | 43 | 41.01 | 36.11 | 29.07 | 12.87 | 1.15 | 0 | 0 | 0 | 0 | 0 | 0 | 0 | 0 | 0 | 0 | 0 | 0.05 | 5.44 | 22.92 | 32.8 | 37.33 | 39.67 | 40.23 | 39.64 | 37.7 | 33.55 | 21.23 | 4.26 | 0.02 | 0 | 0 | 0 | 0 | 0 | 0 | 0 | 0 | 0 | 0 | 0 | 1.23 | 13.49 | 27 | 33.57 | 35.84 | 36.68 | 35.55 | 33.66 | 27.71 | 12.65 | 0.85 | 0 | 0 | 0 | 0 | 0 | 0 | 0 | 0 | 0 | 0 | 0 | 0 | 0 | 0.15 | 7.12 | 19.99 | 26.76 | 29.49 | 31.05 | 30.1 | 27.65 | 22.54 | 10.09 | 0.62 | 0 | 0 | 0 | 0 | 0 | 0 | 0
ANZA_6_SOLAR1 |  | Solar_1Axis | Solar Tracking | IID |  | Socal | 0 | 20 | 0 | 0 | 0 | 0 | 0 | 0 | 0.01 | 2.4 | 9.38 | 12.22 | 12.1 | 11.88 | 11.75 | 11.78 | 10.67 | 7.7 | 1.3 | 0 | 0 | 0 | 0 | 0 | 0 | 0 | 0 | 0 | 0 | 0 | 0 | 0 | 0.14 | 5.23 | 12.73 | 14.07 | 13.76 | 13.64 | 13.56 | 13.08 | 12.76 | 11.6 | 4.93 | 0.2 | 0 | 0 | 0 | 0 | 0 | 0 | 0 | 0 | 0 | 0 | 0 | 0 | 0.03 | 3.42 | 11.89 | 14.59 | 14.65 | 14.35 | 14.2 | 14.13 | 13.42 | 12.38 | 9.24 | 3.47 | 0.56 | 0 | 0 | 0 | 0 | 0 | 0 | 0 | 0 | 0 | 0 | 0 | 0.61 | 7.31 | 14.32 | 15.31 | 15.95 | 15.9 | 16 | 15.83 | 15.65 | 15.08 | 14.22 | 11.53 | 3.65 | 0.06 | 0 | 0 | 0 | 0 | 0 | 0 | 0 | 0 | 0 | 0.01 | 2.97 | 10.95 | 15.04 | 16.29 | 16.83 | 16.97 | 17.03 | 16.95 | 16.67 | 16.26 | 15.51 | 13.6 | 6.57 | 0.52 | 0 | 0 | 0 | 0 | 0 | 0 | 0 | 0 | 0 | 0.05 | 3.64 | 11.13 | 14.86 | 16.15 | 16.89 | 17.21 | 17.1 | 17.1 | 16.84 | 16.39 | 15.71 | 14.19 | 8.49 | 1.38 | 0 | 0 | 0 | 0 | 0 | 0 | 0 | 0 | 0 | 0 | 1.62 | 8.55 | 13.71 | 15.76 | 16.6 | 16.93 | 16.77 | 16.58 | 16.43 | 16.04 | 15.22 | 13.16 | 7.55 | 1.13 | 0 | 0 | 0 | 0 | 0 | 0 | 0 | 0 | 0 | 0 | 0.62 | 6.85 | 13.46 | 15.77 | 16.61 | 17.03 | 17.09 | 16.71 | 15.88 | 15.52 | 14.26 | 11.36 | 4.06 | 0.11 | 0 | 0 | 0 | 0 | 0 | 0 | 0 | 0 | 0 | 0 | 0.1 | 4.57 | 11.7 | 14.41 | 15.44 | 15.72 | 15.98 | 15.69 | 15.24 | 14.26 | 12.92 | 6.86 | 0.61 | 0 | 0 | 0 | 0 | 0 | 0 | 0 | 0 | 0 | 0 | 0 | 0 | 2 | 9.87 | 13.19 | 13.87 | 14.07 | 14.04 | 13.9 | 14.11 | 13.2 | 9.95 | 2.17 | 0 | 0 | 0 | 0 | 0 | 0 | 0 | 0 | 0 | 0 | 0 | 0 | 0.31 | 5.59 | 11.69 | 13.13 | 12.87 | 12.51 | 12.71 | 12.64 | 11.63 | 6.83 | 0.63 | 0 | 0 | 0 | 0 | 0 | 0 | 0 | 0 | 0 | 0 | 0 | 0 | 0 | 0.02 | 2.65 | 8.33 | 10.45 | 10.3 | 9.9 | 10.31 | 10.15 | 9.35 | 5.11 | 0.42 | 0 | 0 | 0 | 0 | 0 | 0 | 0
ARKANS_1_ARKSLR |  | Solar_Fixed | Solar Fixed | IID |  | Socal | 0 | 50 | 0 | 0 | 0 | 0 | 0 | 0 | 0.08 | 6.62 | 22.21 | 30.13 | 32.56 | 33.63 | 32.76 | 31.54 | 26.34 | 15.37 | 2.23 | 0 | 0 | 0 | 0 | 0 | 0 | 0 | 0 | 0 | 0 | 0 | 0 | 0 | 0.55 | 12.32 | 29.23 | 34.82 | 37.25 | 37.39 | 36.72 | 35.36 | 32.53 | 24.98 | 9.69 | 0.24 | 0 | 0 | 0 | 0 | 0 | 0 | 0 | 0 | 0 | 0 | 0 | 0 | 0.11 | 7.07 | 24.66 | 34.18 | 37.52 | 38.16 | 37.69 | 36.78 | 34.59 | 30.59 | 19.3 | 8.97 | 1.35 | 0 | 0 | 0 | 0 | 0 | 0 | 0 | 0 | 0 | 0 | 0 | 1.37 | 13.81 | 29.74 | 37.34 | 40.75 | 42.43 | 42.49 | 41.63 | 40.56 | 37.2 | 31.65 | 21.71 | 5.42 | 0.07 | 0 | 0 | 0 | 0 | 0 | 0 | 0 | 0 | 0 | 0.07 | 5.72 | 21.01 | 31.87 | 37.88 | 42.1 | 43.77 | 44 | 43.52 | 42.64 | 39.71 | 34.73 | 25.21 | 9.47 | 0.62 | 0 | 0 | 0 | 0 | 0 | 0 | 0 | 0 | 0 | 0.19 | 7.03 | 21.44 | 32.55 | 38.89 | 43.04 | 44.99 | 45.34 | 45.28 | 43.73 | 40.49 | 35.49 | 27.12 | 12.94 | 1.63 | 0 | 0 | 0 | 0 | 0 | 0 | 0 | 0 | 0 | 0.01 | 3.37 | 14.74 | 27.22 | 35.03 | 40.22 | 42.87 | 43.73 | 43.38 | 41.42 | 38.75 | 33.55 | 25.23 | 11.48 | 1.31 | 0 | 0 | 0 | 0 | 0 | 0 | 0 | 0 | 0 | 0 | 1.5 | 13.27 | 28.31 | 36.41 | 41.38 | 43.95 | 44.77 | 44.05 | 42.2 | 38.41 | 32.51 | 21.69 | 6.2 | 0.17 | 0 | 0 | 0 | 0 | 0 | 0 | 0 | 0 | 0 | 0 | 0.41 | 10.2 | 26.45 | 35.63 | 40.63 | 42.88 | 43.39 | 43 | 41.01 | 36.11 | 29.07 | 12.87 | 1.15 | 0 | 0 | 0 | 0 | 0 | 0 | 0 | 0 | 0 | 0 | 0 | 0.05 | 5.44 | 22.92 | 32.8 | 37.33 | 39.67 | 40.23 | 39.64 | 37.7 | 33.55 | 21.23 | 4.26 | 0.02 | 0 | 0 | 0 | 0 | 0 | 0 | 0 | 0 | 0 | 0 | 0 | 1.23 | 13.49 | 27 | 33.57 | 35.84 | 36.68 | 35.55 | 33.66 | 27.71 | 12.65 | 0.85 | 0 | 0 | 0 | 0 | 0 | 0 | 0 | 0 | 0 | 0 | 0 | 0 | 0 | 0.15 | 7.12 | 19.99 | 26.76 | 29.49 | 31.05 | 30.1 | 27.65 | 22.54 | 10.09 | 0.62 | 0 | 0 | 0 | 0 | 0 | 0 | 0
ARLVAL_5_SOLAR |  | Solar_Fixed | Solar Fixed | SRP |  | AZ | 0 | 127 | 0 | 0 | 0 | 0 | 0 | 0 | 0.21 | 16.81 | 56.42 | 76.54 | 82.71 | 85.41 | 83.2 | 80.12 | 66.91 | 39.04 | 5.67 | 0 | 0 | 0 | 0 | 0 | 0 | 0 | 0 | 0 | 0 | 0 | 0 | 0 | 1.4 | 31.3 | 74.24 | 88.44 | 94.62 | 94.96 | 93.27 | 89.81 | 82.63 | 63.45 | 24.6 | 0.61 | 0 | 0 | 0 | 0 | 0 | 0 | 0 | 0 | 0 | 0 | 0 | 0 | 0.27 | 17.95 | 62.64 | 86.83 | 95.31 | 96.92 | 95.73 | 93.43 | 87.87 | 77.69 | 49.01 | 22.79 | 3.43 | 0 | 0 | 0 | 0 | 0 | 0 | 0 | 0 | 0 | 0 | 0 | 3.48 | 35.09 | 75.55 | 94.85 | 103.5 | 107.77 | 107.93 | 105.73 | 103.01 | 94.48 | 80.38 | 55.14 | 13.76 | 0.18 | 0 | 0 | 0 | 0 | 0 | 0 | 0 | 0 | 0 | 0.18 | 14.53 | 53.36 | 80.95 | 96.2 | 106.93 | 111.17 | 111.77 | 110.54 | 108.3 | 100.87 | 88.2 | 64.03 | 24.05 | 1.57 | 0 | 0 | 0 | 0 | 0 | 0 | 0 | 0 | 0 | 0.47 | 17.85 | 54.46 | 82.68 | 98.77 | 109.32 | 114.27 | 115.16 | 115.02 | 111.08 | 102.84 | 90.14 | 68.89 | 32.87 | 4.15 | 0.01 | 0 | 0 | 0 | 0 | 0 | 0 | 0 | 0 | 0.02 | 8.56 | 37.44 | 69.15 | 88.97 | 102.17 | 108.88 | 111.07 | 110.18 | 105.22 | 98.43 | 85.21 | 64.09 | 29.15 | 3.32 | 0 | 0 | 0 | 0 | 0 | 0 | 0 | 0 | 0 | 0 | 3.81 | 33.7 | 71.92 | 92.48 | 105.1 | 111.62 | 113.72 | 111.88 | 107.2 | 97.57 | 82.57 | 55.08 | 15.74 | 0.43 | 0 | 0 | 0 | 0 | 0 | 0 | 0 | 0 | 0 | 0 | 1.05 | 25.9 | 67.17 | 90.51 | 103.19 | 108.91 | 110.22 | 109.23 | 104.16 | 91.71 | 73.85 | 32.69 | 2.92 | 0.01 | 0 | 0 | 0 | 0 | 0 | 0 | 0 | 0 | 0 | 0 | 0.12 | 13.81 | 58.23 | 83.32 | 94.82 | 100.77 | 102.18 | 100.69 | 95.76 | 85.21 | 53.92 | 10.82 | 0.05 | 0 | 0 | 0 | 0 | 0 | 0 | 0 | 0 | 0 | 0 | 0 | 3.14 | 34.28 | 68.57 | 85.27 | 91.02 | 93.17 | 90.29 | 85.49 | 70.37 | 32.14 | 2.17 | 0 | 0 | 0 | 0 | 0 | 0 | 0 | 0 | 0 | 0 | 0 | 0 | 0 | 0.38 | 18.09 | 50.78 | 67.97 | 74.91 | 78.87 | 76.46 | 70.23 | 57.25 | 25.62 | 1.58 | 0 | 0 | 0 | 0 | 0 | 0 | 0
BEJNLS_5_BV2SCEDYN |  | Wind | Wind | AZPS |  | AZ | 0 | 167 | 40.18 | 35.07 | 31.83 | 35.17 | 38.41 | 41.75 | 41.85 | 45.19 | 45.19 | 36.84 | 38.41 | 36.74 | 28.7 | 28.49 | 31.83 | 28.39 | 20.14 | 35.17 | 33.5 | 23.58 | 23.38 | 16.8 | 30.06 | 36.74 | 33.4 | 26.72 | 27.48 | 31.73 | 27.1 | 28.39 | 25.81 | 27.1 | 25.05 | 14.49 | 15.03 | 11.69 | 13.36 | 17.08 | 15.41 | 15.03 | 15.41 | 23.76 | 35.45 | 34.53 | 27.1 | 28.39 | 25.81 | 33.4 | 30.16 | 20.04 | 20.35 | 20.04 | 30.16 | 30.06 | 31.83 | 30.06 | 20.04 | 18.47 | 25.15 | 33.4 | 31.83 | 35.07 | 36.94 | 40.18 | 33.6 | 36.74 | 33.5 | 35.17 | 35.27 | 30.06 | 33.4 | 33.4 | 33.91 | 25.05 | 17.21 | 15.03 | 14.37 | 13.87 | 16.7 | 10.02 | 6.68 | 5.52 | 7.19 | 8.35 | 8.35 | 15.54 | 13.36 | 27.23 | 33.4 | 36.74 | 43.93 | 48.94 | 36.74 | 36.74 | 33.4 | 33.4 | 35.07 | 23.38 | 15.03 | 11.79 | 11.79 | 15.03 | 8.35 | 3.34 | 3.44 | 5.01 | 5.11 | 6.68 | 8.35 | 11.69 | 15.03 | 20.14 | 28.39 | 31.73 | 36.74 | 51.87 | 61.89 | 61.79 | 50.2 | 38.51 | 34.31 | 21.71 | 10.02 | 7.59 | 5.01 | 5.01 | 1.67 | 1.67 | 1.67 | 1.67 | 1.67 | 1.67 | 3.34 | 5.01 | 6.68 | 10.02 | 10.02 | 17.61 | 27.63 | 44.49 | 60.12 | 46 | 38.57 | 37.65 | 23.01 | 12.99 | 6.68 | 6.68 | 3.34 | 3.34 | 1.67 | 0 | 0 | 0 | 1.67 | 1.67 | 3.34 | 3.34 | 5.01 | 6.68 | 10.02 | 16.7 | 26.72 | 51.77 | 53.07 | 50.1 | 38.04 | 33.03 | 15.03 | 10.02 | 6.68 | 4.64 | 5.01 | 3.34 | 1.67 | 1.3 | 0 | 0 | 1.67 | 3.34 | 3.34 | 3.34 | 5.01 | 6.68 | 8.35 | 10.02 | 15.03 | 26.72 | 26.72 | 16.7 | 18.37 | 18.37 | 15.94 | 10.93 | 4.25 | 6.84 | 5.01 | 5.01 | 5.01 | 5.01 | 3.34 | 1.67 | 1.67 | 2.58 | 3.34 | 3.34 | 3.34 | 6.68 | 9.26 | 13.52 | 19.44 | 20.95 | 18.37 | 8.35 | 10.02 | 15.03 | 16.7 | 11.69 | 6.68 | 8.35 | 8.35 | 8.35 | 11.69 | 8.35 | 8.35 | 5.01 | 5.01 | 4.64 | 3.34 | 3.34 | 3.34 | 3.34 | 5.01 | 11.69 | 11.32 | 11.69 | 11.69 | 8.35 | 12.99 | 18.37 | 35.07 | 26.72 | 28.39 | 28.39 | 25.56 | 30.06 | 30.06 | 30.57 | 30.57 | 21.05 | 13.87 | 15.03 | 13.87 | 14.88 | 18.37 | 15.03 | 15.54 | 17.21 | 16.7 | 16.7 | 18.37 | 19.89 | 26.72 | 36.74 | 51.97 | 50.2 | 53.85 | 48.53 | 43.52 | 45.09 | 43.52 | 43.42 | 41.85 | 43.42 | 43.42 | 36.74 | 28.49 | 23.38 | 25.05 | 22.12 | 28.39 | 31.73 | 25.15 | 26.72 | 28.7 | 26.82 | 36.74 | 43.42
BEKWJS_5_BV1SCEDYN |  | Wind | Wind | AZPS |  | AZ | 0 | 130 | 31.28 | 27.3 | 24.78 | 27.38 | 29.9 | 32.5 | 32.58 | 35.18 | 35.18 | 28.68 | 29.9 | 28.6 | 22.34 | 22.18 | 24.78 | 22.1 | 15.68 | 27.38 | 26.08 | 18.36 | 18.2 | 13.08 | 23.4 | 28.6 | 26 | 20.8 | 21.39 | 24.7 | 21.09 | 22.1 | 20.09 | 21.09 | 19.5 | 11.28 | 11.7 | 9.1 | 10.4 | 13.29 | 11.99 | 11.7 | 11.99 | 18.49 | 27.59 | 26.88 | 21.09 | 22.1 | 20.09 | 26 | 23.48 | 15.6 | 15.84 | 15.6 | 23.48 | 23.4 | 24.78 | 23.4 | 15.6 | 14.38 | 19.58 | 26 | 24.78 | 27.3 | 28.76 | 31.28 | 26.16 | 28.6 | 26.08 | 27.38 | 27.46 | 23.4 | 26 | 26 | 26.39 | 19.5 | 13.39 | 11.7 | 11.19 | 10.79 | 13 | 7.8 | 5.2 | 4.29 | 5.59 | 6.5 | 6.5 | 12.09 | 10.4 | 21.19 | 26 | 28.6 | 34.19 | 38.09 | 28.6 | 28.6 | 26 | 26 | 27.3 | 18.2 | 11.7 | 9.18 | 9.18 | 11.7 | 6.5 | 2.6 | 2.68 | 3.9 | 3.98 | 5.2 | 6.5 | 9.1 | 11.7 | 15.68 | 22.1 | 24.7 | 28.6 | 40.38 | 48.18 | 48.1 | 39.08 | 29.98 | 26.71 | 16.9 | 7.8 | 5.91 | 3.9 | 3.9 | 1.3 | 1.3 | 1.3 | 1.3 | 1.3 | 1.3 | 2.6 | 3.9 | 5.2 | 7.8 | 7.8 | 13.71 | 21.51 | 34.64 | 46.8 | 35.81 | 30.02 | 29.31 | 17.91 | 10.11 | 5.2 | 5.2 | 2.6 | 2.6 | 1.3 | 0 | 0 | 0 | 1.3 | 1.3 | 2.6 | 2.6 | 3.9 | 5.2 | 7.8 | 13 | 20.8 | 40.3 | 41.31 | 39 | 29.61 | 25.71 | 11.7 | 7.8 | 5.2 | 3.61 | 3.9 | 2.6 | 1.3 | 1.01 | 0 | 0 | 1.3 | 2.6 | 2.6 | 2.6 | 3.9 | 5.2 | 6.5 | 7.8 | 11.7 | 20.8 | 20.8 | 13 | 14.3 | 14.3 | 12.41 | 8.51 | 3.31 | 5.32 | 3.9 | 3.9 | 3.9 | 3.9 | 2.6 | 1.3 | 1.3 | 2.01 | 2.6 | 2.6 | 2.6 | 5.2 | 7.21 | 10.52 | 15.14 | 16.31 | 14.3 | 6.5 | 7.8 | 11.7 | 13 | 9.1 | 5.2 | 6.5 | 6.5 | 6.5 | 9.1 | 6.5 | 6.5 | 3.9 | 3.9 | 3.61 | 2.6 | 2.6 | 2.6 | 2.6 | 3.9 | 9.1 | 8.81 | 9.1 | 9.1 | 6.5 | 10.11 | 14.3 | 27.3 | 20.8 | 22.1 | 22.1 | 19.89 | 23.4 | 23.4 | 23.79 | 23.79 | 16.39 | 10.79 | 11.7 | 10.79 | 11.58 | 14.3 | 11.7 | 12.09 | 13.39 | 13 | 13 | 14.3 | 15.48 | 20.8 | 28.6 | 40.46 | 39.08 | 41.92 | 37.78 | 33.88 | 35.1 | 33.88 | 33.8 | 32.58 | 33.8 | 33.8 | 28.6 | 22.18 | 18.2 | 19.5 | 17.22 | 22.1 | 24.7 | 19.58 | 20.8 | 22.34 | 20.88 | 28.6 | 33.8
CALPSS_6_SOLAR1 |  | Solar_Fixed | Solar Fixed | IID |  | Socal | 0 | 19.9 | 0 | 0 | 0 | 0 | 0 | 0 | 0.03 | 2.63 | 8.84 | 11.99 | 12.96 | 13.38 | 13.04 | 12.55 | 10.48 | 6.12 | 0.89 | 0 | 0 | 0 | 0 | 0 | 0 | 0 | 0 | 0 | 0 | 0 | 0 | 0 | 0.22 | 4.9 | 11.63 | 13.86 | 14.83 | 14.88 | 14.62 | 14.07 | 12.95 | 9.94 | 3.85 | 0.1 | 0 | 0 | 0 | 0 | 0 | 0 | 0 | 0 | 0 | 0 | 0 | 0 | 0.04 | 2.81 | 9.81 | 13.61 | 14.93 | 15.19 | 15 | 14.64 | 13.77 | 12.17 | 7.68 | 3.57 | 0.54 | 0 | 0 | 0 | 0 | 0 | 0 | 0 | 0 | 0 | 0 | 0 | 0.55 | 5.5 | 11.84 | 14.86 | 16.22 | 16.89 | 16.91 | 16.57 | 16.14 | 14.8 | 12.6 | 8.64 | 2.16 | 0.03 | 0 | 0 | 0 | 0 | 0 | 0 | 0 | 0 | 0 | 0.03 | 2.28 | 8.36 | 12.68 | 15.07 | 16.75 | 17.42 | 17.51 | 17.32 | 16.97 | 15.81 | 13.82 | 10.03 | 3.77 | 0.25 | 0 | 0 | 0 | 0 | 0 | 0 | 0 | 0 | 0 | 0.07 | 2.8 | 8.53 | 12.96 | 15.48 | 17.13 | 17.91 | 18.05 | 18.02 | 17.41 | 16.11 | 14.12 | 10.8 | 5.15 | 0.65 | 0 | 0 | 0 | 0 | 0 | 0 | 0 | 0 | 0 | 0 | 1.34 | 5.87 | 10.83 | 13.94 | 16.01 | 17.06 | 17.4 | 17.26 | 16.49 | 15.42 | 13.35 | 10.04 | 4.57 | 0.52 | 0 | 0 | 0 | 0 | 0 | 0 | 0 | 0 | 0 | 0 | 0.6 | 5.28 | 11.27 | 14.49 | 16.47 | 17.49 | 17.82 | 17.53 | 16.8 | 15.29 | 12.94 | 8.63 | 2.47 | 0.07 | 0 | 0 | 0 | 0 | 0 | 0 | 0 | 0 | 0 | 0 | 0.17 | 4.06 | 10.53 | 14.18 | 16.17 | 17.07 | 17.27 | 17.12 | 16.32 | 14.37 | 11.57 | 5.12 | 0.46 | 0 | 0 | 0 | 0 | 0 | 0 | 0 | 0 | 0 | 0 | 0 | 0.02 | 2.16 | 9.12 | 13.06 | 14.86 | 15.79 | 16.01 | 15.78 | 15 | 13.35 | 8.45 | 1.69 | 0.01 | 0 | 0 | 0 | 0 | 0 | 0 | 0 | 0 | 0 | 0 | 0 | 0.49 | 5.37 | 10.74 | 13.36 | 14.26 | 14.6 | 14.15 | 13.4 | 11.03 | 5.04 | 0.34 | 0 | 0 | 0 | 0 | 0 | 0 | 0 | 0 | 0 | 0 | 0 | 0 | 0 | 0.06 | 2.83 | 7.96 | 10.65 | 11.74 | 12.36 | 11.98 | 11 | 8.97 | 4.01 | 0.25 | 0 | 0 | 0 | 0 | 0 | 0 | 0
CLINESCO_3_PVDYN |  | Wind | Wind | PNM |  | NM | 0 | 129.94 | 63.76 | 63.83 | 57.72 | 60.26 | 63.85 | 61.7 | 58.95 | 60.09 | 52.91 | 50.67 | 53.95 | 46.6 | 48 | 48.86 | 52.3 | 49.72 | 55.18 | 59.2 | 62.54 | 63.76 | 67.44 | 65.41 | 69.9 | 64.99 | 52.73 | 46.6 | 46.9 | 45.98 | 44.53 | 46.6 | 47.55 | 40.77 | 39.54 | 39.54 | 45.37 | 46.54 | 41.69 | 45.98 | 51.78 | 51.39 | 49.35 | 49.35 | 53.95 | 52.11 | 55.2 | 56.71 | 53.95 | 55.18 | 54.04 | 52.99 | 53 | 51.5 | 46.6 | 49.07 | 47.82 | 37.05 | 28.29 | 29.3 | 30.66 | 28.61 | 29.47 | 33.11 | 36.79 | 38.01 | 35.56 | 40.55 | 44.14 | 49.05 | 52.73 | 50.28 | 52.73 | 53.95 | 52.73 | 53.94 | 50.27 | 46.58 | 49.67 | 52.71 | 44.14 | 38.01 | 38 | 38 | 38.01 | 43 | 47.82 | 49.68 | 52.09 | 53.94 | 57.44 | 55.17 | 51.5 | 52.73 | 53.95 | 60.42 | 55.96 | 56.4 | 49.05 | 46.6 | 42.92 | 39.24 | 36.54 | 34.33 | 24.52 | 23.18 | 23.3 | 25.75 | 29.52 | 33.11 | 36.79 | 42.92 | 47.82 | 49.14 | 50.28 | 52.75 | 49.05 | 50.36 | 47.91 | 49.89 | 50.36 | 49.38 | 45.21 | 36.79 | 35.33 | 35.33 | 30.43 | 27.74 | 15.91 | 14.71 | 12.26 | 9.81 | 10.81 | 14.43 | 19.39 | 25.68 | 31.88 | 34.33 | 36.63 | 38.01 | 39.24 | 41.23 | 41.69 | 42.92 | 43.91 | 46.51 | 26.98 | 17.34 | 14.71 | 12.62 | 8.96 | 7.36 | 3.36 | 2.45 | 2.45 | 3.25 | 2.45 | 3.68 | 9.81 | 12.26 | 17.31 | 22.07 | 26.98 | 26.93 | 30.11 | 30.11 | 31.33 | 27.65 | 25.75 | 29.43 | 26.43 | 19.62 | 14.16 | 12.26 | 7.36 | 8.18 | 3.68 | 2.45 | 2.45 | 2.45 | 2.45 | 6.13 | 8.58 | 12.26 | 15.94 | 18.39 | 22.75 | 25.75 | 25.75 | 25.75 | 22.37 | 21.52 | 24.52 | 25.75 | 25.52 | 20.62 | 18.39 | 19.62 | 18.28 | 20.85 | 16.5 | 9.81 | 6.42 | 5.89 | 6.13 | 6.13 | 9.44 | 8.46 | 13.49 | 15.26 | 23.07 | 26.98 | 29.43 | 33.11 | 25.75 | 24.78 | 23.24 | 28.2 | 39.24 | 31.88 | 29.86 | 28.2 | 25.86 | 24.52 | 18.21 | 11.08 | 11.04 | 11.04 | 11.71 | 13.49 | 13.49 | 14.68 | 15.94 | 22.07 | 24.52 | 27.68 | 30.66 | 34.07 | 35.69 | 35.01 | 30.62 | 35.01 | 49.29 | 53.2 | 47.82 | 45.78 | 50.04 | 50.26 | 51.48 | 44.14 | 33.09 | 28.2 | 33.1 | 31.87 | 35.54 | 36.79 | 36.79 | 37.99 | 44.13 | 49.05 | 52.73 | 55.18 | 52.73 | 55.97 | 52.72 | 53.95 | 63.76 | 67.44 | 59.2 | 56.41 | 58.95 | 62.54 | 66.22 | 63.76 | 55.53 | 55.27 | 58.86 | 57.63 | 56.41 | 60.09 | 61.31 | 62.54 | 65.16 | 68.67 | 68.67 | 65.32 | 67.44 | 72.35 | 67.9 | 63.76
CLINESCO_3_WBDYN |  | Wind | Wind | PNM |  | NM | 0 | 194.28 | 95.34 | 95.44 | 86.3 | 90.1 | 95.47 | 92.25 | 88.13 | 89.84 | 79.11 | 75.76 | 80.67 | 69.67 | 71.76 | 73.06 | 78.2 | 74.34 | 82.5 | 88.51 | 93.5 | 95.34 | 100.84 | 97.79 | 104.5 | 97.17 | 78.84 | 69.67 | 70.12 | 68.74 | 66.59 | 69.67 | 71.09 | 60.95 | 59.12 | 59.12 | 67.84 | 69.59 | 62.34 | 68.74 | 77.42 | 76.83 | 73.79 | 73.79 | 80.67 | 77.91 | 82.53 | 84.79 | 80.67 | 82.5 | 80.8 | 79.23 | 79.24 | 77 | 69.67 | 73.36 | 71.5 | 55.39 | 42.3 | 43.81 | 45.84 | 42.78 | 44.07 | 49.5 | 55 | 56.84 | 53.17 | 60.63 | 66 | 73.34 | 78.84 | 75.17 | 78.84 | 80.67 | 78.84 | 80.65 | 75.16 | 69.64 | 74.27 | 78.8 | 66 | 56.84 | 56.82 | 56.82 | 56.84 | 64.3 | 71.5 | 74.27 | 77.88 | 80.65 | 85.89 | 82.49 | 77 | 78.84 | 80.67 | 90.33 | 83.67 | 84.32 | 73.34 | 69.67 | 64.17 | 58.67 | 54.63 | 51.34 | 36.67 | 34.66 | 34.83 | 38.5 | 44.13 | 49.5 | 55 | 64.17 | 71.5 | 73.47 | 75.17 | 78.87 | 73.34 | 75.3 | 71.63 | 74.6 | 75.3 | 73.83 | 67.59 | 55 | 52.82 | 52.82 | 45.49 | 41.48 | 23.78 | 22 | 18.33 | 14.67 | 16.16 | 21.57 | 28.99 | 38.4 | 47.67 | 51.34 | 54.77 | 56.84 | 58.67 | 61.65 | 62.34 | 64.17 | 65.66 | 69.55 | 40.34 | 25.93 | 22 | 18.87 | 13.4 | 11 | 5.02 | 3.67 | 3.67 | 4.86 | 3.67 | 5.5 | 14.67 | 18.33 | 25.88 | 33 | 40.34 | 40.27 | 45.01 | 45.01 | 46.85 | 41.35 | 38.5 | 44 | 39.51 | 29.33 | 21.18 | 18.33 | 11 | 12.22 | 5.5 | 3.67 | 3.67 | 3.67 | 3.67 | 9.17 | 12.83 | 18.33 | 23.83 | 27.5 | 34.01 | 38.5 | 38.5 | 38.5 | 33.45 | 32.18 | 36.67 | 38.5 | 38.16 | 30.82 | 27.49 | 29.33 | 27.33 | 31.17 | 24.67 | 14.67 | 9.6 | 8.81 | 9.17 | 9.17 | 14.12 | 12.65 | 20.17 | 22.82 | 34.49 | 40.34 | 44 | 49.5 | 38.5 | 37.05 | 34.75 | 42.17 | 58.67 | 47.67 | 44.65 | 42.17 | 38.67 | 36.67 | 27.22 | 16.57 | 16.51 | 16.5 | 17.51 | 20.17 | 20.17 | 21.95 | 23.83 | 33 | 36.67 | 41.38 | 45.84 | 50.93 | 53.36 | 52.35 | 45.79 | 52.35 | 73.7 | 79.54 | 71.5 | 68.45 | 74.82 | 75.15 | 76.97 | 66 | 49.48 | 42.16 | 49.49 | 47.65 | 53.14 | 55 | 55 | 56.8 | 65.98 | 73.34 | 78.84 | 82.5 | 78.84 | 83.68 | 78.82 | 80.67 | 95.34 | 100.84 | 88.51 | 84.34 | 88.13 | 93.5 | 99 | 95.34 | 83.02 | 82.63 | 88 | 86.17 | 84.34 | 89.84 | 91.67 | 93.5 | 97.43 | 102.67 | 102.67 | 97.66 | 100.84 | 108.17 | 101.53 | 95.34
COLGNS_2_CNSSR1 |  | Solar_1Axis | Solar Tracking | IID |  | Socal | 0 | 74.8 | 0 | 0 | 0 | 0 | 0 | 0 | 0.04 | 8.96 | 35.09 | 45.69 | 45.24 | 44.44 | 43.96 | 44.06 | 39.91 | 28.8 | 4.86 | 0 | 0 | 0 | 0 | 0 | 0 | 0 | 0 | 0 | 0 | 0 | 0 | 0 | 0.52 | 19.56 | 47.61 | 52.6 | 51.45 | 51 | 50.72 | 48.91 | 47.72 | 43.37 | 18.43 | 0.74 | 0 | 0 | 0 | 0 | 0 | 0 | 0 | 0 | 0 | 0 | 0 | 0 | 0.11 | 12.8 | 44.46 | 54.58 | 54.77 | 53.66 | 53.1 | 52.86 | 50.21 | 46.29 | 34.54 | 12.99 | 2.1 | 0 | 0 | 0 | 0 | 0 | 0 | 0 | 0 | 0 | 0 | 0 | 2.29 | 27.33 | 53.54 | 57.27 | 59.64 | 59.47 | 59.84 | 59.21 | 58.52 | 56.4 | 53.18 | 43.11 | 13.63 | 0.22 | 0 | 0 | 0 | 0 | 0 | 0 | 0 | 0 | 0 | 0.04 | 11.09 | 40.96 | 56.27 | 60.94 | 62.93 | 63.47 | 63.68 | 63.4 | 62.33 | 60.82 | 58 | 50.87 | 24.56 | 1.95 | 0 | 0 | 0 | 0 | 0 | 0 | 0 | 0 | 0 | 0.18 | 13.62 | 41.62 | 55.58 | 60.39 | 63.16 | 64.37 | 63.95 | 63.97 | 62.97 | 61.3 | 58.75 | 53.07 | 31.75 | 5.15 | 0 | 0 | 0 | 0 | 0 | 0 | 0 | 0 | 0 | 0 | 6.04 | 31.99 | 51.27 | 58.96 | 62.1 | 63.32 | 62.73 | 62 | 61.46 | 59.98 | 56.91 | 49.22 | 28.22 | 4.22 | 0 | 0 | 0 | 0 | 0 | 0 | 0 | 0 | 0 | 0 | 2.32 | 25.62 | 50.33 | 58.97 | 62.12 | 63.69 | 63.92 | 62.48 | 59.41 | 58.03 | 53.34 | 42.48 | 15.19 | 0.42 | 0 | 0 | 0 | 0 | 0 | 0 | 0 | 0 | 0 | 0 | 0.37 | 17.09 | 43.74 | 53.88 | 57.73 | 58.79 | 59.77 | 58.66 | 57 | 53.31 | 48.33 | 25.65 | 2.28 | 0 | 0 | 0 | 0 | 0 | 0 | 0 | 0 | 0 | 0 | 0 | 0 | 7.48 | 36.9 | 49.33 | 51.89 | 52.64 | 52.51 | 52 | 52.78 | 49.37 | 37.23 | 8.11 | 0.01 | 0 | 0 | 0 | 0 | 0 | 0 | 0 | 0 | 0 | 0 | 0 | 1.18 | 20.91 | 43.72 | 49.1 | 48.15 | 46.79 | 47.55 | 47.28 | 43.49 | 25.54 | 2.37 | 0 | 0 | 0 | 0 | 0 | 0 | 0 | 0 | 0 | 0 | 0 | 0 | 0 | 0.08 | 9.89 | 31.17 | 39.06 | 38.51 | 37.04 | 38.56 | 37.95 | 34.96 | 19.1 | 1.57 | 0 | 0 | 0 | 0 | 0 | 0 | 0
DURNMESA_3_WBDYN |  | Wind | Wind | PNM |  | NM | 0 | 105.08 | 51.56 | 51.62 | 46.68 | 48.73 | 51.64 | 49.9 | 47.67 | 48.59 | 42.79 | 40.98 | 43.63 | 37.68 | 38.81 | 39.51 | 42.29 | 40.21 | 44.62 | 47.87 | 50.57 | 51.56 | 54.54 | 52.89 | 56.52 | 52.56 | 42.64 | 37.68 | 37.93 | 37.18 | 36.01 | 37.68 | 38.45 | 32.97 | 31.98 | 31.98 | 36.69 | 37.64 | 33.72 | 37.18 | 41.88 | 41.55 | 39.91 | 39.91 | 43.63 | 42.14 | 44.64 | 45.86 | 43.63 | 44.62 | 43.7 | 42.85 | 42.86 | 41.65 | 37.68 | 39.68 | 38.67 | 29.96 | 22.88 | 23.69 | 24.79 | 23.14 | 23.83 | 26.77 | 29.75 | 30.74 | 28.76 | 32.79 | 35.7 | 39.67 | 42.64 | 40.66 | 42.64 | 43.63 | 42.64 | 43.62 | 40.65 | 37.67 | 40.17 | 42.62 | 35.7 | 30.74 | 30.73 | 30.73 | 30.74 | 34.78 | 38.67 | 40.17 | 42.12 | 43.62 | 46.45 | 44.61 | 41.65 | 42.64 | 43.63 | 48.86 | 45.26 | 45.61 | 39.67 | 37.68 | 34.71 | 31.73 | 29.55 | 27.77 | 19.83 | 18.75 | 18.84 | 20.82 | 23.87 | 26.77 | 29.75 | 34.71 | 38.67 | 39.74 | 40.66 | 42.66 | 39.67 | 40.73 | 38.74 | 40.35 | 40.73 | 39.93 | 36.56 | 29.75 | 28.57 | 28.57 | 24.6 | 22.44 | 12.86 | 11.9 | 9.92 | 7.93 | 8.74 | 11.67 | 15.68 | 20.77 | 25.78 | 27.77 | 29.62 | 30.74 | 31.73 | 33.34 | 33.72 | 34.71 | 35.51 | 37.62 | 21.82 | 14.02 | 11.9 | 10.21 | 7.25 | 5.95 | 2.72 | 1.98 | 1.98 | 2.63 | 1.98 | 2.97 | 7.93 | 9.92 | 14 | 17.85 | 21.82 | 21.78 | 24.35 | 24.35 | 25.34 | 22.36 | 20.82 | 23.8 | 21.37 | 15.87 | 11.45 | 9.92 | 5.95 | 6.61 | 2.97 | 1.98 | 1.98 | 1.98 | 1.98 | 4.96 | 6.94 | 9.92 | 12.89 | 14.87 | 18.4 | 20.82 | 20.82 | 20.82 | 18.09 | 17.4 | 19.83 | 20.82 | 20.64 | 16.67 | 14.87 | 15.87 | 14.78 | 16.86 | 13.34 | 7.93 | 5.19 | 4.76 | 4.96 | 4.96 | 7.63 | 6.84 | 10.91 | 12.34 | 18.65 | 21.82 | 23.8 | 26.77 | 20.82 | 20.04 | 18.79 | 22.81 | 31.73 | 25.78 | 24.15 | 22.81 | 20.91 | 19.83 | 14.72 | 8.96 | 8.93 | 8.92 | 9.47 | 10.91 | 10.91 | 11.87 | 12.89 | 17.85 | 19.83 | 22.38 | 24.79 | 27.55 | 28.86 | 28.31 | 24.77 | 28.31 | 39.86 | 43.02 | 38.67 | 37.03 | 40.47 | 40.65 | 41.63 | 35.7 | 26.76 | 22.8 | 26.77 | 25.77 | 28.74 | 29.75 | 29.75 | 30.72 | 35.69 | 39.67 | 42.64 | 44.62 | 42.64 | 45.26 | 42.63 | 43.63 | 51.56 | 54.54 | 47.87 | 45.62 | 47.67 | 50.57 | 53.55 | 51.56 | 44.91 | 44.69 | 47.6 | 46.61 | 45.62 | 48.59 | 49.58 | 50.57 | 52.7 | 55.53 | 55.53 | 52.82 | 54.54 | 58.51 | 54.91 | 51.56
ELCABO_5_ECWSCEDYN |  | Wind | Wind | AZPS |  | AZ | 0 | 298 | 71.7 | 62.58 | 56.8 | 62.76 | 68.54 | 74.5 | 74.68 | 80.64 | 80.64 | 65.74 | 68.54 | 65.56 | 51.21 | 50.84 | 56.8 | 50.66 | 35.94 | 62.76 | 59.78 | 42.08 | 41.72 | 29.98 | 53.64 | 65.56 | 59.6 | 47.68 | 49.03 | 56.62 | 48.35 | 50.66 | 46.05 | 48.35 | 44.7 | 25.86 | 26.82 | 20.86 | 23.84 | 30.47 | 27.49 | 26.82 | 27.49 | 42.39 | 63.25 | 61.62 | 48.35 | 50.66 | 46.05 | 59.6 | 53.82 | 35.76 | 36.31 | 35.76 | 53.82 | 53.64 | 56.8 | 53.64 | 35.76 | 32.96 | 44.88 | 59.6 | 56.8 | 62.58 | 65.92 | 71.7 | 59.96 | 65.56 | 59.78 | 62.76 | 62.94 | 53.64 | 59.6 | 59.6 | 60.5 | 44.7 | 30.7 | 26.82 | 25.65 | 24.74 | 29.8 | 17.88 | 11.92 | 9.84 | 12.82 | 14.9 | 14.9 | 27.72 | 23.84 | 48.58 | 59.6 | 65.56 | 78.38 | 87.32 | 65.56 | 65.56 | 59.6 | 59.6 | 62.58 | 41.72 | 26.82 | 21.04 | 21.04 | 26.82 | 14.9 | 5.96 | 6.14 | 8.94 | 9.12 | 11.92 | 14.9 | 20.86 | 26.82 | 35.94 | 50.66 | 56.62 | 65.56 | 92.56 | 110.44 | 110.26 | 89.58 | 68.72 | 61.23 | 38.74 | 17.88 | 13.55 | 8.94 | 8.94 | 2.98 | 2.98 | 2.98 | 2.98 | 2.98 | 2.98 | 5.96 | 8.94 | 11.92 | 17.88 | 17.88 | 31.43 | 49.31 | 79.4 | 107.28 | 82.09 | 68.82 | 67.19 | 41.05 | 23.17 | 11.92 | 11.92 | 5.96 | 5.96 | 2.98 | 0 | 0 | 0 | 2.98 | 2.98 | 5.96 | 5.96 | 8.94 | 11.92 | 17.88 | 29.8 | 47.68 | 92.38 | 94.69 | 89.4 | 67.87 | 58.93 | 26.82 | 17.88 | 11.92 | 8.27 | 8.94 | 5.96 | 2.98 | 2.31 | 0 | 0 | 2.98 | 5.96 | 5.96 | 5.96 | 8.94 | 11.92 | 14.9 | 17.88 | 26.82 | 47.68 | 47.68 | 29.8 | 32.78 | 32.78 | 28.45 | 19.51 | 7.59 | 12.2 | 8.94 | 8.94 | 8.94 | 8.94 | 5.96 | 2.98 | 2.98 | 4.61 | 5.96 | 5.96 | 5.96 | 11.92 | 16.53 | 24.12 | 34.7 | 37.39 | 32.78 | 14.9 | 17.88 | 26.82 | 29.8 | 20.86 | 11.92 | 14.9 | 14.9 | 14.9 | 20.86 | 14.9 | 14.9 | 8.94 | 8.94 | 8.27 | 5.96 | 5.96 | 5.96 | 5.96 | 8.94 | 20.86 | 20.19 | 20.86 | 20.86 | 14.9 | 23.17 | 32.78 | 62.58 | 47.68 | 50.66 | 50.66 | 45.6 | 53.64 | 53.64 | 54.54 | 54.54 | 37.57 | 24.74 | 26.82 | 24.74 | 26.55 | 32.78 | 26.82 | 27.72 | 30.7 | 29.8 | 29.8 | 32.78 | 35.49 | 47.68 | 65.56 | 92.74 | 89.58 | 96.09 | 86.6 | 77.66 | 80.46 | 77.66 | 77.48 | 74.68 | 77.48 | 77.48 | 65.56 | 50.84 | 41.72 | 44.7 | 39.47 | 50.66 | 56.62 | 44.88 | 47.68 | 51.21 | 47.86 | 65.56 | 77.48
GRADYW_5_GDYWD1 |  | Wind | Wind | AZPS |  | AZ | 0 | 200 | 48.12 | 42 | 38.12 | 42.12 | 46 | 50 | 50.12 | 54.12 | 54.12 | 44.12 | 46 | 44 | 34.37 | 34.12 | 38.12 | 34 | 24.12 | 42.12 | 40.12 | 28.24 | 28 | 20.12 | 36 | 44 | 40 | 32 | 32.91 | 38 | 32.45 | 34 | 30.91 | 32.45 | 30 | 17.36 | 18 | 14 | 16 | 20.45 | 18.45 | 18 | 18.45 | 28.45 | 42.45 | 41.36 | 32.45 | 34 | 30.91 | 40 | 36.12 | 24 | 24.37 | 24 | 36.12 | 36 | 38.12 | 36 | 24 | 22.12 | 30.12 | 40 | 38.12 | 42 | 44.24 | 48.12 | 40.24 | 44 | 40.12 | 42.12 | 42.24 | 36 | 40 | 40 | 40.61 | 30 | 20.61 | 18 | 17.21 | 16.61 | 20 | 12 | 8 | 6.61 | 8.61 | 10 | 10 | 18.61 | 16 | 32.61 | 40 | 44 | 52.61 | 58.61 | 44 | 44 | 40 | 40 | 42 | 28 | 18 | 14.12 | 14.12 | 18 | 10 | 4 | 4.12 | 6 | 6.12 | 8 | 10 | 14 | 18 | 24.12 | 34 | 38 | 44 | 62.12 | 74.12 | 74 | 60.12 | 46.12 | 41.1 | 26 | 12 | 9.1 | 6 | 6 | 2 | 2 | 2 | 2 | 2 | 2 | 4 | 6 | 8 | 12 | 12 | 21.1 | 33.1 | 53.29 | 72 | 55.1 | 46.19 | 45.1 | 27.55 | 15.55 | 8 | 8 | 4 | 4 | 2 | 0 | 0 | 0 | 2 | 2 | 4 | 4 | 6 | 8 | 12 | 20 | 32 | 62 | 63.55 | 60 | 45.55 | 39.55 | 18 | 12 | 8 | 5.55 | 6 | 4 | 2 | 1.55 | 0 | 0 | 2 | 4 | 4 | 4 | 6 | 8 | 10 | 12 | 18 | 32 | 32 | 20 | 22 | 22 | 19.1 | 13.1 | 5.1 | 8.19 | 6 | 6 | 6 | 6 | 4 | 2 | 2 | 3.1 | 4 | 4 | 4 | 8 | 11.1 | 16.19 | 23.29 | 25.1 | 22 | 10 | 12 | 18 | 20 | 14 | 8 | 10 | 10 | 10 | 14 | 10 | 10 | 6 | 6 | 5.55 | 4 | 4 | 4 | 4 | 6 | 14 | 13.55 | 14 | 14 | 10 | 15.55 | 22 | 42 | 32 | 34 | 34 | 30.61 | 36 | 36 | 36.61 | 36.61 | 25.21 | 16.61 | 18 | 16.61 | 17.82 | 22 | 18 | 18.61 | 20.61 | 20 | 20 | 22 | 23.82 | 32 | 44 | 62.24 | 60.12 | 64.49 | 58.12 | 52.12 | 54 | 52.12 | 52 | 50.12 | 52 | 52 | 44 | 34.12 | 28 | 30 | 26.49 | 34 | 38 | 30.12 | 32 | 34.37 | 32.12 | 44 | 52
MALIN_5_IBERDR |  | Wind | Wind | BPAT |  | WA/OR | 0 | 100 | 24.06 | 21 | 19.06 | 21.06 | 23 | 25 | 25.06 | 27.06 | 27.06 | 22.06 | 23 | 22 | 17.18 | 17.06 | 19.06 | 17 | 12.06 | 21.06 | 20.06 | 14.12 | 14 | 10.06 | 18 | 22 | 20 | 16 | 16.45 | 19 | 16.23 | 17 | 15.45 | 16.23 | 15 | 8.68 | 9 | 7 | 8 | 10.23 | 9.23 | 9 | 9.23 | 14.23 | 21.23 | 20.68 | 16.23 | 17 | 15.45 | 20 | 18.06 | 12 | 12.18 | 12 | 18.06 | 18 | 19.06 | 18 | 12 | 11.06 | 15.06 | 20 | 19.06 | 21 | 22.12 | 24.06 | 20.12 | 22 | 20.06 | 21.06 | 21.12 | 18 | 20 | 20 | 20.3 | 15 | 10.3 | 9 | 8.61 | 8.3 | 10 | 6 | 4 | 3.3 | 4.3 | 5 | 5 | 9.3 | 8 | 16.3 | 20 | 22 | 26.3 | 29.3 | 22 | 22 | 20 | 20 | 21 | 14 | 9 | 7.06 | 7.06 | 9 | 5 | 2 | 2.06 | 3 | 3.06 | 4 | 5 | 7 | 9 | 12.06 | 17 | 19 | 22 | 31.06 | 37.06 | 37 | 30.06 | 23.06 | 20.55 | 13 | 6 | 4.55 | 3 | 3 | 1 | 1 | 1 | 1 | 1 | 1 | 2 | 3 | 4 | 6 | 6 | 10.55 | 16.55 | 26.64 | 36 | 27.55 | 23.1 | 22.55 | 13.78 | 7.78 | 4 | 4 | 2 | 2 | 1 | 0 | 0 | 0 | 1 | 1 | 2 | 2 | 3 | 4 | 6 | 10 | 16 | 31 | 31.78 | 30 | 22.78 | 19.78 | 9 | 6 | 4 | 2.78 | 3 | 2 | 1 | 0.78 | 0 | 0 | 1 | 2 | 2 | 2 | 3 | 4 | 5 | 6 | 9 | 16 | 16 | 10 | 11 | 11 | 9.55 | 6.55 | 2.55 | 4.1 | 3 | 3 | 3 | 3 | 2 | 1 | 1 | 1.55 | 2 | 2 | 2 | 4 | 5.55 | 8.1 | 11.64 | 12.55 | 11 | 5 | 6 | 9 | 10 | 7 | 4 | 5 | 5 | 5 | 7 | 5 | 5 | 3 | 3 | 2.78 | 2 | 2 | 2 | 2 | 3 | 7 | 6.78 | 7 | 7 | 5 | 7.78 | 11 | 21 | 16 | 17 | 17 | 15.3 | 18 | 18 | 18.3 | 18.3 | 12.61 | 8.3 | 9 | 8.3 | 8.91 | 11 | 9 | 9.3 | 10.3 | 10 | 10 | 11 | 11.91 | 16 | 22 | 31.12 | 30.06 | 32.24 | 29.06 | 26.06 | 27 | 26.06 | 26 | 25.06 | 26 | 26 | 22 | 17.06 | 14 | 15 | 13.24 | 17 | 19 | 15.06 | 16 | 17.18 | 16.06 | 22 | 26
MALIN_5_INHRED |  | Wind | Wind | BPAT |  | WA/OR | 0 | 50 | 12.03 | 10.5 | 9.53 | 10.53 | 11.5 | 12.5 | 12.53 | 13.53 | 13.53 | 11.03 | 11.5 | 11 | 8.59 | 8.53 | 9.53 | 8.5 | 6.03 | 10.53 | 10.03 | 7.06 | 7 | 5.03 | 9 | 11 | 10 | 8 | 8.23 | 9.5 | 8.11 | 8.5 | 7.73 | 8.11 | 7.5 | 4.34 | 4.5 | 3.5 | 4 | 5.11 | 4.61 | 4.5 | 4.61 | 7.11 | 10.61 | 10.34 | 8.11 | 8.5 | 7.73 | 10 | 9.03 | 6 | 6.09 | 6 | 9.03 | 9 | 9.53 | 9 | 6 | 5.53 | 7.53 | 10 | 9.53 | 10.5 | 11.06 | 12.03 | 10.06 | 11 | 10.03 | 10.53 | 10.56 | 9 | 10 | 10 | 10.15 | 7.5 | 5.15 | 4.5 | 4.3 | 4.15 | 5 | 3 | 2 | 1.65 | 2.15 | 2.5 | 2.5 | 4.65 | 4 | 8.15 | 10 | 11 | 13.15 | 14.65 | 11 | 11 | 10 | 10 | 10.5 | 7 | 4.5 | 3.53 | 3.53 | 4.5 | 2.5 | 1 | 1.03 | 1.5 | 1.53 | 2 | 2.5 | 3.5 | 4.5 | 6.03 | 8.5 | 9.5 | 11 | 15.53 | 18.53 | 18.5 | 15.03 | 11.53 | 10.27 | 6.5 | 3 | 2.27 | 1.5 | 1.5 | 0.5 | 0.5 | 0.5 | 0.5 | 0.5 | 0.5 | 1 | 1.5 | 2 | 3 | 3 | 5.27 | 8.27 | 13.32 | 18 | 13.77 | 11.55 | 11.27 | 6.89 | 3.89 | 2 | 2 | 1 | 1 | 0.5 | 0 | 0 | 0 | 0.5 | 0.5 | 1 | 1 | 1.5 | 2 | 3 | 5 | 8 | 15.5 | 15.89 | 15 | 11.39 | 9.89 | 4.5 | 3 | 2 | 1.39 | 1.5 | 1 | 0.5 | 0.39 | 0 | 0 | 0.5 | 1 | 1 | 1 | 1.5 | 2 | 2.5 | 3 | 4.5 | 8 | 8 | 5 | 5.5 | 5.5 | 4.77 | 3.27 | 1.27 | 2.05 | 1.5 | 1.5 | 1.5 | 1.5 | 1 | 0.5 | 0.5 | 0.77 | 1 | 1 | 1 | 2 | 2.77 | 4.05 | 5.82 | 6.27 | 5.5 | 2.5 | 3 | 4.5 | 5 | 3.5 | 2 | 2.5 | 2.5 | 2.5 | 3.5 | 2.5 | 2.5 | 1.5 | 1.5 | 1.39 | 1 | 1 | 1 | 1 | 1.5 | 3.5 | 3.39 | 3.5 | 3.5 | 2.5 | 3.89 | 5.5 | 10.5 | 8 | 8.5 | 8.5 | 7.65 | 9 | 9 | 9.15 | 9.15 | 6.3 | 4.15 | 4.5 | 4.15 | 4.45 | 5.5 | 4.5 | 4.65 | 5.15 | 5 | 5 | 5.5 | 5.95 | 8 | 11 | 15.56 | 15.03 | 16.12 | 14.53 | 13.03 | 13.5 | 13.03 | 13 | 12.53 | 13 | 13 | 11 | 8.53 | 7 | 7.5 | 6.62 | 8.5 | 9.5 | 7.53 | 8 | 8.59 | 8.03 | 11 | 13
MALIN_5_INHRPG |  | Wind | Wind | BPAT |  | WA/OR | 0 | 50 | 12.03 | 10.5 | 9.53 | 10.53 | 11.5 | 12.5 | 12.53 | 13.53 | 13.53 | 11.03 | 11.5 | 11 | 8.59 | 8.53 | 9.53 | 8.5 | 6.03 | 10.53 | 10.03 | 7.06 | 7 | 5.03 | 9 | 11 | 10 | 8 | 8.23 | 9.5 | 8.11 | 8.5 | 7.73 | 8.11 | 7.5 | 4.34 | 4.5 | 3.5 | 4 | 5.11 | 4.61 | 4.5 | 4.61 | 7.11 | 10.61 | 10.34 | 8.11 | 8.5 | 7.73 | 10 | 9.03 | 6 | 6.09 | 6 | 9.03 | 9 | 9.53 | 9 | 6 | 5.53 | 7.53 | 10 | 9.53 | 10.5 | 11.06 | 12.03 | 10.06 | 11 | 10.03 | 10.53 | 10.56 | 9 | 10 | 10 | 10.15 | 7.5 | 5.15 | 4.5 | 4.3 | 4.15 | 5 | 3 | 2 | 1.65 | 2.15 | 2.5 | 2.5 | 4.65 | 4 | 8.15 | 10 | 11 | 13.15 | 14.65 | 11 | 11 | 10 | 10 | 10.5 | 7 | 4.5 | 3.53 | 3.53 | 4.5 | 2.5 | 1 | 1.03 | 1.5 | 1.53 | 2 | 2.5 | 3.5 | 4.5 | 6.03 | 8.5 | 9.5 | 11 | 15.53 | 18.53 | 18.5 | 15.03 | 11.53 | 10.27 | 6.5 | 3 | 2.27 | 1.5 | 1.5 | 0.5 | 0.5 | 0.5 | 0.5 | 0.5 | 0.5 | 1 | 1.5 | 2 | 3 | 3 | 5.27 | 8.27 | 13.32 | 18 | 13.77 | 11.55 | 11.27 | 6.89 | 3.89 | 2 | 2 | 1 | 1 | 0.5 | 0 | 0 | 0 | 0.5 | 0.5 | 1 | 1 | 1.5 | 2 | 3 | 5 | 8 | 15.5 | 15.89 | 15 | 11.39 | 9.89 | 4.5 | 3 | 2 | 1.39 | 1.5 | 1 | 0.5 | 0.39 | 0 | 0 | 0.5 | 1 | 1 | 1 | 1.5 | 2 | 2.5 | 3 | 4.5 | 8 | 8 | 5 | 5.5 | 5.5 | 4.77 | 3.27 | 1.27 | 2.05 | 1.5 | 1.5 | 1.5 | 1.5 | 1 | 0.5 | 0.5 | 0.77 | 1 | 1 | 1 | 2 | 2.77 | 4.05 | 5.82 | 6.27 | 5.5 | 2.5 | 3 | 4.5 | 5 | 3.5 | 2 | 2.5 | 2.5 | 2.5 | 3.5 | 2.5 | 2.5 | 1.5 | 1.5 | 1.39 | 1 | 1 | 1 | 1 | 1.5 | 3.5 | 3.39 | 3.5 | 3.5 | 2.5 | 3.89 | 5.5 | 10.5 | 8 | 8.5 | 8.5 | 7.65 | 9 | 9 | 9.15 | 9.15 | 6.3 | 4.15 | 4.5 | 4.15 | 4.45 | 5.5 | 4.5 | 4.65 | 5.15 | 5 | 5 | 5.5 | 5.95 | 8 | 11 | 15.56 | 15.03 | 16.12 | 14.53 | 13.03 | 13.5 | 13.03 | 13 | 12.53 | 13 | 13 | 11 | 8.53 | 7 | 7.5 | 6.62 | 8.5 | 9.5 | 7.53 | 8 | 8.59 | 8.03 | 11 | 13
MIDWY3_2_MDSSR1 |  | Solar_Fixed | Solar Fixed | IID |  | Socal | 0 | 20 | 0 | 0 | 0 | 0 | 0 | 0 | 0.03 | 2.65 | 8.89 | 12.05 | 13.03 | 13.45 | 13.1 | 12.62 | 10.54 | 6.15 | 0.89 | 0 | 0 | 0 | 0 | 0 | 0 | 0 | 0 | 0 | 0 | 0 | 0 | 0 | 0.22 | 4.93 | 11.69 | 13.93 | 14.9 | 14.95 | 14.69 | 14.14 | 13.01 | 9.99 | 3.87 | 0.1 | 0 | 0 | 0 | 0 | 0 | 0 | 0 | 0 | 0 | 0 | 0 | 0 | 0.04 | 2.83 | 9.86 | 13.67 | 15.01 | 15.26 | 15.08 | 14.71 | 13.84 | 12.23 | 7.72 | 3.59 | 0.54 | 0 | 0 | 0 | 0 | 0 | 0 | 0 | 0 | 0 | 0 | 0 | 0.55 | 5.53 | 11.9 | 14.94 | 16.3 | 16.97 | 17 | 16.65 | 16.22 | 14.88 | 12.66 | 8.68 | 2.17 | 0.03 | 0 | 0 | 0 | 0 | 0 | 0 | 0 | 0 | 0 | 0.03 | 2.29 | 8.4 | 12.75 | 15.15 | 16.84 | 17.51 | 17.6 | 17.41 | 17.06 | 15.89 | 13.89 | 10.08 | 3.79 | 0.25 | 0 | 0 | 0 | 0 | 0 | 0 | 0 | 0 | 0 | 0.07 | 2.81 | 8.58 | 13.02 | 15.55 | 17.22 | 18 | 18.14 | 18.11 | 17.49 | 16.19 | 14.2 | 10.85 | 5.18 | 0.65 | 0 | 0 | 0 | 0 | 0 | 0 | 0 | 0 | 0 | 0 | 1.35 | 5.9 | 10.89 | 14.01 | 16.09 | 17.15 | 17.49 | 17.35 | 16.57 | 15.5 | 13.42 | 10.09 | 4.59 | 0.52 | 0 | 0 | 0 | 0 | 0 | 0 | 0 | 0 | 0 | 0 | 0.6 | 5.31 | 11.33 | 14.56 | 16.55 | 17.58 | 17.91 | 17.62 | 16.88 | 15.37 | 13 | 8.67 | 2.48 | 0.07 | 0 | 0 | 0 | 0 | 0 | 0 | 0 | 0 | 0 | 0 | 0.17 | 4.08 | 10.58 | 14.25 | 16.25 | 17.15 | 17.36 | 17.2 | 16.4 | 14.44 | 11.63 | 5.15 | 0.46 | 0 | 0 | 0 | 0 | 0 | 0 | 0 | 0 | 0 | 0 | 0 | 0.02 | 2.17 | 9.17 | 13.12 | 14.93 | 15.87 | 16.09 | 15.86 | 15.08 | 13.42 | 8.49 | 1.7 | 0.01 | 0 | 0 | 0 | 0 | 0 | 0 | 0 | 0 | 0 | 0 | 0 | 0.49 | 5.4 | 10.8 | 13.43 | 14.33 | 14.67 | 14.22 | 13.46 | 11.08 | 5.06 | 0.34 | 0 | 0 | 0 | 0 | 0 | 0 | 0 | 0 | 0 | 0 | 0 | 0 | 0 | 0.06 | 2.85 | 8 | 10.7 | 11.8 | 12.42 | 12.04 | 11.06 | 9.02 | 4.03 | 0.25 | 0 | 0 | 0 | 0 | 0 | 0 | 0
MIDWYS_2_MIDSL1 |  | Solar_Fixed | Solar Fixed | IID |  | Socal | 0 | 49.9 | 0 | 0 | 0 | 0 | 0 | 0 | 0.08 | 6.61 | 22.17 | 30.07 | 32.5 | 33.56 | 32.69 | 31.48 | 26.29 | 15.34 | 2.23 | 0 | 0 | 0 | 0 | 0 | 0 | 0 | 0 | 0 | 0 | 0 | 0 | 0 | 0.55 | 12.3 | 29.17 | 34.75 | 37.18 | 37.31 | 36.65 | 35.29 | 32.47 | 24.93 | 9.67 | 0.24 | 0 | 0 | 0 | 0 | 0 | 0 | 0 | 0 | 0 | 0 | 0 | 0 | 0.11 | 7.05 | 24.61 | 34.12 | 37.45 | 38.08 | 37.61 | 36.71 | 34.52 | 30.53 | 19.26 | 8.95 | 1.35 | 0 | 0 | 0 | 0 | 0 | 0 | 0 | 0 | 0 | 0 | 0 | 1.37 | 13.79 | 29.68 | 37.27 | 40.66 | 42.35 | 42.41 | 41.54 | 40.47 | 37.12 | 31.58 | 21.67 | 5.41 | 0.07 | 0 | 0 | 0 | 0 | 0 | 0 | 0 | 0 | 0 | 0.07 | 5.71 | 20.97 | 31.8 | 37.8 | 42.01 | 43.68 | 43.92 | 43.43 | 42.55 | 39.63 | 34.66 | 25.16 | 9.45 | 0.62 | 0 | 0 | 0 | 0 | 0 | 0 | 0 | 0 | 0 | 0.18 | 7.01 | 21.4 | 32.49 | 38.81 | 42.95 | 44.9 | 45.25 | 45.19 | 43.64 | 40.41 | 35.42 | 27.07 | 12.91 | 1.63 | 0 | 0 | 0 | 0 | 0 | 0 | 0 | 0 | 0 | 0.01 | 3.36 | 14.71 | 27.17 | 34.96 | 40.14 | 42.78 | 43.64 | 43.29 | 41.34 | 38.67 | 33.48 | 25.18 | 11.45 | 1.31 | 0 | 0 | 0 | 0 | 0 | 0 | 0 | 0 | 0 | 0 | 1.5 | 13.24 | 28.26 | 36.34 | 41.3 | 43.86 | 44.68 | 43.96 | 42.12 | 38.34 | 32.44 | 21.64 | 6.18 | 0.17 | 0 | 0 | 0 | 0 | 0 | 0 | 0 | 0 | 0 | 0 | 0.41 | 10.18 | 26.39 | 35.56 | 40.55 | 42.79 | 43.31 | 42.92 | 40.92 | 36.03 | 29.02 | 12.84 | 1.15 | 0 | 0 | 0 | 0 | 0 | 0 | 0 | 0 | 0 | 0 | 0 | 0.05 | 5.42 | 22.88 | 32.74 | 37.25 | 39.6 | 40.15 | 39.56 | 37.62 | 33.48 | 21.19 | 4.25 | 0.02 | 0 | 0 | 0 | 0 | 0 | 0 | 0 | 0 | 0 | 0 | 0 | 1.23 | 13.47 | 26.94 | 33.5 | 35.76 | 36.61 | 35.47 | 33.59 | 27.65 | 12.63 | 0.85 | 0 | 0 | 0 | 0 | 0 | 0 | 0 | 0 | 0 | 0 | 0 | 0 | 0 | 0.15 | 7.11 | 19.95 | 26.71 | 29.43 | 30.99 | 30.04 | 27.59 | 22.5 | 10.07 | 0.62 | 0 | 0 | 0 | 0 | 0 | 0 | 0
MILFRD_7_PASADENA |  | Wind | Wind | LADWP |  | Socal | 0 | 5 | 0.26 | 0.28 | 0.26 | 0.25 | 0.28 | 0.27 | 0.28 | 0.26 | 0.22 | 0.25 | 0.22 | 0.25 | 0.28 | 0.25 | 0.28 | 0.28 | 0.24 | 0.23 | 0.27 | 0.26 | 0.25 | 0.28 | 0.24 | 0.25 | 0.48 | 0.46 | 0.53 | 0.52 | 0.44 | 0.46 | 0.46 | 0.37 | 0.39 | 0.43 | 0.54 | 0.56 | 0.5 | 0.46 | 0.59 | 0.61 | 0.6 | 0.62 | 0.59 | 0.64 | 0.73 | 0.63 | 0.56 | 0.55 | 0.54 | 0.51 | 0.44 | 0.44 | 0.45 | 0.45 | 0.45 | 0.37 | 0.29 | 0.28 | 0.29 | 0.33 | 0.4 | 0.43 | 0.48 | 0.47 | 0.63 | 0.67 | 0.64 | 0.68 | 0.66 | 0.68 | 0.56 | 0.53 | 1.85 | 1.92 | 1.75 | 1.6 | 1.5 | 1.34 | 1.1 | 0.91 | 0.66 | 0.59 | 0.59 | 0.59 | 0.57 | 0.67 | 1 | 1.38 | 1.64 | 1.84 | 1.97 | 2.02 | 2.02 | 2.04 | 1.94 | 1.94 | 2.16 | 2.05 | 1.96 | 1.96 | 1.72 | 1.38 | 1.06 | 0.8 | 0.59 | 0.44 | 0.33 | 0.32 | 0.27 | 0.38 | 0.63 | 1.02 | 1.59 | 1.9 | 2.15 | 2.07 | 2.09 | 2.21 | 2.18 | 2.23 | 2.22 | 2.17 | 2.02 | 1.84 | 1.68 | 1.36 | 1.06 | 0.78 | 0.48 | 0.35 | 0.25 | 0.29 | 0.31 | 0.37 | 0.61 | 0.97 | 1.4 | 1.65 | 1.9 | 2.13 | 2.32 | 2.31 | 2.29 | 2.3 | 2.09 | 1.97 | 1.85 | 1.63 | 1.35 | 1.16 | 0.86 | 0.56 | 0.28 | 0.19 | 0.16 | 0.19 | 0.26 | 0.37 | 0.61 | 0.91 | 1.31 | 1.67 | 1.93 | 2.1 | 2.28 | 2.33 | 2.26 | 2.18 | 1.87 | 1.82 | 1.67 | 1.42 | 1.15 | 1 | 0.74 | 0.53 | 0.33 | 0.22 | 0.17 | 0.19 | 0.26 | 0.37 | 0.57 | 0.83 | 1.14 | 1.46 | 1.64 | 1.99 | 2.11 | 2.11 | 2.04 | 1.94 | 0.94 | 0.87 | 0.79 | 0.61 | 0.51 | 0.37 | 0.29 | 0.2 | 0.17 | 0.17 | 0.19 | 0.26 | 0.3 | 0.36 | 0.44 | 0.55 | 0.62 | 0.82 | 1 | 1.2 | 1.2 | 1.2 | 1.13 | 1.03 | 0.49 | 0.46 | 0.46 | 0.46 | 0.42 | 0.34 | 0.28 | 0.23 | 0.15 | 0.14 | 0.15 | 0.18 | 0.22 | 0.22 | 0.22 | 0.25 | 0.32 | 0.39 | 0.47 | 0.54 | 0.6 | 0.61 | 0.56 | 0.48 | 0.22 | 0.2 | 0.2 | 0.2 | 0.21 | 0.21 | 0.2 | 0.18 | 0.16 | 0.18 | 0.19 | 0.22 | 0.21 | 0.22 | 0.22 | 0.19 | 0.17 | 0.22 | 0.27 | 0.29 | 0.31 | 0.23 | 0.25 | 0.24 | 0.19 | 0.18 | 0.18 | 0.2 | 0.2 | 0.2 | 0.2 | 0.19 | 0.18 | 0.17 | 0.17 | 0.19 | 0.19 | 0.17 | 0.17 | 0.17 | 0.19 | 0.2 | 0.23 | 0.22 | 0.24 | 0.22 | 0.21 | 0.21
OCOTLO_6_OCWSB1 | OCOTLO_6_OCWSB1_SUN | Hybrid_Solar1Axis | Solar Tracking | IID |  | Socal | 0 | 50 | 0 | 0 | 0 | 0 | 0 | 0 | 0.02 | 5.99 | 23.46 | 30.54 | 30.24 | 29.7 | 29.38 | 29.45 | 26.68 | 19.25 | 3.25 | 0 | 0 | 0 | 0 | 0 | 0 | 0 | 0 | 0 | 0 | 0 | 0 | 0 | 0.34 | 13.08 | 31.82 | 35.16 | 34.39 | 34.09 | 33.9 | 32.69 | 31.9 | 28.99 | 12.32 | 0.49 | 0 | 0 | 0 | 0 | 0 | 0 | 0 | 0 | 0 | 0 | 0 | 0 | 0.07 | 8.55 | 29.72 | 36.48 | 36.61 | 35.87 | 35.5 | 35.33 | 33.56 | 30.94 | 23.09 | 8.69 | 1.4 | 0 | 0 | 0 | 0 | 0 | 0 | 0 | 0 | 0 | 0 | 0 | 1.53 | 18.27 | 35.79 | 38.28 | 39.86 | 39.75 | 40 | 39.58 | 39.12 | 37.7 | 35.55 | 28.82 | 9.11 | 0.15 | 0 | 0 | 0 | 0 | 0 | 0 | 0 | 0 | 0 | 0.03 | 7.41 | 27.38 | 37.61 | 40.73 | 42.07 | 42.42 | 42.56 | 42.38 | 41.66 | 40.66 | 38.77 | 34 | 16.42 | 1.3 | 0 | 0 | 0 | 0 | 0 | 0 | 0 | 0 | 0 | 0.12 | 9.11 | 27.82 | 37.15 | 40.37 | 42.22 | 43.03 | 42.75 | 42.76 | 42.09 | 40.97 | 39.27 | 35.47 | 21.22 | 3.44 | 0 | 0 | 0 | 0 | 0 | 0 | 0 | 0 | 0 | 0 | 4.04 | 21.38 | 34.27 | 39.41 | 41.51 | 42.32 | 41.93 | 41.44 | 41.09 | 40.09 | 38.04 | 32.9 | 18.86 | 2.82 | 0 | 0 | 0 | 0 | 0 | 0 | 0 | 0 | 0 | 0 | 1.55 | 17.13 | 33.65 | 39.42 | 41.53 | 42.58 | 42.73 | 41.77 | 39.71 | 38.79 | 35.65 | 28.4 | 10.15 | 0.28 | 0 | 0 | 0 | 0 | 0 | 0 | 0 | 0 | 0 | 0 | 0.25 | 11.42 | 29.24 | 36.02 | 38.59 | 39.3 | 39.95 | 39.21 | 38.1 | 35.64 | 32.3 | 17.15 | 1.52 | 0 | 0 | 0 | 0 | 0 | 0 | 0 | 0 | 0 | 0 | 0 | 0 | 5 | 24.67 | 32.97 | 34.69 | 35.18 | 35.1 | 34.76 | 35.28 | 33 | 24.88 | 5.42 | 0 | 0 | 0 | 0 | 0 | 0 | 0 | 0 | 0 | 0 | 0 | 0 | 0.79 | 13.98 | 29.22 | 32.82 | 32.19 | 31.28 | 31.79 | 31.6 | 29.07 | 17.07 | 1.58 | 0 | 0 | 0 | 0 | 0 | 0 | 0 | 0 | 0 | 0 | 0 | 0 | 0 | 0.05 | 6.61 | 20.83 | 26.11 | 25.74 | 24.76 | 25.77 | 25.37 | 23.37 | 12.77 | 1.05 | 0 | 0 | 0 | 0 | 0 | 0 | 0
SNORA_2_SNRSLR |  | Solar_Fixed | Solar Fixed | IID |  | Socal | 0 | 50 | 0 | 0 | 0 | 0 | 0 | 0 | 0.08 | 6.62 | 22.21 | 30.13 | 32.56 | 33.63 | 32.76 | 31.54 | 26.34 | 15.37 | 2.23 | 0 | 0 | 0 | 0 | 0 | 0 | 0 | 0 | 0 | 0 | 0 | 0 | 0 | 0.55 | 12.32 | 29.23 | 34.82 | 37.25 | 37.39 | 36.72 | 35.36 | 32.53 | 24.98 | 9.69 | 0.24 | 0 | 0 | 0 | 0 | 0 | 0 | 0 | 0 | 0 | 0 | 0 | 0 | 0.11 | 7.07 | 24.66 | 34.18 | 37.52 | 38.16 | 37.69 | 36.78 | 34.59 | 30.59 | 19.3 | 8.97 | 1.35 | 0 | 0 | 0 | 0 | 0 | 0 | 0 | 0 | 0 | 0 | 0 | 1.37 | 13.81 | 29.74 | 37.34 | 40.75 | 42.43 | 42.49 | 41.63 | 40.56 | 37.2 | 31.65 | 21.71 | 5.42 | 0.07 | 0 | 0 | 0 | 0 | 0 | 0 | 0 | 0 | 0 | 0.07 | 5.72 | 21.01 | 31.87 | 37.88 | 42.1 | 43.77 | 44 | 43.52 | 42.64 | 39.71 | 34.73 | 25.21 | 9.47 | 0.62 | 0 | 0 | 0 | 0 | 0 | 0 | 0 | 0 | 0 | 0.19 | 7.03 | 21.44 | 32.55 | 38.89 | 43.04 | 44.99 | 45.34 | 45.28 | 43.73 | 40.49 | 35.49 | 27.12 | 12.94 | 1.63 | 0 | 0 | 0 | 0 | 0 | 0 | 0 | 0 | 0 | 0.01 | 3.37 | 14.74 | 27.22 | 35.03 | 40.22 | 42.87 | 43.73 | 43.38 | 41.42 | 38.75 | 33.55 | 25.23 | 11.48 | 1.31 | 0 | 0 | 0 | 0 | 0 | 0 | 0 | 0 | 0 | 0 | 1.5 | 13.27 | 28.31 | 36.41 | 41.38 | 43.95 | 44.77 | 44.05 | 42.2 | 38.41 | 32.51 | 21.69 | 6.2 | 0.17 | 0 | 0 | 0 | 0 | 0 | 0 | 0 | 0 | 0 | 0 | 0.41 | 10.2 | 26.45 | 35.63 | 40.63 | 42.88 | 43.39 | 43 | 41.01 | 36.11 | 29.07 | 12.87 | 1.15 | 0 | 0 | 0 | 0 | 0 | 0 | 0 | 0 | 0 | 0 | 0 | 0.05 | 5.44 | 22.92 | 32.8 | 37.33 | 39.67 | 40.23 | 39.64 | 37.7 | 33.55 | 21.23 | 4.26 | 0.02 | 0 | 0 | 0 | 0 | 0 | 0 | 0 | 0 | 0 | 0 | 0 | 1.23 | 13.49 | 27 | 33.57 | 35.84 | 36.68 | 35.55 | 33.66 | 27.71 | 12.65 | 0.85 | 0 | 0 | 0 | 0 | 0 | 0 | 0 | 0 | 0 | 0 | 0 | 0 | 0 | 0.15 | 7.12 | 19.99 | 26.76 | 29.49 | 31.05 | 30.1 | 27.65 | 22.54 | 10.09 | 0.62 | 0 | 0 | 0 | 0 | 0 | 0 | 0
SUNSTR_5_SS1SCEDYN |  | Solar_Fixed | Solar Fixed | AZPS |  | AZ | 0 | 150 | 0 | 0 | 0 | 0 | 0 | 0 | 0.24 | 19.86 | 66.64 | 90.4 | 97.69 | 100.88 | 98.27 | 94.63 | 79.02 | 46.12 | 6.7 | 0 | 0 | 0 | 0 | 0 | 0 | 0 | 0 | 0 | 0 | 0 | 0 | 0 | 1.65 | 36.97 | 87.69 | 104.45 | 111.76 | 112.16 | 110.16 | 106.08 | 97.6 | 74.95 | 29.06 | 0.72 | 0 | 0 | 0 | 0 | 0 | 0 | 0 | 0 | 0 | 0 | 0 | 0 | 0.32 | 21.21 | 73.98 | 102.55 | 112.57 | 114.48 | 113.06 | 110.35 | 103.78 | 91.76 | 57.89 | 26.91 | 4.06 | 0 | 0 | 0 | 0 | 0 | 0 | 0 | 0 | 0 | 0 | 0 | 4.11 | 41.44 | 89.23 | 112.02 | 122.24 | 127.29 | 127.48 | 124.88 | 121.67 | 111.59 | 94.94 | 65.13 | 16.26 | 0.21 | 0 | 0 | 0 | 0 | 0 | 0 | 0 | 0 | 0 | 0.22 | 17.16 | 63.02 | 95.61 | 113.63 | 126.29 | 131.3 | 132.01 | 130.56 | 127.92 | 119.14 | 104.18 | 75.63 | 28.4 | 1.85 | 0 | 0 | 0 | 0 | 0 | 0 | 0 | 0 | 0 | 0.56 | 21.09 | 64.32 | 97.66 | 116.66 | 129.11 | 134.96 | 136.02 | 135.85 | 131.19 | 121.46 | 106.46 | 81.37 | 38.82 | 4.9 | 0.01 | 0 | 0 | 0 | 0 | 0 | 0 | 0 | 0 | 0.02 | 10.11 | 44.23 | 81.67 | 105.08 | 120.67 | 128.6 | 131.19 | 130.13 | 124.27 | 116.26 | 100.64 | 75.7 | 34.43 | 3.93 | 0 | 0 | 0 | 0 | 0 | 0 | 0 | 0 | 0 | 0 | 4.49 | 39.8 | 84.94 | 109.22 | 124.14 | 131.84 | 134.32 | 132.14 | 126.61 | 115.24 | 97.52 | 65.06 | 18.59 | 0.5 | 0 | 0 | 0 | 0 | 0 | 0 | 0 | 0 | 0 | 0 | 1.24 | 30.59 | 79.34 | 106.9 | 121.88 | 128.64 | 130.18 | 129.01 | 123.02 | 108.32 | 87.22 | 38.61 | 3.45 | 0.01 | 0 | 0 | 0 | 0 | 0 | 0 | 0 | 0 | 0 | 0 | 0.14 | 16.31 | 68.77 | 98.41 | 111.99 | 119.02 | 120.68 | 118.93 | 113.1 | 100.65 | 63.68 | 12.78 | 0.06 | 0 | 0 | 0 | 0 | 0 | 0 | 0 | 0 | 0 | 0 | 0 | 3.7 | 40.48 | 80.99 | 100.72 | 107.51 | 110.05 | 106.64 | 100.97 | 83.12 | 37.96 | 2.56 | 0 | 0 | 0 | 0 | 0 | 0 | 0 | 0 | 0 | 0 | 0 | 0 | 0 | 0.45 | 21.37 | 59.97 | 80.28 | 88.48 | 93.15 | 90.31 | 82.94 | 67.62 | 30.26 | 1.86 | 0 | 0 | 0 | 0 | 0 | 0 | 0
TECOLOTE_3_WBDYN |  | Wind | Wind | PNM |  | NM | 0 | 271.68 | 133.32 | 133.46 | 120.68 | 125.99 | 133.5 | 129 | 123.25 | 125.63 | 110.62 | 105.94 | 112.81 | 97.43 | 100.35 | 102.16 | 109.35 | 103.96 | 115.37 | 123.78 | 130.76 | 133.32 | 141.01 | 136.76 | 146.14 | 135.88 | 110.24 | 97.43 | 98.06 | 96.13 | 93.11 | 97.43 | 99.41 | 85.24 | 82.67 | 82.67 | 94.86 | 97.32 | 87.17 | 96.13 | 108.27 | 107.44 | 103.18 | 103.18 | 112.81 | 108.94 | 115.4 | 118.57 | 112.81 | 115.37 | 112.99 | 110.79 | 110.81 | 107.68 | 97.43 | 102.59 | 99.99 | 77.46 | 59.15 | 61.26 | 64.1 | 59.82 | 61.62 | 69.22 | 76.91 | 79.48 | 74.35 | 84.79 | 92.3 | 102.55 | 110.24 | 105.12 | 110.24 | 112.81 | 110.24 | 112.78 | 105.11 | 97.39 | 103.86 | 110.2 | 92.3 | 79.48 | 79.46 | 79.46 | 79.48 | 89.91 | 99.99 | 103.87 | 108.9 | 112.78 | 120.1 | 115.35 | 107.68 | 110.24 | 112.81 | 126.32 | 117.01 | 117.91 | 102.55 | 97.43 | 89.73 | 82.04 | 76.39 | 71.79 | 51.28 | 48.47 | 48.71 | 53.84 | 61.71 | 69.22 | 76.91 | 89.73 | 99.99 | 102.74 | 105.12 | 110.29 | 102.55 | 105.3 | 100.17 | 104.32 | 105.3 | 103.24 | 94.52 | 76.91 | 73.87 | 73.87 | 63.61 | 58.01 | 33.26 | 30.77 | 25.64 | 20.51 | 22.59 | 30.16 | 40.54 | 53.7 | 66.66 | 71.79 | 76.59 | 79.48 | 82.04 | 86.21 | 87.17 | 89.73 | 91.82 | 97.25 | 56.4 | 36.26 | 30.77 | 26.39 | 18.74 | 15.38 | 7.02 | 5.13 | 5.13 | 6.8 | 5.13 | 7.69 | 20.51 | 25.64 | 36.19 | 46.15 | 56.4 | 56.31 | 62.94 | 62.94 | 65.51 | 57.82 | 53.84 | 61.53 | 55.25 | 41.02 | 29.61 | 25.64 | 15.38 | 17.09 | 7.69 | 5.13 | 5.13 | 5.13 | 5.13 | 12.82 | 17.95 | 25.64 | 33.33 | 38.46 | 47.56 | 53.84 | 53.84 | 53.84 | 46.77 | 45 | 51.28 | 53.84 | 53.36 | 43.1 | 38.44 | 41.02 | 38.22 | 43.59 | 34.49 | 20.51 | 13.43 | 12.31 | 12.82 | 12.82 | 19.74 | 17.68 | 28.2 | 31.91 | 48.23 | 56.4 | 61.53 | 69.22 | 53.84 | 51.81 | 48.59 | 58.97 | 82.04 | 66.66 | 62.44 | 58.97 | 54.07 | 51.28 | 38.07 | 23.17 | 23.09 | 23.07 | 24.49 | 28.2 | 28.2 | 30.7 | 33.33 | 46.15 | 51.28 | 57.87 | 64.1 | 71.23 | 74.61 | 73.2 | 64.03 | 73.2 | 103.07 | 111.22 | 99.99 | 95.73 | 104.63 | 105.09 | 107.63 | 92.3 | 69.19 | 58.96 | 69.2 | 66.64 | 74.3 | 76.91 | 76.91 | 79.43 | 92.27 | 102.55 | 110.24 | 115.37 | 110.24 | 117.02 | 110.22 | 112.81 | 133.32 | 141.01 | 123.78 | 117.94 | 123.25 | 130.76 | 138.45 | 133.32 | 116.1 | 115.55 | 123.06 | 120.5 | 117.94 | 125.63 | 128.19 | 130.76 | 136.25 | 143.57 | 143.57 | 136.57 | 141.01 | 151.27 | 141.97 | 133.32
TITANS_2_TTSSR1 |  | Solar_1Axis | Solar Tracking | IID |  | Socal | 0 | 70 | 0 | 0 | 0 | 0 | 0 | 0 | 0.03 | 8.38 | 32.84 | 42.76 | 42.34 | 41.59 | 41.14 | 41.24 | 37.35 | 26.95 | 4.55 | 0 | 0 | 0 | 0 | 0 | 0 | 0 | 0 | 0 | 0 | 0 | 0 | 0 | 0.48 | 18.31 | 44.55 | 49.23 | 48.15 | 47.73 | 47.47 | 45.77 | 44.65 | 40.59 | 17.24 | 0.69 | 0 | 0 | 0 | 0 | 0 | 0 | 0 | 0 | 0 | 0 | 0 | 0 | 0.1 | 11.97 | 41.61 | 51.08 | 51.26 | 50.22 | 49.69 | 49.47 | 46.98 | 43.32 | 32.33 | 12.16 | 1.96 | 0 | 0 | 0 | 0 | 0 | 0 | 0 | 0 | 0 | 0 | 0 | 2.14 | 25.57 | 50.1 | 53.59 | 55.81 | 55.65 | 56 | 55.41 | 54.77 | 52.78 | 49.77 | 40.35 | 12.76 | 0.21 | 0 | 0 | 0 | 0 | 0 | 0 | 0 | 0 | 0 | 0.04 | 10.38 | 38.33 | 52.65 | 57.03 | 58.89 | 59.39 | 59.59 | 59.33 | 58.33 | 56.92 | 54.28 | 47.61 | 22.98 | 1.82 | 0 | 0 | 0 | 0 | 0 | 0 | 0 | 0 | 0 | 0.17 | 12.75 | 38.95 | 52.01 | 56.52 | 59.11 | 60.24 | 59.85 | 59.86 | 58.93 | 57.36 | 54.98 | 49.66 | 29.71 | 4.82 | 0 | 0 | 0 | 0 | 0 | 0 | 0 | 0 | 0 | 0 | 5.65 | 29.94 | 47.98 | 55.17 | 58.11 | 59.25 | 58.71 | 58.02 | 57.52 | 56.13 | 53.26 | 46.06 | 26.41 | 3.95 | 0 | 0 | 0 | 0 | 0 | 0 | 0 | 0 | 0 | 0 | 2.17 | 23.98 | 47.1 | 55.18 | 58.14 | 59.61 | 59.82 | 58.47 | 55.6 | 54.31 | 49.91 | 39.75 | 14.21 | 0.39 | 0 | 0 | 0 | 0 | 0 | 0 | 0 | 0 | 0 | 0 | 0.35 | 15.99 | 40.94 | 50.43 | 54.03 | 55.02 | 55.93 | 54.9 | 53.35 | 49.89 | 45.23 | 24.01 | 2.13 | 0 | 0 | 0 | 0 | 0 | 0 | 0 | 0 | 0 | 0 | 0 | 0 | 7 | 34.54 | 46.16 | 48.56 | 49.26 | 49.14 | 48.66 | 49.4 | 46.2 | 34.84 | 7.59 | 0 | 0 | 0 | 0 | 0 | 0 | 0 | 0 | 0 | 0 | 0 | 0 | 1.1 | 19.57 | 40.91 | 45.95 | 45.06 | 43.79 | 44.5 | 44.24 | 40.7 | 23.9 | 2.22 | 0 | 0 | 0 | 0 | 0 | 0 | 0 | 0 | 0 | 0 | 0 | 0 | 0 | 0.08 | 9.26 | 29.17 | 36.56 | 36.04 | 34.66 | 36.08 | 35.51 | 32.72 | 17.88 | 1.47 | 0 | 0 | 0 | 0 | 0 | 0 | 0
TOWNSITE_2_MEADDYN | TOWNSITE_2_MEADDYN_SUN | Hybrid_Solar1Axis | Solar Tracking | WALC |  | AZ | 0 | 180 | 0 | 0 | 0 | 0 | 0 | 0 | 0.09 | 21.56 | 84.45 | 109.96 | 108.86 | 106.94 | 105.78 | 106.04 | 96.04 | 69.31 | 11.69 | 0 | 0 | 0 | 0 | 0 | 0 | 0 | 0 | 0 | 0 | 0 | 0 | 0 | 1.24 | 47.08 | 114.56 | 126.59 | 123.82 | 122.73 | 122.05 | 117.7 | 114.83 | 104.37 | 44.34 | 1.78 | 0 | 0 | 0 | 0 | 0 | 0 | 0 | 0 | 0 | 0 | 0 | 0 | 0.27 | 30.79 | 107 | 131.34 | 131.81 | 129.13 | 127.79 | 127.2 | 120.82 | 111.4 | 83.13 | 31.27 | 5.05 | 0 | 0 | 0 | 0 | 0 | 0 | 0 | 0 | 0 | 0 | 0 | 5.51 | 65.76 | 128.84 | 137.81 | 143.51 | 143.1 | 144.01 | 142.49 | 140.83 | 135.72 | 127.98 | 103.75 | 32.81 | 0.53 | 0 | 0 | 0 | 0 | 0 | 0 | 0 | 0 | 0 | 0.1 | 26.69 | 98.57 | 135.4 | 146.64 | 151.44 | 152.72 | 153.23 | 152.58 | 149.99 | 146.37 | 139.57 | 122.41 | 59.1 | 4.68 | 0 | 0 | 0 | 0 | 0 | 0 | 0 | 0 | 0 | 0.43 | 32.78 | 100.15 | 133.74 | 145.33 | 152 | 154.91 | 153.9 | 153.93 | 151.54 | 147.51 | 141.38 | 127.7 | 76.4 | 12.4 | 0.01 | 0 | 0 | 0 | 0 | 0 | 0 | 0 | 0 | 0.01 | 14.54 | 76.98 | 123.38 | 141.87 | 149.44 | 152.36 | 150.96 | 149.2 | 147.91 | 144.34 | 136.95 | 118.44 | 67.91 | 10.16 | 0 | 0 | 0 | 0 | 0 | 0 | 0 | 0 | 0 | 0 | 5.57 | 61.66 | 121.12 | 141.9 | 149.5 | 153.27 | 153.82 | 150.36 | 142.96 | 139.65 | 128.35 | 102.23 | 36.54 | 1 | 0 | 0 | 0 | 0 | 0 | 0 | 0 | 0 | 0 | 0 | 0.89 | 41.12 | 105.26 | 129.67 | 138.92 | 141.47 | 143.82 | 141.17 | 137.17 | 128.3 | 116.3 | 61.73 | 5.48 | 0 | 0 | 0 | 0 | 0 | 0 | 0 | 0 | 0 | 0 | 0 | 0.01 | 17.99 | 88.81 | 118.7 | 124.87 | 126.66 | 126.36 | 125.13 | 127.02 | 118.8 | 89.58 | 19.51 | 0.01 | 0 | 0 | 0 | 0 | 0 | 0 | 0 | 0 | 0 | 0 | 0 | 2.83 | 50.33 | 105.21 | 118.16 | 115.87 | 112.6 | 114.43 | 113.77 | 104.65 | 61.47 | 5.71 | 0 | 0 | 0 | 0 | 0 | 0 | 0 | 0 | 0 | 0 | 0 | 0 | 0 | 0.19 | 23.81 | 75 | 94.01 | 92.66 | 89.14 | 92.78 | 91.32 | 84.14 | 45.97 | 3.78 | 0 | 0 | 0 | 0 | 0 | 0 | 0
WHITEH_2_MEADDYN1 |  | Wind | Wind | WALC |  | AZ | 0 | 50 | 12.03 | 10.5 | 9.53 | 10.53 | 11.5 | 12.5 | 12.53 | 13.53 | 13.53 | 11.03 | 11.5 | 11 | 8.59 | 8.53 | 9.53 | 8.5 | 6.03 | 10.53 | 10.03 | 7.06 | 7 | 5.03 | 9 | 11 | 10 | 8 | 8.23 | 9.5 | 8.11 | 8.5 | 7.73 | 8.11 | 7.5 | 4.34 | 4.5 | 3.5 | 4 | 5.11 | 4.61 | 4.5 | 4.61 | 7.11 | 10.61 | 10.34 | 8.11 | 8.5 | 7.73 | 10 | 9.03 | 6 | 6.09 | 6 | 9.03 | 9 | 9.53 | 9 | 6 | 5.53 | 7.53 | 10 | 9.53 | 10.5 | 11.06 | 12.03 | 10.06 | 11 | 10.03 | 10.53 | 10.56 | 9 | 10 | 10 | 10.15 | 7.5 | 5.15 | 4.5 | 4.3 | 4.15 | 5 | 3 | 2 | 1.65 | 2.15 | 2.5 | 2.5 | 4.65 | 4 | 8.15 | 10 | 11 | 13.15 | 14.65 | 11 | 11 | 10 | 10 | 10.5 | 7 | 4.5 | 3.53 | 3.53 | 4.5 | 2.5 | 1 | 1.03 | 1.5 | 1.53 | 2 | 2.5 | 3.5 | 4.5 | 6.03 | 8.5 | 9.5 | 11 | 15.53 | 18.53 | 18.5 | 15.03 | 11.53 | 10.27 | 6.5 | 3 | 2.27 | 1.5 | 1.5 | 0.5 | 0.5 | 0.5 | 0.5 | 0.5 | 0.5 | 1 | 1.5 | 2 | 3 | 3 | 5.27 | 8.27 | 13.32 | 18 | 13.77 | 11.55 | 11.27 | 6.89 | 3.89 | 2 | 2 | 1 | 1 | 0.5 | 0 | 0 | 0 | 0.5 | 0.5 | 1 | 1 | 1.5 | 2 | 3 | 5 | 8 | 15.5 | 15.89 | 15 | 11.39 | 9.89 | 4.5 | 3 | 2 | 1.39 | 1.5 | 1 | 0.5 | 0.39 | 0 | 0 | 0.5 | 1 | 1 | 1 | 1.5 | 2 | 2.5 | 3 | 4.5 | 8 | 8 | 5 | 5.5 | 5.5 | 4.77 | 3.27 | 1.27 | 2.05 | 1.5 | 1.5 | 1.5 | 1.5 | 1 | 0.5 | 0.5 | 0.77 | 1 | 1 | 1 | 2 | 2.77 | 4.05 | 5.82 | 6.27 | 5.5 | 2.5 | 3 | 4.5 | 5 | 3.5 | 2 | 2.5 | 2.5 | 2.5 | 3.5 | 2.5 | 2.5 | 1.5 | 1.5 | 1.39 | 1 | 1 | 1 | 1 | 1.5 | 3.5 | 3.39 | 3.5 | 3.5 | 2.5 | 3.89 | 5.5 | 10.5 | 8 | 8.5 | 8.5 | 7.65 | 9 | 9 | 9.15 | 9.15 | 6.3 | 4.15 | 4.5 | 4.15 | 4.45 | 5.5 | 4.5 | 4.65 | 5.15 | 5 | 5 | 5.5 | 5.95 | 8 | 11 | 15.56 | 15.03 | 16.12 | 14.53 | 13.03 | 13.5 | 13.03 | 13 | 12.53 | 13 | 13 | 11 | 8.53 | 7 | 7.5 | 6.62 | 8.5 | 9.5 | 7.53 | 8 | 8.59 | 8.03 | 11 | 13
WHITEH_2_MEADDYN2 |  | Wind | Wind | WALC |  | AZ | 0 | 300 | 72.18 | 63 | 57.18 | 63.18 | 69 | 75 | 75.18 | 81.18 | 81.18 | 66.18 | 69 | 66 | 51.55 | 51.18 | 57.18 | 51 | 36.18 | 63.18 | 60.18 | 42.37 | 42 | 30.18 | 54 | 66 | 60 | 48 | 49.36 | 57 | 48.68 | 51 | 46.36 | 48.68 | 45 | 26.04 | 27 | 21 | 24 | 30.68 | 27.68 | 27 | 27.68 | 42.68 | 63.68 | 62.04 | 48.68 | 51 | 46.36 | 60 | 54.18 | 36 | 36.55 | 36 | 54.18 | 54 | 57.18 | 54 | 36 | 33.18 | 45.18 | 60 | 57.18 | 63 | 66.37 | 72.18 | 60.37 | 66 | 60.18 | 63.18 | 63.37 | 54 | 60 | 60 | 60.91 | 45 | 30.91 | 27 | 25.82 | 24.91 | 30 | 18 | 12 | 9.91 | 12.91 | 15 | 15 | 27.91 | 24 | 48.91 | 60 | 66 | 78.91 | 87.91 | 66 | 66 | 60 | 60 | 63 | 42 | 27 | 21.18 | 21.18 | 27 | 15 | 6 | 6.18 | 9 | 9.18 | 12 | 15 | 21 | 27 | 36.18 | 51 | 57 | 66 | 93.18 | 111.18 | 111 | 90.18 | 69.18 | 61.64 | 39 | 18 | 13.64 | 9 | 9 | 3 | 3 | 3 | 3 | 3 | 3 | 6 | 9 | 12 | 18 | 18 | 31.64 | 49.64 | 79.93 | 108 | 82.64 | 69.29 | 67.64 | 41.33 | 23.33 | 12 | 12 | 6 | 6 | 3 | 0 | 0 | 0 | 3 | 3 | 6 | 6 | 9 | 12 | 18 | 30 | 48 | 93 | 95.33 | 90 | 68.33 | 59.33 | 27 | 18 | 12 | 8.33 | 9 | 6 | 3 | 2.33 | 0 | 0 | 3 | 6 | 6 | 6 | 9 | 12 | 15 | 18 | 27 | 48 | 48 | 30 | 33 | 33 | 28.64 | 19.64 | 7.64 | 12.29 | 9 | 9 | 9 | 9 | 6 | 3 | 3 | 4.64 | 6 | 6 | 6 | 12 | 16.64 | 24.29 | 34.93 | 37.64 | 33 | 15 | 18 | 27 | 30 | 21 | 12 | 15 | 15 | 15 | 21 | 15 | 15 | 9 | 9 | 8.33 | 6 | 6 | 6 | 6 | 9 | 21 | 20.33 | 21 | 21 | 15 | 23.33 | 33 | 63 | 48 | 51 | 51 | 45.91 | 54 | 54 | 54.91 | 54.91 | 37.82 | 24.91 | 27 | 24.91 | 26.73 | 33 | 27 | 27.91 | 30.91 | 30 | 30 | 33 | 35.73 | 48 | 66 | 93.37 | 90.18 | 96.73 | 87.18 | 78.18 | 81 | 78.18 | 78 | 75.18 | 78 | 78 | 66 | 51.18 | 42 | 45 | 39.73 | 51 | 57 | 45.18 | 48 | 51.55 | 48.18 | 66 | 78
WISTER_2_WISSR1 |  | Solar_Fixed | Solar Fixed | IID |  | Socal | 0 | 20 | 0 | 0 | 0 | 0 | 0 | 0 | 0.03 | 2.65 | 8.89 | 12.05 | 13.03 | 13.45 | 13.1 | 12.62 | 10.54 | 6.15 | 0.89 | 0 | 0 | 0 | 0 | 0 | 0 | 0 | 0 | 0 | 0 | 0 | 0 | 0 | 0.22 | 4.93 | 11.69 | 13.93 | 14.9 | 14.95 | 14.69 | 14.14 | 13.01 | 9.99 | 3.87 | 0.1 | 0 | 0 | 0 | 0 | 0 | 0 | 0 | 0 | 0 | 0 | 0 | 0 | 0.04 | 2.83 | 9.86 | 13.67 | 15.01 | 15.26 | 15.08 | 14.71 | 13.84 | 12.23 | 7.72 | 3.59 | 0.54 | 0 | 0 | 0 | 0 | 0 | 0 | 0 | 0 | 0 | 0 | 0 | 0.55 | 5.53 | 11.9 | 14.94 | 16.3 | 16.97 | 17 | 16.65 | 16.22 | 14.88 | 12.66 | 8.68 | 2.17 | 0.03 | 0 | 0 | 0 | 0 | 0 | 0 | 0 | 0 | 0 | 0.03 | 2.29 | 8.4 | 12.75 | 15.15 | 16.84 | 17.51 | 17.6 | 17.41 | 17.06 | 15.89 | 13.89 | 10.08 | 3.79 | 0.25 | 0 | 0 | 0 | 0 | 0 | 0 | 0 | 0 | 0 | 0.07 | 2.81 | 8.58 | 13.02 | 15.55 | 17.22 | 18 | 18.14 | 18.11 | 17.49 | 16.19 | 14.2 | 10.85 | 5.18 | 0.65 | 0 | 0 | 0 | 0 | 0 | 0 | 0 | 0 | 0 | 0 | 1.35 | 5.9 | 10.89 | 14.01 | 16.09 | 17.15 | 17.49 | 17.35 | 16.57 | 15.5 | 13.42 | 10.09 | 4.59 | 0.52 | 0 | 0 | 0 | 0 | 0 | 0 | 0 | 0 | 0 | 0 | 0.6 | 5.31 | 11.33 | 14.56 | 16.55 | 17.58 | 17.91 | 17.62 | 16.88 | 15.37 | 13 | 8.67 | 2.48 | 0.07 | 0 | 0 | 0 | 0 | 0 | 0 | 0 | 0 | 0 | 0 | 0.17 | 4.08 | 10.58 | 14.25 | 16.25 | 17.15 | 17.36 | 17.2 | 16.4 | 14.44 | 11.63 | 5.15 | 0.46 | 0 | 0 | 0 | 0 | 0 | 0 | 0 | 0 | 0 | 0 | 0 | 0.02 | 2.17 | 9.17 | 13.12 | 14.93 | 15.87 | 16.09 | 15.86 | 15.08 | 13.42 | 8.49 | 1.7 | 0.01 | 0 | 0 | 0 | 0 | 0 | 0 | 0 | 0 | 0 | 0 | 0 | 0.49 | 5.4 | 10.8 | 13.43 | 14.33 | 14.67 | 14.22 | 13.46 | 11.08 | 5.06 | 0.34 | 0 | 0 | 0 | 0 | 0 | 0 | 0 | 0 | 0 | 0 | 0 | 0 | 0 | 0.06 | 2.85 | 8 | 10.7 | 11.8 | 12.42 | 12.04 | 11.06 | 9.02 | 4.03 | 0.25 | 0 | 0 | 0 | 0 | 0 | 0 | 0
SOLBLU_2_WSBSX2 |  | Paired_Solar_1Axis | Solar Tracking | CISO | North | Norcal | ID | 250 | 0 | 0 | 0 | 0 | 0 | 0 | 0 | 5.86 | 47.26 | 83.71 | 102.06 | 110.34 | 113.97 | 106.33 | 99.23 | 68.09 | 15.08 | 0.01 | 0 | 0 | 0 | 0 | 0 | 0 | 0 | 0 | 0 | 0 | 0 | 0 | 0.06 | 31.7 | 129.15 | 165.65 | 165.06 | 157.55 | 155.57 | 155.19 | 158.6 | 137.7 | 71.9 | 3.83 | 0 | 0 | 0 | 0 | 0 | 0 | 0 | 0 | 0 | 0 | 0 | 0 | 0 | 19.49 | 109.96 | 165.05 | 174.01 | 167.66 | 169.04 | 161.86 | 153.9 | 144.86 | 121.3 | 36.75 | 7.61 | 0.01 | 0 | 0 | 0 | 0 | 0 | 0 | 0 | 0 | 0 | 0 | 1.96 | 64.28 | 153.52 | 180.61 | 179.57 | 176.89 | 182.8 | 181.77 | 178.32 | 180.7 | 170.13 | 151.18 | 65.01 | 2.59 | 0 | 0 | 0 | 0 | 0 | 0 | 0 | 0 | 0 | 0.01 | 23.35 | 124.71 | 175.46 | 187.72 | 190.86 | 189.35 | 193.35 | 193.67 | 194.12 | 196.73 | 191.21 | 179.37 | 109.27 | 14.51 | 0 | 0 | 0 | 0 | 0 | 0 | 0 | 0 | 0 | 0.14 | 38.83 | 141.04 | 190.21 | 206.78 | 209.56 | 211.36 | 212.72 | 211.49 | 210.02 | 210.65 | 202.63 | 189.83 | 136.95 | 37.07 | 0.32 | 0 | 0 | 0 | 0 | 0 | 0 | 0 | 0 | 0 | 17.45 | 115.55 | 190.83 | 210.73 | 213.92 | 214.53 | 212.94 | 212.9 | 209.53 | 209.36 | 201.81 | 186.66 | 129.48 | 29.89 | 0.16 | 0 | 0 | 0 | 0 | 0 | 0 | 0 | 0 | 0 | 2.56 | 68.29 | 159.46 | 194.19 | 201.91 | 204.46 | 204.2 | 202.31 | 201.99 | 201.26 | 192.48 | 156.75 | 68.92 | 4.02 | 0 | 0 | 0 | 0 | 0 | 0 | 0 | 0 | 0 | 0 | 0.09 | 33.03 | 127.33 | 170.25 | 180.36 | 182.49 | 180.36 | 179.21 | 179.74 | 182.31 | 164.11 | 101.75 | 13.05 | 0 | 0 | 0 | 0 | 0 | 0 | 0 | 0 | 0 | 0 | 0 | 0 | 8.61 | 81.41 | 142.29 | 156.93 | 154.81 | 149.12 | 150.88 | 155.48 | 151.78 | 118.97 | 33.61 | 0.22 | 0 | 0 | 0 | 0 | 0 | 0 | 0 | 0 | 0 | 0 | 0 | 0.26 | 26.82 | 93.08 | 127.02 | 131.92 | 126.31 | 129.94 | 133.01 | 125.64 | 76.68 | 9.16 | 0 | 0 | 0 | 0 | 0 | 0 | 0 | 0 | 0 | 0 | 0 | 0 | 0 | 0 | 6.3 | 46.82 | 76.65 | 91.8 | 100.5 | 99.03 | 95.39 | 80.2 | 42.73 | 5.02 | 0 | 0 | 0 | 0 | 0 | 0 | 0
STRAUS_1_STRWD1 |  | Wind | Wind | CISO | South | Socal | FC | 95.25 | 5 | 5.29 | 4.99 | 4.76 | 5.32 | 5.17 | 5.3 | 4.86 | 4.23 | 4.79 | 4.26 | 4.67 | 5.25 | 4.79 | 5.27 | 5.26 | 4.5 | 4.34 | 5.19 | 4.9 | 4.84 | 5.31 | 4.58 | 4.84 | 9.23 | 8.8 | 10.1 | 9.84 | 8.31 | 8.81 | 8.68 | 7.11 | 7.44 | 8.21 | 10.23 | 10.59 | 9.55 | 8.84 | 11.29 | 11.57 | 11.34 | 11.86 | 11.2 | 12.19 | 13.99 | 12.08 | 10.63 | 10.46 | 10.28 | 9.66 | 8.47 | 8.39 | 8.56 | 8.53 | 8.56 | 7.04 | 5.44 | 5.42 | 5.52 | 6.24 | 7.57 | 8.17 | 9.23 | 9 | 12.06 | 12.84 | 12.1 | 13.02 | 12.62 | 12.94 | 10.67 | 10.11 | 35.18 | 36.48 | 33.33 | 30.48 | 28.5 | 25.48 | 21.02 | 17.34 | 12.66 | 11.28 | 11.19 | 11.16 | 10.86 | 12.67 | 19.01 | 26.26 | 31.21 | 35.05 | 37.61 | 38.43 | 38.44 | 38.78 | 36.96 | 36.95 | 41.14 | 38.99 | 37.27 | 37.25 | 32.81 | 26.37 | 20.21 | 15.2 | 11.26 | 8.4 | 6.32 | 6.08 | 5.22 | 7.23 | 12.03 | 19.42 | 30.29 | 36.26 | 40.96 | 39.5 | 39.91 | 42.15 | 41.54 | 42.44 | 42.33 | 41.31 | 38.43 | 35.09 | 32.03 | 25.85 | 20.22 | 14.85 | 9.13 | 6.61 | 4.74 | 5.52 | 5.97 | 7.02 | 11.54 | 18.44 | 26.61 | 31.44 | 36.11 | 40.49 | 44.21 | 44.07 | 43.54 | 43.87 | 39.85 | 37.44 | 35.31 | 31.1 | 25.77 | 22.16 | 16.47 | 10.64 | 5.42 | 3.62 | 3.09 | 3.65 | 4.86 | 7.13 | 11.65 | 17.37 | 24.97 | 31.74 | 36.68 | 40.04 | 43.34 | 44.41 | 43.01 | 41.47 | 35.68 | 34.59 | 31.74 | 27.14 | 21.86 | 19.06 | 14.02 | 10.11 | 6.21 | 4.25 | 3.33 | 3.7 | 5.01 | 7.05 | 10.83 | 15.8 | 21.68 | 27.79 | 31.31 | 37.97 | 40.26 | 40.13 | 38.82 | 37.02 | 18 | 16.59 | 15.03 | 11.7 | 9.63 | 6.97 | 5.59 | 3.86 | 3.22 | 3.23 | 3.71 | 4.94 | 5.73 | 6.81 | 8.45 | 10.44 | 11.8 | 15.57 | 19.06 | 22.87 | 22.89 | 22.86 | 21.48 | 19.64 | 9.38 | 8.7 | 8.82 | 8.68 | 7.95 | 6.54 | 5.28 | 4.37 | 2.92 | 2.62 | 2.8 | 3.5 | 4.13 | 4.14 | 4.2 | 4.85 | 6.19 | 7.39 | 8.92 | 10.27 | 11.34 | 11.54 | 10.66 | 9.17 | 4.2 | 3.72 | 3.81 | 3.87 | 3.92 | 3.98 | 3.8 | 3.42 | 3.11 | 3.4 | 3.7 | 4.21 | 4 | 4.23 | 4.27 | 3.57 | 3.24 | 4.12 | 5.18 | 5.59 | 5.95 | 4.42 | 4.68 | 4.51 | 3.55 | 3.45 | 3.38 | 3.88 | 3.8 | 3.86 | 3.83 | 3.57 | 3.34 | 3.33 | 3.31 | 3.61 | 3.59 | 3.32 | 3.16 | 3.32 | 3.67 | 3.87 | 4.37 | 4.1 | 4.64 | 4.17 | 3.94 | 3.91
CHESTN_2_CHWSX2 |  | Paired_Solar_1Axis | Solar Tracking | CISO | North | Norcal | ID | 150 | 0 | 0 | 0 | 0 | 0 | 0 | 0 | 3.52 | 28.36 | 50.22 | 61.24 | 66.2 | 68.38 | 63.8 | 59.54 | 40.85 | 9.05 | 0.01 | 0 | 0 | 0 | 0 | 0 | 0 | 0 | 0 | 0 | 0 | 0 | 0 | 0.03 | 19.02 | 77.49 | 99.39 | 99.03 | 94.53 | 93.34 | 93.12 | 95.16 | 82.62 | 43.14 | 2.3 | 0 | 0 | 0 | 0 | 0 | 0 | 0 | 0 | 0 | 0 | 0 | 0 | 0 | 11.69 | 65.98 | 99.03 | 104.41 | 100.6 | 101.42 | 97.12 | 92.34 | 86.91 | 72.78 | 22.05 | 4.57 | 0.01 | 0 | 0 | 0 | 0 | 0 | 0 | 0 | 0 | 0 | 0 | 1.18 | 38.57 | 92.11 | 108.37 | 107.74 | 106.13 | 109.68 | 109.06 | 106.99 | 108.42 | 102.08 | 90.71 | 39 | 1.55 | 0 | 0 | 0 | 0 | 0 | 0 | 0 | 0 | 0 | 0.01 | 14.01 | 74.83 | 105.28 | 112.63 | 114.52 | 113.61 | 116.01 | 116.2 | 116.47 | 118.04 | 114.73 | 107.62 | 65.56 | 8.7 | 0 | 0 | 0 | 0 | 0 | 0 | 0 | 0 | 0 | 0.08 | 23.3 | 84.62 | 114.13 | 124.07 | 125.73 | 126.82 | 127.63 | 126.9 | 126.01 | 126.39 | 121.58 | 113.9 | 82.17 | 22.24 | 0.19 | 0 | 0 | 0 | 0 | 0 | 0 | 0 | 0 | 0 | 10.47 | 69.33 | 114.5 | 126.44 | 128.35 | 128.72 | 127.76 | 127.74 | 125.72 | 125.62 | 121.09 | 112 | 77.69 | 17.93 | 0.09 | 0 | 0 | 0 | 0 | 0 | 0 | 0 | 0 | 0 | 1.54 | 40.97 | 95.67 | 116.51 | 121.15 | 122.68 | 122.52 | 121.38 | 121.2 | 120.76 | 115.49 | 94.05 | 41.35 | 2.41 | 0 | 0 | 0 | 0 | 0 | 0 | 0 | 0 | 0 | 0 | 0.06 | 19.82 | 76.4 | 102.15 | 108.22 | 109.5 | 108.21 | 107.53 | 107.84 | 109.39 | 98.46 | 61.05 | 7.83 | 0 | 0 | 0 | 0 | 0 | 0 | 0 | 0 | 0 | 0 | 0 | 0 | 5.17 | 48.84 | 85.38 | 94.16 | 92.89 | 89.47 | 90.53 | 93.29 | 91.07 | 71.38 | 20.16 | 0.13 | 0 | 0 | 0 | 0 | 0 | 0 | 0 | 0 | 0 | 0 | 0 | 0.16 | 16.09 | 55.85 | 76.21 | 79.15 | 75.79 | 77.96 | 79.81 | 75.38 | 46.01 | 5.5 | 0 | 0 | 0 | 0 | 0 | 0 | 0 | 0 | 0 | 0 | 0 | 0 | 0 | 0 | 3.78 | 28.09 | 45.99 | 55.08 | 60.3 | 59.42 | 57.24 | 48.12 | 25.64 | 3.01 | 0 | 0 | 0 | 0 | 0 | 0 | 0
POLRIS_2_ASESR1 |  | Paired_Solar_1Axis | Solar Tracking | CISO | South | Socal | ID | 56 | 0 | 0 | 0 | 0 | 0 | 0 | 0.03 | 6.71 | 26.27 | 34.21 | 33.87 | 33.27 | 32.91 | 32.99 | 29.88 | 21.56 | 3.64 | 0 | 0 | 0 | 0 | 0 | 0 | 0 | 0 | 0 | 0 | 0 | 0 | 0 | 0.39 | 14.65 | 35.64 | 39.38 | 38.52 | 38.18 | 37.97 | 36.62 | 35.72 | 32.47 | 13.79 | 0.55 | 0 | 0 | 0 | 0 | 0 | 0 | 0 | 0 | 0 | 0 | 0 | 0 | 0.08 | 9.58 | 33.29 | 40.86 | 41.01 | 40.17 | 39.76 | 39.57 | 37.59 | 34.66 | 25.86 | 9.73 | 1.57 | 0 | 0 | 0 | 0 | 0 | 0 | 0 | 0 | 0 | 0 | 0 | 1.72 | 20.46 | 40.08 | 42.88 | 44.65 | 44.52 | 44.8 | 44.33 | 43.81 | 42.22 | 39.82 | 32.28 | 10.21 | 0.17 | 0 | 0 | 0 | 0 | 0 | 0 | 0 | 0 | 0 | 0.03 | 8.3 | 30.67 | 42.12 | 45.62 | 47.11 | 47.51 | 47.67 | 47.47 | 46.66 | 45.54 | 43.42 | 38.08 | 18.39 | 1.46 | 0 | 0 | 0 | 0 | 0 | 0 | 0 | 0 | 0 | 0.13 | 10.2 | 31.16 | 41.61 | 45.21 | 47.29 | 48.19 | 47.88 | 47.89 | 47.15 | 45.89 | 43.99 | 39.73 | 23.77 | 3.86 | 0 | 0 | 0 | 0 | 0 | 0 | 0 | 0 | 0 | 0 | 4.52 | 23.95 | 38.39 | 44.14 | 46.49 | 47.4 | 46.96 | 46.42 | 46.02 | 44.91 | 42.61 | 36.85 | 21.13 | 3.16 | 0 | 0 | 0 | 0 | 0 | 0 | 0 | 0 | 0 | 0 | 1.73 | 19.18 | 37.68 | 44.15 | 46.51 | 47.68 | 47.85 | 46.78 | 44.48 | 43.45 | 39.93 | 31.8 | 11.37 | 0.31 | 0 | 0 | 0 | 0 | 0 | 0 | 0 | 0 | 0 | 0 | 0.28 | 12.79 | 32.75 | 40.34 | 43.22 | 44.01 | 44.74 | 43.92 | 42.68 | 39.91 | 36.18 | 19.21 | 1.71 | 0 | 0 | 0 | 0 | 0 | 0 | 0 | 0 | 0 | 0 | 0 | 0 | 5.6 | 27.63 | 36.93 | 38.85 | 39.41 | 39.31 | 38.93 | 39.52 | 36.96 | 27.87 | 6.07 | 0 | 0 | 0 | 0 | 0 | 0 | 0 | 0 | 0 | 0 | 0 | 0 | 0.88 | 15.66 | 32.73 | 36.76 | 36.05 | 35.03 | 35.6 | 35.39 | 32.56 | 19.12 | 1.78 | 0 | 0 | 0 | 0 | 0 | 0 | 0 | 0 | 0 | 0 | 0 | 0 | 0 | 0.06 | 7.41 | 23.33 | 29.25 | 28.83 | 27.73 | 28.87 | 28.41 | 26.18 | 14.3 | 1.18 | 0 | 0 | 0 | 0 | 0 | 0 | 0
CUYAMA_6_SB3SB1 | CUYAMA_6_SB3SB1_SUN | Hybrid_Solar1Axis | Solar Tracking | CISO | South | Norcal | ID | 3 | 0 | 0 | 0 | 0 | 0 | 0 | 0 | 0.07 | 0.57 | 1 | 1.22 | 1.32 | 1.37 | 1.28 | 1.19 | 0.82 | 0.18 | 0 | 0 | 0 | 0 | 0 | 0 | 0 | 0 | 0 | 0 | 0 | 0 | 0 | 0 | 0.38 | 1.55 | 1.99 | 1.98 | 1.89 | 1.87 | 1.86 | 1.9 | 1.65 | 0.86 | 0.05 | 0 | 0 | 0 | 0 | 0 | 0 | 0 | 0 | 0 | 0 | 0 | 0 | 0 | 0.23 | 1.32 | 1.98 | 2.09 | 2.01 | 2.03 | 1.94 | 1.85 | 1.74 | 1.46 | 0.44 | 0.09 | 0 | 0 | 0 | 0 | 0 | 0 | 0 | 0 | 0 | 0 | 0 | 0.02 | 0.77 | 1.84 | 2.17 | 2.15 | 2.12 | 2.19 | 2.18 | 2.14 | 2.17 | 2.04 | 1.81 | 0.78 | 0.03 | 0 | 0 | 0 | 0 | 0 | 0 | 0 | 0 | 0 | 0 | 0.28 | 1.5 | 2.11 | 2.25 | 2.29 | 2.27 | 2.32 | 2.32 | 2.33 | 2.36 | 2.29 | 2.15 | 1.31 | 0.17 | 0 | 0 | 0 | 0 | 0 | 0 | 0 | 0 | 0 | 0 | 0.47 | 1.69 | 2.28 | 2.48 | 2.51 | 2.54 | 2.55 | 2.54 | 2.52 | 2.53 | 2.43 | 2.28 | 1.64 | 0.44 | 0 | 0 | 0 | 0 | 0 | 0 | 0 | 0 | 0 | 0 | 0.21 | 1.39 | 2.29 | 2.53 | 2.57 | 2.57 | 2.56 | 2.55 | 2.51 | 2.51 | 2.42 | 2.24 | 1.55 | 0.36 | 0 | 0 | 0 | 0 | 0 | 0 | 0 | 0 | 0 | 0 | 0.03 | 0.82 | 1.91 | 2.33 | 2.42 | 2.45 | 2.45 | 2.43 | 2.42 | 2.42 | 2.31 | 1.88 | 0.83 | 0.05 | 0 | 0 | 0 | 0 | 0 | 0 | 0 | 0 | 0 | 0 | 0 | 0.4 | 1.53 | 2.04 | 2.16 | 2.19 | 2.16 | 2.15 | 2.16 | 2.19 | 1.97 | 1.22 | 0.16 | 0 | 0 | 0 | 0 | 0 | 0 | 0 | 0 | 0 | 0 | 0 | 0 | 0.1 | 0.98 | 1.71 | 1.88 | 1.86 | 1.79 | 1.81 | 1.87 | 1.82 | 1.43 | 0.4 | 0 | 0 | 0 | 0 | 0 | 0 | 0 | 0 | 0 | 0 | 0 | 0 | 0 | 0.32 | 1.12 | 1.52 | 1.58 | 1.52 | 1.56 | 1.6 | 1.51 | 0.92 | 0.11 | 0 | 0 | 0 | 0 | 0 | 0 | 0 | 0 | 0 | 0 | 0 | 0 | 0 | 0 | 0.08 | 0.56 | 0.92 | 1.1 | 1.21 | 1.19 | 1.14 | 0.96 | 0.51 | 0.06 | 0 | 0 | 0 | 0 | 0 | 0 | 0
CMBLND_2_DS2SR3 |  | Paired_Solar_1Axis | Solar Tracking | CISO | South | Socal | ID | 52 | 0 | 0 | 0 | 0 | 0 | 0 | 0.03 | 6.23 | 24.4 | 31.77 | 31.45 | 30.89 | 30.56 | 30.63 | 27.75 | 20.02 | 3.38 | 0 | 0 | 0 | 0 | 0 | 0 | 0 | 0 | 0 | 0 | 0 | 0 | 0 | 0.36 | 13.6 | 33.1 | 36.57 | 35.77 | 35.46 | 35.26 | 34 | 33.17 | 30.15 | 12.81 | 0.51 | 0 | 0 | 0 | 0 | 0 | 0 | 0 | 0 | 0 | 0 | 0 | 0 | 0.08 | 8.9 | 30.91 | 37.94 | 38.08 | 37.3 | 36.92 | 36.75 | 34.9 | 32.18 | 24.01 | 9.03 | 1.46 | 0 | 0 | 0 | 0 | 0 | 0 | 0 | 0 | 0 | 0 | 0 | 1.59 | 19 | 37.22 | 39.81 | 41.46 | 41.34 | 41.6 | 41.16 | 40.68 | 39.21 | 36.97 | 29.97 | 9.48 | 0.15 | 0 | 0 | 0 | 0 | 0 | 0 | 0 | 0 | 0 | 0.03 | 7.71 | 28.48 | 39.11 | 42.36 | 43.75 | 44.12 | 44.27 | 44.08 | 43.33 | 42.28 | 40.32 | 35.36 | 17.07 | 1.35 | 0 | 0 | 0 | 0 | 0 | 0 | 0 | 0 | 0 | 0.12 | 9.47 | 28.93 | 38.64 | 41.98 | 43.91 | 44.75 | 44.46 | 44.47 | 43.78 | 42.61 | 40.84 | 36.89 | 22.07 | 3.58 | 0 | 0 | 0 | 0 | 0 | 0 | 0 | 0 | 0 | 0 | 4.2 | 22.24 | 35.64 | 40.98 | 43.17 | 44.02 | 43.61 | 43.1 | 42.73 | 41.7 | 39.56 | 34.21 | 19.62 | 2.93 | 0 | 0 | 0 | 0 | 0 | 0 | 0 | 0 | 0 | 0 | 1.61 | 17.81 | 34.99 | 40.99 | 43.19 | 44.28 | 44.44 | 43.44 | 41.3 | 40.34 | 37.08 | 29.53 | 10.56 | 0.29 | 0 | 0 | 0 | 0 | 0 | 0 | 0 | 0 | 0 | 0 | 0.26 | 11.88 | 30.41 | 37.46 | 40.13 | 40.87 | 41.55 | 40.78 | 39.63 | 37.06 | 33.6 | 17.83 | 1.58 | 0 | 0 | 0 | 0 | 0 | 0 | 0 | 0 | 0 | 0 | 0 | 0 | 5.2 | 25.66 | 34.29 | 36.07 | 36.59 | 36.51 | 36.15 | 36.69 | 34.32 | 25.88 | 5.64 | 0 | 0 | 0 | 0 | 0 | 0 | 0 | 0 | 0 | 0 | 0 | 0 | 0.82 | 14.54 | 30.39 | 34.13 | 33.47 | 32.53 | 33.06 | 32.87 | 30.23 | 17.76 | 1.65 | 0 | 0 | 0 | 0 | 0 | 0 | 0 | 0 | 0 | 0 | 0 | 0 | 0 | 0.06 | 6.88 | 21.67 | 27.16 | 26.77 | 25.75 | 26.8 | 26.38 | 24.31 | 13.28 | 1.09 | 0 | 0 | 0 | 0 | 0 | 0 | 0
Path | BAA | Region
North | CISO | Norcal
South | CISO | Socal
| IID | Socal
| SRP | AZ
| AZPS | AZ
| PNM | NM
| WALC | AZ
| BPAT | WA/OR
| LADWP | Socal

## mastergen (updated January)
CLASSIFICATION | QF | RESOURCE_AGG_TYPE | PARENT_RESOURCE_ID | RESOURCE_ID | RESOURCE_TYPE | GEN_UNIT_NAME | NET_DEPENDABLE_CAPACITY | NAMEPLATE_CAPACITY | PTO_AREA | OWNER_OR_QF | UNIT_TYPE | ENERGY_SOURCE | ZONE | COD | RIVER_SYSTEM | BAA_ID | UDC
Non-Participating | N | Y | DVLCYN_1_UNITS | DVLCYN_1_UNIT 2 | GEN | DEVIL CANYON HYDRO UNIT 2 | 60 | 60 |  | California Dept. of Water Resources | HYDRO | WATER | SP15 |  |  | CISO | CWRS
Non-Participating |  | Y | PALOMR_2_PL1X3 | PALOMR_7_CTG2 | GEN | PALOMR_7_CTG2 | 188 | 188 |  |  | COMBUSTION TURBINE |  | SP15 |  |  | CISO | SDGE
Non-Participating | N | Y | MCFLND_5_MSBSX2 | MCFLND_5_MSBSR1 | GEN | McFarland Solar B PV | 50 | 50 | SDGE | McFarland Solar B, LLC | PHOTO VOLTAIC | SUN | SP15 |  |  | CISO | SDGE
Participating Unit | N | N |  | CSLR4S_2_SOLAR | GEN | Csolar IV South | 130 | 130 | SDGE | CSolar IV South, LLC | PHOTO VOLTAIC | SUN | SP15 | 2013-10-11 |  | CISO | SDGE
Participating Unit | N | Y | VESTAL_2_KERN | VESTAL_2_KERN | GEN | KERN RIVER PH 3 UNITS 1 & 2 AGGREGATE | 36.8 |  | SCE | Southern California Edison Company | HYDRO | WATER | SP15 | 1907-01-01 |  | CISO | SCE
Participating Unit | N | Y | DELSUR_6_CREST | DELSUR_6_CREST | GEN | Delsur Aggregate Solar Resources | 8.5 |  | SCE | Southern California Edison Company | PHOTO VOLTAIC | SUN | SP15 | 2016-04-05 |  | CISO | SCE
Non-Participating | N | Y | DMDVLY_1_UNITS | DMDVLY_1_GEN 12 | GEN | Diamond Valley Unit 12 | 3.3 | 3.3 |  | Metropolitan Water District of Southern California (MWD) | HYDRO | WATER | SP15 |  |  | CISO | SCE
Participating Unit | N | N |  | MCSWAN_6_UNITS | GEN | MC SWAIN HYDRO | 9 | 10 | PGAE | Merced Irrigation District | HYDRO | WATER | NP15 | 1967-01-01 |  | CISO | PGAE
Participating Unit | N | N |  | DYLAN_2_BMTBT1 | GEN | Beaumont BESS | 100 | 100 | SCE | Beaumont ESS, LLC | OTHER | LESR | SP15 |  |  | CISO | SCE
Participating Unit | N | N |  | SHUTLE_6_RUISR3 | GEN | Rutan 3 | 1 | 1 | SCE | TerraForm Phoenix I CD Holdings LLC | PHOTO VOLTAIC | SUN | SP15 |  |  | CISO | SCE
Participating Unit | Y | N |  | SNCLRA_6_QF | GEN | SANTA CLARA QFS | 1.65 | 15 | SCE | Southern California Edison Company | OTHER | OTHER | SP15 | 1987-01-01 |  | CISO | SCE
Participating Unit | Y | N |  | WALNUT_7_WCOVST | GEN | MM West Covina - ST Unit | 6.5 | 6.5 | SCE | MM West Covina LLC | STEAM | BIOGAS | SP15 | 1996-10-05 |  | CISO | SCE
Non-Participating | N | Y | HYTTHM_2_UNITS | HYATT_2_UNIT 1 | GEN | Edward Hyatt Gen Unit 1 | 141.6 | 141.6 |  | California Dept. of Water Resources | HYDRO | WATER | NP15 |  |  | CISO | CWRP
Participating Unit | N | N |  | ROSMND_6_SOLAR | GEN | Lancaster B | 3 | 3 | SCE | Lancaster WAD B, LLC | PHOTO VOLTAIC | SUN | SP15 | 2017-04-22 |  | CISO | SCE
Participating Unit | N | Y | VERNON_6_MALBRG | VERNON_6_MALBRG | GEN | Malburg Generating Station | 139 |  | SCE | City of Vernon | COMBINED CYCLE | NATURAL GAS | SP15 | 2005-10-17 |  | CISO | VERN
Participating Unit | N | N |  | PIOPIC_2_CTG3 | GEN | Pio Pico Unit 3 | 112 | 112 | SDGE | Pio Pico Energy Center | COMBUSTION TURBINE | NATURAL GAS | SP15 | 2016-11-03 |  | CISO | SDGE
Participating Unit | N | N |  | PROXSR_2_PROSR1 | GEN | Proxima Solar | 120 | 120 | PGAE | Proxima Solar, LLC | PHOTO VOLTAIC | SUN | NP15 |  |  | CISO | PGAE
Participating Unit | N | N |  | BASICE_2_UNITS | GEN | King City Cogen | 120 | 120 | PGAE | Calpine King City Cogen | COMBINED CYCLE | NATURAL GAS | NP15 | 1989-03-14 |  | CISO | PGAE
Participating Unit | N | N |  | GLNARM_7_UNIT 2 | GEN | GLEN ARM UNIT 2 | 22.38 | 30.6 | SCE | City of Pasadena | COMBUSTION TURBINE | NATURAL GAS | SP15 | 1976-01-01 |  | CISO | PASA
Non-Participating | N | Y | GRNLF1_1_PL1X2 | GRNLF1_1_UNITB | GEN | Greenleaf 1 | 37 | 37 |  | Calpine Greenleaf Holdings, Inc. | COMBUSTION TURBINE | NATURAL GAS | NP15 |  |  | CISO | PGAE
Participating Unit | N | N |  | LAWRNC_7_SUNYVL | GEN | City of Sunnyvale Unit 1 and 2 | 0.3 | 1.6 | PGAE | City of Sunnyvale | RECIPROCATING ENGINE | BIOGAS | NP15 | 1999-01-01 |  | CISO | PGAE
Participating Unit | N | N |  | MRGT_6_MEF2 | GEN | Miramar Energy Facility II | 44 | 67.5 | SDGE | San Diego Gas & Electric | COMBUSTION TURBINE | NATURAL GAS | SP15 | 2009-08-07 |  | CISO | SDGE
Participating Unit | N | Y | SCEC_1_PDRP127 | SCEC_1_PDRP127 | GEN | SCEC_1_PDRP127 | 0.99 |  | SCE | Leapfrog Power, inc. | OTHER | OTHER | SP15 |  |  | CISO | SCE
Non-Participating | N | Y | BUCKBL_2_PL1X3 | BUCKBL_2_CTG11 | GEN | Blythe CTG 11 | 182 | 182 |  | Blythe Energy, LLC | COMBUSTION TURBINE | NATURAL GAS | SP15 |  |  | CISO | SCE
Participating Unit | N | Y | PGSB_1_PDRPCUR01 | PGSB_1_PDRPCUR01 | GEN | CVP Load Shift PGSB | 0.1 |  | PGAE | Micronoc, Inc | OTHER | OTHER | NP15 |  |  | CISO | PGAE
Participating Unit | N | N |  | SLATE_2_SLASR5 | GEN | Slate 5 | 26 | 26 | PGAE | RE Slate 1 LLC | OTHER | HYBD | NP15 | 2022-03-15 |  | CISO | PGAE
Participating Unit | N | N |  | SUMWHT_6_SWSSR1 | GEN | Summer Wheat Solar Farm | 18.5 | 18.5 | PGAE | GASNA 6P, LLC | PHOTO VOLTAIC | SUN | NP15 | 2018-10-11 |  | CISO | PGAE
Participating Unit | N | N |  | SPRGVL_2_CREST | GEN | Springerville Aggregate Solar Resources | 3 | 18.5 | SCE | Southern California Edison Company | PHOTO VOLTAIC | SUN | SP15 | 2017-01-05 |  | CISO | SCE
Participating Unit | N | N |  | ELCAP_1_SOLAR | GEN | 2097 Helton | 1.5 | 1.5 | PGAE | Solarenewal LLC | PHOTO VOLTAIC | SUN | NP15 | 2015-05-01 |  | CISO | PGAE
Participating Unit | N | N |  | NORCNV_1_NCVBT1 | GEN | North Central Valley | 132 | 132 | PGAE | North Central Valley Energy Storage, LLC | OTHER | LESR | NP15 | 2023-08-30 |  | CISO | PGAE
Participating Unit | N | Y | BIGCRK_2_EXESWD | BIGCRK_2_EXESWD | GEN | BIG CREEK HYDRO PROJECT PSP | 820 |  | SCE | Southern California Edison Company | HYDRO | WATER | SP15 | 1913-01-01 |  | CISO | SCE
Participating Unit | N | Y | SCEN_6_PDRP103 | SCEN_6_PDRP103 | GEN | ESPN_SCEN_6_PDRP103 | 9.99 |  | SCE | Enersponse, Inc | OTHER | OTHER | SP15 |  |  | CISO | SCE
Participating Unit | N | N |  | GARNET_2_COAWD2 | GEN | Coachella 2 | 10.8 | 10.8 | SCE | Coachella Wind Holdings, LLC | WIND | WIND | SP15 | 2021-04-26 |  | CISO | SCE
Non-Participating | N | Y | SUNSHN_2_LNDFL | SUNSHN_2_LNDFL2 | GEN | SUNSHN_2_LNDFL2 | 4.6 | 4.6 |  | Sunshine Gas Producers, L.L.C. Unit 2 | COMBUSTION TURBINE | BIOGAS | SP15 |  |  | CISO | SCE
Participating Unit | N | N |  | CENTER_2_SOLAR1 | GEN | Pico Rivera | 0.9 | 1 | SCE | DG Solar Lessee II, LLC (Pico Rivera) | PHOTO VOLTAIC | SUN | SP15 | 2015-11-20 |  | CISO | SCE
Participating Unit | N | N |  | BEJNLS_5_BV2SCEDYN | TG | Broadview 2 | 167 |  | SCE | WILLOWBEACH | WIND | WIND | SP15 | 2017-01-27 |  | AZPS | SCE
Participating Unit | N | N |  | HAYPRS_6_HAYHD2 | GEN | Haypress Middle | 6.7 | 8.7 | PGAE | EIF Haypress, LLC | HYDRO | WATER | NP15 | 2021-04-08 |  | CISO | PGAE
Participating Unit |  | N |  | DRACKR_2_DSUBT4 | GEN | Dracker Solar Unit 4 BESS | 47 | 47 | SCE | NextEra Blythe Solar Energy Center, LLC | OTHER | LESR | SP15 | 2022-09-28 |  | CISO | SCE
Participating Unit | N | N |  | FORBST_7_UNIT 1 | GEN | FORBESTOWN HYDRO | 37.5 | 39 | PGAE | South Feather Water and Power | HYDRO | WATER | NP15 | 1963-01-01 |  | CISO | PGAE
Non-Participating | N | Y | KRAMER_1_R1PX3 | KRAMER_1_R1PSR1 | GEN | Resurgence 1 PV | 30 | 30 |  | Resurgence Solar I, LLC | PHOTO VOLTAIC | SUN | SP15 |  |  | CISO | SCE
Participating Unit | N | Y | SCEW_2_PDRP123 | SCEW_2_PDRP123 | GEN | SCEW_2_PDRP123 | 9.99 |  | SCE | Leapfrog Power, Inc. | OTHER | OTHER | SP15 |  |  | CISO | SCE
Participating Unit | N | Y | SDG1_1_PDRP122 | SDG1_1_PDRP122 | GEN | SDG1_1_PDRP122 | 0.99 |  | SDGE | Leapfrog Power, Inc. | OTHER | OTHER | SP15 |  |  | CISO | SDGE
Participating Unit | N | N |  | VICTOR_1_NUNSR4 | GEN | Nunn | 1 | 1 | SCE | TerraForm Phoenix I CD Holdings LLC | PHOTO VOLTAIC | SUN | SP15 |  |  | CISO | SCE
Participating Unit | N | N |  | BIGCRK_7_DAM7 | GEN | DAM 7 AT BIG CREEK (FISHWATER GEN) | 0.3 | 0.3 | SCE | Southern California Edison Company | HYDRO | WATER | SP15 | 1986-01-01 |  | CISO | SCE
Participating Unit | Y | N |  | ALLGNY_6_HYDRO1 | GEN | Salmon Creek Hydroelectric Project | 0.52 | 0.6 | PGAE | Salmon Creek Hydroelectric Company, LLC | HYDRO | WATER | NP15 | 2014-12-03 |  | CISO | PGAE
Participating Unit | N | N |  | RANCHO_2_SMUDSYSDYN | TG | SMUD Regulation Market | 124 |  | PGAE | RANCHOSECO | OTHER | OTHER | NP15 | 2017-03-01 |  | BANC | PGAE
Non-Participating | N | Y | GYS7X8_7_UNITS | GYS7X8_7_UNIT 7 | GEN | Geysers Unit 7 | 55 | 55 |  | Geysers Power Company, LLC | STEAM | GEOTHERMAL | NP15 |  |  | CISO | PGAE
Participating Unit | N | N |  | GATES_2_WSOLAR | GEN | West Gates Solar Station | 10 | 10 | PGAE | Pacific Gas & Electric Company | PHOTO VOLTAIC | SUN | ZP26 | 2013-06-24 |  | CISO | PGAE
Non-Participating | N | Y | LODIEC_2_PL1X2 | LODIEC_2_CTG | GEN | Lodi Energy Center | 220 | 220 |  | Northern California Power Agency | COMBUSTION TURBINE | NATURAL GAS | NP15 |  |  | CISO | PGAE
Participating Unit | N | N |  | ENWIND_2_WIND2 | GEN | Ridgetop I | 38.24 | 65 | SCE | Ridgetop Energy, LLC | WIND | WIND | SP15 | 2015-03-23 |  | CISO | SCE
Participating Unit | N | Y | SCEC_1_PDRP138 | SCEC_1_PDRP138 | GEN | SCEC_1_PDRP138 | 0.99 |  | SCE | Leapfrog Power, Inc. | OTHER | OTHER | SP15 |  |  | CISO | SCE
Participating Unit | N | N |  | COLGAT_7_UNIT 1 | GEN | Colgate Powerhouse Unit 1 | 176.72 | 176.7 | PGAE | Yuba County Water Agency | HYDRO | WATER | NP15 | 1969-01-01 |  | CISO | PGAE
Participating Unit | Y | N |  | GARNET_2_WIND1 | GEN | Phoenix | 11.2 | 11.2 | SCE | Coachella Wind Holdings, LLC | WIND | WIND | SP15 | 2015-01-26 |  | CISO | SCE
Participating Unit | N | N |  | LGHTHP_6_ICEGEN | GEN | CARSON COGENERATION | 48 | 54.7 | SCE | Carson Hybrid Energy Storage LLC | COMBINED CYCLE | NATURAL GAS | SP15 | 1989-12-22 |  | CISO | SCE
Participating Unit | N | N |  | RECTOR_7_TULARE | GEN | MM Tulare | 1.5 | 1.5 | SCE | MM Tulare Energy, LLC | RECIPROCATING ENGINE | BIOMASS | SP15 | 1998-05-08 |  | CISO | SCE
Participating Unit | N | N |  | ALTWD_2_COAWD1 | GEN | Coachella 1 | 50.4 | 50.4 | SCE | Coachella Wind Holdings, LLC | WIND | WIND | SP15 | 2021-04-13 |  | CISO | SCE
Participating Unit | Y | N |  | VEDDER_1_SEKERN | GEN | TEXACO EXPLORATION & PROD (SE KERN RIVER | 34.47 | 39.7 | PGAE | Pacific Gas & Electric Company | FTUR | NATURAL GAS | ZP26 | 1989-01-31 |  | CISO | PGAE
Participating Unit | N | N |  | CPVERD_2_SOLAR | GEN | Campo Verde Solar | 139 | 147 | SDGE | Campo Verde Solar, LLC | PHOTO VOLTAIC | SUN | SP15 | 2013-10-22 |  | CISO | SDGE
Participating Unit | N | Y | RUSSELL_2_SOLANO1 | RUSSELL_2_SOLANO1 | GEN | Solano Renewables 1 | 229.98 |  | PGAE | Sacramento Municipal Utility District | WIND | WIND | NP15 |  |  | CISO | PGAE
Participating Unit | Y | N |  | PADUA_6_QF | GEN | PADUA QFS | 1.82 | 30.1 | SCE | Southern California Edison Company | OTHER | OTHER | SP15 | 1984-01-01 |  | CISO | SCE
Participating Unit | N | N |  | MSTANG_2_SOLAR4 | GEN | Mustang 4 | 30 | 30 | PGAE | RE Mustang 4 LLC | PHOTO VOLTAIC | SUN | NP15 | 2016-06-09 |  | CISO | PGAE
Non-Participating | N | Y | WARNE_2_UNIT | WARNE_2_UNIT 1 | GEN | WARNE HYDRO UNIT 1 | 39.1 | 39.1 |  | California Dept. of Water Resources | HYDRO | WATER | SP15 |  |  | CISO | CWRS
Participating Unit | N | N |  | SENTNL_2_CTG8 | GEN | Sentinel Unit 8 | 106.85 | 131.8 | SCE | Sentinel Energy Center, LLC | COMBUSTION TURBINE | NATURAL GAS | SP15 | 2013-05-06 |  | CISO | SCE
Participating Unit | N | N |  | VENWD_1_WIND3 | GEN | Painted Hills | 44.53 | 44.6 | SCE | Painted Hills Wind Holdings, LLC | WIND | WIND | SP15 | 2021-04-14 |  | CISO | SCE
Participating Unit | Y | N |  | OAKWD_6_QF | GEN | Oak Creek | 27.87 | 30.3 | SCE | Oak Creek Wind Power, LLC | WIND | WIND | SP15 | 2017-12-12 |  | CISO | SCE
Participating Unit | N | Y | SCEC_1_PDRP182 | SCEC_1_PDRP182 | GEN | SCEC_1_PDRP182 | 9 |  | SCE | Olivine, Inc. | OTHER | OTHER | SP15 |  |  | CISO | SCE
Non-Participating | N | Y | WISHON_6_UNITS | WISHON_6_UNIT 3 | GEN | WISHON HYDRO UNIT 3 | 5.6 | 5.6 |  | Pacific Gas & Electric Company | HYDRO | WATER | NP15 |  |  | CISO | PGAE
Participating Unit | Y | N |  | CLRMTK_1_QF | GEN | SMALL QF AGGREGATION - OAKLAND | 1.25 | 1.3 | PGAE | Pacific Gas & Electric Company | FTUR | NATURAL GAS | NP15 | 1983-12-05 |  | CISO | PGAE
Participating Unit | N | N |  | FROGTN_1_UTICAA | GEN | Angels Powerhouse | 1.4 | 1.4 | PGAE | Utica Water and Power Authority | HYDRO | WATER | NP15 | 2017-08-22 |  | CISO | PGAE
Participating Unit | N | Y | BRODIE_2_WIND | BRODIE_2_WIND | GEN | Coram Brodie Wind Project | 102 |  | SCE | Coram California Development, L.P. | WIND | WIND | SP15 | 2012-03-29 |  | CISO | SCE
Non-Participating | N | Y | WARNE_2_UNIT | WARNE_2_UNIT 2 | GEN | WARNE HYDRO UNIT 2 | 39.1 | 39.1 |  | California Dept. of Water Resources | HYDRO | WATER | SP15 |  |  | CISO | CWRS
Participating Unit | N | Y | SCHLTE_1_PL1X3 | SCHLTE_1_PL1X3 | GEN | Tracy Combined Cycle Power Plant | 336.04 |  | PGAE | MRP San Joaquin Energy, LLC | COMBINED CYCLE | NATURAL GAS | NP15 | 2012-10-31 |  | CISO | PGAE
Participating Unit | N | Y | SCEC_1_PDRP149 | SCEC_1_PDRP149 | GEN | SCEC_1_PDRP149 | 0.99 |  | SCE | Leapfrog Power, Inc. | OTHER | OTHER | SP15 |  |  | CISO | SCE
Participating Unit | N | N |  | VACADX_1_SOLAR | GEN | Vaca-Dixon Solar Station | 2.5 | 2.5 | PGAE | Pacific Gas & Electric Company | PHOTO VOLTAIC | SUN | NP15 | 2013-09-06 |  | CISO | PGAE
Participating Unit | N | N |  | DSABLA_7_UNIT | GEN | De Sabla Hydro | 18.5 | 18.5 | PGAE | Pacific Gas & Electric Company | HYDRO | WATER | NP15 | 1963-01-01 |  | CISO | PGAE
Participating Unit | N | Y | SCEW_2_PDRP174 | SCEW_2_PDRP174 | GEN | SCEW_2_PDRP174 | 0.99 |  | SCE | Leapfrog Power, Inc. | OTHER | OTHER | SP15 |  |  | CISO | SCE
Non-Participating | N | Y | DMDVLY_1_UNITS | DMDVLY_1_GEN 3 | GEN | Diamond Valley Unit 3 | 3.3 | 3.3 |  | Metropolitan Water District of Southern California (MWD) | HYDRO | WATER | SP15 |  |  | CISO | SCE
Participating Unit | N | N |  | ESCNDO_6_EB2BT2 | GEN | Escondido BESS 2 | 10 | 10 | SDGE | San Diego Gas & Electric | OTHER | LESR | SP15 | 2017-03-06 |  | CISO | SDGE
Participating Unit | N | N |  | VEAVST_1_SOLAR | GEN | Community Solar | 14.4 | 15 | SCE | Valley Electric Association, Inc. | PHOTO VOLTAIC | SUN | SP15 | 2017-02-10 |  | CISO | VEA
Participating Unit | N | Y | SCEN_6_PDRP105 | SCEN_6_PDRP105 | GEN | SCEN_6_PDRP105 | 0.99 |  | SCE | Leapfrog Power, Inc. | OTHER | OTHER | SP15 |  |  | CISO | SCE
Non-Participating | N | Y | PNCHPP_1_PL1X2 | PNCHPP_1_CTG2 | GEN | STARWOOD POWER - MIDWAY UNIT 2 | 82.3 | 82.3 |  | Starwood Power-Midway, LLC | COMBUSTION TURBINE | NATURAL GAS | NP15 |  |  | CISO | PGAE
Non-Participating | N | Y | DUANE_1_PL1X3 | DUANE_7_STG3 | GEN | Donald Von Raesfeld STG Unit 3 | 53.6 | 53.6 |  | Donald Von Raesfeld Power Plant | STEAM | HEAT RECOVERY | NP15 |  |  | CISO | NCPA
Participating Unit | N | Y | PGF1_2_PDRP103 | PGF1_2_PDRP103 | GEN | PGF1 | 9.9 |  | PGAE | Olivine, Inc. | OTHER | OTHER | NP15 |  |  | CISO | PGAE
Participating Unit | N | N |  | TRNQLT_2_RETBT1 | GEN | RE Tranquillity BESS | 72 |  | PGAE | SP Tranquillity Solar Storage, LLC | OTHER | LESR | NP15 | 2022-03-16 |  | CISO | PGAE
Participating Unit | N | N |  | COLEMN_2_UNIT | GEN | Coleman | 13 | 13 | PGAE | Pacific Gas & Electric Company | HYDRO | WATER | NP15 | 1979-01-01 |  | CISO | PGAE
Participating Unit | N | N |  | USWND4_2_UNIT2 | GEN | Altamont Landfill Gas to Energy | 7.4 | 7.4 | PGAE | WM Renewable Energy, LLC | COMBUSTION TURBINE | BIOGAS | NP15 | 2018-02-01 |  | CISO | PGAE
Participating Unit | N | N |  | STNRES_1_UNIT | GEN | Covanta Stanislaus | 19.9 | 22.3 | PGAE | Covanta Stanislaus, Inc. | STEAM | WASTE TO POWER | NP15 | 1988-09-06 |  | CISO | PGAE
Participating Unit | N | N |  | NOVATO_6_LNDFL | GEN | Redwood Renewable Energy | 3.9 | 3.9 | PGAE | WM Renewable Energy, LLC | RECIPROCATING ENGINE | BIOGAS | NP15 | 2017-09-16 |  | CISO | PGAE
Participating Unit | N | N |  | BLACK_7_UNIT 2 | GEN | JAMES B. BLACK 2 | 84.1 | 84.1 | PGAE | Pacific Gas & Electric Company | HYDRO | WATER | NP15 | 1965-01-01 |  | CISO | PGAE
Participating Unit | N | N |  | SCARLT_2_SSASR1 | GEN | Scarlet Solar CA 1A PV | 100 | 100 | PGAE | EDPR Scarlet I LLC | PHOTO VOLTAIC | SUN | NP15 |  |  | CISO | PGAE
Participating Unit | N | Y | PGEB_2_PDRP100 | PGEB_2_PDRP100 | GEN | PGEB_2_PDRP100 | 0.99 |  | PGAE | Leapfrog Power, inc. | OTHER | OTHER | NP15 |  |  | CISO | PGAE
Non-Participating | N | Y | PNCHEG_2_PL1X4 | PNCHEG_2_CTG2 | GEN | PANOCHE ENERGY CENTER (CTG2) | 104.25 | 104.25 |  | PANOCHE ENERGY CENTER | COMBUSTION TURBINE | NATURAL GAS | NP15 |  |  | CISO | PGAE
Participating Unit | N | N |  | WLDWD_1_SOLAR1 | GEN | Wildwood Solar I | 20 | 20 | PGAE | Wildwood Solar I, LLC | PHOTO VOLTAIC | SUN | ZP26 | 2015-02-19 |  | CISO | PGAE
Participating Unit | N | N |  | OASIS_6_AR8SR3 | GEN | Arrache 8083 III | 1 | 1 | SCE | TerraForm Phoenix I CD Holdings, LLC | PHOTO VOLTAIC | SUN | SP15 |  |  | CISO | SCE
Participating Unit | N | Y | SPAULD_6_UNIT12 | SPAULD_6_UNIT12 | GEN | SPAULDING HYDRO PH 1 & 2 AGGREGATE | 11.4 |  | PGAE | Pacific Gas & Electric Company | HYDRO | WATER | NP15 | 1929-01-01 |  | CISO | PGAE
Participating Unit | N | Y | SDG1_1_PDRP106 | SDG1_1_PDRP106 | GEN | SDG1_1_PDRP106 | 9.99 |  | SDGE | Leapfrog Power, Inc. | OTHER | OTHER | SP15 |  |  | CISO | SDGE
Participating Unit | N | N |  | PEARBL_2_NSPIN | GEN | PEARBL_2_NSPIN | 118 | 151.2 | SCE | California Dept. of Water Resources | PUMP | WATER | SP15 |  |  | CISO | CWRS
Participating Unit | N | N |  | RDWAY_1_CREST | GEN | CREST Contracts | 6.5 | 8.5 | SCE | Southern California Edison Company | PHOTO VOLTAIC | SUN | SP15 | 2016-09-14 |  | CISO | SCE
Non-Participating | N | Y | KELSO_2_UNITS | KELSO_3_GTG8 | GEN | Mariposa Energy Project | 49.4 | 49.4 |  | Pacific Gas & Electric Company | COMBUSTION TURBINE | NATURAL GAS |  |  |  | CISO | PGAE
Participating Unit | N | N |  | SYCAMR_2_UNIT 1 | GEN | Sycamore Cogeneration Unit 1 | 74 | 90 | SCE | Chevron Power Holdings | FTUR | NATURAL GAS | SP15 | 1987-01-01 |  | CISO | SCE
Participating Unit | N | N |  | OASIS_6_VINSR1 | GEN | Vinam | 1.5 | 1.5 | SCE | TerraForm Phoenix I CD Holdings, LLC | PHOTO VOLTAIC | SUN | SP15 | 2023-10-30 |  | CISO | SCE
Participating Unit | N | N |  | CATLNA_2_SOLAR | GEN | Catalina Solar - Phases 1 and 2 | 110 | 110 | SCE | Catalina Solar, LLC | PHOTO VOLTAIC | SUN | SP15 | 2013-02-15 |  | CISO | SCE
Participating Unit | N | N |  | FRNTBW_6_SOLAR1 | GEN | Frontier Solar | 20 | 20 | PGAE | CED Lost Hills Solar, LLC | PHOTO VOLTAIC | SUN | ZP26 | 2019-02-05 |  | CISO | PGAE
Participating Unit | N | Y | SCEC_1_PDRP185 | SCEC_1_PDRP185 | GEN | VLTS_PDR_SCEC_03 | 7.5 |  | SCE | Voltus, Inc. | OTHER | OTHER | SP15 |  |  | CISO | SCE
Participating Unit | N | N |  | USWND2_1_WIND1 | GEN | Golden Hills A | 42.96 | 43 | PGAE | Golden Hills Wind, LLC | WIND | WIND | NP15 | 2015-12-18 |  | CISO | PGAE
Participating Unit | N | Y | SCEC_1_PDRP147 | SCEC_1_PDRP147 | GEN | SCEC_1_PDRP147 | 0.99 |  | SCE | Leapfrog Power, Inc. | OTHER | OTHER | SP15 |  |  | CISO | SCE
Participating Unit | N | N |  | ULTRCK_2_UNIT | GEN | Rio Bravo Rocklin | 24.4 | 28.8 | PGAE | Rio Bravo Rocklin | STEAM | BIOMASS | NP15 | 2017-09-07 |  | CISO | PGAE
Participating Unit | N | N |  | RSMSLR_6_SOLAR1 | GEN | Rosamond One | 20 | 20 | SCE | RE Rosamond One LLC | PHOTO VOLTAIC | SUN | SP15 | 2013-12-20 |  | CISO | SCE
Participating Unit | N | Y | CDWR07_2_GEN | CDWR07_2_GEN | GEN | CDWR07_2_GEN | 415.3 |  | PGAE | California Dept. of Water Resources | PUMP | WATER | NP15 |  |  | CISO | CWRP
Participating Unit | N | N |  | DELAMO_2_SOLAR3 | GEN | Golden Springs Building G | 1.25 | 1.3 | SCE | Golden Springs Development Company, LLC | PHOTO VOLTAIC | SUN | SP15 | 2017-02-24 |  | CISO | SCE
Participating Unit | N | N |  | MSTANG_2_MTGBT1 | GEN | Mustang 1 BESS | 75 | 75 | PGAE | Mulberry BESS LLC | OTHER | LESR | NP15 | 2021-11-01 |  | CISO | PGAE
Participating Unit | N | N |  | CSTOGA_6_LNDFIL | GEN | Clover Flat Land Fill Gas | 0.85 | 0.9 | PGAE | Vista Corporation | RECIPROCATING ENGINE | BIOGAS | NP15 | 2014-06-25 |  | CISO | PGAE
Participating Unit | N | N |  | CHALK_1_UNIT | GEN | CHALK CLIFF LIMITED | 48.67 | 55.1 | PGAE | Chalk Cliff Limited | COMBUSTION TURBINE | NATURAL GAS | ZP26 | 1990-03-20 |  | CISO | PGAE
Participating Unit | N | N |  | LOWGAP_7_QFUNTS | GEN | Matthews Dam Hydro | 1.35 | 3.5 | PGAE | Humboldt Bay Municipal Water District | HYDRO | WATER | NP15 | 2017-05-10 |  | CISO | PGAE
Participating Unit | N | Y | CORONS_6_CLRWTR | CORONS_6_CLRWTR | GEN | Clearwater Power Plant | 28 |  | SCE | City of Riverside (MSSA) | COMBINED CYCLE | NATURAL GAS | SP15 | 2005-02-28 |  | CISO | RVSD
Participating Unit | N | N |  | BLKDIA_2_BDEBT1 | GEN | Black Diamond Energy Storage | 200 | 200 | PGAE | Diablo Energy Storage, LLC | OTHER | LESR | NP15 | 2022-03-17 |  | CISO | PGAE
Participating Unit | N | N |  | DELSUR_6_SOLAR1 | GEN | Summer Solar North | 6.5 | 6.5 | SCE | FTS Master Tenant 1, LLC | PHOTO VOLTAIC | SUN | SP15 | 2015-06-03 |  | CISO | SCE
Participating Unit | N | N |  | GEYS17_7_UNIT17 | GEN | GEYSERS UNIT 17 (HEALDSBURG) | 75.5 | 84 | PGAE | Geysers Power Company, LLC | STEAM | GEOTHERMAL | NP15 | 1982-01-01 |  | CISO | PGAE
Participating Unit | N | N |  | ARLVAL_5_SOLAR | TG | Arlington Valley Solar Energy II | 127 | 127 | SDGE | PVWEST | PHOTO VOLTAIC | SUN | SP15 | 2013-10-28 |  | SRP | SDGE
Participating Unit | N | N |  | BALCHS_7_UNIT 1 | GEN | BALCH 1 PH UNIT 1 | 31 | 34 | PGAE | Pacific Gas & Electric Company | HYDRO | WATER | NP15 | 1927-01-01 |  | CISO | PGAE
Participating Unit | Y | N |  | FELLOW_7_QFUNTS | GEN | Fellow QF Aggregate | 6.2 | 17.5 | PGAE | Pacific Gas & Electric Company | FTUR | NATURAL GAS | ZP26 | 2006-06-01 |  | CISO | PGAE
Participating Unit | Y | N |  | OAK C_1_EBMUD | GEN | MWWTP PGS 1 - ENGINES | 6.9 | 6.9 | PGAE | EAST BAY MUNICIPAL UTILITY DISTRICT | RECIPROCATING ENGINE | BIOGAS | NP15 | 2012-11-01 |  | CISO | PGAE
Participating Unit | N | N |  | HINSON_6_LBECH1 | GEN | Long Beach Unit 1 | 63 | 70 | SCE | Long Beach Generation LLC | FTUR | NATURAL GAS | SP15 | 2007-08-01 |  | CISO | SCE
Non-Participating | N | Y | BIGCRK_2_EXESWD | BGCRK2_7_UNIT 2 | GEN | BIG CREEK PH 2 UNIT 2 | 55 | 55 |  | Southern California Edison Company | HYDRO | WATER | SP15 |  |  | CISO | SCE
Participating Unit | N | N |  | DSRTHV_2_DH2BT1 | GEN | Desert Harvest BESS | 35 | 35 | SCE | Desert Harvest II LLC | OTHER | LESR | SP15 | 2021-06-10 |  | CISO | SCE
Participating Unit | N | N |  | MIRLOM_2_MLBBTA | GEN | Mira Loma BESS A | 10 | 10 | SCE | Southern California Edison | OTHER | LESR | SP15 | 2016-12-30 |  | CISO | SCE
Participating Unit | Y | N |  | KERNRG_1_UNITS | GEN | South Belridge Cogen Facility | 55.2 | 69.6 | PGAE | Aera Energy LLC | COMBUSTION TURBINE | NATURAL GAS | ZP26 | 1985-01-01 |  | CISO | PGAE
Participating Unit | Y | N |  | SNCLRA_2_HOWLNG | GEN | Houwelings Nurseries Oxnard, Inc | 12.71 | 13.2 | SCE | Glass House Camarillo Cultivation, LLC | RECIPROCATING ENGINE | NATURAL GAS | SP15 | 2013-06-14 |  | CISO | SCE
Participating Unit | N | N |  | LOTUS_6_LSFSR1 | GEN | Lotus Solar Farm | 50 | 50 | PGAE | 41MB 8me LLC | PHOTO VOLTAIC | SUN | NP15 | 2020-05-30 |  | CISO | PGAE
Participating Unit | Y | N |  | NEWARK_1_QF | GEN | NEWARK 1 QF | 0.1 | 1.1 | PGAE | Pacific Gas & Electric Company | OTHER | OTHER | NP15 |  |  | CISO | PGAE
Participating Unit | N | Y | DRUM_7_PL3X4 | DRUM_7_PL3X4 | GEN | Drum PH 1 Units 3 & 4 Aggregate | 28.9 |  | PGAE | Pacific Gas & Electric Company | HYDRO | WATER | NP15 | 1922-01-01 |  | CISO | PGAE
Participating Unit | N | N |  | TMPLTN_2_SOLAR | GEN | Vintner Solar | 1.5 | 1.5 | PGAE | Vintner Solar LLC | PHOTO VOLTAIC | SUN | ZP26 | 2014-03-05 |  | CISO | PGAE
Participating Unit | N | Y | PGSB_1_PDRP102 | PGSB_1_PDRP102 | GEN | PGSB_1_PDRP102 | 0.99 |  | PGAE | Leapfrog Power, Inc. | OTHER | OTHER | NP15 |  |  | CISO | PGAE
Participating Unit | N | Y | SCEC_1_PDRP118 | SCEC_1_PDRP118 | GEN | SCEC_1_PDRP118 | 0.99 |  | SCE | Leapfrog Power, Inc. | OTHER | OTHER | SP15 |  |  | CISO | SCE
Participating Unit | N | N |  | HELMPG_7_UNIT 1 | GEN | HELMS PUMP-GEN UNIT 1 | 407 | 407 | PGAE | Pacific Gas & Electric Company | PUMPED STORAGE | WATER | NP15 | 1984-01-01 |  | CISO | PGAE
Non-Participating | N | Y | KRAMER_1_R1BX3 | KRAMER_1_R1BBT3 | GEN | Resurgence 1 BESS | 25 | 25 |  | Resurgence Solar I, LLC | OTHER | LESR | SP15 |  |  | CISO | SCE
Participating Unit | N | N |  | RECTOR_2_KAWH 1 | GEN | KAWEAH PH 1 UNIT 1 | 2.25 | 2.3 | SCE | Southern California Edison Company | HYDRO | WATER | SP15 | 1929-01-01 |  | CISO | SCE
Participating Unit | N | Y | SCEC_1_PDRP151 | SCEC_1_PDRP151 | GEN | SCEC_1_PDRP151 | 0.99 |  | SCE | Leapfrog Power, Inc. | OTHER | OTHER | SP15 |  |  | CISO | SCE
Non-Participating | N | Y | PNOCHE_1_PL1X2 | PNOCHE_7_ICE2 | GEN | Panoche Peaker Facility | 0.3 | 0.3 |  | Wellhead Power Panoche, LLC | RECIPROCATING ENGINE | NATURAL GAS | NP15 |  |  | CISO | PGAE
Participating Unit | N | N |  | HELMPG_7_UNIT 2 | GEN | HELMS PUMP-GEN UNIT 2 | 407 | 407 | PGAE | Pacific Gas & Electric Company | PUMPED STORAGE | WATER | NP15 | 1984-01-01 |  | CISO | PGAE
Participating Unit | N | Y | COLUSA_2_PL1X3 | COLUSA_2_PL1X3 | GEN | Colusa Generating Station | 641 |  | PGAE | Pacific Gas & Electric Company | COMBINED CYCLE | NATURAL GAS | NP15 | 2010-12-22 |  | CISO | PGAE
Participating Unit | N | N |  | GRNITE_6_ESCBT1 | GEN | EnerSmart El Cajon | 3 | 3 | SDGE | EnerSmart El Cajon BESS LLC | OTHER | LESR | SP15 |  |  | CISO | SDGE
Participating Unit | N | N |  | GOLETA_6_ELLWOD | GEN | ELLWOOD ENERGY SUPPORT FACILITY | 54 | 56 | SCE | GenOn California South, LP | COMBUSTION TURBINE | NATURAL GAS | SP15 | 1998-04-29 |  | CISO | SCE
Participating Unit | N | N |  | LODI25_6_ERKNG1 | GEN | LODI STRATEGIC RESERVE | 47.97 | 47.97 | PGAE | Enchanted Rock Electric, LLC | FTUR | NATURAL GAS | NP15 |  |  | CISO | PGAE
Participating Unit | N | N |  | ASTORA_2_SOLAR2 | GEN | Astoria 2 | 75 | 75 | SCE | RE Astoria 2 LLC | PHOTO VOLTAIC | SUN | SP15 | 2016-10-31 |  | CISO | SCE
Non-Participating |  | Y | SBERDO_2_PSP3 | SBERDO_7_CT3B | GEN | SBERDO_7_CT3B | 182 | 182 |  |  |  |  | SP15 |  |  | CISO | SCE
Participating Unit | N | N |  | SLYCRK_1_UNIT 1 | GEN | SLY CREEK HYDRO | 13 | 13 | PGAE | South Feather Water and Power | HYDRO | WATER | NP15 | 1983-01-01 |  | CISO | PGAE
Participating Unit | N | N |  | DEVERS_1_SOLAR1 | GEN | SEPV8 | 12 | 12 | SCE | Highlander Solar 1, LLC | PHOTO VOLTAIC | SUN | SP15 | 2013-06-01 |  | CISO | SCE
Non-Participating | N | Y | GILROY_1_UNIT | GILROY_1_CT1 | GEN | GILROY COGEN - UNIT 1 | 95 | 95 |  | Calpine Gilroy Cogen, L.P. | COMBUSTION TURBINE | NATURAL GAS | NP15 |  |  | CISO | PGAE
Non-Participating | N | Y | AQUAWS_2_AQWSR1 | AQUAWS_2_AQWSU2 | GEN | Aquamarine Westside | 125 | 13.5 | PGAE | Aquamarine Westside, LLC | PHOTO VOLTAIC | SUN | ZP26 |  |  | CISO | PGAE
Participating Unit | N | Y | SCEC_1_PDRP122 | SCEC_1_PDRP122 | GEN | SCEC_1_PDRP122 | 0.99 |  | SCE | Leapfrog Power, Inc. | OTHER | OTHER | SP15 |  |  | CISO | SCE
Non-Participating | Y | Y | MIDSUN_1_PL1X2 | MIDSUN_1_CT5B | GEN | MIDSUN_1_CT5B | 4.8 | 4.8 |  | Berry Petroleum Company, LLC | COMBUSTION TURBINE | NATURAL GAS | ZP26 |  |  | CISO | PGAE
Participating Unit | N | N |  | ZOND_6_UNIT | GEN | ZOND WINDSYSTEMS INC. | 17.1 | 24.1 | PGAE | Rooney Ranch Wind, LLC | WIND | WIND | NP15 | 1985-12-30 |  | CISO | PGAE
Participating Unit | N | Y | SCEC_1_PDRP120 | SCEC_1_PDRP120 | GEN | SCEC_1_PDRP120 | 0.99 |  | SCE | Leapfrog Power, Inc. | OTHER | OTHER | SP15 |  |  | CISO | SCE
Participating Unit | N | N |  | SANLOB_1_LNDFIL | GEN | Cold Canyon | 1.5 | 5 | PGAE | Toro Energy of California SLO | RECIPROCATING ENGINE | BIOGAS | ZP26 | 2013-07-18 |  | CISO | PGAE
Non-Participating | N | Y | SUNRIS_2_PL1X3 | SUNRIS_2_UNIT 2 | GEN | Sunrise Power Project Unit 2 | 164 | 164 |  | Sunrise Power Company | COMBUSTION TURBINE | NATURAL GAS | ZP26 |  |  | CISO | PGAE
Participating Unit | Y | N |  | HIGGNS_7_QFUNTS | GEN | HIGGNS_7_QFUNTS | 0.5 | 0.3 | PGAE | Pacific Gas & Electric Company | HYDRO | WATER | NP15 |  |  | CISO | PGAE
Participating Unit | N | N |  | DIABLO_7_UNIT 1 | GEN | Diablo Canyon Unit 1 | 1150 | 1176 | PGAE | Pacific Gas & Electric Company | STEAM | URANIUM | ZP26 | 1985-01-01 |  | CISO | PGAE
Participating Unit | N | N |  | OXBOW_6_DRUM | GEN | OXBOW HYDRO | 5.8 | 6 | PGAE | Placer County Water Agency | HYDRO | WATER | NP15 | 1966-01-01 |  | CISO | PGAE
Participating Unit | N | Y | PGEB_2_PDRP102 | PGEB_2_PDRP102 | GEN | PGEB_2_PDRP102 | 0.99 |  | PGAE | Leapfrog Power, Inc. | OTHER | OTHER | NP15 |  |  | CISO | PGAE
Non-Participating |  | Y | OTMESA_2_PL1X3 | OTMESA_2_CTG2 | GEN | OTAY MESA COMBUSTION TURBINE 2 | 208 | 208 |  | Otay Mesa Energy Center, LLC | COMBUSTION TURBINE | NATURAL GAS | SP15 |  |  | CISO | SDGE
Participating Unit | N | N |  | ROMOLA_5_MPBBT1 | GEN | Menifee Power Bank | 230 | 230 | SCE | NOVA Power, LLC | OTHER | LESR | SP15 |  |  | CISO | SCE
Participating Unit | N | N |  | MSOLAR_2_SOLAR1 | GEN | Mesquite Solar 1 | 165 | 170 | SDGE | Mesquite Solar 1, LLC | PHOTO VOLTAIC | SUN | SP15 | 2014-01-01 |  | CISO | SDGE
Non-Participating | N | Y | LAROA2_2_UNITA1 | LAROA2_2_STG 2C | GEN | CENTRAL LA ROSITA II STEAM TURBINE | 155 | 155 |  | Energia de Baja California, S. de R.L. de C.V. | STEAM | HEAT RECOVERY | SP15 |  |  | CISO | SDGE
Participating Unit | N | N |  | MAGNLA_6_CERRITOS | TG | Magnolia Power Plant Cerritos | 12 |  | SCE | MARKETPLACE | COMBINED CYCLE | NATURAL GAS | SP15 | 2020-01-15 |  | LADWP | SCE
Participating Unit | N | N |  | DAVIS_1_SOLAR1 | GEN | Grasslands 3 | 1 | 1 | PGAE | Yolo County | PHOTO VOLTAIC | SUN | NP15 | 2013-07-01 |  | CISO | PGAE
Participating Unit | N | N |  | PEORIA_1_SOLAR | GEN | Sonora 1 | 1.5 | 1.5 | PGAE | Fresh Air Energy IV, LLC | PHOTO VOLTAIC | SUN | NP15 | 2013-12-23 |  | CISO | PGAE
Participating Unit | N | Y | METEC_2_PL1X3 | METEC_2_PL1X3 | GEN | Metcalf Energy Center | 597.05 |  | PGAE | Metcalf Energy Center, LLC | COMBINED CYCLE | NATURAL GAS | NP15 | 2005-05-27 |  | CISO | PGAE
Participating Unit | N | Y | SCEC_1_PDRP160 | SCEC_1_PDRP160 | GEN | SCEC_1_PDRP160 | 9.99 |  | SCE | Leapfrog Power, Inc. | OTHER | OTHER | SP15 |  |  | CISO | SCE
Participating Unit | N | N |  | SEARLS_1_TS3SR1 | GEN | Trona Solar III | 2 | 2 | SCE | Trona Solar III, LLC | PHOTO VOLTAIC | SUN | SP15 | 2023-04-13 |  | CISO | SCE
Participating Unit | N | N |  | LAMONT_1_SOLAR1 | GEN | Regulus Solar | 60 | 60 | PGAE | Regulus Solar, LLC | PHOTO VOLTAIC | SUN | ZP26 | 2014-09-02 |  | CISO | PGAE
Participating Unit | N | N |  | SCHNDR_1_FIVPTS | GEN | Five Points Solar Station | 15 | 15 | PGAE | Pacific Gas & Electric Company | PHOTO VOLTAIC | SUN | NP15 | 2011-10-07 |  | CISO | PGAE
Participating Unit | N | N |  | MESAS_2_YORBT1 | GEN | Yorktown 1 BESS | 3 | 3 | SCE | Southern California Edison | OTHER | LESR | SP15 |  |  | CISO | SCE
Non-Participating | N | Y | SPICER_1_UNITS | SPICER_1_UNIT 3 | GEN | SPICER HYDRO UNIT 3 | 0.5 | 0.5 |  | NCPA (MSS Agreement - S14) | HYDRO | WATER | NP15 |  |  | CISO | NCPA
Non-Participating | N | Y | ELSEGN_2_UN2021 | ELSEGN_2_UNIT21 | GEN | El Segundo Energy Center Unit 7 | 228 | 228 |  | El Segundo Energy Center LLC | COMBINED CYCLE | NATURAL GAS | SP15 |  |  | CISO | SCE
Participating Unit | N | N |  | GATEWY_2_GESBT1 | GEN | Gateway Energy Storage | 250 | 250 | SDGE | Gateway Energy Storage, LLC | OTHER | LESR | SP15 | 2020-09-16 |  | CISO | SDGE
Participating Unit | N | Y | SCEC_1_PDRP102 | SCEC_1_PDRP102 | GEN | SCEC_1_PDRP102 | 2 |  | SCE | OHMCONNECT, INC. | OTHER | OTHER | SP15 |  |  | CISO | SCE
Participating Unit | N | N |  | VOYAGR_2_VOAWD5 | GEN | Voyager Wind Oasis Alta | 13.98 | 14 | SCE | Alta Interconnection Management III, LLC | WIND | WIND | SP15 | 2021-04-26 |  | CISO | SCE
Participating Unit | N | N |  | ATWEL2_1_SOLAR1 | GEN | Atwell West | 20 | 20 | PGAE | CED Atwell Island West, LLC | PHOTO VOLTAIC | SUN | ZP26 | 2015-06-11 |  | CISO | PGAE
Non-Participating | N | Y | ONLLPP_6_UNITS | ONLLPP_6_UNIT 3 | GEN | O'NEILL PUMP-GEN UNIT 3 | 4.2 | 4.2 |  |  | HYDRO | WATER | NP15 |  |  | CISO | PGAE
Participating Unit | N | N |  | DELAMO_2_SOLAR4 | GEN | Golden Springs Building F | 1.3 | 1.4 | SCE | Golden Springs Development Company, LLC | PHOTO VOLTAIC | SUN | SP15 | 2017-02-24 |  | CISO | SCE
Participating Unit | Y | N |  | LOWGAP_1_SUPHR | GEN | Mill & Sulphur Creek Hydro | 0.99 | 1 | PGAE | Mill & Sulphur Creek Power Plant, LP | HYDRO | WATER | NP15 | 1988-02-23 |  | CISO | PGAE
Participating Unit | N | N |  | USWNDR_2_SMUD | GEN | SOLANO WIND FARM | 102.18 | 102.2 | PGAE | Sacramento Municipal Utility District | WIND | WIND | NP15 | 1994-01-01 |  | CISO | PGAE
Participating Unit | Y | N |  | MSHGTS_6_MMARLF | GEN | MIRAMAR LANDFILL | 5 | 3 | SDGE | MM San Diego LLC | RECIPROCATING ENGINE | BIOGAS | SP15 | 2003-05-21 |  | CISO | SDGE
Participating Unit | N | N |  | SENTNL_2_CTG6 | GEN | Sentinel Unit 6 | 105 | 131.8 | SCE | Sentinel Energy Center, LLC | COMBUSTION TURBINE | NATURAL GAS | SP15 | 2013-05-06 |  | CISO | SCE
Participating Unit | N | N |  | WSNR_2_CVPDYN | TG | Central Valley 1 | 10 |  | PGAE | CTW230 | HYDRO | WATER | NP15 | 2017-07-26 |  | BANC | PGAE
Participating Unit | Y | N |  | GOLETA_2_QF | GEN | GOLETA QFS | 0.25 | 0.5 | SCE | Southern California Edison Company | OTHER | OTHER | SP15 | 1986-01-01 |  | CISO | SCE
Participating Unit | N | N |  | RTEDDY_2_RWSBT4 | GEN | Rosamond West Solar Central BESS B | 30 | 30 | SCE | Golden Fields Solar III, LLC | OTHER | LESR | SP15 |  |  | CISO | SCE
Participating Unit | N | Y | SOLBLU_2_WSBBX2 | SOLBLU_2_WSBBX2 | GEN | Westlands Solar Blue BESS | 225 |  | PGAE | Westlands Solar Blue (OZ) Owner, LLC | OTHER | LESR | NP15 | 2023-12-13 |  | CISO | PGAE
Participating Unit | Y | N |  | CROKET_7_UNIT | GEN | CROCKETT COGEN | 240 | 240 | PGAE | Pacific Gas & Electric Company | COMBINED CYCLE | NATURAL GAS | NP15 | 1995-12-20 |  | CISO | PGAE
Participating Unit | N | N |  | TRNQL8_2_AZUSR1 | GEN | Tranquillity 8 Azul | 20 | 20 | PGAE | Great Valley Solar 3, LLC | PHOTO VOLTAIC | SUN | NP15 | 2017-12-26 |  | CISO | PGAE
Participating Unit | N | N |  | RTREE_2_WIND2 | GEN | Rising Tree 2 | 19.8 | 19.8 | SCE | Rising Tree Wind Farm II LLC | WIND | WIND | SP15 | 2015-01-12 |  | CISO | SCE
Non-Participating | N | Y | DVLCYN_1_UNITS | DVLCYN_1_UNIT 3 | GEN | DEVIL CANYON HYDRO UNIT 3 | 80 | 80 |  | California Dept. of Water Resources | HYDRO | WATER | SP15 |  |  | CISO | CWRS
Participating Unit | N | Y | PIT3_7_PL1X3 | PIT3_7_PL1X3 | GEN | PIT PH 3 UNITS 1, 2 & 3 AGGREGATE | 70.6 |  | PGAE | Pacific Gas & Electric Company | HYDRO | WATER | NP15 | 1925-01-01 |  | CISO | PGAE
Non-Participating | N | Y | ATHOS_5_AP2X2 | ATHOS_5_AP2SR4 | GEN | Athos Power Plant 2 | 100 | 100 |  | SE Athos II, LLC | PHOTO VOLTAIC | SUN | SP15 |  |  | CISO | SCE
Non-Participating | N | Y | KRAMER_1_R1BX3 | KRAMER_1_R1BBT1 | GEN | Resurgence 1 BESS | 25 | 25 |  | Resurgence Solar I, LLC | OTHER | LESR | SP15 |  |  | CISO | SCE
Participating Unit | N | N |  | VESTAL_2_RTS042 | GEN | SPVP042 Porterville Solar | 5 | 5 | SCE | Southern California Edison | PHOTO VOLTAIC | SUN | SP15 | 2012-11-24 |  | CISO | SCE
Participating Unit | N | N |  | SISPRG_2_DS3SR3 | GEN | Daggett Solar 3 cd PV | 50 | 50 | SCE | Daggett Solar Power 3 LLC | PHOTO VOLTAIC | SUN | SP15 | 2023-09-05 |  | CISO | SCE
Participating Unit | N | N |  | VISTRA_5_DALBT1 | GEN | Dallas Energy Storage | 100 | 100 | PGAE | Moss Landing Energy Storage 1, LLC | OTHER | LESR | NP15 | 2021-03-23 |  | CISO | PGAE
Non-Participating | N | Y | MRCHNT_2_PL1X3 | MRCHNT_2_CTG2 | GEN | Desert Star Energy Center CT2 | 201 | 201 |  | San Diego Gas and Electric Company | COMBUSTION TURBINE | NATURAL GAS | SP15 |  |  | CISO | SCE
Participating Unit | N | N |  | CONTRL_1_LUNDY | GEN | LUNDY | 3 | 3 | SCE | Southern California Edison Company | HYDRO | WATER | SP15 | 1911-01-01 |  | CISO | SCE
Participating Unit | N | N |  | MENBIO_6_RENEW1 | GEN | CalRENEW - 1(A) | 5 | 5 | PGAE | CalRENEW-1, LLC | PHOTO VOLTAIC | SUN | NP15 | 2010-04-30 |  | CISO | PGAE
Participating Unit | N | N |  | OMAR_2_UNIT 2 | GEN | KERN RIVER COGENERATION CO. UNIT 2 | 75 | 85 | SCE | Chevron Power Holdings, INC | FTUR | NATURAL GAS | SP15 | 1985-05-01 |  | CISO | SCE
Participating Unit | N | N |  | VISTRA_5_DALBT2 | GEN | Dallas Energy Storage 2 | 100 | 100 | PGAE | Moss Landing Energy Storage 1, LLC | OTHER | LESR | NP15 | 2021-03-23 |  | CISO | PGAE
Participating Unit | N | Y | SCEW_2_PDRP114 | SCEW_2_PDRP114 | GEN | LCR AMS Hybrid West LA 1-W-SCE | 5.8 |  | SCE | Southern California Edison | OTHER | OTHER | SP15 |  |  | CISO | SCE
Participating Unit | N | Y | SCEC_1_PDRP173 | SCEC_1_PDRP173 | GEN | LCR AMS Hybrid West LA 2-C-LSCE | 2.46 |  | SCE | Southern California Edison | OTHER | OTHER | SP15 |  |  | CISO | SCE
Participating Unit | N | N |  | DRACKR_2_DSUBT3 | GEN | Dracker Solar Unit 3 BESS | 115 | 115 | SCE | NextEra Blythe Solar Energy Center, LLC | OTHER | LESR | SP15 | 2021-07-23 |  | CISO | SCE
Participating Unit | N | N |  | ALTA4A_2_CPCW1 | GEN | Alta Wind 1 | 150 | 150 | SCE | Alta Interconnection Management, LLC | WIND | WIND | SP15 | 2010-12-29 |  | CISO | SCE
Participating Unit | N | N |  | LITLRK_6_SOLAR4 | GEN | Little Rock Pham Solar | 3 | 3 | SCE | WGL Energy Systems, Inc. | PHOTO VOLTAIC | SUN | SP15 | 2016-03-22 |  | CISO | SCE
Participating Unit | N | N |  | LTBERA_1_LB1SR1 | GEN | Little Bear Solar 1 | 40 | 40 | PGAE | Little Bear Solar 1, LLC | PHOTO VOLTAIC | SUN | NP15 | 2020-12-03 |  | CISO | PGAE
Participating Unit | N | N |  | GANSO_1_WSTBM1 | GEN | Weststar Dairy Biogas | 1 | 1 | PGAE | ABEC #2 LLC | RECIPROCATING ENGINE | BIOGAS | ZP26 | 2018-02-02 |  | CISO | PGAE
Non-Participating | N | Y | ONLLPP_6_UNITS | ONLLPP_6_UNIT 4 | GEN | O'NEILL PUMP-GEN UNIT 4 | 4.2 | 4.2 |  |  | HYDRO | WATER | NP15 |  |  | CISO | PGAE
Non-Participating | Y | Y | MIDSUN_1_PL1X2 | MIDSUN_1_CT5A | GEN | MIDSUN_1_CT5A | 4.8 | 4.8 |  | Berry Petroleum Company, LLC | COMBUSTION TURBINE | NATURAL GAS | ZP26 |  |  | CISO | PGAE
Non-Participating | N | Y | LECEF_1_UNITS | LECEF_1_CGT 4 | GEN | LOS ESTEROS ENERGY FACILITY CTG 4 | 49.9 | 49.9 |  | Los Esteros Critical Energy Facility, LLC | COMBUSTION TURBINE | NATURAL GAS | NP15 |  |  | CISO | PGAE
Participating Unit | N | N |  | PADUA_2_ONTARO | GEN | ONTARIO/SIERRA HYDRO PSP | 1.92 | 1 | SCE | Southern California Edison Company | HYDRO | WATER | SP15 | 1902-01-01 |  | CISO | SCE
Participating Unit | N | N |  | AVENAL_6_AVPARK | GEN | Avenal Park Solar Project | 6 | 6 | PGAE | Avenal Park LLC | PHOTO VOLTAIC | SUN | ZP26 | 2011-08-05 |  | CISO | PGAE
Participating Unit | N | N |  | OBERON_5_O2SSR4 | GEN | Oberon 2A Solar | 125 | 125 | SCE | IP Oberon II, LLC | PHOTO VOLTAIC | SUN | SP15 | 2023-11-08 |  | CISO | SCE
Participating Unit | N | N |  | EDWARD_2_ES2BT3 | GEN | EdSan 2 | 151 | 151 | SCE | ES 1A Group 2 Opco, LLC | OTHER | HYBD | SP15 | 2022-04-02 |  | CISO | SCE
Participating Unit | N | Y | PIT4_7_PL1X2 | PIT4_7_PL1X2 | GEN | PIT PH 4 UNITS 1 & 2 AGGREGATE | 95 |  | PGAE | Pacific Gas & Electric Company | HYDRO | WATER | NP15 | 1955-01-01 |  | CISO | PGAE
Participating Unit |  | N |  | VESTAL_6_QF | GEN | Isabella Hydro Dam 1 | 11.95 | 12 | SCE | Isabella Partners | HYDRO | WATER | SP15 | 2021-02-05 |  | CISO | SCE
Non-Participating | N | Y | MOSSLD_2_PSP2 | MOSSLD_2_PSP2G1 | GEN | MOSS LANDING CC PLANT 2, CTG UNIT 1 | 176 | 176 |  | Duke Energy Moss Landing LLC | COMBUSTION TURBINE | NATURAL GAS | NP15 |  |  | CISO | PGAE
Non-Participating | N | Y | NAVYII_2_UNITS | NAVYII_2_UNIT 6 | GEN | COSO Power Developers (Navy II) Unit 6 | 33.3 | 33.3 |  |  |  |  | SP15 |  |  | CISO | SCE
Participating Unit | N | N |  | BRDSLD_2_SHILO1 | GEN | Shiloh I Wind Project | 150 | 150 | PGAE | Shiloh 1 Wind Project LLC | WIND | WIND | NP15 | 2006-03-30 |  | CISO | PGAE
Non-Participating | N | Y | MDFKRL_2_PROJCT | MIDFRK_7_UNIT 2 | GEN | MIDDLE FORK UNIT 2 | 69 | 69 |  | Pacific Gas & Electric Company | HYDRO | WATER | NP15 |  |  | CISO | PGAE
Participating Unit | N | N |  | HOOVER_2_MWDPT | TG | HOOVER MWD | 249 | 250 | SCE | MEAD230 | HYDRO | WATER | SP15 | 2023-01-25 |  | WALC | SCE
Participating Unit | N | N |  | DELSUR_6_BSOLAR | GEN | Central Antelope Dry Ranch B | 3 | 3 | SCE | Central Antelope Dry Ranch B LLC | PHOTO VOLTAIC | SUN | SP15 | 2017-09-29 |  | CISO | SCE
Participating Unit | N | N |  | FLOWD_2_WIND1 | GEN | Cameron Ridge 2 | 11.9 | 11.9 | SCE | Cameron Ridge II, LLC | WIND | WIND | SP15 | 2016-01-15 |  | CISO | SCE
Participating Unit | N | N |  | OLDRIV_6_BIOGAS | GEN | Bidart Old River 1 | 2 | 2 | PGAE | ABEC Bidart-Old River LLC | RECIPROCATING ENGINE | BIOGAS | ZP26 | 2014-03-10 |  | CISO | PGAE
Participating Unit | N | N |  | DRACKR_2_SOLAR2 | GEN | Dracker Solar Unit 2 | 125 | 125 | SCE | NextEra Blythe Solar Energy Center, LLC | PHOTO VOLTAIC | SUN | SP15 | 2016-09-30 |  | CISO | SCE
Participating Unit | N | N |  | CRSTWD_6_KUMYAY | GEN | Kumeyaay Wind Farm | 50 | 50 | SDGE | Kumeyaay Wind LLC | WIND | WIND | SP15 | 2005-12-21 |  | CISO | SDGE
Participating Unit | N | Y | SCEC_1_PDRP105 | SCEC_1_PDRP105 | GEN | SCEC_1_PDRP105 | 2.24 |  | SCE | OHMCONNECT, INC. | OTHER | OTHER | SP15 |  |  | CISO | SCE
Non-Participating | N | Y | MCFLND_5_MSBBX2 | MCFLND_5_MSBBT1 | GEN | McFarland Solar B BESS | 25 | 25 | SDGE | McFarland Solar B, LLC | OTHER | LESR | SP15 |  |  | CISO | SDGE
Non-Participating | N | Y | CDWR07_2_GEN | WNDGPP_2_NSPIN | GEN | WNDGPP_2_NSPIN | 239.1 | 239.1 |  |  | PUMP | OTHER | ZP26 |  |  | CISO | CWRP
Participating Unit | N | N |  | SUTTER_2_CISO | TG | Sutter Power Plant Pseudo-CISO | 275 | 280 | PGAE | TESLA230 | COMBINED CYCLE | NATURAL GAS | NP15 | 2020-07-10 |  | BANC | PGAE
Participating Unit | N | N |  | ETIWND_2_SOLAR2 | GEN | Rochester | 1 | 1 | SCE | DG Solar Lessee II, LLC (Rochester) | PHOTO VOLTAIC | SUN | SP15 | 2016-09-06 |  | CISO | SCE
Participating Unit | Y | N |  | CHEVCO_6_UNIT 1 | GEN | CHEVRON USA (COALINGA) | 16.5 | 19 | PGAE | Pacific Gas & Electric Company | COMBUSTION TURBINE | NATURAL GAS | ZP26 | 1986-01-17 |  | CISO | PGAE
Participating Unit | N | N |  | SANBRN_2_ES1BT3 | GEN | EdSan 1 Edwards 1 | 50.43 | 51 | SCE | ES 1A Group 2 Opco, LLC | OTHER | HYBD | SP15 | 2022-04-13 |  | CISO | SCE
Participating Unit | N | Y | SCEW_2_PDRP125 | SCEW_2_PDRP125 | GEN | SCEW_2_PDRP125 | 0.99 |  | SCE | Leapfrog Power, Inc. | OTHER | OTHER | SP15 |  |  | CISO | SCE
Non-Participating | N | Y | BIGCRK_2_EXESWD | BGCRK3_7_UNIT 2 | GEN | BIG CREEK PH 3 UNIT 2 | 34 | 34 |  | Southern California Edison Company | HYDRO | WATER | SP15 |  |  | CISO | SCE
Participating Unit | Y | N |  | COGNAT_1_UNIT | GEN | Stockton Biomas | 45 | 45 | PGAE | DTE Stockton, LLC | STEAM | BIOMASS | NP15 | 2014-02-12 |  | CISO | PGAE
Participating Unit | N | Y | SCEW_2_PDRP178 | SCEW_2_PDRP178 | GEN | SCEW_2_PDRP178 | 9 |  | SCE | Olivine, Inc. | OTHER | OTHER | SP15 |  |  | CISO | SCE
Non-Participating | N | Y | WISHON_6_UNITS | WISHON_6_UNIT 4 | GEN | WISHON HYDRO UNIT 4 | 5.6 | 5.6 |  | Pacific Gas & Electric Company | HYDRO | WATER | NP15 |  |  | CISO | PGAE
Participating Unit | Y | N |  | FTSWRD_7_QFUNTS | GEN | FTSWRD_7_QFUNTS | 1.6 | 1.3 | PGAE | Pacific Gas & Electric Company | HYDRO | WATER | NP15 |  |  | CISO | PGAE
Participating Unit | N | N |  | DELSUR_6_SOLAR4 | GEN | Radiance Solar 4 | 1.5 | 1.9 | SCE | Radiance Solar 4 LLC | PHOTO VOLTAIC | SUN | SP15 | 2018-12-31 |  | CISO | SCE
Participating Unit | N | N |  | OROVIL_6_UNIT | GEN | Oroville Cogeneration, LP | 7.5 | 9.8 | PGAE | Oroville Cogeneration, L.P. | RECIPROCATING ENGINE | NATURAL GAS | NP15 | 1989-12-18 |  | CISO | PGAE
Participating Unit | Y | N |  | VISTA_6_QF | GEN | VISTA QFS | 0.18 | 0.6 | SCE | Southern California Edison Company | OTHER | OTHER | SP15 | 1983-01-01 |  | CISO | SCE
Participating Unit | N | N |  | NZWIND_6_CALWND | GEN | Wind Resource I | 9 | 8.7 | SCE | CalWind Resources, Inc. | WIND | WIND | SP15 | 2012-03-24 |  | CISO | SCE
Participating Unit | N | N |  | PALALT_7_COBUG | GEN | Cooperatively Owned Back Up Generator | 4.5 | 5.2 | PGAE | NCPA (MSS Agreement - S14) | FTUR | NATURAL GAS | NP15 | 2007-10-15 |  | CISO | NCPA
Non-Participating | N | Y | DREWS_6_PL1X4 | DREWS_6_GEN 4 | GEN | DREWS UNIT 4 | 10.8 | 10.8 |  | Colton Power, LP | COMBUSTION TURBINE | NATURAL GAS | SP15 |  |  | CISO | SCE
Participating Unit | N | N |  | LARKSP_6_UNIT 2 | GEN | LARKSPUR PEAKER UNIT 2 | 49 | 49 | SDGE | Wildflower Energy LP | COMBUSTION TURBINE | NATURAL GAS | SP15 | 2001-09-13 |  | CISO | SDGE
Non-Participating |  | Y | OGROVE_6_PL1X2 | OGROVE_6_CTG1 | GEN | Orange Grove | 75 | 75 |  | Orange Grove LLC | COMBUSTION TURBINE | NATURAL GAS | SP15 |  |  | CISO | SDGE
Participating Unit | N | N |  | RTEDDY_2_RWSBT2 | GEN | Rosamond West Solar Central BESS A2 | 30 | 30 | SCE | Golden Fields Solar III, LLC | OTHER | LESR | SP15 |  |  | CISO | SCE
Participating Unit | N | N |  | LITLRK_6_SOLAR1 | GEN | Lancaster Little Rock C | 5 | 5 | SCE | Lancaster Little Rock C LLC | PHOTO VOLTAIC | SUN | SP15 | 2015-01-17 |  | CISO | SCE
Participating Unit | N | Y | MALAGA_1_PL1X2 | MALAGA_1_PL1X2 | GEN | Malaga Power Aggregate | 96.61 |  | PGAE | Malaga Power, LLC | COMBUSTION TURBINE | NATURAL GAS | NP15 | 2005-09-19 |  | CISO | PGAE
Participating Unit | N | Y | SCEC_1_PDRP125 | SCEC_1_PDRP125 | GEN | SCEC_1_PDRP125 | 9.99 |  | SCE | Leapfrog Power, Inc. | OTHER | OTHER | SP15 |  |  | CISO | SCE
Non-Participating | N | Y | LMEC_1_PL1X3 | LMEC_1_STG | GEN | LOS MEDANOS STG UNIT | 236 | 236 |  | Los Medanos Energy Center, LLC | STEAM | HEAT RECOVERY | NP15 |  |  | CISO | PGAE
Participating Unit | N | N |  | OASIS_6_SOLAR1 | GEN | Morgan Lancaster I | 1.5 | 1.5 | SCE | WGL Energy Systems Inc | PHOTO VOLTAIC | SUN | SP15 | 2015-12-09 |  | CISO | SCE
Participating Unit | Y | N |  | SALIRV_2_UNIT | GEN | Salinas River Cogeneration | 39 | 57 | PGAE | Chevron Power Holdings, Inc | FTUR | NATURAL GAS | NP15 | 1991-10-11 |  | CISO | PGAE
Participating Unit | N | N |  | CSCGNR_1_UNIT 2 | GEN | GIANERA PEAKER UNIT 2 | 24.75 | 24.8 | PGAE | City of Santa Clara DBA Silicon Valley Power (MSS Agreement - S14) | FTUR | NATURAL GAS | NP15 | 1986-01-01 |  | CISO | NCPA
Participating Unit | Y | N |  | CHINO_6_CIMGEN | GEN | Chino Co-Generation | 26 | 31.6 | SCE | O.L.S. Energy - Chino | COMBINED CYCLE | NATURAL GAS | SP15 | 2018-06-27 |  | CISO | SCE
Participating Unit | N | N |  | BIGSKY_2_SOLAR7 | GEN | Big Sky Solar 1 | 50 | 50 | SCE | Antelope DSR 1, LLC | PHOTO VOLTAIC | SUN | SP15 | 2016-12-15 |  | CISO | SCE
Participating Unit | N | Y | HARBGN_7_UNITS | HARBGN_7_UNITS | GEN | HARBOR COGEN COMBINED CYCLE | 109.01 |  | SCE | Harbor Cogeneration Company | COMBINED CYCLE | NATURAL GAS | SP15 | 2001-06-14 |  | CISO | SCE
Participating Unit | N | N |  | GLOW_6_SOLAR | GEN | Antelope Power Plant | 20 | 20 | SCE | TA-High Desert, LLC | PHOTO VOLTAIC | SUN | SP15 | 2013-03-25 |  | CISO | SCE
Participating Unit | N | Y | BLKCRK_2_SOLAR1 | BLKCRK_2_SOLAR1 | GEN | McCoy Station | 250 |  | SCE | NextEra Desert Center Blythe, LLC | PHOTO VOLTAIC | SUN | SP15 | 2016-06-14 |  | CISO | SCE
Participating Unit | N | N |  | ALTA4B_2_CPCW3 | GEN | Alta Wind 3 | 150 | 150 | SCE | Alta Interconnection Management, LLC | WIND | WIND | SP15 | 2011-02-12 |  | CISO | SCE
Participating Unit | N | N |  | WEBER_6_FORWRD | GEN | Forward | 4.2 | 4.3 | PGAE | Ameresco Forward LLC | RECIPROCATING ENGINE | BIOGAS | NP15 | 2014-02-05 |  | CISO | PGAE
Participating Unit | N | Y | SCEW_2_PDRP112 | SCEW_2_PDRP112 | GEN | SCEW_2_PDRP112 | 0.99 |  | SCE | Leapfrog Power, Inc. | OTHER | OTHER | SP15 |  |  | CISO | SCE
Participating Unit | Y | N |  | PIT5_7_QFUNTS | GEN | GRASSHOPPER FLAT HYDRO | 1.1 | 3.8 | PGAE | Emmerson Investments, Inc. | HYDRO | WATER | NP15 | 1987-08-15 |  | CISO | PGAE
Participating Unit | N | Y | SCEC_1_PDRP190 | SCEC_1_PDRP190 | GEN | ESPN SCEC_1_PDRP190 | 9.99 |  | SCE | Enersponse, Inc | OTHER | OTHER | SP15 |  |  | CISO | SCE
Participating Unit | N | N |  | WDLEAF_7_UNIT 1 | GEN | WOODLEAF HYDRO | 60 | 60 | PGAE | South Feather Water and Power | HYDRO | WATER | NP15 | 1963-01-01 |  | CISO | PGAE
Non-Participating |  | Y | SANTFG_7_UNITS | SANTFG_7_UNIT 1 | GEN | SANTFG_7_UNIT 1 | 46 | 46 |  |  |  |  | NP15 |  |  | CISO | PGAE
Non-Participating | N | Y | INTKEP_2_UNITS | INTKEP_2_KIRKW3 | GEN | KIRKWOOD HYDRO UNIT 3 | 45 | 45 |  |  |  |  | NP15 |  |  | CISO | PGAE
Participating Unit | N | Y | HUMBPP_6_UNITS | HUMBPP_6_UNITS | GEN | Humboldt Bay Generating Station 1 | 97.62 |  | PGAE | Pacific Gas & Electric Company | RECIPROCATING ENGINE | NATURAL GAS | NP15 | 2010-09-29 |  | CISO | PGAE
Participating Unit | N | N |  | BRDSLD_2_SHILO2 | GEN | SHILOH WIND PROJECT 2 | 150 | 150 | PGAE | Shiloh Wind Project 2, LLC | WIND | WIND | NP15 | 2009-01-27 |  | CISO | PGAE
Participating Unit | N | N |  | IVSLR2_2_SM2SR1 | GEN | Silver Ridge Mount Signal 2 | 150 | 150 | SDGE | Imperial Valley Solar 2, LLC | PHOTO VOLTAIC | SUN | SP15 | 2019-12-06 |  | CISO | SDGE
Participating Unit | N | Y | SCEN_6_PDRP111 | SCEN_6_PDRP111 | GEN | SCEN | 9.9 |  | SCE | Olivine, Inc. | OTHER | OTHER | SP15 |  |  | CISO | SCE
Non-Participating |  | Y | PALOMR_2_PL1X3 | PALOMR_7_STG3 | GEN | PALOMR_7_STG3 | 260 | 260 |  |  | STEAM |  | SP15 |  |  | CISO | SDGE
Participating Unit | N | N |  | BLM W_2_COSBT1 | GEN | Coso Battery Storage | 60 | 60 | SCE | Coso Battery Storage, LLC | OTHER | LESR | SP15 | 2022-02-28 |  | CISO | SCE
Participating Unit | Y | N |  | BURNYF_2_UNIT 1 | GEN | Burney Forest Power | 29 | 35.7 | PGAE | Burney Forest Products | STEAM | BIOMASS | NP15 | 2018-08-17 |  | CISO | PGAE
Participating Unit | Y | N |  | NGILAA_5_SDGDYN | TG | NGILAA_5_SDGDYN | 55 |  | SCE | NRTHGILA500 | COMBINED CYCLE | NATURAL GAS | SP15 |  |  | AZPS | SDGE
Participating Unit | N | N |  | WALCRK_2_CTG2 | GEN | Walnut Creek Energy Park Unit 2 | 96.91 | 102.5 | SCE | Walnut Creek Energy, LLC | COMBUSTION TURBINE | NATURAL GAS | SP15 | 2013-03-21 |  | CISO | SCE
Participating Unit | N | Y | SCEC_1_PDRP171 | SCEC_1_PDRP171 | GEN | IEUA Battery Energy Storage System | 1 |  | SCE | Shell Energy North America (US), L.P. | OTHER | OTHER | SP15 |  |  | CISO | SCE
Participating Unit | N | N |  | NOAKS_2_PESBT1 | GEN | Placerita BESS | 80 | 80 | SCE | Placerita ESS, LLC | OTHER | LESR | SP15 |  |  | CISO | SCE
Non-Participating | N | Y | HYTTHM_2_UNITS | HYATT_2_UNIT 6 | GEN | Edward Hyatt P-G Unit 6 | 132.2 | 132.2 |  | California Dept. of Water Resources | HYDRO | WATER | NP15 |  |  | CISO | CWRP
Participating Unit | N | N |  | BREGGO_6_SOLAR | GEN | NRG Borrego Solar One | 26 | 26 | SDGE | Solar Borrego I LLC | PHOTO VOLTAIC | SUN | SP15 | 2013-02-12 |  | CISO | SDGE
Non-Participating | N | Y | CENTRY_6_PL1X4 | CENTRY_6_GEN 2 | GEN | CENTURY GEN 2 | 10.8 | 10.8 |  | Colton Power, LP | COMBUSTION TURBINE | NATURAL GAS | SP15 |  |  | CISO | SCE
Participating Unit | N | N |  | FRIANT_6_UNITS | GEN | FRIANT DAM | 25 | 34.7 | PGAE | Friant Power Authority | HYDRO | WATER | NP15 | 2016-03-01 |  | CISO | PGAE
Participating Unit | N | Y | SCEC_1_PDRP191 | SCEC_1_PDRP191 | GEN | ESPN_SCEC_1_PDRP191 | 9.99 |  | SCE | Enersponse, Inc | OTHER | OTHER | SP15 |  |  | CISO | SCE
Non-Participating | N | Y | LECEF_1_UNITS | LECEF_1_STG1 | GEN | LOS ESTEROS ENERGY FACILITY STG1 | 120 | 120 |  | Los Esteros Critical Energy Facility, LLC | STEAM | NATURAL GAS | NP15 |  |  | CISO | PGAE
Participating Unit | N | N |  | RTEDDY_2_RWSBT3 | GEN | Rosamond West Solar Central BESS A3 | 45 | 45 | SCE | Golden Fields Solar III, LLC | OTHER | LESR | SP15 |  |  | CISO | SCE
Participating Unit | N | N |  | WSTWND_2_M90WD2 | GEN | Mojave 90 | 64.82 | 64.9 | SCE | Mojave 3/4/5, LLC | WIND | WIND | SP15 | 2020-06-02 |  | CISO | SCE
Participating Unit | N | N |  | VESTAL_2_BTNBT1 | GEN | Bottleneck Energy Storage | 80 | 80 | SCE | VESI 12 LLC | OTHER | LESR | SP15 |  |  | CISO | SCE
Non-Participating | N | Y | BIGCRK_2_EXESWD | BGCRK2_7_UNIT 6 | GEN | BIG CREEK PH 2 UNIT 6 | 17.5 | 17.5 |  | Southern California Edison Company | HYDRO | WATER | SP15 |  |  | CISO | SCE
Participating Unit | N | N |  | DELAMO_2_SOLRC1 | GEN | Golden Springs Building C1 | 1.16 | 1.3 | SCE | Golden Springs Development Company LLC | PHOTO VOLTAIC | SUN | SP15 | 2012-02-10 |  | CISO | SCE
Participating Unit | N | N |  | VESTAL_2_SOLAR1 | GEN | NICOLIS | 20 | 20 | SCE | Nicolis, LLC | PHOTO VOLTAIC | SUN | SP15 | 2016-09-15 |  | CISO | SCE
Participating Unit | N | N |  | GASKW1_2_GW2BT1 | GEN | Gaskell West 2 BESS | 20 | 20 | SCE | RE Gaskell West 2 LLC | OTHER | LESR | SP15 | 2023-05-05 |  | CISO | SCE
Participating Unit | N | N |  | SANWD_1_QF | GEN | San Gorgonio Farms Wind Farm | 31 | 32 | SCE | San Gorgonio Farms, Inc. | WIND | WIND | SP15 | 1983-03-01 |  | CISO | SCE
Participating Unit | N | Y | SUNSHN_2_LNDFL | SUNSHN_2_LNDFL | GEN | Sunshine Gas Producers | 20 |  | SCE | Sunshine Gas Producers, L.L.C. | COMBUSTION TURBINE | BIOGAS | SP15 | 2014-09-01 |  | CISO | SCE
Participating Unit | N | Y | SCEW_2_PDRP124 | SCEW_2_PDRP124 | GEN | SCEW_2_PDRP124 | 0.99 |  | SCE | Leapfrog Power, inc. | OTHER | OTHER | SP15 |  |  | CISO | SCE
Participating Unit | N | N |  | SPRGVL_2_EXETPV | GEN | Exeter Tulare PV | 3.5 | 3.5 | SCE | Tulare PV I, LLC | PHOTO VOLTAIC | SUN | SP15 | 2022-01-28 |  | CISO | SCE
Participating Unit | N | N |  | DEVERS_2_CS2SR4 | GEN | Caliente Solar 2 | 0.91 | 1 | SCE | Caliente II Solar, LLC | PHOTO VOLTAIC | SUN | SP15 | 2018-05-18 |  | CISO | SCE
Participating Unit | N | Y | SCEC_1_PDRP179 | SCEC_1_PDRP179 | GEN | SCEC_1_PDRP179 | 0.99 |  | SCE | Leapfrog Power, Inc. | OTHER | OTHER | SP15 |  |  | CISO | SCE
Participating Unit | N | N |  | ESNHWR_2_WC1BT1 | GEN | Wildcat I BESS | 3 | 3 | SCE | Wildcat I Energy Storage, LLC | OTHER | LESR | SP15 | 2021-10-13 |  | CISO | SCE
Participating Unit | Y | N |  | COVERD_2_QFUNTS | GEN | Cove Hydroelectric Project | 5.5 | 20.3 | PGAE | Snow Mountain Hydro, LLC. | HYDRO | WATER | NP15 | 1987-01-05 |  | CISO | PGAE
Participating Unit | N | N |  | WALCRK_2_CTG4 | GEN | Walnut Creek Energy Park Unit 4 | 96.6 | 102.5 | SCE | Walnut Creek Energy, LLC | COMBUSTION TURBINE | NATURAL GAS | SP15 | 2013-03-29 |  | CISO | SCE
Participating Unit | N | Y | SCEC_1_PDRP187 | SCEC_1_PDRP187 | GEN | ESPN_SCEC_1_PDRP187 | 9.99 |  | SCE | Enersponse, Inc | OTHER | OTHER | SP15 |  |  | CISO | SCE
Non-Participating | N | Y | MRCHNT_2_PL1X3 | MRCHNT_2_CTG1 | GEN | Desert Star Energy Center CT1 | 230 | 230 |  | San Diego Gas and Electric Company | COMBUSTION TURBINE | NATURAL GAS | SP15 |  |  | CISO | SCE
Participating Unit | N | N |  | FALBRK_6_FESBT1 | GEN | Fallbrook Energy Storage | 40 | 40 | SDGE | San Diego Gas and Electric | OTHER | LESR | SP15 | 2023-05-03 |  | CISO | SDGE
Participating Unit | N | N |  | ESQUON_6_LNDFIL | GEN | Neal Road Landfill Generating Facility | 2.1 | 2.1 | PGAE | Ameresco Butte County LLC | RECIPROCATING ENGINE | BIOGAS | NP15 | 2012-09-27 |  | CISO | PGAE
Participating Unit | N | N |  | VALTNE_2_AVASR1 | GEN | Valentine Solar | 100 | 100 | SCE | Valentine Solar, LLC | PHOTO VOLTAIC | SUN | SP15 | 2019-11-09 |  | CISO | SCE
Participating Unit | N | Y | SLSTR2_2_SOLAR2 | SLSTR2_2_SOLAR2 | GEN | Solar Star 2 | 276 |  | SCE | Solar Star California XX, LLC | PHOTO VOLTAIC | SUN | SP15 | 2014-07-31 |  | CISO | SCE
Non-Participating | N | Y | DMDVLY_1_UNITS | DMDVLY_1_GEN 11 | GEN | Diamond Valley Unit 11 | 3.3 | 3.3 |  | Metropolitan Water District of Southern California (MWD) | HYDRO | WATER | SP15 |  |  | CISO | SCE
Participating Unit | N | N |  | POLRIS_2_ASRSR1 | GEN | Antelope Solar 2 Raceway | 125 | 125 | SCE | Raceway Solar 1, LLC | PHOTO VOLTAIC | SUN | SP15 |  |  | CISO | SCE
Participating Unit | N | Y | WISHON_6_UNITS | WISHON_6_UNITS | GEN | Wishon/San Joaquin #1-A AGGREGATE | 18.4 |  | PGAE | Pacific Gas & Electric Company | HYDRO | WATER | NP15 | 1910-01-01 |  | CISO | PGAE
Non-Participating | N | Y | GYS5X6_7_UNITS | GYS5X6_7_UNIT 6 | GEN | Geysers Unit 6 | 55 | 55 |  | Geysers Power Company, LLC | STEAM | GEOTHERMAL | NP15 |  |  | CISO | PGAE
Participating Unit | N | N |  | CONTRL_1_OXBOW | GEN | Dixie Valley Geo | 60 | 64.7 | SCE | Ormat Dixie Valley LLC | STEAM | GEOTHERMAL | SP15 | 2018-07-05 |  | CISO | SCE
Non-Participating | N | Y | VESTAL_2_KERN | VESTAL_6_KERNU2 | GEN | KERN RIVER PH 3 UNITS 2 | 19.7 | 19.7 |  | Kings River Conservation District | COMBUSTION TURBINE | NATURAL GAS | SP15 |  |  | CISO | SCE
Non-Participating | N | Y | HYTTHM_2_UNITS | THERMA_2_UNIT 1 | GEN | Thermalito Gen Unit 1 | 36 | 36 |  | California Dept. of Water Resources | HYDRO | WATER | NP15 |  |  | CISO | CWRP
Participating Unit | N | N |  | CRELMN_6_RAMSR3 | GEN | Ramona Solar Energy | 4.32 | 4.4 | SDGE | San Diego Gas & Electric | PHOTO VOLTAIC | SUN | SP15 | 2018-02-03 |  | CISO | SDGE
Participating Unit | N | N |  | WDFRDF_2_WFFBT1 | GEN | West Ford Flat Energy Storage | 25 | 25 | PGAE | Geysers Power Company, LLC | OTHER | LESR | NP15 |  |  | CISO | PGAE
Participating Unit | N | N |  | DSRTHV_2_DH2SR2 | GEN | Desert Harvest 2 | 70 | 70 | SCE | Desert Harvest II, LLC | PHOTO VOLTAIC | SUN | SP15 | 2020-12-11 |  | CISO | SCE
Non-Participating | N | Y | WNDSTR_2_WIND | WNDSTR_2_WIND1 | GEN | Windstar Wind Farm | 60 | 60 |  | Windstar Energy LLC | WIND | WIND | SP15 |  |  | CISO | SCE
Participating Unit | Y | N |  | CONTRL_1_QF | GEN | CONTROL QFS | 2.55 | 41.9 | SCE | Southern California Edison Company | OTHER | OTHER | SP15 | 1982-01-01 |  | CISO | SCE
Participating Unit | N | N |  | RECTOR_2_QF | GEN | Kaweah Unit 1 | 20.09 | 20.09 | SCE | Terminus Hydroelectric, LLC | HYDRO | WATER | SP15 | 2020-05-18 |  | CISO | SCE
Non-Participating | N | Y | SLUISP_2_UNITS | SLUISP_2_UNIT 1 | GEN | San Luis P-G Unit 1 | 53 | 53 | PGAE | California Dept. of Water Resources | PUMPED STORAGE | WATER | NP15 |  |  | CISO | PGAE
Non-Participating | N | Y | DELTA_2_PL1X4 | DELTA_2_CTG2 | GEN | DELTA ENERGY CENTER CTG UNIT 2 | 212.5 | 212.5 |  | Delta Energy Center, LLC | COMBUSTION TURBINE | NATURAL GAS | NP15 |  |  | CISO | PGAE
Participating Unit | N | N |  | GEYS16_7_UNIT16 | GEN | GEYSERS UNIT 16 (HEALDSBURG) | 63 | 119.9 | PGAE | Geysers Power Company, LLC | STEAM | GEOTHERMAL | NP15 | 1985-01-01 |  | CISO | PGAE
Participating Unit | N | N |  | RTEDDY_2_SOLAR2 | GEN | Rosamond West Solar 2 | 54 | 55 | SCE | Golden Fields Solar I, LLC | PHOTO VOLTAIC | SUN | SP15 | 2016-12-22 |  | CISO | SCE
Participating Unit | N | N |  | EEKTMN_6_SOLAR1 | GEN | EE K Solar 1 | 20 | 20 | PGAE | EE Kettleman Land, LLC | PHOTO VOLTAIC | SUN | NP15 | 2015-08-12 |  | CISO | PGAE
Non-Participating | N | Y | BIGCRK_2_EXESWD | BGCRK1_7_UNIT 1 | GEN | BIG CREEK PH 1 UNIT 1 | 19.8 | 19.8 |  | Southern California Edison Company | HYDRO | WATER | SP15 |  |  | CISO | SCE
Participating Unit | Y | N |  | BRDGVL_7_BAKER | GEN | Baker Station Hydro | 1.49 | 2.5 | PGAE | Baker Station Associates, LP | HYDRO | WATER | NP15 | 1987-12-10 |  | CISO | PGAE
Participating Unit | N | N |  | REDBLF_6_UNIT | GEN | RED BLUFF PEAKER PLANT | 44 | 44 | PGAE | California Power Holdings, LLC | RECIPROCATING ENGINE | NATURAL GAS | NP15 | 2001-08-11 |  | CISO | PGAE
Participating Unit | N | N |  | PARDSE_6_PESBT1 | GEN | Paradise Energy Storage | 9.75 | 9.75 | SDGE | San Diego Gas and Electric | OTHER | LESR | SP15 |  |  | CISO | SDGE
Participating Unit | N | N |  | ALT6DN_2_WIND7 | GEN | Pinyon Pines 1 | 164.31 | 168 | SCE | Alta Interconnection Management III, LLC | WIND | WIND | SP15 | 2013-01-01 |  | CISO | SCE
Participating Unit | N | Y | GRNLF1_1_PL1X2 | GRNLF1_1_PL1X2 | GEN | Greenleaf 1 | 60 |  | PGAE | Calpine Greenleaf Holdings, Inc. | COMBUSTION TURBINE | NATURAL GAS | NP15 | 2022-06-24 |  | CISO | PGAE
Participating Unit | N | Y | SCEW_2_PDRP106 | SCEW_2_PDRP106 | GEN | SCEW_2_PDRP106 | 9.99 |  | SCE | Leapfrog Power, inc. | OTHER | OTHER | SP15 |  |  | CISO | SCE
Participating Unit | N | Y | RVSIDE_6_SPRING | RVSIDE_6_SPRING | GEN | SPRINGS GENERATION PROJECT AGGREGATE | 36 |  | SCE | City of Riverside (MSSA) | FTUR | NATURAL GAS | SP15 | 2002-06-13 |  | CISO | RVSD
Non-Participating | N | Y | BLM_2_UNITS | BLM E_2_UNIT 7 | GEN | COSO ENERGY DEVELOPERS - BLM EAST UNIT 7 | 24 | 24 |  |  |  |  | SP15 |  |  | CISO | SCE
Participating Unit | N | N |  | ALPSLR_1_SPSSLR | GEN | Alpaugh 50 LLC | 50 | 50 | PGAE | Alpaugh 50, LLC | PHOTO VOLTAIC | SUN | ZP26 | 2013-03-08 |  | CISO | PGAE
Participating Unit | N | N |  | RECTOR_2_IVANPV | GEN | Ivanhoe Tulare PV | 3.5 | 3.5 | SCE | Tulare PV I, LLC | PHOTO VOLTAIC | SUN | SP15 | 2022-01-28 |  | CISO | SCE
Participating Unit | N | N |  | VALLEY_5_SOLAR1 | GEN | Kona Solar - Meridian #1 | 1.49 | 1.5 | SCE | Kona Solar, LLC | PHOTO VOLTAIC | SUN | SP15 | 2015-04-13 |  | CISO | SCE
Participating Unit | N | Y | PIT5_7_PL3X4 | PIT5_7_PL3X4 | GEN | PIT PH 5 UNITS 3 & 4 AGGREGATE | 82 |  | PGAE | Pacific Gas & Electric Company | HYDRO | WATER | NP15 | 1944-01-01 |  | CISO | PGAE
Non-Participating | N | Y | WNDSTR_2_WIND | WNDSTR_2_WIND2 | GEN | Windstar Wind Farm | 60 | 60 |  | Windstar Energy LLC | WIND | WIND | SP15 |  |  | CISO | SCE
Participating Unit | N | N |  | GLDTWN_6_COLUM3 | GEN | Columbia 3 | 10 | 10 | SCE | RE Columbia 3 LLC | PHOTO VOLTAIC | SUN | SP15 | 2013-12-10 |  | CISO | SCE
Non-Participating | N | Y | BIGCRK_2_EXESWD | BGCRK1_7_UNIT 4 | GEN | BIG CREEK PH 1 UNIT 4 | 31.2 | 31.2 |  | Southern California Edison Company | HYDRO | WATER | SP15 |  |  | CISO | SCE
Participating Unit | Y | N |  | UNOCAL_1_UNITS | GEN | TOSCO (RODEO PLANT) | 49.85 | 57.3 | PGAE | Pacific Gas & Electric Company | FTUR | NATURAL GAS | NP15 | 1987-05-21 |  | CISO | PGAE
Non-Participating | N | Y | ALAMIT_2_PL1X3 | ALAMIT_7_STG1S | GEN | ALAMIT_7_STG1S | 241.5 | 241.5 |  | AES Alamitos Energy LLC | COMBINED CYCLE | NATURAL GAS | SP15 |  |  | CISO | SCE
Non-Participating | N | Y | SUNSHN_2_LNDFL | SUNSHN_2_LNDFL4 | GEN | SUNSHN_2_LNDFL4 | 4.6 | 4.6 |  | Sunshine Gas Producers, L.L.C. Unit 4 | COMBUSTION TURBINE | BIOGAS | SP15 |  |  | CISO | SCE
Participating Unit | N | N |  | ALAMIT_7_ES1 | GEN | Alamitos Energy Storage | 100.45 | 100 | SCE | AES ES Alamitos, LLC | OTHER | LESR | SP15 | 2020-12-04 |  | CISO | SCE
Participating Unit | Y | N |  | SPIAND_1_ANDSN2 | GEN | SPI Anderson 2 | 27.15 | 30.1 | PGAE | Sierra Pacific Industries | STEAM | BIOMASS | NP15 | 2015-09-09 |  | CISO | PGAE
Non-Participating | N | Y | LMEC_1_PL1X3 | LMEC_1_CTG1 | GEN | LOS MEDANOS CTG UNIT 1 | 172 | 172 |  | Los Medanos Energy Center, LLC | COMBUSTION TURBINE | NATURAL GAS | NP15 |  |  | CISO | PGAE
Non-Participating | N | Y | OBERON_5_O2BBX2 | OBERON_5_O2BBT4 | GEN | Oberon 2 BESS | 62.5 | 62.5 | SCE | IP Oberon BESS, LLC | OTHER | LESR | SP15 |  |  | CISO | SCE
Participating Unit | Y | N |  | YUBACT_1_SUNSWT | GEN | YUBA CITY COGEN | 49.97 | 49 | PGAE | Yuba City Cogeneration Partners, L.P. | COMBUSTION TURBINE | NATURAL GAS | NP15 | 1990-12-27 |  | CISO | PGAE
Participating Unit | N | N |  | YELPIN_2_YP2BT1 | GEN | Yellow Pine 2 BESS | 65 | 65 | SCE | Yellow Pine Solar, LLC | OTHER | LESR | SP15 | 2023-07-26 |  | CISO | VEA
Participating Unit | N | N |  | STROUD_6_WWHSR1 | GEN | Winter Wheat Solar Farm | 1.5 | 1.5 | PGAE | GASNA 36P, LLC | PHOTO VOLTAIC | SUN | NP15 | 2019-05-11 |  | CISO | PGAE
Participating Unit | N | N |  | WHITEH_2_MEADDYN1 | TG | White Hills A | 50 |  | SCE | MEAD230 | WIND | WIND | SP15 | 2020-12-16 |  | WALC | SCE
Participating Unit | N | N |  | VOYAGR_2_VOYWD1 | GEN | Voyager 1 | 128.91 | 131.1 | SCE | Alta Interconnection Management III, LLC | WIND | WIND | SP15 | 2019-12-30 |  | CISO | SCE
Participating Unit | N | N |  | CRIMSN_2_CRMBT1 | GEN | Crimson | 200 | 200 | SCE | Sonoran West Solar Holdings, LLC | OTHER | LESR | SP15 | 2022-09-16 |  | CISO | SCE
Non-Participating |  | Y | TERMEX_2_PL1X3 | TERMEX_2_GTG2 | GEN | TERMEX_2_GTG2 | 180 | 180 |  |  |  |  | SP15 |  |  | CISO | SDGE
Participating Unit | N | N |  | PADUA_2_SOLAR1 | GEN | Kona Solar - Rancho DC #1 | 1.75 | 1.8 | SCE | Kona Solar, LLC | PHOTO VOLTAIC | SUN | SP15 | 2015-06-02 |  | CISO | SCE
Participating Unit | N | N |  | YELPIN_2_YP2SR3 | GEN | Yellow Pine 2 B PV | 65 | 65 | SCE | Yellow Pine Solar Interconnect, LLC | PHOTO VOLTAIC | SUN | SP15 |  |  | CISO | VEA
Non-Participating | N | Y | COLVIL_7_PL1X2 | COLVIL_7_UNIT 2 | GEN | COLLIERVILLE HYDRO UNIT 2 | 126 | 126 |  | NCPA (MSS Agreement - S14) | HYDRO | WATER | NP15 |  |  | CISO | NCPA
Participating Unit | N | N |  | KYCORA_6_KMSBT1 | GEN | Kearny Mesa Storage | 1 | 1 | SDGE | Kearny Mesa Storage, LLC | OTHER | LESR | SP15 | 2020-02-13 |  | CISO | SDGE
Participating Unit | N | N |  | USWPFK_6_FRICK | GEN | Frick Summit Wind Repower | 10 | 10 | PGAE | Altamont Winds LLC | WIND | WIND | NP15 | 2021-07-02 |  | CISO | PGAE
Participating Unit | N | N |  | VICTOR_1_SOLAR2 | GEN | Alamo Solar | 20 | 20 | SCE | Alamo Solar, LLC | PHOTO VOLTAIC | SUN | SP15 | 2015-05-15 |  | CISO | SCE
Participating Unit | N | N |  | ALPAUG_1_TUDSR1 | GEN | Tulare DAC Solar | 3 | 3 | PGAE | Tulare CSG LLC | PHOTO VOLTAIC | SUN | ZP26 |  |  | CISO | PGAE
Participating Unit | N | N |  | LAMONT_1_SOLAR4 | GEN | Hayworth Solar Farm | 26.66 | 27 | PGAE | 65HK 8me LLC | PHOTO VOLTAIC | SUN | ZP26 | 2015-12-23 |  | CISO | PGAE
Participating Unit | N | N |  | DRACKR_2_DSUBT1 | GEN | Dracker Solar Unit 1 BESS | 63 | 63 | SCE | NextEra Blythe Solar Energy Center, LLC | OTHER | LESR | SP15 | 2021-08-12 |  | CISO | SCE
Participating Unit | N | N |  | DAVIS_1_SOLAR2 | GEN | Grasslands 4 | 1 | 1 | PGAE | Yolo County | PHOTO VOLTAIC | SUN | NP15 | 2013-08-05 |  | CISO | PGAE
Participating Unit | N | N |  | CAMERN_6_BSPSR1 | GEN | Buckman Springs PV | 0.84 | 0.85 | SDGE | San Diego Gas & Electric Company | PHOTO VOLTAIC | SUN | SP15 |  |  | CISO | SDGE
Non-Participating | N | Y | GWFPWR_1_UNITS | GWFPWR_1_CT 1 | GEN | HEP PEAKER PLANT UNIT 1 | 50 | 50 |  | GWF Energy LLC | COMBUSTION TURBINE | NATURAL GAS | NP15 |  |  | CISO | PGAE
Non-Participating | N | Y | TIGRCK_7_UNITS | TIGRCK_7_UNIT 2 | GEN | Tiger Creek Unit 2 | 31 | 31 |  | Pacific Gas & Electric Company | HYDRO | WATER | NP15 |  |  | CISO | PGAE
Non-Participating | N | Y | SLUISP_2_UNITS | SLUISP_2_UNIT 7 | GEN | San Luis P-G Unit 7 | 53 | 53 | PGAE | California Dept. of Water Resources | PUMPED STORAGE | WATER | NP15 |  |  | CISO | PGAE
Participating Unit | N | N |  | JOHANN_2_OCEBT2 | GEN | Orange County Energy Storage 2 | 9 | 9 | SCE | Orange County Energy Storage 2 LLC | OTHER | LESR | SP15 | 2021-12-07 |  | CISO | SCE
Participating Unit | N | N |  | LAPLMA_2_UNIT 2 | GEN | La Paloma Generating Plant Unit #2 | 266 | 295 | PGAE | CXA La Paloma LLC | COMBINED CYCLE | NATURAL GAS | ZP26 | 2003-03-05 |  | CISO | PGAE
Participating Unit | N | Y | PGF1_2_PDRP105 | PGF1_2_PDRP105 | GEN | PGF1_2_PDRP105 | 4.8 |  | PGAE | OHMCONNECT, INC. | OTHER | OTHER | NP15 |  |  | CISO | PGAE
Non-Participating | N | Y | STANTN_2_SBEBX2 | STANTN_2_SBEBT3 | GEN | Stanton Battery Energy Storage | 34.4 | 34.4 | SCE | Stanton Energy Holdco, LLC | OTHER | LESR | SP15 |  |  | CISO | SCE
Participating Unit | N | N |  | CUMBIA_1_SOLAR | GEN | Columbia Solar Energy II | 19 | 19 | PGAE | Columbia Solar Energy, LLC | PHOTO VOLTAIC | SUN | NP15 | 2015-10-21 |  | CISO | PGAE
Participating Unit | N | N |  | CSTRVL_7_PL1X2 | GEN | Marina Land Fill Gas | 4.53 | 5 | PGAE | Monterey Regional Waste Management District | RECIPROCATING ENGINE | OTHER | NP15 | 2007-09-01 |  | CISO | PGAE
Participating Unit | N | Y | SPICER_1_UNITS | SPICER_1_UNITS | GEN | SPICER HYDRO UNITS 1-3 AGGREGATE | 6 |  | PGAE | NCPA (MSS Agreement - S14) | HYDRO | WATER | NP15 | 1990-01-01 |  | CISO | NCPA
Participating Unit | N | N |  | SPRGVL_2_LINDPV | GEN | Lindsay Tulare PV | 4 | 4 | SCE | Tulare PV I, LLC | PHOTO VOLTAIC | SUN | SP15 | 2022-01-28 |  | CISO | SCE
Participating Unit | N | N |  | CORRAL_6_SJOAQN | GEN | Ameresco San Joaquin | 4.3 | 4.3 | PGAE | Ameresco San Joaquin LLC | RECIPROCATING ENGINE | BIOGAS | NP15 | 2014-04-24 |  | CISO | PGAE
Participating Unit | N | N |  | MCFLND_5_MFSSR1 | GEN | McFarland Solar A PV | 200 | 200 | SDGE | McFarland Solar A, LLC | PHOTO VOLTAIC | SUN | SP15 | 2023-12-22 |  | CISO | SDGE
Non-Participating | N | Y | SCHLTE_1_PL1X3 | SCHLTE_1_UNITA1 | GEN | Tracy Unit 1 Peaking Project | 87 | 87 | PGAE | GWF Energy LLC | COMBUSTION TURBINE | NATURAL GAS | NP15 |  |  | CISO | PGAE
Participating Unit | N | Y | HNTGBH_2_PL1X3 | HNTGBH_2_PL1X3 | GEN | Huntington Beach Energy | 673.8 |  | SCE | AES Huntington Beach Energy LLC | COMBINED CYCLE | NATURAL GAS | SP15 | 2020-02-04 |  | CISO | SCE
Participating Unit | N | N |  | HALSEY_6_UNIT | GEN | HALSEY HYDRO | 13.5 | 13.5 | PGAE | Pacific Gas & Electric Company | HYDRO | WATER | NP15 | 1916-01-01 |  | CISO | PGAE
Participating Unit | N | N |  | GARNET_2_HYDRO | GEN | Whitewater Hydro | 1 | 1 | SCE | Desert Water Agency | HYDRO | WATER | SP15 | 2016-07-08 |  | CISO | SCE
Participating Unit | N | N |  | VICPAS_2_SOCBT2 | GEN | Sol Catcher BESS 2 | 71 | 71 | SCE | Arica Solar, LLC | OTHER | LESR | SP15 |  |  | CISO | SCE
Non-Participating |  | Y | SBERDO_2_PSP3 | SBERDO_7_STG3 | GEN | SBERDO_7_STG3 | 202 | 202 |  |  |  |  | SP15 |  |  | CISO | SCE
Participating Unit | Y | N |  | CHEVMN_2_UNITS | GEN | CHEVRON U.S.A. UNITS 1 & 2 AGGREGATE | 124.87 | 170.7 | SCE | Chevron U.S.A. Inc. (Chevron CIC) |  | OTHER | SP15 | 1987-12-29 |  | CISO | SCE
Participating Unit | N | N |  | KNGCTY_6_UNITA1 | GEN | King City Energy Center, Unit 1 | 44.6 | 49.9 | PGAE | Gilroy Energy Center, LLC | COMBUSTION TURBINE | NATURAL GAS | NP15 | 2002-01-14 |  | CISO | PGAE
Participating Unit | Y | N |  | HILAND_7_YOLOWD | GEN | CLEAR LAKE UNIT 1 | 3.75 | 3.8 | PGAE | Pacific Gas & Electric Company | HYDRO | WATER | NP15 | 1985-09-07 |  | CISO | PGAE
Participating Unit | N | N |  | MAGNLA_6_PASADENA | TG | Magnolia Power Plant - PASADENA | 18 |  | SCE | SYLMAR | COMBINED CYCLE | NATURAL GAS | SP15 | 2020-01-15 |  | LADWP | SCE
Participating Unit | N | Y | SCEC_1_PDRP176 | SCEC_1_PDRP176 | GEN | VLTS_PDR_SCEC_02 | 9.95 |  | SCE | Voltus, Inc. | OTHER | OTHER | SP15 |  |  | CISO | SCE
Participating Unit | N | N |  | CALPSS_6_SOLAR1 | TG | Calipatria Solar Farm | 19.9 | 20 | SDGE | IVLY2 | PHOTO VOLTAIC | SUN | SP15 | 2016-02-12 |  | IID | SDGE
Participating Unit | N | N |  | BIGSKY_2_ASLBT2 | GEN | Antelope Solar 2 Luna | 100 | 100 | SCE | Luna Storage, LLC | OTHER | LESR | SP15 | 2022-07-30 |  | CISO | SCE
Non-Participating | N | Y | WISHON_6_UNITS | WISHON_6_UNIT 2 | GEN | WISHON HYDRO UNIT 2 | 5.6 | 5.6 |  | Pacific Gas & Electric Company | HYDRO | WATER | NP15 |  |  | CISO | PGAE
Non-Participating | N | Y | HYTTHM_2_UNITS | HYATT_2_UNIT 4 | GEN | Edward Hyatt P-G Unit 4 | 132.2 | 132.2 |  | California Dept. of Water Resources | HYDRO | WATER | NP15 |  |  | CISO | CWRP
Participating Unit | N | N |  | OCOTLO_6_OCWSB1 | TG | Ocotillo Wells Solar and BESS | 50 | 50 | SDGE | IVLY2 | OTHER | HYBD | SP15 | 2023-09-01 |  | IID | SDGE
Participating Unit | N | N |  | DAIRLD_1_MD1SL1 | GEN | Madera 1 | 1.5 | 1.5 | PGAE | GL Madera, LLC | PHOTO VOLTAIC | SUN | NP15 | 2017-12-29 |  | CISO | PGAE
Participating Unit | N | N |  | GASKW1_2_GW4SR1 | GEN | Gaskell West 4 | 20 | 20 | SCE | RE Gaskell West 3 LLC | PHOTO VOLTAIC | SUN | SP15 | 2023-05-05 |  | CISO | SCE
Participating Unit | N | Y | PRIMM_2_SOLAR1 | PRIMM_2_SOLAR1 | GEN | Silver State South | 250 |  | SCE | Silver State Solar Power South, LLC | PHOTO VOLTAIC | SUN | SP15 | 2016-08-23 |  | CISO | SCE
Participating Unit | N | N |  | MAGNLA_6_COLTON | TG | Magnolia Power Project | 12 |  | SCE | LUGO | COMBINED CYCLE | NATURAL GAS | SP15 | 2020-01-15 |  | LADWP | SCE
Participating Unit | N | N |  | WISTER_2_WISSR1 | TG | Wister Solar | 20 | 20 | SDGE | IVLY2 | PHOTO VOLTAIC | SUN | SP15 | 2022-07-12 |  | IID | SDGE
Participating Unit | N | N |  | KNTSTH_6_SOLAR | GEN | Kent South | 20 | 20 | PGAE | RE Kent South, LLC | PHOTO VOLTAIC | SUN | NP15 | 2014-12-24 |  | CISO | PGAE
Participating Unit | Y | N |  | MSSION_2_QF | GEN | SMALL QF AGGREGATION - SAN DIEGO | 2 | 50 | SDGE | SDG&E Exempt |  | OTHER | SP15 | 1980-01-01 |  | CISO | SDGE
Non-Participating | N | Y | HIDSRT_2_UNITS | HIDSRT_7_STG | GEN | HIGH DESERT STEAM TURBINE | 323 | 323 |  | High Desert Power Project, LLC | STEAM | HEAT RECOVERY | SP15 |  |  | CISO | SCE
Participating Unit | N | N |  | TRNSWD_1_QF | GEN | FPL Energy C Wind | 38.97 | 40 | SCE | GPS Cabazon Wind, LLC | WIND | WIND | SP15 | 2014-12-22 |  | CISO | SCE
Participating Unit | Y | N |  | CTNWDP_1_QF | GEN | SMALL QF AGGREGATION - BURNEY | 0.5 | 1 | PGAE | Pacific Gas & Electric Company | HYDRO | WATER | NP15 | 1982-01-01 |  | CISO | PGAE
Participating Unit | N | Y | PGSB_1_PDRP104 | PGSB_1_PDRP104 | GEN | PGSB_1_PDRP104 | 0.99 |  | PGAE | Leapfrog Power, Inc. | OTHER | OTHER | NP15 |  |  | CISO | PGAE
Non-Participating | N | Y | DREWS_6_PL1X4 | DREWS_6_GEN 3 | GEN | DREWS UNIT 3 | 10.8 | 10.8 |  | Colton Power, LP | COMBUSTION TURBINE | NATURAL GAS | SP15 |  |  | CISO | SCE
Participating Unit | N | N |  | MSOLAR_2_SOLAR2 | GEN | Mesquite Solar 2 | 100.81 | 165 | SDGE | Mesquite Solar 2, LLC | PHOTO VOLTAIC | SUN | SP15 | 2017-10-12 |  | CISO | SDGE
Non-Participating | N | Y | CAMCHE_1_PL1X3 | CAMCHE_1_UNIT 1 | GEN | Camanche 1 | 3.3 | 3.3 |  | East Bay Municipal Utility District | HYDRO | WATER | NP15 |  |  | CISO | PGAE
Non-Participating | N | Y | CARBOU_7_PL2X3 | CARBOU_7_UNIT 3 | GEN | CARIBOU PH 1 UNIT 3 | 25 | 25 |  | Pacific Gas & Electric Company | HYDRO | WATER | NP15 |  |  | CISO | PGAE
Participating Unit | N | N |  | GARNET_1_SOLAR2 | GEN | Garnet Solar Power Generation Station 1 | 4 | 4 | SCE | Garnet Solar Power Generation Station 1, LLC | PHOTO VOLTAIC | SUN | SP15 | 2014-12-23 |  | CISO | SCE
Participating Unit | N | N |  | WOODWR_1_HYDRO | GEN | Quinten Luallen | 7.3 | 7.3 | PGAE | Friant Power Authority | HYDRO | WATER | NP15 | 2017-06-14 |  | CISO | PGAE
Participating Unit | N | N |  | PEABDY_2_LNDFIL | GEN | G2 Energy Hay Road Power Plant | 1.6 | 1.6 | PGAE | G2 Energy, Hay Road LLC | RECIPROCATING ENGINE | BIOGAS | NP15 | 2013-07-09 |  | CISO | PGAE
Participating Unit | N | N |  | FIFTHS_2_FSSBT | GEN | Fifth Standard Battery | 137 | 137 | PGAE | Fifth Standard Solar PV, LLC | OTHER | LESR | ZP26 | 2023-09-15 |  | CISO | PGAE
Participating Unit | N | Y | SCEW_2_PDRP110 | SCEW_2_PDRP110 | GEN | SCEW_2_PDRP110 | 0.99 |  | SCE | Leapfrog Power, inc. | OTHER | OTHER | SP15 |  |  | CISO | SCE
Participating Unit | Y | N |  | GYSRVL_7_WSPRNG | GEN | Warm Springs Hydro | 3.75 | 3.8 | PGAE | Sonoma County Water Agency | HYDRO | WATER | NP15 | 1988-12-22 |  | CISO | PGAE
Non-Participating | N | Y | LECEF_1_UNITS | LECEF_1_CGT 2 | GEN | LOS ESTEROS ENERGY FACILITY CTG 2 | 49.9 | 49.9 |  | Los Esteros Critical Energy Facility, LLC | COMBUSTION TURBINE | NATURAL GAS | NP15 |  |  | CISO | PGAE
Non-Participating | N | Y | SPICER_1_UNITS | SPICER_1_UNIT 1 | GEN | SPICER HYDRO UNIT 1 | 2.8 | 2.8 |  | NCPA (MSS Agreement - S14) | HYDRO | WATER | NP15 |  |  | CISO | NCPA
Non-Participating | N | Y | HNTGBH_2_PL1X3 | HNTGBH_7_CTG1B | GEN | HNTGBH_7_CTG1B | 234.5 | 234.5 |  | AES Huntington Beach Energy LLC | COMBINED CYCLE | NATURAL GAS | SP15 |  |  | CISO | SCE
Non-Participating | N | Y | MCFLND_5_MSBSX2 | MCFLND_5_MSBSR2 | GEN | McFarland Solar B PV | 250 | 250 | SDGE | McFarland Solar B, LLC | PHOTO VOLTAIC | SUN | SP15 |  |  | CISO | SDGE
Participating Unit | N | N |  | CUYAMS_6_CUYSR1 | GEN | Cuyama Solar | 40 | 40 | PGAE | Cuyama Solar, LLC | PHOTO VOLTAIC | SUN | ZP26 | 2017-11-30 |  | CISO | PGAE
Participating Unit | N | N |  | ORTGA_6_ME1SL1 | GEN | Merced 1 | 3 | 3 | PGAE | GL Merced 2, LLC | PHOTO VOLTAIC | SUN | NP15 | 2018-04-12 |  | CISO | PGAE
Participating Unit | N | N |  | OASIS_6_CREST | GEN | CREST Contracts | 3 | 13.5 | SCE | Southern California Edison Company | PHOTO VOLTAIC | SUN | SP15 | 2016-04-20 |  | CISO | SCE
Participating Unit | N | Y | ONLLPP_6_UNITS | ONLLPP_6_UNITS | GEN | O'NEILL PUMP-GEN (AGGREGATE) | 25.2 |  | PGAE | Western Area Power Administration |  | WATER | NP15 | 2017-11-30 |  | CISO | PGAE
Non-Participating | N | Y | LEBECS_2_UNITS | LEBECS_7_STG5 | GEN | CC Power Block 2 STG5 | 92 | 92 |  | Pastoria Energy Facility | STEAM | NATURAL GAS | SP15 |  |  | CISO | SCE
Participating Unit | N | N |  | CENTER_6_PEAKER | GEN | Center Peaker | 47.3 | 59 | SCE | Southern California Edison Company | COMBUSTION TURBINE | NATURAL GAS | SP15 | 2007-09-20 |  | CISO | SCE
Participating Unit | N | N |  | TX-ELK_6_SOLAR1 | GEN | Castor | 1.5 | 1.5 | PGAE | Green Light FIT 1, LLC | PHOTO VOLTAIC | SUN | ZP26 | 2016-04-02 |  | CISO | PGAE
Participating Unit | Y | N |  | NAROW1_2_UNIT | GEN | NARROWS PH 1 UNIT | 12 | 12 | PGAE | Yuba County Water Agency | HYDRO | WATER | NP15 | 2020-09-21 |  | CISO | PGAE
Participating Unit | N | N |  | SBERDO_6_MILLCK | GEN | MILL CREEK PSP | 3.93 | 4 | SCE | Southern California Edison Company | HYDRO | WATER | SP15 |  |  | CISO | SCE
Participating Unit | N | Y | SCEC_1_PDRP129 | SCEC_1_PDRP129 | GEN | SCEC_1_PDRP129 | 0.99 |  | SCE | Leapfrog Power, inc. | OTHER | OTHER | SP15 |  |  | CISO | SCE
Participating Unit | N | N |  | KERNFT_1_UNITS | GEN | KERN FRONT LIMITED | 52.4 | 60 | PGAE | KERN FRONT LIMITED | COMBUSTION TURBINE | NATURAL GAS | ZP26 | 1989-01-07 |  | CISO | PGAE
Non-Participating | N | Y | SLUISP_2_UNITS | SLUISP_2_UNIT 8 | GEN | San Luis P-G Unit 8 | 53 | 53 | PGAE | California Dept. of Water Resources | PUMPED STORAGE | WATER | NP15 |  |  | CISO | PGAE
Participating Unit | Y | N |  | COVERD_2_RCKHY1 | GEN | ROARING CREEK | 2 | 2 | PGAE | Mega Renewables | HYDRO | WATER | NP15 | 2017-06-01 |  | CISO | PGAE
Participating Unit | N | N |  | FROGTN_1_UTICAM | GEN | Murphys Powerhouse | 3.6 | 3.6 | PGAE | Utica Water and Power Authority | HYDRO | WATER | NP15 | 2017-08-22 |  | CISO | PGAE
Participating Unit | N | N |  | BGSKYN_2_AS2SR1 | GEN | Antelope Solar 2 | 105 | 105 | SCE | Antelope Expansion 2, LLC | PHOTO VOLTAIC | SUN | SP15 | 2018-12-18 |  | CISO | SCE
Participating Unit | N | Y | MONTPH_7_UNITS | MONTPH_7_UNITS | GEN | MONTICELLO HYDRO AGGREGATE | 12.5 |  | PGAE | Pacific Gas & Electric Company | HYDRO | WATER | NP15 | 1974-01-01 |  | CISO | PGAE
Participating Unit | N | Y | DUANE_1_PL1X3 | DUANE_1_PL1X3 | GEN | DONALD VON RAESFELD POWER PROJECT | 147.8 |  | PGAE | City of Santa Clara DBA Silicon Valley Power (MSS Agreement - S14) | COMBINED CYCLE | NATURAL GAS | NP15 | 2005-03-24 |  | CISO | NCPA
Participating Unit | N | N |  | DYERSM_6_DSWWD1 | GEN | Dyer Summit Wind Repower | 44.8 | 44.8 | PGAE | Altamont Winds LLC | WIND | WIND | NP15 | 2022-04-05 |  | CISO | PGAE
Participating Unit | N | N |  | SUNSPT_2_WNASR1 | GEN | Windhub Solar A | 20 | 20 | SCE | Windhub Solar A, LLC | PHOTO VOLTAIC | SUN | SP15 | 2019-12-18 |  | CISO | SCE
Participating Unit | N | N |  | PIT6_7_UNIT 2 | GEN | PIT PH 6 UNIT 2 | 40 | 40 | PGAE | Pacific Gas & Electric Company | HYDRO | WATER | NP15 | 1965-01-01 |  | CISO | PGAE
Participating Unit | Y | N |  | HOLGAT_1_BORAX | GEN | U.S. Borax, Unit 1 | 48.2 | 48.2 | SCE | U.S. Borax Inc. |  | OTHER | SP15 | 1984-06-01 |  | CISO | SCE
Participating Unit | N | N |  | DELAMO_2_SOLAR2 | GEN | Golden Springs Building M | 1.75 | 1.8 | SCE | Golden Springs Development Co. LLC | PHOTO VOLTAIC | SUN | SP15 | 2015-04-01 |  | CISO | SCE
Participating Unit | N | N |  | USWNDR_2_LABWD1 | GEN | LaBrisa Wind Project | 9 | 9 | PGAE | EDF Renewable Windfarm V, Inc | WIND | WIND | NP15 | 2019-06-28 |  | CISO | PGAE
Participating Unit | N | N |  | CLINESCO_3_WBDYN | TG | CLINES CORNERS B | 194.28 |  | SCE | WILLOWBEACH | WIND | WIND | SP15 | 2021-12-01 |  | PNM | SCE
Participating Unit | N | Y | INTKEP_2_UNITS | INTKEP_2_UNITS | GEN | CCSF Hetch_Hetchy Hydro Aggregate | 405 |  | PGAE | City & County of San Francisco | HYDRO | WATER | NP15 | 2006-07-01 |  | CISO | PGAE
Participating Unit | N | Y | SCEC_1_PDRP140 | SCEC_1_PDRP140 | GEN | SCEC_1_PDRP140 | 0.99 |  | SCE | Leapfrog Power, Inc. | OTHER | OTHER | SP15 |  |  | CISO | SCE
Non-Participating | N | Y | BRODIE_2_WIND | BRODIE_2_WIND1 | GEN | Coram Brodie Wind Project Cameron Ridge | 78 | 78 |  | Southern California Edison Company | WIND | WIND | SP15 |  |  | CISO | SCE
Participating Unit | N | N |  | BUCKCK_2_HYDRO | GEN | Lassen Station Hydro | 0.99 | 1 | PGAE | Lassen Station Hydroelectric, LP | HYDRO | WATER | NP15 | 2016-06-13 |  | CISO | PGAE
Participating Unit | N | Y | CRESTA_7_PL1X2 | CRESTA_7_PL1X2 | GEN | CRESTA PH UNIT 1 & 2 AGGREGATE | 70.4 |  | PGAE | Pacific Gas & Electric Company | HYDRO | WATER | NP15 | 1949-01-01 |  | CISO | PGAE
Participating Unit | N | N |  | ALMEGT_1_UNIT 2 | GEN | ALAMEDA GT UNIT 2 | 25 | 25.4 | PGAE | NCPA (MSS Agreement - S14) | FTUR | NATURAL GAS | NP15 | 1986-01-01 |  | CISO | NCPA
Participating Unit | N | N |  | DSFLWR_2_W9CSB1 | GEN | Willy 9 Chap 1 | 102 | 102 | SCE | Chaparral Springs, LLC | OTHER | HYBD | SP15 | 2023-03-08 |  | CISO | SCE
Participating Unit | N | N |  | TEHAPI_2_WIND2 | GEN | Wind Wall Monolith 2 | 23.66 | 22.5 | SCE | Wind Wall 1 | WIND | WIND | SP15 | 2021-03-30 |  | CISO | SCE
Non-Participating |  | Y | TERMEX_2_PL1X3 | TERMEX_2_GTG1 | GEN | TERMEX_2_GTG1 | 180 | 180 |  |  |  |  | SP15 |  |  | CISO | SDGE
Participating Unit | N | N |  | GLNARM_2_UNIT 5 | GEN | Glenarm Turbine 5 | 65.81 | 71 | SCE | City of Pasadena | COMBINED CYCLE | NATURAL GAS | SP15 | 2016-12-20 |  | CISO | PASA
Participating Unit | Y | Y | SANITR_6_UNITS | SANITR_6_UNITS | GEN | LACSD CARSON WATER POLLUTION AGGREGATE | 8 |  | SCE | County Sanitation District No. 2 of Los Angeles County | COMBINED CYCLE | NATURAL GAS | SP15 |  |  | CISO | SCE
Participating Unit | N | N |  | REEDLY_6_SOLAR | GEN | Terzian | 1.23 | 1.3 | PGAE | Solarenewal LLC | PHOTO VOLTAIC | SUN | NP15 | 2014-06-17 |  | CISO | PGAE
Participating Unit | N | N |  | USWND2_1_WIND2 | GEN | Golden Hills B | 42.96 | 43 | PGAE | Golden Hills Wind, LLC | WIND | WIND | NP15 | 2015-12-23 |  | CISO | PGAE
Participating Unit | N | N |  | WHEATL_6_LNDFIL | GEN | G2 ENERGY, OSTROM ROAD LLC | 3.55 | 3.55 | PGAE | G2 Energy, Ostrom Road LLC | RECIPROCATING ENGINE | BIOGAS | NP15 | 2013-09-01 |  | CISO | PGAE
Participating Unit | N | N |  | POLRIS_2_ASEBT1 | GEN | Antelope Solar 2 Estrella BESS | 28 | 28 | SCE | Estrella Solar, LLC | OTHER | LESR | SP15 | 2023-12-29 |  | CISO | SCE
Participating Unit | N | Y | PGF1_2_PDRP111 | PGF1_2_PDRP111 | GEN | VLTS_PDR_PGF1_03 | 9.9 |  | PGAE | Voltus, Inc. | OTHER | OTHER | NP15 |  |  | CISO | PGAE
Non-Participating | N | Y | DMDVLY_1_UNITS | DMDVLY_1_GEN 6 | GEN | Diamond Valley Unit 6 | 3.3 | 3.3 |  | Metropolitan Water District of Southern California (MWD) | HYDRO | WATER | SP15 |  |  | CISO | SCE
Participating Unit | N | N |  | VICTOR_1_EXSLRA | GEN | Expressway Solar A | 2 | 2 | SCE | FTS Master Tenant 1, LLC | PHOTO VOLTAIC | SUN | SP15 | 2014-05-07 |  | CISO | SCE
Participating Unit | N | N |  | HATRDG_2_WIND | GEN | Hatchet Ridge Wind Farm | 102 | 102 | PGAE | Hatchet Ridge Wind, LLC | WIND | WIND | NP15 | 2010-11-19 |  | CISO | PGAE
Participating Unit | N | Y | TERMEX_2_PL1X3 | TERMEX_2_PL1X3 | GEN | TDM | 625 |  | SDGE | Termoelectrica De Mexicali S. de R.L. de C.V. (non-pro forma agreement) | COMBINED CYCLE | NATURAL GAS | SP15 | 2003-07-30 |  | CISO | SDGE
Participating Unit | N | N |  | GARNET_2_WIND4 | GEN | Windustries | 9.8 | 9.8 | SCE | San Gorgonio Westwinds II - Windustries, LLC | WIND | WIND | SP15 | 2015-12-10 |  | CISO | SCE
Participating Unit | N | N |  | PIT1_7_UNIT 2 | GEN | PIT PH 1 UNIT 2 | 32 | 32 | PGAE | Pacific Gas & Electric Company | HYDRO | WATER | NP15 | 1922-01-01 |  | CISO | PGAE
Non-Participating | N | Y | METEC_2_PL1X3 | METEC_7_CTG1 | GEN | Metcalf Energy Center Unit 1 | 193 | 193 |  | Metcalf Energy Center, LLC | COMBUSTION TURBINE | NATURAL GAS | NP15 |  |  | CISO | PGAE
Non-Participating | N | Y | LEBECS_2_UNITS | LEBECS_7_CTG4 | GEN | CC Power Block 2 CTG4 | 198.9 | 198.9 |  | Pastoria Energy Facility | COMBUSTION TURBINE | NATURAL GAS | SP15 |  |  | CISO | SCE
Non-Participating | N | Y | KRAMER_1_R2PX2 | KRAMER_1_R2PSR1 | GEN | Resurgence 2 PV | 24 | 24 |  | Resurgence Solar II, LLC | PHOTO VOLTAIC | SUN | SP15 |  |  | CISO | SCE
Non-Participating | N | Y | TERMEX_2_PL1X3 | TERMEX_2_STG | GEN | Termoelectrica De Mexicali STG 3 | 308 | 308 |  | Termoelectrica De Mexicali S. de R.L. de C.V. | STEAM | HEAT RECOVERY | SP15 |  |  | CISO | SDGE
Non-Participating | N | Y | MCFLND_5_MSBBX2 | MCFLND_5_MSBBT2 | GEN | McFarland Solar B BESS | 125 | 125 | SDGE | McFarland Solar B, LLC | OTHER | LESR | SP15 |  |  | CISO | SDGE
Participating Unit | N | N |  | SENTNL_2_CTG1 | GEN | Sentinel Unit 1 | 107.68 | 131.8 | SCE | Sentinel Energy Center, LLC | COMBUSTION TURBINE | NATURAL GAS | SP15 | 2013-05-06 |  | CISO | SCE
Participating Unit | N | N |  | KNGBRD_2_SOLAR2 | GEN | Kingbird Solar B | 20 | 20 | SCE | Kingbird Solar B, LLC | PHOTO VOLTAIC | SUN | SP15 | 2016-04-30 |  | CISO | SCE
Non-Participating | N | Y | HYTTHM_2_UNITS | HYATT_2_UNIT 5 | GEN | Edward Hyatt Gen Unit 5 | 141.6 | 141.6 |  | California Dept. of Water Resources | HYDRO | WATER | NP15 |  |  | CISO | CWRP
Participating Unit | N | Y | SCEC_1_PDRP135 | SCEC_1_PDRP135 | GEN | SCEC_1_PDRP135 | 0.99 |  | SCE | Leapfrog Power, Inc. | OTHER | OTHER | SP15 |  |  | CISO | SCE
Participating Unit | N | N |  | NCPA_7_GP2UN4 | GEN | NCPA GEO PLANT 2 UNIT 4 | 52.73 | 55 | PGAE | NCPA (MSS Agreement - S14) | STEAM | GEOTHERMAL | NP15 | 1986-01-01 |  | CISO | NCPA
Non-Participating | N | Y | SLSTR2_2_SOLAR2 | SLSTR2_2_SOLR2B | GEN | Solar Star 2 | 57 | 57 |  | Southern California Edison Company | PHOTO VOLTAIC | SUN | SP15 |  |  | CISO | SCE
Participating Unit | N | N |  | PROXSR_2_PS1BT1 | GEN | Proxima Solar BESS 1A | 40 | 40 | PGAE | Proxima Solar, LLC | OTHER | LESR | NP15 |  |  | CISO | PGAE
Non-Participating | N | Y | BIGCRK_2_EXESWD | BGCRK4_7_UNIT 2 | GEN | BIG CREEK PH 4 UNIT 2 | 50 | 50 |  | Southern California Edison Company | HYDRO | WATER | SP15 |  |  | CISO | SCE
Non-Participating | N | Y | HNTGBH_2_PL1X3 | HNTGBH_7_CTG1A | GEN | HNTGBH_7_CTG1A | 234.5 | 234.5 |  | AES Huntington Beach Energy LLC | COMBINED CYCLE | NATURAL GAS | SP15 |  |  | CISO | SCE
Participating Unit | N | N |  | ADMEST_6_SOLAR | GEN | Adams East | 19 | 19 | PGAE | RE Adams East, LLC | PHOTO VOLTAIC | SUN | NP15 | 2014-12-13 |  | CISO | PGAE
Participating Unit | N | N |  | WISE_1_UNIT 2 | GEN | WISE HYDRO UNIT 2 | 3.2 | 3.2 | PGAE | Pacific Gas & Electric Company | HYDRO | WATER | NP15 | 1986-01-01 |  | CISO | PGAE
Participating Unit | N | N |  | RCKCRK_7_UNIT 2 | GEN | ROCK CREEK HYDRO UNIT 2 | 56.9 | 56.9 | PGAE | Pacific Gas & Electric Company | HYDRO | WATER | NP15 | 1950-01-01 |  | CISO | PGAE
Participating Unit | Y | N |  | TESLA_1_QF | GEN | SMALL QF AGGREGATION - STOCKTON | 2 | 5 | PGAE | Pacific Gas & Electric Company | OTHER | OTHER | NP15 | 1982-01-01 |  | CISO | PGAE
Participating Unit | Y | N |  | COVERD_2_MCKHY1 | GEN | Montgomery Creek Hydro | 2.8 | 2.8 | PGAE | Enel Green Power NA,Inc dba El Dorado Hydro, LLC | HYDRO | WATER | NP15 | 2017-08-01 |  | CISO | PGAE
Non-Participating | N | Y | PIT3_7_PL1X3 | PIT3_7_UNIT 1 | GEN | PIT PH 3 UNIT 1 | 24 | 24 |  | Pacific Gas & Electric Company | HYDRO | WATER | NP15 |  |  | CISO | PGAE
Participating Unit | N | N |  | RDWAY_1_SCKSR1 | GEN | Sheep Creek | 3 | 3 | SCE | Phelan Solar LLC | PHOTO VOLTAIC | SUN | SP15 | 2023-07-28 |  | CISO | SCE
Participating Unit | N | Y | BUCKBL_2_PL1X3 | BUCKBL_2_PL1X3 | GEN | Blythe Energy Center | 493.63 |  | SCE | Blythe Energy Inc | COMBINED CYCLE | NATURAL GAS | SP15 | 2010-07-31 |  | CISO | SCE
Participating Unit | N | Y | SCEC_1_PDRP128 | SCEC_1_PDRP128 | GEN | SCEC_1_PDRP128 | 0.99 |  | SCE | Leapfrog Power, Inc. | OTHER | OTHER | SP15 |  |  | CISO | SCE
Participating Unit | N | N |  | SAUGUS_6_MWDFTH | GEN | Foothill Hydroelectric Recovery Plant | 9.1 | 9.1 | SCE | Metropolitan Water District of Southern California (MWD) | HYDRO | WATER | SP15 | 1981-01-01 |  | CISO | SCE
Participating Unit | N | N |  | DRACKR_2_DS3SR3 | GEN | Dracker Solar Unit 3 | 125 | 125 | SCE | NextEra Blythe Solar Energy Center, LLC | PHOTO VOLTAIC | SUN | SP15 | 2020-05-19 |  | CISO | SCE
Participating Unit | N | N |  | DONNLS_7_UNIT | GEN | Donnells Hydro | 72 | 72 | PGAE | City of Santa Clara DBA Silicon Valley Power (MSS Agreement - S14) | HYDRO | WATER | NP15 | 1957-01-01 |  | CISO | NCPA
Participating Unit | Y | N |  | WSENGY_1_UNIT 1 | GEN | Wheelabrator Shasta | 50 | 50 | PGAE | Wheelabrator Shasta Energy Company Inc. | STEAM | BIOMASS | NP15 | 2017-12-01 |  | CISO | PGAE
Participating Unit | N | N |  | ASTORA_2_SOLAR1 | GEN | Astoria 1 | 100 | 100 | SCE | RE Astoria LLC | PHOTO VOLTAIC | SUN | SP15 | 2016-10-18 |  | CISO | SCE
Participating Unit | N | Y | OGROVE_6_PL1X2 | OGROVE_6_PL1X2 | GEN | Orange Grove Energy Center | 96 |  | SDGE | Orange Grove Energy, L.P. | COMBUSTION TURBINE | NATURAL GAS | SP15 | 2010-06-16 |  | CISO | SDGE
Non-Participating | N | Y | BIGCRK_2_EXESWD | BGCRK8_7_UNIT 1 | GEN | BIG CREEK PH 8 UNIT 1 | 30 | 30 |  | Southern California Edison Company | HYDRO | WATER | SP15 |  |  | CISO | SCE
Participating Unit | N | N |  | ALTA3A_2_CPCE5 | GEN | Alta Wind 5 | 168 | 168 | SCE | Alta Interconnection Management II, LLC | WIND | WIND | SP15 | 2011-04-21 |  | CISO | SCE
Participating Unit | N | Y | SCEW_2_PDRP122 | SCEW_2_PDRP122 | GEN | SCEW_2_PDRP122 | 9.99 |  | SCE | Leapfrog Power, Inc. | OTHER | OTHER | SP15 |  |  | CISO | SCE
Participating Unit | N | N |  | BIGCRK_7_MAMRES | GEN | MAMMOTH POOL RESERVOIR (FISHWATER | 1.25 | 1.3 | SCE | Southern California Edison Company | HYDRO | WATER | SP15 |  |  | CISO | SCE
Participating Unit | N | N |  | OROLOM_1_SOLAR1 | GEN | Oro Loma Solar 1 | 10 | 10 | PGAE | CED Oro Loma Solar, LLC | PHOTO VOLTAIC | SUN | NP15 | 2017-01-28 |  | CISO | PGAE
Non-Participating | N | Y | TULLCK_7_UNITS | TULLCK_7_UNIT 2 | GEN | TULLOCH Unit 2 | 9.9 | 9.9 |  |  |  |  | NP15 |  |  | CISO | NCPA
Participating Unit | N | N |  | WISTRA_2_WRSSR1 | GEN | Wistaria Ranch Solar | 100 | 100 | SDGE | CED Wistaria Solar, LLC | PHOTO VOLTAIC | SUN | SP15 | 2018-11-06 |  | CISO | SDGE
Participating Unit | Y | N |  | OAKWD_6_ZEPHWD | GEN | Zephyr Park | 3.5 | 4.2 | SCE | Oak Creek Wind Power, LLC | WIND | WIND | SP15 | 2014-02-07 |  | CISO | SCE
Participating Unit | N | N |  | BLYTHE_1_SOLAR1 | GEN | Blythe Solar 1 Project | 21 | 21 | SCE | Solar Blythe LLC | PHOTO VOLTAIC | SUN | SP15 | 2009-12-18 |  | CISO | SCE
Non-Participating | N | Y | LEBECS_2_UNITS | LEBECS_7_CTG2 | GEN | CC Power Block 1 CTG2 | 198.9 | 198.9 |  | Pastoria Energy Facility | COMBUSTION TURBINE | NATURAL GAS | SP15 |  |  | CISO | SCE
Participating Unit | Y | N |  | DAVIS_7_MNMETH | GEN | MM Yolo Power LLC | 4 | 2.7 | PGAE | Yolo County Central Landfill | RECIPROCATING ENGINE | BIOGAS | NP15 | 1997-01-01 |  | CISO | PGAE
Participating Unit | N | N |  | VOLTA_2_UNIT 1 | GEN | VOLTA HYDRO UNIT 1 | 9.1 | 9.1 | PGAE | Pacific Gas & Electric Company | HYDRO | WATER | NP15 | 1980-01-01 |  | CISO | PGAE
Participating Unit | N | N |  | BIGSKY_2_AS2BT1 | GEN | Antelope Solar 2 LAB | 127 | 127 | SCE | sPower Development Company, LLC | OTHER | LESR | SP15 | 2022-09-02 |  | CISO | SCE
Participating Unit | Y | N |  | BIOMAS_1_UNIT 1 | GEN | WOODLAND BIOMASS | 25.5 | 28.8 | PGAE | Woodland Biomass Power, Ltd. | STEAM | BIOMASS | NP15 | 1989-08-31 |  | CISO | PGAE
Participating Unit | N | N |  | TRNQLT_2_SOLAR | GEN | Tranquillity | 200 | 200 | PGAE | RE Tranquillity LLC | PHOTO VOLTAIC | SUN | NP15 | 2016-07-28 |  | CISO | PGAE
Participating Unit | N | N |  | EXCLSG_1_SOLAR | GEN | Excelsior Solar | 60 | 60 | PGAE | Five Points Solar Park LLC | PHOTO VOLTAIC | SUN | NP15 | 2016-10-06 |  | CISO | PGAE
Participating Unit | N | Y | SCEW_2_PDRP121 | SCEW_2_PDRP121 | GEN | SCEW_2_PDRP121 | 0.99 |  | SCE | Leapfrog Power, Inc. | OTHER | OTHER | SP15 |  |  | CISO | SCE
Participating Unit | N | N |  | HENRTA_6_UNITA2 | GEN | GWF HENRIETTA PEAKER PLANT UNIT 2 | 49.42 | 50 | PGAE | MRP San Joaquin Energy, LLC | COMBUSTION TURBINE | NATURAL GAS | NP15 | 2002-07-01 |  | CISO | PGAE
Participating Unit | N | N |  | COLTON_6_AGUAM1 | GEN | AGUA MANSA UNIT 1 (CITY OF COLTON) | 43 | 45.5 | SCE | City of Colton | COMBUSTION TURBINE | NATURAL GAS | SP15 | 2003-06-27 |  | CISO | CLTN
Participating Unit | N | N |  | MSOLAR_2_MS4SR4 | GEN | Mesquite Solar 4 | 52.5 | 52.5 | SDGE | Mesquite Solar 4, LLC | PHOTO VOLTAIC | SUN | SP15 | 2024-01-18 |  | CISO | SDGE
Participating Unit | N | N |  | PIT1_7_UNIT 1 | GEN | PIT PH 1 UNIT 1 | 32 | 32 | PGAE | Pacific Gas & Electric Company | HYDRO | WATER | NP15 | 1922-01-01 |  | CISO | PGAE
Non-Participating | N | Y | KRAMER_1_R2PX2 | KRAMER_1_R2PSR2 | GEN | Resurgence 2 PV | 24 | 24 |  | Resurgence Solar II, LLC | PHOTO VOLTAIC | SUN | SP15 |  |  | CISO | SCE
Participating Unit | N | N |  | LCKHT1_2_LH1SR2 | GEN | Lockhart Solar 2 | 75 | 75 | SCE | Lockhart Solar PV II, LLC | PHOTO VOLTAIC | SUN | SP15 | 2023-07-26 |  | CISO | SCE
Participating Unit | N | N |  | SCARLT_2_SSABT1 | GEN | Scarlet Solar CA 1A | 10 | 10 | PGAE | EDPR Scarlet I LLC | OTHER | LESR | NP15 |  |  | CISO | PGAE
Participating Unit | N | N |  | CEDUCR_2_SOLAR1 | GEN | Ducor Solar 1 | 20 | 20 | SCE | CED Ducor Solar 1, LLC | PHOTO VOLTAIC | SUN | SP15 | 2016-12-23 |  | CISO | SCE
Participating Unit | N | N |  | MIRLOM_2_MLBBTB | GEN | Mira Loma BESS B | 10 | 10 | SCE | Southern California Edison | OTHER | LESR | SP15 | 2016-12-30 |  | CISO | SCE
Non-Participating | N | Y | ONLLPP_6_UNITS | ONLLPP_6_UNIT 2 | GEN | O'NEILL PUMP-GEN UNIT 2 | 4.2 | 4.2 |  |  | HYDRO | WATER | NP15 |  |  | CISO | PGAE
Participating Unit | N | N |  | WALNUT_2_SOLAR | GEN | Industry MetroLink PV 1 | 1.5 | 1.6 | SCE | City of Industry | PHOTO VOLTAIC | SUN | SP15 | 2012-04-03 |  | CISO | SCE
Participating Unit | N | N |  | STANTN_2_STAGT2 | GEN | Stanton 2 | 49.65 | 50 | SCE | STANTON ENERGY RELIABILITY CENTER, LLC | OTHER | NATURAL GAS | SP15 | 2020-05-20 |  | CISO | SCE
Participating Unit | N | N |  | ARLNTN_2_AR1SR1 | GEN | Arlington | 100 | 100 | SCE | Arlington Solar, LLC | PHOTO VOLTAIC | SUN | SP15 | 2022-03-21 |  | CISO | SCE
Participating Unit | N | Y | PGEB_2_PDRP107 | PGEB_2_PDRP107 | GEN | VLTS_PDR_PGEB_02 | 7.5 |  | PGAE | Voltus, Inc. | OTHER | OTHER | NP15 |  |  | CISO | PGAE
Participating Unit | N | Y | SCEW_2_PDRP185 | SCEW_2_PDRP185 | GEN | ESPN_SCEW_2_PDRP185 | 9.99 |  | SCE | Enersponse, Inc | OTHER | OTHER | SP15 |  |  | CISO | SCE
Participating Unit | N | N |  | MELRSE_6_MELBT1 | GEN | Melrose BESS 1 | 10 | 10 | SDGE | San Diego Gas & Electric Company | OTHER | LESR | SP15 |  |  | CISO | SDGE
Participating Unit | N | N |  | GLNARM_7_UNIT 1 | GEN | GLEN ARM UNIT 1 | 22.13 | 30.6 | SCE | City of Pasadena | COMBUSTION TURBINE | NATURAL GAS | SP15 | 1976-01-01 |  | CISO | PASA
Participating Unit | N | N |  | HINSON_6_LBECH4 | GEN | Long Beach Unit 4 | 63 | 70 | SCE | Long Beach Generation LLC | FTUR | NATURAL GAS | SP15 | 2007-08-01 |  | CISO | SCE
Participating Unit | N | N |  | BARRE_2_ALASB1 | GEN | Los Alamitos 1 | 10 | 10 | SCE | BCE Los Alamitos, LLC | OTHER | HYBD | SP15 | 2023-11-10 |  | CISO | SCE
Participating Unit | N | N |  | CEDUCR_2_SOLAR2 | GEN | Ducor Solar 2 | 20 | 20 | SCE | CED Ducor Solar 2, LLC | PHOTO VOLTAIC | SUN | SP15 | 2016-12-23 |  | CISO | SCE
Participating Unit | N | N |  | RDWAY_1_WA2SR3 | GEN | Watts II | 0.5 | 0.5 | SCE | TerraForm Phoenix I CD Holdings LLC | PHOTO VOLTAIC | SUN | SP15 | 2024-01-15 |  | CISO | SCE
Participating Unit | N | N |  | LTBEAR_1_LB3SR3 | GEN | Little Bear 3 Solar | 20 | 20 | PGAE | Little Bear Solar 3, LLC | PHOTO VOLTAIC | SUN | NP15 | 2020-12-03 |  | CISO | PGAE
Non-Participating | N | Y | AGRICO_6_PL3N5 | AGRICO_6_UNIT 3 | GEN | Fresno Peaker AG PL3N5 ICE5 | 21 | 21 |  | Fresno Cogeneration Partners, LP | COMBUSTION TURBINE | NATURAL GAS | NP15 |  |  | CISO | PGAE
Participating Unit | N | Y | DSRTSL_2_SOLAR1 | DSRTSL_2_SOLAR1 | GEN | Desert Stateline | 296.19 |  | SCE | Desert Stateline, LLC | PHOTO VOLTAIC | SUN | SP15 | 2016-08-30 |  | CISO | SCE
Participating Unit | N | N |  | GUERNS_6_HD3BM3 | GEN | Hanford Digester Genset 3 | 1 | 1.1 | PGAE | Hanford Renewable Energy LLC | RECIPROCATING ENGINE | BIOGAS | NP15 | 2019-07-01 |  | CISO | PGAE
Participating Unit | N | N |  | ETIWND_2_SEPBT1 | GEN | Separator | 100 | 100 | SCE | RE Rampa LLC | OTHER | LESR | SP15 |  |  | CISO | SCE
Participating Unit | N | N |  | VLCNTR_6_VCEBT1 | GEN | Valley Center Energy Storage | 54 | 54 | SDGE | Valley Center ESS, LLC | OTHER | LESR | SP15 | 2021-11-29 |  | CISO | SDGE
Participating Unit | N | N |  | PMDLET_6_SOLAR1 | GEN | SEPV Palmdale East, LLC | 10 | 10 | SCE | SEPV Palmdale East, LLC | PHOTO VOLTAIC | SUN | SP15 | 2015-07-31 |  | CISO | SCE
Participating Unit | N | Y | SCEC_1_PDRP130 | SCEC_1_PDRP130 | GEN | SCEC_1_PDRP130 | 0.99 |  | SCE | Leapfrog Power, inc. | OTHER | OTHER | SP15 |  |  | CISO | SCE
Non-Participating | N | Y | KELSO_2_UNITS | KELSO_3_GTG9 | GEN | Mariposa Energy Project | 49.4 | 49.4 |  | Pacific Gas & Electric Company | COMBUSTION TURBINE | NATURAL GAS | NP15 |  |  | CISO | PGAE
Participating Unit | N | N |  | ULTPCH_1_UNIT 1 | GEN | Pacific Ultrapower Chinese Station | 18 | 25.3 | PGAE | Pacific Ultrapower Chinese Station | STEAM | BIOMASS | NP15 | 2017-03-01 |  | CISO | PGAE
Participating Unit | N | N |  | RTEDDY_2_SC1SR3 | GEN | Rosamond West Solar Clean | 40 | 40 | SCE | Golden Fields Solar III, LLC | PHOTO VOLTAIC | SUN | SP15 | 2020-12-21 |  | CISO | SCE
Participating Unit | N | N |  | PROXSR_2_PS1SR2 | GEN | Proxima Solar 1B | 69.74 | 70 | PGAE | Proxima Solar, LLC | PHOTO VOLTAIC | SUN | NP15 |  |  | CISO | PGAE
Participating Unit | N | N |  | GARLND_2_GASLR | GEN | Garland B | 180 | 180 | SCE | RE GARLAND LLC | PHOTO VOLTAIC | SUN | SP15 | 2016-10-27 |  | CISO | SCE
Non-Participating |  | Y | SBERDO_2_PSP3 | SBERDO_7_CT3A | GEN | SBERDO_7_CT3A | 182 | 182 |  |  |  |  | SP15 |  |  | CISO | SCE
Non-Participating | N | Y | PIT3_7_PL1X3 | PIT3_7_UNIT 3 | GEN | Pit PH 3 Unit 3 | 25 | 25 |  | Pacific Gas & Electric Company | HYDRO | WATER | NP15 |  |  | CISO | PGAE
Participating Unit | N | N |  | WSNR_2_TESLADYN | TG | Central Valley Tesla | 10 |  | PGAE | TESLA230 | HYDRO | WATER | NP15 | 2017-12-13 |  | BANC | PGAE
Participating Unit | N | N |  | FMEADO_7_UNIT | GEN | FRENCH MEADOWS HYDRO | 16 | 18 | PGAE | Placer County Water Agency | HYDRO | WATER | NP15 | 1966-01-01 |  | CISO | PGAE
Participating Unit | N | N |  | WAUKNA_1_SOLAR | GEN | Corcoran Solar | 20 | 20 | PGAE | CED Corcoran Solar, LLC | PHOTO VOLTAIC | SUN | NP15 | 2013-08-14 |  | CISO | PGAE
Participating Unit | N | N |  | BGSKYN_2_ASSR3B | GEN | Antelope Solar 3B | 5 | 5 | SCE | Antelope Expansion 3B, LLC | PHOTO VOLTAIC | SUN | SP15 | 2021-06-22 |  | CISO | SCE
Participating Unit | N | Y | AGRICO_7_UNIT | AGRICO_7_UNIT | GEN | Fresno Cogen | 50.6 |  | PGAE | Fresno Cogeneration Partners, LP | OTHER | NATURAL GAS | NP15 | 2023-03-14 |  | CISO | PGAE
Participating Unit | N | N |  | CONTRL_1_POOLE | GEN | POOLE HYDRO PLANT 1 | 11.07 | 11.3 | SCE | Southern California Edison Company | HYDRO | WATER | SP15 | 1924-01-01 |  | CISO | SCE
Participating Unit | N | N |  | BLVRDE_6_BLVBT1 | GEN | Boulevard Energy Storage | 9.75 | 9.75 | SDGE | San Diego Gas & Electric Company | OTHER | LESR | SP15 |  |  | CISO | SDGE
Participating Unit | N | N |  | PLAINV_6_NLRSR1 | GEN | North Lancaster Ranch | 20 | 20 | SCE | North Lancaster Ranch LLC | PHOTO VOLTAIC | SUN | SP15 | 2016-12-31 |  | CISO | SCE
Non-Participating | N | Y | CENTPD_2_BMSX2 | CENTPD_2_BMSBT1 | GEN | Blythe Mesa Solar 2 BESS | 56 | 56 |  | Blythe Mesa Solar II, LLC | OTHER | LESR | SP15 |  |  | CISO | SCE
Non-Participating |  | Y | CORONS_6_CLRWTR | CORONS_6_CLRCTG | GEN | CORONS_6_CLRCTG | 23.8 | 23.8 |  |  |  |  | SP15 |  |  | CISO | RVSD
Participating Unit | N | N |  | ALMASL_2_GS7SR7 | GEN | Almasol Generating Station 7 | 132 | 132 | SCE | Maverick Solar 7, LLC | PHOTO VOLTAIC | SUN | SP15 | 2021-12-22 |  | CISO | SCE
Participating Unit | Y | N |  | NIMTG_6_NICOGN | GEN | NORTH ISLAND COGEN | 4.05 | 5 | SDGE | SDG&E Exempt |  | OTHER | SP15 | 1989-01-01 |  | CISO | SDGE
Participating Unit | N | Y | SCEW_2_PDRP119 | SCEW_2_PDRP119 | GEN | SCEW_2_PDRP119 | 0.99 |  | SCE | Leapfrog Power, Inc. | OTHER | OTHER | SP15 |  |  | CISO | SCE
Participating Unit | N | N |  | TRNQL8_2_VERSR1 | GEN | Tranquillity 8 Verde | 60 | 60 | PGAE | Great Valley Solar 2, LLC | PHOTO VOLTAIC | SUN | NP15 | 2018-04-17 |  | CISO | PGAE
Non-Participating | N | Y | PIT3_7_PL1X3 | PIT3_7_UNIT 2 | GEN | Pit PH 3 Unit 2 | 26 | 26 |  | Pacific Gas & Electric Company | HYDRO | WATER | NP15 |  |  | CISO | PGAE
Participating Unit | N | N |  | LARKSP_6_UNIT 1 | GEN | LARKSPUR PEAKER UNIT 1 | 49 | 49 | SDGE | Wildflower Energy LP | COMBUSTION TURBINE | NATURAL GAS | SP15 | 2001-09-13 |  | CISO | SDGE
Participating Unit | N | N |  | VALTNE_2_TBBBT1 | GEN | Tropico Solar Big Beau | 58 | 58 | SCE | BigBeau Solar, LLC | OTHER | HYBD | SP15 | 2022-12-27 |  | CISO | SCE
Participating Unit | N | Y | SLUISP_2_UNITS | SLUISP_2_UNITS | GEN | SAN LUIS (GIANELLI) PUMP-GEN (AGGREGATE) | 374.43 |  | PGAE | California Dept. of Water Resources | PUMPED STORAGE | WATER | NP15 | 1967-01-01 |  | CISO | CWRP
Non-Participating | N | Y | INTKEP_2_UNITS | MOCCPH_7_UNIT 2 | GEN | MOCCASIN HYDRO UNIT 2 | 52 | 52 |  |  |  |  | NP15 |  |  | CISO | PGAE
Participating Unit | N | Y | SCEC_1_PDRP110 | SCEC_1_PDRP110 | GEN | SCEC_1_PDRP110 | 9.99 |  | SCE | Leapfrog Power, inc. | OTHER | OTHER | SP15 |  |  | CISO | SCE
Participating Unit | N | Y | BLKCRK_2_GMCBT1 | BLKCRK_2_GMCBT1 | GEN | Genesis McCoy Bess | 230 | 230 | SCE | NextEra Desert Center Blythe, LLC | OTHER | LESR | SP15 | 2021-06-30 |  | CISO | SCE
Participating Unit | N | N |  | GEYS12_7_UNIT12 | GEN | GEYSERS UNIT 12 (HEALDSBURG) | 57 | 77 | PGAE | Geysers Power Company, LLC | STEAM | GEOTHERMAL | NP15 | 1979-01-01 |  | CISO | PGAE
Participating Unit | N | Y | GWFPWR_1_UNITS | GWFPWR_1_UNITS | GEN | Hanford Peaker Plant | 98.46 |  | PGAE | MRP San Joaquin Energy, LLC | COMBUSTION TURBINE | NATURAL GAS | NP15 | 2001-08-27 |  | CISO | PGAE
Non-Participating | N | Y | MARVEL_2_MARBX2 | MARVEL_2_MARBT1 | GEN | Marvel | 162.5 | 162.5 |  | Desert Peak Energy Center, LLC | OTHER | LESR | SP15 |  |  | CISO | SCE
Participating Unit | N | N |  | DRACKR_2_D4SR4B | GEN | Dracker Solar Unit 4B | 62.5 | 62.5 | SCE | NextEra Blythe Solar Energy Center, LLC | PHOTO VOLTAIC | SUN | SP15 | 2020-11-10 |  | CISO | SCE
Participating Unit | N | N |  | FLOWD2_2_FPLWND | GEN | DIABLO WINDS | 18 | 18 | PGAE | Diablo Winds, LLC | WIND | WIND | NP15 | 2005-05-01 |  | CISO | PGAE
Participating Unit | N | N |  | SLST13_2_SOLAR1 | GEN | Quinto Solar PV Project | 107.6 | 107.6 | PGAE | Solar Star California XIII, LLC | PHOTO VOLTAIC | SUN | NP15 | 2015-11-30 |  | CISO | PGAE
Participating Unit | N | N |  | CONTRL_1_CASAD2 | GEN | Mammoth G2 | 10.5 | 12 | SCE | Mammoth-Pacific, L.P. | OTHER | GEOTHERMAL | SP15 | 2020-12-08 |  | CISO | SCE
Participating Unit | N | N |  | PLAINV_6_BSOLAR | GEN | Western Antelope Blue Sky Ranch A | 20 | 20 | SCE | Western Antelope Blue Sky Ranch A LLC | PHOTO VOLTAIC | SUN | SP15 | 2014-11-07 |  | CISO | SCE
Non-Participating | N | Y | ELKHIL_2_PL1X3 | ELKHIL_7_CTG1 | GEN | ELK HILLS COMBUSTION TURBINE UNIT 1 | 169 | 169 |  | Elk Hills Power, LLC | COMBUSTION TURBINE | NATURAL GAS | ZP26 |  |  | CISO | PGAE
Participating Unit | N | Y | SCEW_2_PDRP102 | SCEW_2_PDRP102 | GEN | SCEW_2_PDRP102 | 2 |  | SCE | OHMCONNECT, INC. | OTHER | OTHER | SP15 |  |  | CISO | SCE
Participating Unit | N | Y | SDG1_1_PDRP101 | SDG1_1_PDRP101 | GEN | SDG1_1_PDRP101 | 0.99 |  | SDGE | Leapfrog Power, Inc. | OTHER | OTHER | SP15 |  |  | CISO | SDGE
Participating Unit | N | N |  | JACMSR_1_JACSR1 | GEN | Jacumba Solar Farm | 20 | 19.7 | SDGE | Jacumba Solar, LLC | PHOTO VOLTAIC | SUN | SP15 | 2017-07-25 |  | CISO | SDGE
Participating Unit | N | N |  | VICPAS_2_VPSSR1 | GEN | Victory Pass Solar | 200 | 200 | SCE | Victory Pass I, LLC | PHOTO VOLTAIC | SUN | SP15 |  |  | CISO | SCE
Participating Unit | N | N |  | PIOPIC_2_CTG1 | GEN | Pio Pico Unit 1 | 111.3 | 111.3 | SDGE | Pio Pico Energy Center | COMBUSTION TURBINE | NATURAL GAS | SP15 | 2016-11-03 |  | CISO | SDGE
Participating Unit | N | N |  | VERNON_6_GONZL1 | GEN | H. Gonzales Unit #1 | 5.75 | 5.5 | SCE | City of Vernon | FTUR | NATURAL GAS | SP15 | 2013-06-13 |  | CISO | VERN
Participating Unit | N | N |  | HIGHDS_2_H5SBT1 | GEN | High 5 Solar BESS | 50 | 50 | SCE | HDSI, LLC | OTHER | LESR | SP15 | 2021-12-08 |  | CISO | SCE
Participating Unit | N | N |  | ULTPCH_1_UCSBT1 | GEN | Ultrapower Chinese Station BESS | 10 | 10 | PGAE | Sierra Energy Storage, LLC | OTHER | LESR | NP15 |  |  | CISO | PGAE
Participating Unit | N | N |  | GARLND_2_GASLRA | GEN | Garland A | 20 | 20 | SCE | RE GARLAND A LLC | PHOTO VOLTAIC | SUN | SP15 | 2016-09-23 |  | CISO | SCE
Non-Participating | N | Y | HARBGN_7_UNITS | HARBGN_7_UNIT 1 | GEN | Harbor Cogen Unit 1 | 82.3 | 82.3 |  |  | COMBUSTION TURBINE | NATURAL GAS | SP15 |  |  | CISO | SCE
Participating Unit | N | N |  | ALTA6E_2_WIND10 | GEN | Alta Wind 10 | 134.84 | 138 | SCE | Alta Interconnection Management III, LLC | WIND | WIND | SP15 | 2014-03-13 |  | CISO | SCE
Participating Unit | N | N |  | VOLTA_2_UNIT 2 | GEN | Volta Hydro Unit 2 | 1 | 1 | PGAE | Pacific Gas & Electric Company | HYDRO | WATER | NP15 | 1981-01-01 |  | CISO | PGAE
Participating Unit | N | Y | SCEC_1_PDRP124 | SCEC_1_PDRP124 | GEN | LCR AMS Hybrid West LA 1-C-LCRLL | 2.13 |  | SCE | Southern California Edison | OTHER | OTHER | SP15 |  |  | CISO | SCE
Non-Participating | N | Y | GWFPWR_1_UNITS | GWFPWR_1_CT 2 | GEN | HEP PEAKER PLANT UNIT 2 | 50 | 50 |  | GWF Energy LLC | COMBUSTION TURBINE | NATURAL GAS | NP15 |  |  | CISO | PGAE
Non-Participating | N | Y | CENTPD_2_BMSSX2 | CENTPD_2_BMSSR2 | GEN | Blythe Mesa Solar | 111.8 | 111.8 |  | Blythe Mesa Solar II, LLC | PHOTO VOLTAIC | SUN | SP15 |  |  | CISO | SCE
Participating Unit | N | N |  | VISTRA_5_PLABT2 | GEN | Plano Storage 2 | 100.4 | 100.4 | PGAE | Moss Landing Energy Storage 3, LLC | OTHER | LESR | NP15 | 2023-06-01 |  | CISO | PGAE
Participating Unit | N | N |  | VICTOR_1_LVSLR2 | GEN | Lone Valley Solar Park 2 | 20 | 20 | SCE | Lone Valley Solar Park II LLC | PHOTO VOLTAIC | SUN | SP15 | 2014-11-22 |  | CISO | SCE
Non-Participating | N | Y | OBERON_5_O1SSX2 | OBERON_5_O1SSR1 | GEN | Oberon 1A Solar | 25 | 25 | SCE | IP Oberon, LLC | PHOTO VOLTAIC | SUN | SP15 |  |  | CISO | SCE
Participating Unit | N | N |  | ELKCRK_6_STONYG | GEN | STONEY GORGE HYDRO AGGREGATE | 4.9 | 4.9 | PGAE | City of Santa Clara DBA Silicon Valley Power (MSS Agreement - S14) | HYDRO | WATER | NP15 | 1986-01-01 |  | CISO | NCPA
Participating Unit | N | Y | SCEW_2_PDRP160 | SCEW_2_PDRP160 | GEN | LCR AMS Hybrid West LA 2-W-LSCE | 5.26 |  | SCE | Southern California Edison | OTHER | OTHER | SP15 |  |  | CISO | SCE
Non-Participating | N | Y | TENGEN_2_PL1X2 | TENGEN_6_UNIT 2 | GEN | Berry Petroleum Placerita, Unit 2 | 22.7 | 22.7 |  | Southern California Edison Company | COMBUSTION TURBINE | NATURAL GAS | SP15 |  |  | CISO | SCE
Participating Unit | N | N |  | VLCNTR_6_VCSLR | GEN | Cole Grade | 2.33 | 2.4 | SDGE | NLP Valley Center Solar, LLC | PHOTO VOLTAIC | SUN | SP15 | 2016-12-07 |  | CISO | SDGE
Participating Unit | Y | N |  | RICHMN_7_BAYENV | GEN | BAY ENVIRONMENTAL (NOVE POWER) | 2.5 | 2.5 | PGAE | Bay Environmental Management | RECIPROCATING ENGINE | BIOGAS | NP15 | 1985-01-01 |  | CISO | PGAE
Participating Unit | N | Y | SCEW_2_PDRP131 | SCEW_2_PDRP131 | GEN | SCEW_2_PDRP131 | 0.99 |  | SCE | Leapfrog Power, Inc. | OTHER | OTHER | SP15 |  |  | CISO | SCE
Participating Unit | N | N |  | OLDRIV_6_CESDBM | GEN | Ces Dairy Biogas | 1 | 1 | PGAE | ABEC #4 LLC | RECIPROCATING ENGINE | BIOGAS | ZP26 | 2018-02-02 |  | CISO | PGAE
Participating Unit | N | N |  | HINSON_6_LBECH3 | GEN | Long Beach Unit 3 | 63 | 70 | SCE | Long Beach Generation LLC | FTUR | NATURAL GAS | SP15 | 2007-08-01 |  | CISO | SCE
Participating Unit | N | Y | SCEW_2_PDRP167 | SCEW_2_PDRP167 | GEN | LCR AMS Hybrid West LA 1-W-2-SCE | 10.36 |  | SCE | Southern California Edison | OTHER | OTHER | SP15 |  |  | CISO | SCE
Participating Unit | N | Y | SCEW_2_PDRP183 | SCEW_2_PDRP183 | GEN | ESPN_SCEW_2_PDRP183 | 9.99 |  | SCE | Enersponse, Inc | OTHER | OTHER | SP15 |  |  | CISO | SCE
Participating Unit | N | N |  | BRDSLD_2_MTZUM2 | GEN | NextEra Energy Montezuma Wind II | 78.2 | 78.2 | PGAE | NextEra Energy Montezuma Wind II, LLC | WIND | WIND | NP15 | 2012-02-01 |  | CISO | PGAE
Participating Unit | N | N |  | ELLIOT_6_ELIBT1 | GEN | Elliott Energy Storage | 9.75 | 9.75 | SDGE | San Diego Gas and Electric | OTHER | LESR | SP15 |  |  | CISO | SDGE
Participating Unit | N | Y | DELTA_2_PL1X4 | DELTA_2_PL1X4 | GEN | DELTA ENERGY CENTER AGGREGATE | 880 |  | PGAE | Delta Energy Center, LLC | COMBINED CYCLE | NATURAL GAS | NP15 | 2002-06-17 |  | CISO | PGAE
Participating Unit | N | Y | OBERON_5_O1SSX2 | OBERON_5_O1SSX2 | GEN | Oberon 1A Solar | 150 |  | SCE | IP Oberon, LLC | PHOTO VOLTAIC | SUN | SP15 | 2023-11-03 |  | CISO | SCE
Participating Unit | N | N |  | JAVASR_1_JAVSR1 | GEN | Java Solar | 13.5 | 14 | PGAE | Java Solar, LLC. | PHOTO VOLTAIC | SUN | NP15 | 2022-11-18 |  | CISO | PGAE
Non-Participating | N | Y | PRIMM_2_SOLAR1 | PRIMM_2_SOLRB1 | GEN | PRIMM_2_SOLRB1 | 136.5 | 136.5 |  | Silver State Solar Power South, LLC | PHOTO VOLTAIC | SUN | SP15 |  |  | CISO | SCE
Participating Unit | N | N |  | WOLFSK_1_UNITA1 | GEN | Wolfskill Energy Center | 48.68 | 49.9 | PGAE | Gilroy Energy Center, LLC | COMBUSTION TURBINE | NATURAL GAS | NP15 | 2003-03-22 |  | CISO | PGAE
Participating Unit | N | N |  | VOLTA_6_BAILCK | GEN | Bailey Creek Ranch | 0.63 | 0.6 | PGAE | Bailey Creek Hydroelectric, Inc. | HYDRO | WATER | NP15 | 1982-05-26 |  | CISO | PGAE
Participating Unit | N | Y | SDG1_1_PDRP121 | SDG1_1_PDRP121 | GEN | SDG1_1_PDRP121 | 0.99 |  | SDGE | Leapfrog Power, Inc. | OTHER | OTHER | SP15 |  |  | CISO | SDGE
Non-Participating | N | Y | SANDLT_2_SUNITS | SANDLT_2_STGB | GEN | SANDLT_2_STGB | 137.5 | 137.5 |  | Abengoa Solar LLC | STEAM | SUN | SP15 |  |  | CISO | SCE
Non-Participating | N | Y | BIGCRK_2_EXESWD | BGCRK3_7_UNIT 1 | GEN | BIG CREEK PH 3 UNIT 1 | 34 | 34 |  | Southern California Edison Company | HYDRO | WATER | SP15 |  |  | CISO | SCE
Participating Unit | N | N |  | ANAHM_2_CANYN4 | GEN | CANYON POWER PLANT UNIT 4 | 49.8 | 71.2 | SCE | City of Anaheim (MSS Agreement - S14) | COMBUSTION TURBINE | NATURAL GAS | SP15 | 2011-07-30 |  | CISO | ANHM
Participating Unit | N | N |  | USWND2_1_WIND3 | GEN | Golden Hills C | 46 | 46 | PGAE | Golden Hills Interconnection, LLC | WIND | WIND | NP15 | 2017-11-09 |  | CISO | PGAE
Participating Unit | N | Y | PGF1_2_PDRP104 | PGF1_2_PDRP104 | GEN | PGF1_2_PDRP104 | 4.8 |  | PGAE | OHMCONNECT, INC. | OTHER | OTHER | NP15 |  |  | CISO | PGAE
Non-Participating |  | Y | DSRTSN_2_SOLAR2 | DSRTSN_2_SOLR2A | GEN | Desert Sunlight 250 | 129.8 | 129.8 |  | Desert Sunlight Holdings, LLC | PHOTO VOLTAIC | SUN | SP15 |  |  | CISO | SCE
Participating Unit | N | N |  | LAMONT_1_SOLAR3 | GEN | Woodmere Solar Farm | 14.99 | 15 | PGAE | 87RL 8me, LLC | PHOTO VOLTAIC | SUN | ZP26 | 2015-12-23 |  | CISO | PGAE
Participating Unit | N | N |  | S_RITA_6_SOLAR1 | GEN | Sun Harvest Solar | 1.5 | 1.5 | PGAE | Sun Harvest Solar | PHOTO VOLTAIC | SUN | NP15 | 2015-05-28 |  | CISO | PGAE
Non-Participating | N | Y | BIGCRK_2_EXESWD | BGCRK8_7_UNIT 2 | GEN | BIG CREEK PH 8 UNIT 2 | 45 | 45 |  | Southern California Edison Company | HYDRO | WATER | SP15 |  |  | CISO | SCE
Participating Unit | N | N |  | MELRSE_6_MELBT2 | GEN | Melrose BESS 2 | 10 | 10 | SDGE | San Diego Gas & Electric Company | OTHER | LESR | SP15 |  |  | CISO | SDGE
Participating Unit | N | N |  | TEHAPI_2_PW1WD1 | GEN | Point Wind 1 | 47.49 | 47.5 | SCE | Tehachapi Plains Wind, LLC | WIND | WIND | SP15 | 2021-03-30 |  | CISO | SCE
Participating Unit | N | N |  | OAK L_1_GTG1 | GEN | MWWTP PGS 2 - Turbine | 4.6 | 5.8 | PGAE | EAST BAY MUNICIPAL UTILITY DISTRICT | COMBUSTION TURBINE | BIOGAS | NP15 | 1991-10-21 |  | CISO | PGAE
Participating Unit | N | N |  | BLACK_7_UNIT 1 | GEN | JAMES B. BLACK 1 | 85 | 84 | PGAE | Pacific Gas & Electric Company | HYDRO | WATER | NP15 | 1966-01-01 |  | CISO | PGAE
Participating Unit | N | N |  | ALPSLR_1_NTHSLR | GEN | Alpaugh North, LLC | 20 | 20 | PGAE | Alpaugh North, LLC | PHOTO VOLTAIC | SUN | ZP26 | 2013-03-08 |  | CISO | PGAE
Participating Unit | N | N |  | SYCAMR_2_UNIT 3 | GEN | Sycamore Cogeneration Unit 3 | 74 | 90 | SCE | Chevron Power Holdings | FTUR | NATURAL GAS | SP15 | 1987-01-01 |  | CISO | SCE
Non-Participating | N | Y | HIDSRT_2_UNITS | HIDSRT_7_CTG3 | GEN | HIGH DESERT COMBUSTION TURBINE UNIT 3 | 177.3 | 177.3 |  | High Desert Power Project, LLC | COMBUSTION TURBINE | NATURAL GAS | SP15 |  |  | CISO | SCE
Participating Unit | N | N |  | VICPAS_2_VPSBT1 | GEN | Victory Pass Solar BESS | 50 | 50 | SCE | Victory Pass I, LLC | OTHER | LESR | SP15 |  |  | CISO | SCE
Non-Participating | N | Y | BIGCRK_2_EXESWD | BGCRK2_7_UNIT 1 | GEN | BIG CREEK PH 2 UNIT 1 | 55 | 55 |  | Southern California Edison Company | HYDRO | WATER | SP15 |  |  | CISO | SCE
Participating Unit | N | N |  | CALFTN_2_SOLAR | GEN | California Flats North | 130 | 130 | PGAE | CA Flats Solar 130, LLC | PHOTO VOLTAIC | SUN | ZP26 | 2017-11-29 |  | CISO | PGAE
Participating Unit | N | N |  | CHARMN_2_PGONG1 | GEN | PROCTER AND GAMBLE OXNARD I | 19.87 | 19.9 | SCE | The Procter & Gamble Paper Products Company | FTUR | NATURAL GAS | SP15 | 2020-08-01 |  | CISO | SCE
Participating Unit | N | N |  | HOOV_2_ANAPT | TG | Hoover Power Plant | 40.39 | 41 | SCE | MEAD230 | HYDRO | WATER | SP15 | 2022-12-15 |  | WALC | SCE
Participating Unit | N | N |  | LITLRK_6_GBCSR1 | GEN | Green Beanworks C | 3 | 3 | SCE | Green Beanworks C LLC | PHOTO VOLTAIC | SUN | SP15 | 2018-08-18 |  | CISO | SCE
Participating Unit | N | N |  | NCPA_7_GP2UN3 | GEN | NCPA GEO PLANT 2 UNIT 3 | 42.42 | 55 | PGAE | NCPA (MSS Agreement - S14) | STEAM | GEOTHERMAL | NP15 | 1985-01-01 |  | CISO | NCPA
Participating Unit | N | N |  | CURTIS_1_FARFLD | GEN | Fairfield Powerhouse | 0.9 | 0.9 | PGAE | Merced Irrigation District | HYDRO | WATER | NP15 | 1983-08-02 |  | CISO | PGAE
Participating Unit | N | N |  | FIFTHS_2_FSSR1 | GEN | Fifth Standard Solar | 150 | 150 | PGAE | Fifth Standard Solar PV, LLC | PHOTO VOLTAIC | SUN | ZP26 | 2023-09-29 |  | CISO | PGAE
Participating Unit | Y | Y | CALGEN_1_UNITS | CALGEN_1_UNITS | GEN | Coso Navy 1 | 80 |  | SCE | Coso Finance Partners | STEAM | GEOTHERMAL | SP15 | 1987-07-13 |  | CISO | SCE
Non-Participating | N | Y | ELKHIL_2_PL1X3 | ELKHIL_7_CTG2 | GEN | ELK HILLS COMBUSTION TURBINE UNIT 2 | 169 | 169 |  | Elk Hills Power, LLC | COMBUSTION TURBINE | NATURAL GAS | ZP26 |  |  | CISO | PGAE
Participating Unit | N | N |  | INTMNT_3_PASADENA | TG | Intermountain Power Project | 107 |  | SCE | IPP | STEAM | COAL | SP15 |  |  | LADWP | SCE
Participating Unit | N | Y | SCEC_1_PDRP117 | SCEC_1_PDRP117 | GEN | SCEC_1_PDRP117 | 0.99 |  | SCE | Leapfrog Power, Inc. | OTHER | OTHER | SP15 |  |  | CISO | SCE
Non-Participating | N | Y | NAVYII_2_UNITS | NAVYII_2_UNIT 4 | GEN | COSO POWER DEVELOPERS (NAVY II) UNIT 4 | 33.3 | 33.3 |  |  |  |  | SP15 |  |  | CISO | SCE
Participating Unit | N | Y | SCEC_1_PDRP103 | SCEC_1_PDRP103 | GEN | SCEC_1_PDRP103 | 2 |  | SCE | OHMCONNECT, INC. | OTHER | OTHER | SP15 |  |  | CISO | SCE
Participating Unit | N | N |  | ETIWND_2_SOLAR5 | GEN | Dulles | 2 | 2 | SCE | Golden Solar, LLC | PHOTO VOLTAIC | SUN | SP15 | 2016-11-17 |  | CISO | SCE
Participating Unit | N | N |  | JAYNE_6_WLSLR | GEN | Westlands Solar Farm PV 1 | 18 | 18 | PGAE | Westlands Solar Farms, LLC | PHOTO VOLTAIC | SUN | ZP26 | 2014-02-14 |  | CISO | PGAE
Participating Unit | N | N |  | BGSKYN_2_ASSR3A | GEN | Antelope Solar 3A | 15 | 15 | SCE | Antelope Expansion 3A, LLC | PHOTO VOLTAIC | SUN | SP15 | 2021-06-22 |  | CISO | SCE
Participating Unit | N | N |  | CORCAN_1_SOLAR2 | GEN | Corcoran City | 11 | 12 | PGAE | Cottonwood Solar, LLC | PHOTO VOLTAIC | SUN | NP15 | 2015-05-23 |  | CISO | PGAE
Participating Unit | N | N |  | HENRTA_6_SOLAR2 | GEN | Westside Solar Power PV1 | 2 | 2 | PGAE | Westside Assets LLC | PHOTO VOLTAIC | SUN | NP15 | 2016-05-07 |  | CISO | PGAE
Participating Unit | N | N |  | RECTOR_2_TFDBM1 | GEN | Two Fiets Dairy Digester | 0.8 | 0.8 | SCE | Two Fiets | RECIPROCATING ENGINE | BIOGAS | SP15 | 2019-01-07 |  | CISO | SCE
Participating Unit | N | N |  | GARNET_1_WIND | GEN | GARNET WIND ENERGY CENTER | 6.5 | 6.5 | SCE | Garnet Wind, LLC | WIND | WIND | SP15 | 2009-06-02 |  | CISO | SCE
Participating Unit | N | Y | SCEC_1_PDRP136 | SCEC_1_PDRP136 | GEN | SCEC_1_PDRP136 | 0.99 |  | SCE | Leapfrog Power, Inc. | OTHER | OTHER | SP15 |  |  | CISO | SCE
Participating Unit | N | N |  | GONZLS_6_UNIT | GEN | Johnson Canyon Landfill | 1.42 | 1.4 | PGAE | Ameresco Johnson Canyon LLC | RECIPROCATING ENGINE | BIOGAS | NP15 | 2013-07-08 |  | CISO | PGAE
Participating Unit | N | N |  | LAMONT_1_SOLAR2 | GEN | Redwood Solar Farm 4 | 20 | 20 | PGAE | 54KR 8me LLC | PHOTO VOLTAIC | SUN | ZP26 | 2018-01-06 |  | CISO | PGAE
Participating Unit | N | Y | SCEW_2_PDRP187 | SCEW_2_PDRP187 | GEN | SCEW | 9.9 |  | SCE | Olivine, Inc. | OTHER | OTHER | SP15 |  |  | CISO | SCE
Participating Unit | Y | N |  | PLSNTG_7_LNCLND | GEN | Lincoln Landfill Power Plant | 4.98 | 5 | PGAE | Energy 2001, Inc. | RECIPROCATING ENGINE | BIOGAS | NP15 | 1985-01-01 |  | CISO | PGAE
Non-Participating | N | Y | PNCHEG_2_PL1X4 | PNCHEG_2_CTG3 | GEN | PANOCHE ENERGY CENTER (CTG3) | 104.25 | 104.25 |  | PANOCHE ENERGY CENTER | COMBUSTION TURBINE | NATURAL GAS | NP15 |  |  | CISO | PGAE
Non-Participating | N | Y | BIGCRK_2_EXESWD | BGCRK2_7_UNIT 3 | GEN | BIG CREEK PH 2 UNIT 3 | 15.8 | 15.8 |  | Southern California Edison Company | HYDRO | WATER | SP15 |  |  | CISO | SCE
Participating Unit | N | N |  | DIABLO_7_UNIT 2 | GEN | Diablo Canyon Unit 2 | 1150 | 1176 | PGAE | Pacific Gas & Electric Company | STEAM | URANIUM | ZP26 | 1986-01-01 |  | CISO | PGAE
Participating Unit | N | N |  | CMBLND_2_DS2BT2 | GEN | Daggett 2 b BESS | 33 | 33 | SCE | Daggett Solar Power 2 LLC | OTHER | LESR | SP15 | 2023-11-22 |  | CISO | SCE
Non-Participating | N | Y | SOLBLU_2_WSBBX2 | SOLBLU_2_WSBBT2 | GEN | Westlands Solar Blue BESS | 112.5 | 112.5 | PGAE | Westlands Solar Blue (OZ) Owner, LLC | OTHER | LESR | ZP26 |  |  | CISO | PGAE
Non-Participating |  | Y | CALGEN_1_UNITS | CALGEN_1_UNIT 3 | GEN | CALGEN_1_UNIT 3 | 32.2 | 32.2 |  |  |  |  | SP15 |  |  | CISO | SCE
Participating Unit | N | N |  | SISPRG_2_DS3SR4 | GEN | Daggett Solar 3 e PV | 17 | 17 | SCE | Daggett Solar Power 3 LLC | PHOTO VOLTAIC | SUN | SP15 | 2023-07-14 |  | CISO | SCE
Non-Participating | N | Y | MALAGA_1_PL1X2 | MALAGA_7_CTG2 | GEN | KRCD Malaga Peaking Plant CTG2 | 48.5 | 48.5 |  | Kings River Conservation District | COMBUSTION TURBINE | NATURAL GAS | NP15 |  |  | CISO | PGAE
Participating Unit | N | N |  | GALE_1_SR3SR3 | GEN | Sunray 3 | 13.8 | 13.8 | SCE | Sunray Energy 3 LLC | PHOTO VOLTAIC | SUN | SP15 | 2017-06-29 |  | CISO | SCE
Non-Participating | N | Y | MOSSLD_2_PSP1 | MOSSLD_2_PSP1G1 | GEN | MOSS LANDING CC PLANT 1, CTG UNIT 1 | 176 | 176 |  | Duke Energy Moss Landing LLC | COMBUSTION TURBINE | NATURAL GAS | NP15 |  |  | CISO | PGAE
Participating Unit | Y | N |  | GARNET_2_WIND2 | GEN | Karen Avenue Wind Farm | 11.7 | 12 | SCE | Energy Development & Construction Corp. | WIND | WIND | SP15 | 2015-08-05 |  | CISO | SCE
Non-Participating | N | Y | MONTPH_7_UNITS | MONTPH_7_UNIT 3 | GEN | MONTICELLO Unit 3 | 1.5 | 1.5 |  |  |  |  | NP15 |  |  | CISO | PGAE
Non-Participating | N | Y | SHELRF_1_UNITS | SHELRF_7_UNIT 1 | GEN | Shell Oil Refinery Unit 1 | 20 | 20 |  | Martinez Refining Company-Division of Equilon Enterprises, LLC | STEAM | HEAT RECOVERY | NP15 |  |  | CISO | PGAE
Participating Unit | N | N |  | RECTOR_2_CREST | GEN | Rector Aggregate Solar Resources | 10.5 | 17.3 | SCE | Southern California Edison Company | PHOTO VOLTAIC | SUN | SP15 | 2016-12-23 |  | CISO | SCE
Participating Unit | N | Y | SCEC_1_PDRP132 | SCEC_1_PDRP132 | GEN | SCEC_1_PDRP132 | 0.99 |  | SCE | Leapfrog Power, inc. | OTHER | OTHER | SP15 |  |  | CISO | SCE
Participating Unit | N | N |  | BEARDS_7_UNIT 1 | GEN | Beardsley Hydro | 11.5 | 11.5 | PGAE | City of Santa Clara DBA Silicon Valley Power (MSS Agreement - S14) | HYDRO | WATER | NP15 | 1957-01-01 |  | CISO | NCPA
Non-Participating | N | Y | TULLCK_7_UNITS | TULLCK_7_UNIT 1 | GEN | TULLOCH Unit 1 | 9.9 | 9.9 |  |  |  |  | NP15 |  |  | CISO | NCPA
Participating Unit | Y | N |  | HIGGNS_1_COMBIE | GEN | Combie South | 1.5 | 1.5 | PGAE | Nevada Irrigation District | HYDRO | WATER | NP15 | 2020-05-05 |  | CISO | PGAE
Participating Unit | N | N |  | MKTRCK_1_UNIT 1 | GEN | MCKITTRICK LIMITED | 47.72 | 57.9 | PGAE | McKittrick Limited | COMBUSTION TURBINE | NATURAL GAS | ZP26 | 1991-10-16 |  | CISO | PGAE
Participating Unit | N | Y | SCEC_1_PDRP106 | SCEC_1_PDRP106 | GEN | SCEC_1_PDRP106 | 0.99 |  | SCE | Leapfrog Power, inc. | OTHER | OTHER | SP15 |  |  | CISO | SCE
Participating Unit | N | Y | SCEC_1_PDRP159 | SCEC_1_PDRP159 | GEN | SCEC_1_PDRP159 | 0.99 |  | SCE | Leapfrog Power, Inc. | OTHER | OTHER | SP15 |  |  | CISO | SCE
Participating Unit | N | N |  | HAMLIN_1_BLDSB1 | GEN | Baldy Mesa Hybrid | 150 | 150 | SCE | Baldy Mesa Solar, LLC | PHOTO VOLTAIC | HYBD | SP15 |  |  | CISO | SCE
Participating Unit | N | N |  | GLDFGR_6_SOLAR1 | GEN | Portal Ridge B | 20 | 20 | SCE | Portal Ridge Solar B, LLC | PHOTO VOLTAIC | SUN | SP15 | 2017-02-15 |  | CISO | SCE
Participating Unit | N | N |  | SISPRG_2_DS3BT3 | GEN | Daggett Solar 3 cd BESS | 12.5 | 12.5 | SCE | Daggett Solar Power 3 LLC | OTHER | LESR | SP15 | 2023-09-05 |  | CISO | SCE
Non-Participating | N | Y | INTKEP_2_UNITS | INTKEP_2_KIRKW2 | GEN | KIRKWOOD HYDRO UNIT 2 | 47.8 | 47.8 |  |  |  |  | NP15 |  |  | CISO | PGAE
Participating Unit | Y | N |  | DEXZEL_1_UNIT | GEN | Western Power and Steam Cogeneration | 20 | 36.8 | PGAE | Western Power and Steam II LLC | COMBUSTION TURBINE | NATURAL GAS | ZP26 | 1989-11-30 |  | CISO | PGAE
Participating Unit | N | N |  | RTEDDY_2_SEBSR3 | GEN | Rosamond West Solar East Bay 3 | 56 | 56 | SCE | Golden Fields Solar III, LLC | PHOTO VOLTAIC | SUN | SP15 | 2020-12-21 |  | CISO | SCE
Participating Unit | Y | N |  | TVYVLY_6_KRSHY1 | GEN | Kings River Syphon | 1.3 | 1.3 | PGAE | Orange Cove Irrigation District | HYDRO | WATER | NP15 | 2021-09-15 |  | CISO | PGAE
Participating Unit | N | N |  | RTREE_2_WIND3 | GEN | Rising Tree 3 | 99 | 99 | SCE | Rising Tree Wind Farm III LLC | WIND | WIND | SP15 | 2015-06-25 |  | CISO | SCE
Participating Unit | N | N |  | WNDMAS_2_UNIT 1 | GEN | BUENA VISTA ENERGY, LLC | 38 | 36 | PGAE | Buena Vista Energy, LLC | WIND | WIND | NP15 | 1983-12-24 |  | CISO | PGAE
Participating Unit | N | N |  | RENWD_1_QF | GEN | Renwind re-powering project | 10 | 10.5 | SCE | Windpower Partners 1993, LLC | WIND | WIND | SP15 | 2013-01-08 |  | CISO | SCE
Non-Participating | N | Y | SOLBLU_2_WSBSX2 | SOLBLU_2_WSBSR1 | GEN | Westlands Solar Blue | 125 | 125 | PGAE | Westlands Solar Blue, LLC | PHOTO VOLTAIC | SUN | ZP26 |  |  | CISO | PGAE
Participating Unit | N | N |  | GLDFGR_6_SOLAR2 | GEN | Portal Ridge C | 11.4 | 11.4 | SCE | Portal Ridge Solar C, LLC | PHOTO VOLTAIC | SUN | SP15 | 2017-02-14 |  | CISO | SCE
Participating Unit | Y | N |  | NZWIND_6_WDSTR4 | GEN | Windstream 6042 | 6.77 | 6.8 | SCE | Windstream Operations, LLC | WIND | WIND | SP15 | 2015-12-11 |  | CISO | SCE
Participating Unit | N | Y | SCEC_1_PDRP157 | SCEC_1_PDRP157 | GEN | SCEC_1_PDRP157 | 0.99 |  | SCE | Leapfrog Power, Inc. | OTHER | OTHER | SP15 |  |  | CISO | SCE
Non-Participating | N | Y | GATWAY_2_PL1X3 | GATWAY_2_STGC | GEN | Gateway STG C | 213.4 | 213.4 |  | Gateway Generating Station | STEAM | NATURAL GAS | NP15 |  |  | CISO | PGAE
Participating Unit | N | N |  | SUNSTR_5_SS1SCEDYN | TG | Sunstream Solar 1 | 150 |  | SCE | PVWEST | PHOTO VOLTAIC | SUN | SP15 | 2019-11-19 |  | AZPS | SCE
Participating Unit | N | N |  | CHICPK_7_UNIT 1 | GEN | Chicago Park Powerhouse | 42 | 42 | PGAE | Nevada Irrigation District | HYDRO | WATER | NP15 | 1965-01-01 |  | CISO | PGAE
Participating Unit | N | N |  | FTSWRD_6_TRFORK | GEN | Three Forks Water Power Project | 1.63 | 1.5 | PGAE | Grizzly Mountain Ranch | HYDRO | WATER | NP15 | 2011-11-01 |  | CISO | PGAE
Participating Unit | N | Y | SCEC_1_PDRP142 | SCEC_1_PDRP142 | GEN | SCEC_1_PDRP142 | 0.99 |  | SCE | Leapfrog Power, Inc. | OTHER | OTHER | SP15 |  |  | CISO | SCE
Participating Unit | N | Y | SCEC_1_DERP01 | SCEC_1_DERP01 | GEN | ESS CSG Aggregated Resources | 0.72 |  | SCE | Clean Power Alliance of Southern California | OTHER | OTHER | SP15 |  |  | CISO | SCE
Participating Unit | N | N |  | EASTWD_7_UNIT | GEN | EASTWOOD PUMP-GEN | 200 | 207 | SCE | Southern California Edison Company | PUMPED STORAGE | WATER | SP15 | 1987-01-01 |  | CISO | SCE
Non-Participating | N | Y | DELSUR_6_CREST | DELSUR_6_CREST1 | GEN | DELSUR_6_CREST1 | 8.5 | 8.5 |  | Southern California Edison Company | PHOTO VOLTAIC | SUN | SP15 |  |  | CISO | SCE
Participating Unit | N | N |  | ARKANS_1_ARKSLR | TG | SG Arkansas | 50 | 50 | SDGE | IVLY2 | PHOTO VOLTAIC | SUN | SP15 | 2015-08-29 |  | IID | SDGE
Participating Unit | N | N |  | WSTWND_2_M89BT2 | GEN | Mojave 89 BESS 2B | 70.6 | 70.6 | SCE | Mojave 16/17/18 LLC | OTHER | LESR | SP15 | 2023-05-25 |  | CISO | SCE
Non-Participating | N | Y | GYS5X6_7_UNITS | GYS5X6_7_UNIT 5 | GEN | Geysers Unit 5 | 55 | 55 |  | Geysers Power Company, LLC | STEAM | GEOTHERMAL | NP15 |  |  | CISO | PGAE
Participating Unit | N | N |  | GLDTWN_6_SOLAR | GEN | Rio Grande | 5 | 5 | SCE | RE Rio Grande LLC | PHOTO VOLTAIC | SUN | SP15 | 2013-11-18 |  | CISO | SCE
Participating Unit | Y | N |  | SPIFBD_1_PL1X2 | GEN | SIERRA PACIFIC IND. (SONORA) | 7.5 | 7.5 | PGAE | Sierra Pacific Industries | STEAM | BIOMASS | NP15 | 2018-04-12 |  | CISO | PGAE
Participating Unit | N | N |  | MANZNA_2_WIND | GEN | Manzana Wind | 189 | 300 | SCE | Manzana Wind | WIND | WIND | SP15 | 2012-12-20 |  | CISO | SCE
Participating Unit | N | N |  | ENWIND_2_WIND1 | GEN | Cameron Ridge | 47.1 | 47.1 | SCE | Cameron Ridge, LLC | WIND | WIND | SP15 | 2014-12-10 |  | CISO | SCE
Participating Unit | Y | Y | NAVYII_2_UNITS | NAVYII_2_UNITS | GEN | COSO POWER DEVELOPER (NAVY II) AGGREGATE | 90 |  | SCE | Coso Power Developers | STEAM | GEOTHERMAL | SP15 | 1989-12-23 |  | CISO | SCE
Participating Unit | N | N |  | SUNST2_5_SS2SR1 | GEN | Sun Streams Solar 2 | 150 | 150 | SDGE | Sun Streams 2, LLC | PHOTO VOLTAIC | SUN | SP15 | 2021-06-25 |  | CISO | SDGE
Participating Unit | N | N |  | GOOSLK_1_SOLAR1 | GEN | Goose Lake | 12 | 12 | PGAE | Cottonwood Solar, LLC | PHOTO VOLTAIC | SUN | ZP26 | 2015-05-23 |  | CISO | PGAE
Participating Unit | N | N |  | BLYTHE_1_SOLAR2 | GEN | Blythe Green 1 | 20 | 20 | SCE | Solar Blythe II LLC | PHOTO VOLTAIC | SUN | SP15 | 2017-04-05 |  | CISO | SCE
Participating Unit | N | N |  | STANTN_2_STAGT1 | GEN | Stanton 1 | 49.65 | 50 | SCE | STANTON ENERGY RELIABILITY CENTER, LLC | OTHER | NATURAL GAS | SP15 | 2020-05-20 |  | CISO | SCE
Participating Unit | N | N |  | PROXSR_2_PS2BT3 | GEN | Proxima Solar BESS 2 | 90 | 90 | PGAE | Proxima Solar, LLC | OTHER | LESR | NP15 |  |  | CISO | PGAE
Participating Unit | N | N |  | ADOBEE_1_SOLAR | GEN | Adobe Solar | 20 | 20 | PGAE | Adobe Solar, LLC | PHOTO VOLTAIC | SUN | ZP26 | 2014-05-21 |  | CISO | PGAE
Participating Unit | N | Y | RUSCTY_2_UNITS | RUSCTY_2_UNITS | GEN | Russell City Energy Center | 615.18 |  | PGAE | Russell City Energy Company, LLC | COMBINED CYCLE | NATURAL GAS | NP15 | 2013-08-08 |  | CISO | PGAE
Non-Participating |  | Y | DSRTSN_2_SOLAR1 | DSRTSN_2_SOLR1A | GEN | Desert Sunlight 300 | 156.9 | 156.9 |  | Desert Sunlight Holdings, LLC | PHOTO VOLTAIC | SUN | SP15 |  |  | CISO | SCE
Non-Participating | N | Y | OBERON_5_O1SSX2 | OBERON_5_O1SSR2 | GEN | Oberon 1A Solar | 125 | 125 | SCE | IP Oberon, LLC | PHOTO VOLTAIC | SUN | SP15 |  |  | CISO | SCE
Participating Unit | N | Y | SDG1_1_PDRP105 | SDG1_1_PDRP105 | GEN | SDG1_1_PDRP105 | 0.99 |  | SDGE | Leapfrog Power, Inc. | OTHER | OTHER | SP15 |  |  | CISO | SDGE
Non-Participating |  | Y | CORONS_6_CLRWTR | CORONS_6_CLRSTG | GEN | CORONS_6_CLRSTG | 8.5 | 8.5 |  |  |  |  | SP15 |  |  | CISO | RVSD
Participating Unit | N | N |  | VILLPK_2_VALLYV | GEN | MWD Valley View Hydroelectric Recovery P | 4.1 | 4.1 | SCE | Metropolitan Water District of Southern California | HYDRO | WATER | SP15 | 1985-01-01 |  | CISO | SCE
Non-Participating | N | Y | PNCHVS_2_SOLAR | PNCHVS_2_SOLARA | GEN | PNCHVS_2_SOLARA | 69.5 | 69.5 |  | Pacific Gas & Electric | PHOTO VOLTAIC | SUN | NP15 |  |  | CISO | PGAE
Participating Unit | N | N |  | RTEDDY_2_SEBSR4 | GEN | Rosamond West Solar East Bay 4 | 56 | 56 | SCE | Golden Fields Solar III, LLC | PHOTO VOLTAIC | SUN | SP15 | 2020-12-21 |  | CISO | SCE
Participating Unit | Y | N |  | RIOOSO_1_QF | GEN | SMALL QF AGGREGATION - GRASS VALLEY | 1.11 | 2.5 | PGAE | Pacific Gas & Electric Company | HYDRO | WATER | NP15 | 1984-01-01 |  | CISO | PGAE
Participating Unit | N | Y | DSRTSN_2_SOLAR1 | DSRTSN_2_SOLAR1 | GEN | Desert Sunlight 300 | 300 | 300 | SCE | Desert Sunlight Holdings, LLC | PHOTO VOLTAIC | SUN | SP15 | 2013-10-22 |  | CISO | SCE
Participating Unit | N | N |  | RECTOR_2_KAWEAH | GEN | KAWEAH PH 2 & 3 PSP AGGREGATE | 6.55 | 6.6 | SCE | Southern California Edison Company | HYDRO | WATER | SP15 | 1913-01-01 |  | CISO | SCE
Participating Unit | N | Y | SCEN_6_PDRP104 | SCEN_6_PDRP104 | GEN | ESPN_SCEN_6_PDRP104 | 9.99 |  | SCE | Enersponse, Inc | OTHER | OTHER | SP15 |  |  | CISO | SCE
Participating Unit | N | N |  | GASKW1_2_GW2SR1 | GEN | Gaskell West 2a | 16 | 16 | SCE | RE Gaskell West 2 LLC | PHOTO VOLTAIC | SUN | SP15 | 2023-05-05 |  | CISO | SCE
Participating Unit | N | N |  | ETIWND_2_CHMPNE | GEN | Champagne | 1 | 1.5 | SCE | California PV Energy, LLC | PHOTO VOLTAIC | SUN | SP15 | 2013-12-20 |  | CISO | SCE
Participating Unit | N | Y | PGEB_2_PDRP113 | PGEB_2_PDRP113 | GEN | PGEB_2_PDRP113 | 3 |  | PGAE | OHMCONNECT, INC. | OTHER | OTHER | NP15 |  |  | CISO | PGAE
Participating Unit | Y | N |  | MESAP_1_QF | GEN | SMALL QF AGGREGATION - SAN LUIS OBISPO | 1 | 1 | PGAE | Pacific Gas & Electric Company | OTHER | OTHER | ZP26 |  |  | CISO | PGAE
Participating Unit | N | Y | PGEB_2_PDRP101 | PGEB_2_PDRP101 | GEN | PGEB_2_PDRP101 | 0.99 |  | PGAE | Leapfrog Power, Inc. | OTHER | OTHER | NP15 |  |  | CISO | PGAE
Participating Unit | N | N |  | GARLND_2_GARBT1 | GEN | Garland B BESS | 88 | 88 | SCE | SP Garland Solar Storage, LLC | OTHER | LESR | SP15 | 2022-01-31 |  | CISO | SCE
Participating Unit | N | N |  | BGSKYN_2_ASSR1B | GEN | Antelope Solar 1B | 17 | 17 | SCE | Antelope Expansion 1B, LLC | PHOTO VOLTAIC | SUN | SP15 | 2022-11-23 |  | CISO | SCE
Non-Participating | N | Y | INTKEP_2_UNITS | INTKEP_2_HOLM 1 | GEN | HOLM HYDRO UNIT 1 | 83 | 83 |  |  |  |  | NP15 |  |  | CISO | PGAE
Participating Unit | N | N |  | PUTHCR_1_SOLAR1 | GEN | Putah Creek Solar Farm | 1.98 | 2 | PGAE | Putah Creek Solar Farms LLC | PHOTO VOLTAIC | SUN | NP15 | 2014-12-19 |  | CISO | PGAE
Participating Unit | N | N |  | SEGS_1_SR2SL2 | GEN | Sunray 2 | 20 | 20 | SCE | Sunray Energy 2, LLC | PHOTO VOLTAIC | SUN | SP15 | 2017-06-02 |  | CISO | SCE
Participating Unit | N | N |  | AVENAL_6_AVSLR1 | GEN | Avenal Solar 1 | 7.9 | 7.9 | PGAE | CED Avenal Solar, LLC | PHOTO VOLTAIC | SUN | ZP26 | 2017-01-28 |  | CISO | PGAE
Participating Unit | Y | N |  | SPBURN_2_UNIT 1 | GEN | Burney Biomass | 22 | 22 | PGAE | Sierra Pacific Industries | STEAM | BIOMASS | NP15 | 1986-01-01 |  | CISO | PGAE
Participating Unit | N | N |  | GARNET_2_WIND5 | GEN | Eastwind | 3 | 3 | SCE | Yavi Energy Holdings, LLC | WIND | WIND | SP15 | 2016-03-01 |  | CISO | SCE
Participating Unit | N | N |  | ESCNDO_6_PL1X2 | GEN | MMC Escondido Aggregate | 48.71 | 49.5 | SDGE | Escondido Energy Center | COMBUSTION TURBINE | NATURAL GAS | SP15 | 2014-01-25 |  | CISO | SDGE
Participating Unit | N | N |  | DREWSR_2_BHSSR1 | GEN | Blue Hornet Solar | 100 | 100 | SDGE | Drew Solar, LLC | PHOTO VOLTAIC | SUN | SP15 | 2022-11-04 |  | CISO | SDGE
Participating Unit | N | N |  | CHILLS_1_SYCENG | GEN | Sycamore Energy 1 | 1.5 | 1.9 | SDGE | Sycamore Energy 1 LLC | COMBUSTION TURBINE | BIOGAS | SP15 | 2011-05-19 |  | CISO | SDGE
Participating Unit | N | N |  | VICPAS_2_SOCBT1 | GEN | Sol Catcher BESS 1 | 50 | 50 | SCE | Arica Solar, LLC | OTHER | LESR | SP15 |  |  | CISO | SCE
Participating Unit | Y | Y | MIDSUN_1_PL1X2 | MIDSUN_1_PL1X2 | GEN | North Midway Cogens 5A 5B | 9.6 |  | PGAE | BERRY PETROLEUM COMPANY, LLC | COMBUSTION TURBINE | NATURAL GAS | NP15 | 2022-03-17 |  | CISO | PGAE
Participating Unit | N | N |  | HERDLN_6_BYHSR1 | GEN | Byron Highway Solar | 5 | 5 | PGAE | RPCA Solar 3, LLC | PHOTO VOLTAIC | SUN | NP15 | 2022-11-23 |  | CISO | PGAE
Participating Unit | N | Y | SCEW_2_PDRP163 | SCEW_2_PDRP163 | GEN | LCR AMS Hybrid West LA 2-W-LPIPO | 8.08 |  | SCE | Southern California Edison | OTHER | OTHER | SP15 |  |  | CISO | SCE
Participating Unit | N | N |  | HATLOS_6_LSCRK | GEN | Lost Creek 1 & 2 Hydro Conversion | 1.7 | 1.7 | PGAE | Snow Mountain Hydro, LLC. | HYDRO | WATER | NP15 | 1989-06-15 |  | CISO | PGAE
Participating Unit | N | Y | CHESTN_2_CHWBX2 | CHESTN_2_CHWBX2 | GEN | Chestnut Westside BESS | 135 |  | PGAE | Castanea Project, LLC | OTHER | LESR | NP15 | 2023-12-14 |  | CISO | PGAE
Participating Unit | N | N |  | ROMOLA_5_MPBBT2 | GEN | Menifee Power Bank 2 | 230 | 230 | SCE | NOVA Power, LLC | OTHER | LESR | SP15 |  |  | CISO | SCE
Participating Unit | N | Y | SCEW_2_PDRP172 | SCEW_2_PDRP172 | GEN | SCEW_2_PDRP172 | 0.99 |  | SCE | Leapfrog Power, Inc. | OTHER | OTHER | SP15 |  |  | CISO | SCE
Non-Participating |  | Y | PINFLT_7_UNITS | PINFLT_7_UNIT 2 | GEN | PINFLT_7_UNIT 2 | 63.3 | 63.3 |  |  |  |  | NP15 |  |  | CISO | CWRP
Participating Unit | N | N |  | RVRVEW_1_UNITA1 | GEN | Riverview Energy Center (GP Antioch) | 48.7 | 50 | PGAE | Gilroy Energy Center, LLC | COMBUSTION TURBINE | NATURAL GAS | NP15 | 2003-05-02 |  | CISO | PGAE
Participating Unit | N | N |  | COCOPP_2_CTG3 | GEN | Marsh Landing 3 | 208.96 | 222 | PGAE | Marsh Landing LLC | FTUR | NATURAL GAS | NP15 | 2013-05-01 |  | CISO | PGAE
Participating Unit | N | N |  | CEDUCR_2_SOLAR4 | GEN | Ducor Solar 4 | 20 | 20 | SCE | CED Ducor Solar 4, LLC | PHOTO VOLTAIC | SUN | SP15 | 2016-12-23 |  | CISO | SCE
Participating Unit | N | N |  | MILFRD_7_PASADENA | TG | Milford I | 5 |  | SCE | IPP | WIND | WIND | SP15 | 2016-03-01 |  | LADWP | SCE
Participating Unit | N | N |  | BEKWJS_5_BV1SCEDYN | TG | Broadview 1 | 130 |  | SCE | WILLOWBEACH | WIND | WIND | SP15 | 2017-01-27 |  | AZPS | SCE
Participating Unit | N | N |  | WALCRK_2_CTG3 | GEN | Walnut Creek Energy Park Unit 3 | 96.65 | 102.5 | SCE | Walnut Creek Energy, LLC | COMBUSTION TURBINE | NATURAL GAS | SP15 | 2013-03-21 |  | CISO | SCE
Participating Unit | N | N |  | EXCHEC_7_UNIT 1 | GEN | EXCHEQUER HYDRO | 94.5 | 94.5 | PGAE | Merced Irrigation District | HYDRO | WATER | NP15 | 1967-01-01 |  | CISO | PGAE
Non-Participating | N | Y | CARBOU_7_PL4X5 | CARBOU_7_UNIT 5 | GEN | Caribou PH 2 Unit 5 | 61 | 61 |  | Pacific Gas & Electric Company | HYDRO | WATER | NP15 |  |  | CISO | PGAE
Participating Unit | N | N |  | RAMON_2_SCEDYN | TG | RAMON_2_SCEDYN | 106.18 |  | SCE | MIR2 | OTHER | GEOTHERMAL | SP15 |  |  | IID | SCE
Participating Unit | N | N |  | WALCRK_2_CTG5 | GEN | Walnut Creek Energy Park Unit 5 | 96.65 | 102.5 | SCE | Walnut Creek Energy, LLC | COMBUSTION TURBINE | NATURAL GAS | SP15 | 2013-04-30 |  | CISO | SCE
Non-Participating | N | Y | CDWR07_2_GEN | BUENVS_2_NSPIN | GEN | BUENVS_2_NSPIN | 104.4 | 104.4 |  | BUENVS_2_NSPIN | PUMP | WATER | ZP26 |  |  | CISO | CWRP
Participating Unit | N | N |  | COWCRK_2_UNIT | GEN | Cow Creek Hydro | 2 | 2 | PGAE | Pacific Gas & Electric Company | HYDRO | WATER | NP15 | 1907-01-01 |  | CISO | PGAE
Participating Unit | N | Y | SCEW_2_PDRP177 | SCEW_2_PDRP177 | GEN | VLTS_PDR_SCEW_02 | 9.9 |  | SCE | Voltus, Inc. | OTHER | OTHER | SP15 |  |  | CISO | SCE
Non-Participating | N | Y | RUSCTY_2_UNITS | RUSCTY_2_STG | GEN | Russell City | 254 | 254 |  | Russell City Energy Company, LLC | COMBINED CYCLE | NATURAL GAS | NP15 |  |  | CISO | PGAE
Participating Unit | N | N |  | STROUD_6_SOLAR | GEN | Stroud Solar Station | 20 | 20 | PGAE | Pacific Gas & Electric Company | PHOTO VOLTAIC | SUN | NP15 | 2011-10-04 |  | CISO | PGAE
Participating Unit | Y | N |  | WADHAM_6_UNIT | GEN | Wadham Energy LP | 29.07 | 32 | PGAE | Wadham Energy Limited Partnership | STEAM | WASTE TO POWER | NP15 | 1989-03-24 |  | CISO | PGAE
Participating Unit | N | N |  | VIKING_2_VSHSB1 | TG | Vikings Solar BESS Hybrid Project | 150 | 150 | SCE | MIR2 | OTHER | HYBD | SP15 |  |  | IID | SCE
Participating Unit | N | N |  | OXMTN_6_LNDFIL | GEN | Ox Mountain Landfill Generating Plant | 10.62 | 13.3 | PGAE | Ameresco Half Moon Bay, LLC | RECIPROCATING ENGINE | BIOGAS | NP15 | 2009-04-01 |  | CISO | PGAE
Participating Unit | N | Y | SDG1_1_PDRP117 | SDG1_1_PDRP117 | GEN | SDG1_1_PDRP117 | 0.99 |  | SDGE | Leapfrog Power, Inc. | OTHER | OTHER | SP15 |  |  | CISO | SDGE
Participating Unit | N | N |  | CRWCKS_1_SOLAR1 | GEN | Crow Creek Solar 1 | 20 | 20 | PGAE | Frontier Solar LLC | PHOTO VOLTAIC | SUN | NP15 | 2016-06-30 |  | CISO | PGAE
Participating Unit | N | Y | PNCHPP_1_PL1X2 | PNCHPP_1_PL1X2 | GEN | Midway Peaking Aggregate | 119.91 |  | PGAE | Midway Peaking, LLC | COMBUSTION TURBINE | NATURAL GAS | NP15 | 2009-05-03 |  | CISO | PGAE
Non-Participating | N | Y | SLUISP_2_UNITS | SLUISP_2_UNIT 6 | GEN | San Luis P-G Unit 6 | 53 | 53 | PGAE | California Dept. of Water Resources | PUMPED STORAGE | WATER | NP15 |  |  | CISO | PGAE
Participating Unit | N | N |  | MALIN_5_INHRED | TG | CSF Columbia Gorge | 50 |  | PGAE | MALIN500 | WIND | WIND | NP15 |  |  | BPAT | PGAE
Participating Unit | N | N |  | ALTWD_2_AT3WD3 | GEN | Altech 3 | 9.8 | 9.8 | SCE | San Gorgonio Westwinds II, LLC | WIND | WIND | SP15 | 2021-06-24 |  | CISO | SCE
Participating Unit | N | N |  | STOREY_7_MDRCHW | GEN | Madera Canal Site 980 | 1.84 | 3.8 | PGAE | Madera Chowchilla Water and Power | HYDRO | WATER | NP15 | 1985-02-02 |  | CISO | PGAE
Participating Unit | N | Y | MCFLND_5_MSBSX2 | MCFLND_5_MSBSX2 | GEN | McFarland Solar B PV | 300 |  | SDGE | McFarland Solar B, LLC | PHOTO VOLTAIC | SUN | SP15 |  |  | CISO | SDGE
Participating Unit | N | N |  | ELCABO_5_ECWSCEDYN | TG | El Cabo Wind | 298 |  | SCE | WILLOWBEACH | WIND | WIND | SP15 | 2017-06-02 |  | AZPS | SCE
Participating Unit | N | N |  | GUERNS_6_SOLAR | GEN | Guernsey Solar Station | 20 | 20 | PGAE | Pacific Gas & Electric Company | PHOTO VOLTAIC | SUN | NP15 | 2013-09-18 |  | CISO | PGAE
Participating Unit | N | N |  | ELDORO_7_UNIT 1 | GEN | El Dorado Unit 1 | 11 | 10.5 | PGAE | El Dorado Irrigation District | HYDRO | WATER | NP15 | 2005-05-21 |  | CISO | PGAE
Participating Unit | N | N |  | SNCLRA_2_SPRHYD | GEN | Springville Hydroelectric Generator | 1 | 1 | SCE | Calleguas MWD | HYDRO | WATER | SP15 | 2016-04-19 |  | CISO | SCE
Participating Unit | N | N |  | CNTNLA_2_SOLAR1 | GEN | Centinela Solar Energy I | 125 | 127 | SDGE | Centinela Solar Energy, LLC | PHOTO VOLTAIC | SUN | SP15 | 2013-10-16 |  | CISO | SDGE
Participating Unit | N | Y | TENGEN_2_PL1X2 | TENGEN_2_PL1X2 | GEN | Placerita Canyon Cogen | 37.7 |  | SCE | Shadow Wolf Energy, LLC | COMBUSTION TURBINE | NATURAL GAS | SP15 | 1990-03-06 |  | CISO | SCE
Non-Participating | N | Y | CHESTN_2_CHWBX2 | CHESTN_2_CHWBT2 | GEN | Chestnut Westside BESS | 67.5 | 67.5 | PGAE | Chestnut Westside, LLC | OTHER | LESR | ZP26 |  |  | CISO | PGAE
Participating Unit | N | N |  | TEHAPI_2_PW2WD2 | GEN | Point Wind 2 | 14.4 | 14.4 | SCE | Tehachapi Plains Wind, LLC | WIND | WIND | SP15 | 2021-04-20 |  | CISO | SCE
Participating Unit | N | N |  | AVENAL_6_SANDDG | GEN | Sand Drag Solar Project | 19 | 19 | PGAE | Sand Drag LLC | PHOTO VOLTAIC | SUN | ZP26 | 2011-08-05 |  | CISO | PGAE
Participating Unit | N | N |  | KINGRV_7_UNIT 1 | GEN | KINGS RIVER HYDRO UNIT 1 | 51.2 | 51.2 | PGAE | Pacific Gas & Electric Company | HYDRO | WATER | NP15 | 1962-01-01 |  | CISO | PGAE
Participating Unit |  | N |  | VESTAL_2_TS5SR1 | GEN | Tulare Solar 5 | 55.83 | 55.9 | SCE | Tulare Solar Center, LLC | PHOTO VOLTAIC | SUN | SP15 | 2022-04-29 |  | CISO | SCE
Participating Unit | N | N |  | ANAHM_2_CANYN3 | GEN | CANYON POWER PLANT UNIT 3 | 46.49 | 71.2 | SCE | City of Anaheim (MSS Agreement - S14) | COMBUSTION TURBINE | NATURAL GAS | SP15 | 2011-07-30 |  | CISO | ANHM
Participating Unit | N | Y | SCEW_2_PDRP120 | SCEW_2_PDRP120 | GEN | SCEW_2_PDRP120 | 0.99 |  | SCE | Leapfrog Power, Inc. | OTHER | OTHER | SP15 |  |  | CISO | SCE
Participating Unit | N | Y | SDG1_1_PDRP104 | SDG1_1_PDRP104 | GEN | SDG1_1_PDRP104 | 9.99 |  | SDGE | Leapfrog Power, Inc. | OTHER | OTHER | SP15 |  |  | CISO | SDGE
Non-Participating | N | Y | DRUM_7_PL1X2 | DRUM_7_UNIT 2 | GEN | DRUM PH 1 UNIT 2 | 13 | 13 |  | Pacific Gas & Electric Company | HYDRO | WATER | NP15 |  |  | CISO | PGAE
Participating Unit | N | N |  | MALIN_5_GCPDDYN | TG | Grant County Hydro Facilities | 125 |  | PGAE | MALIN500 | HYDRO | WATER | NP15 | 2018-02-09 |  | BPAT | PGAE
Participating Unit | Y | N |  | GARNET_1_WT3WND | GEN | Wagner Wind | 6 | 6 | SCE | Wagner Wind, LLC | WIND | WIND | SP15 | 2012-12-24 |  | CISO | SCE
Non-Participating | N | Y | BIGCRK_2_EXESWD | BGCRK2_7_UNIT 4 | GEN | BIG CREEK PH 2 UNIT 4 | 15.8 | 15.8 |  | Southern California Edison Company | HYDRO | WATER | SP15 |  |  | CISO | SCE
Non-Participating | N | Y | HYTTHM_2_UNITS | THERMA_2_UNIT 4 | GEN | Thermalito P-G Unit 4 | 28 | 28 |  | California Dept. of Water Resources | HYDRO | WATER | NP15 |  |  | CISO | CWRP
Participating Unit | N | N |  | MARCPW_6_SOLAR1 | GEN | Maricopa West Solar PV | 20 | 20 | PGAE | Maricopa West Solar PV, LLC | PHOTO VOLTAIC | SUN | ZP26 | 2015-12-12 |  | CISO | PGAE
Participating Unit | N | N |  | LAKHDG_6_UNIT 1 | GEN | Lake Hodges Pumped Storage-Unit1 | 20 | 20.4 | SDGE | San Diego County Water Authority | PUMPED STORAGE | WATER | SP15 | 2012-08-26 |  | CISO | SDGE
Participating Unit | N | N |  | JAWBNE_2_SRWWD2 | GEN | Sky River Wind Repower B | 30.2 | 30.2 | SCE | Sky River Wind, LLC | WIND | WIND | SP15 | 2021-09-17 |  | CISO | SCE
Participating Unit | N | Y | SDG1_1_PDRP113 | SDG1_1_PDRP113 | GEN | SDG1_1_PDRP113 | 9.99 |  | SDGE | Leapfrog Power, Inc. | OTHER | OTHER | SP15 |  |  | CISO | SDGE
Non-Participating | N | Y | KRAMER_1_R2BX2 | KRAMER_1_R2BBT1 | GEN | Resurgence 2 BESS | 20 | 20 |  | Resurgence Solar II, LLC | OTHER | LESR | SP15 |  |  | CISO | SCE
Participating Unit | N | N |  | DELAMO_2_ALASB2 | GEN | Los Alamitos 2 | 10 | 10 | SCE | BCE Los Alamitos, LLC | OTHER | HYBD | SP15 | 2023-11-10 |  | CISO | SCE
Non-Participating | N | Y | DUANE_1_PL1X3 | DUANE_7_CTG2 | GEN | Donald Von Raesfeld CTG Unit 2 | 50.4 | 50.4 |  | Donald Von Raesfeld Power Plant | COMBUSTION TURBINE | NATURAL GAS | NP15 |  |  | CISO | NCPA
Participating Unit | N | N |  | WALCRK_2_CTG1 | GEN | Walnut Creek Energy Park Unit 1 | 97.32 | 102.5 | SCE | Walnut Creek Energy, LLC | COMBUSTION TURBINE | NATURAL GAS | SP15 | 2013-03-21 |  | CISO | SCE
Participating Unit | N | N |  | BLCKBT_2_STONEY | GEN | BLACK BUTTE HYDRO | 6.2 | 6.2 | PGAE | City of Santa Clara DBA Silicon Valley Power (MSS Agreement - S14) | HYDRO | WATER | NP15 | 1988-01-01 |  | CISO | NCPA
Participating Unit | N | N |  | KERRGN_1_UNIT 1 | GEN | KERN RIVER HYDRO UNITS 1-4 AGGREGATE | 25.6 | 26.3 | SCE | Southern California Edison Company | HYDRO | WATER | SP15 | 1907-01-01 |  | CISO | SCE
Participating Unit | N | N |  | CAVLSR_2_BSOLAR | GEN | California Valley Solar Ranch-Phase B | 40 | 40 | PGAE | High Plains Ranch II, LLC | PHOTO VOLTAIC | SUN | ZP26 | 2013-01-01 |  | CISO | PGAE
Participating Unit | N | Y | KELSO_2_UNITS | KELSO_2_UNITS | GEN | Mariposa Energy | 198.03 |  | PGAE | Mariposa Energy, LLC | COMBUSTION TURBINE | NATURAL GAS | NP15 | 2012-10-01 |  | CISO | PGAE
Participating Unit | N | N |  | SIGHEB_6_HE2SCEDYN | TG | Heber 2 | 28 |  | SCE | MIR2 | COMBUSTION TURBINE | GEOTHERMAL | SP15 | 2022-12-20 |  | IID | SCE
Participating Unit | N | N |  | ALMEGT_1_UNIT 1 | GEN | ALAMEDA GT UNIT 1 | 25 | 25.4 | PGAE | NCPA (MSS Agreement - S14) | FTUR | NATURAL GAS | NP15 | 1986-01-01 |  | CISO | NCPA
Non-Participating | N | Y | HIDSRT_2_UNITS | HIDSRT_7_CTG1 | GEN | HIGH DESERT COMBUSTION TURBINE UNIT 1 | 177.3 | 177.3 |  | High Desert Power Project, LLC | COMBUSTION TURBINE | NATURAL GAS | SP15 |  |  | CISO | SCE
Participating Unit | N | N |  | ELCAJN_6_LM6K | GEN | El Cajon Energy Center | 48.1 | 49.7 | SDGE | El Cajon Energy, LLC | COMBUSTION TURBINE | NATURAL GAS | SP15 | 2010-06-16 |  | CISO | SDGE
Participating Unit | N | N |  | COCOPP_2_CTG1 | GEN | Marsh Landing 1 | 204.2 | 222 | PGAE | Marsh Landing LLC | FTUR | NATURAL GAS | NP15 | 2013-05-01 |  | CISO | PGAE
Participating Unit | N | N |  | BIGSKY_2_SOLAR3 | GEN | Big Sky Summer | 20 | 20 | SCE | Summer Solar LLC | PHOTO VOLTAIC | SUN | SP15 | 2016-07-25 |  | CISO | SCE
Participating Unit | N | N |  | CMBLND_2_DS2BT1 | GEN | Daggett 2 a BESS | 52 | 52 | SCE | Daggett Solar Power 2 LLC | OTHER | LESR | SP15 | 2023-11-22 |  | CISO | SCE
Participating Unit | N | N |  | SAUGUS_6_CREST | GEN | East Portal Hydro | 1 | 1 | SCE | Calleguas Municipal Water District | HYDRO | WATER | SP15 | 2017-10-11 |  | CISO | SCE
Participating Unit | N | N |  | ESCNDO_6_UNITB1 | GEN | CalPeak Power Enterprise Unit 1 | 48.04 | 52 | SDGE | CalPeak Power - Enterprise LLC | COMBUSTION TURBINE | NATURAL GAS | SP15 | 2001-10-23 |  | CISO | SDGE
Participating Unit | N | N |  | PALA_6_PGCBT1 | GEN | Pala Gomez Creek BESS | 10 | 10 | SDGE | San Diego Gas & Electric Company | OTHER | LESR | SP15 |  |  | CISO | SDGE
Participating Unit | Y | N |  | WALNUT_6_HILLGEN | GEN | Puente Hills | 47 | 50 | SCE | County Sanitation District No. 2 of Los Angeles County | OTHER | BIOGAS | SP15 | 2017-06-01 |  | CISO | SCE
Non-Participating | N | Y | DREWS_6_PL1X4 | DREWS_6_GEN 2 | GEN | DREWS UNIT 2 | 10.8 | 10.8 |  | Colton Power, LP | COMBUSTION TURBINE | NATURAL GAS | SP15 |  |  | CISO | SCE
Participating Unit | N | Y | PGF1_2_PDRP109 | PGF1_2_PDRP109 | GEN | PGF1_2_PDRP109 | 0.99 |  | PGAE | Leapfrog Power, Inc. | OTHER | OTHER | NP15 |  |  | CISO | PGAE
Participating Unit | N | Y | SCEW_2_PDRP180 | SCEW_2_PDRP180 | GEN | VLTS_PDR_SCEW_03 | 9.95 |  | SCE | Voltus, Inc. | OTHER | OTHER | SP15 |  |  | CISO | SCE
Participating Unit | N | N |  | DRACKR_2_SOLAR1 | GEN | Dracker Solar Unit 1 | 110 | 110 | SCE | NextEra Blythe Solar Energy Center, LLC | PHOTO VOLTAIC | SUN | SP15 | 2016-03-07 |  | CISO | SCE
Participating Unit | N | Y | SBERDO_2_PSP3 | SBERDO_2_PSP3 | GEN | Mountainview Gen Sta. Unit 3 | 555 |  | SCE | Southern California Edison Company | COMBINED CYCLE | NATURAL GAS | SP15 | 2005-12-10 |  | CISO | SCE
Non-Participating | N | Y | SLSTR1_2_SOLAR1 | SLSTR1_2_SOLR1B | GEN | Solar Star 1 | 166.5 | 166.5 |  | Southern California Edison Company | PHOTO VOLTAIC | SUN | SP15 |  |  | CISO | SCE
Non-Participating |  | Y | VERNON_6_MALBRG | VERNON_7_CTG1 | GEN | VERNON_7_CTG1 | 43.57 | 43.6 |  |  |  |  | SP15 |  |  | CISO | VERN
Participating Unit | N | Y | HAASPH_7_PL1X2 | HAASPH_7_PL1X2 | GEN | HAAS PH UNIT 1 & 2 AGGREGATE | 144 |  | PGAE | Pacific Gas & Electric Company | HYDRO | WATER | NP15 | 1958-01-01 |  | CISO | PGAE
Participating Unit | Y | Y | BLM_2_UNITS | BLM_2_UNITS | GEN | BLM EAST Facility | 72 |  | SCE | Coso Energy Developers | STEAM | GEOTHERMAL | SP15 | 1988-12-05 |  | CISO | SCE
Participating Unit | N | N |  | YUBACT_6_UNITA1 | GEN | Yuba City Energy Center (Calpine) | 47.16 | 49.9 | PGAE | Gilroy Energy Center, LLC | COMBUSTION TURBINE | NATURAL GAS | NP15 | 2002-07-26 |  | CISO | PGAE
Participating Unit | N | N |  | BANKPP_2_NSPIN | GEN | BANKPP_2_NSPIN | 270 | 270 | PGAE | California Dept. of Water Resources | PUMP | WATER | NP15 |  |  | CISO | CWRP
Non-Participating |  | Y | SANTFG_7_UNITS | SANTFG_7_UNIT 2 | GEN | SANTFG_7_UNIT 2 | 46 | 46 |  |  |  |  | NP15 |  |  | CISO | PGAE
Non-Participating | N | Y | STANTN_2_SBEBX2 | STANTN_2_SBEBT4 | GEN | Stanton Battery Energy Storage | 34.4 | 34.4 | SCE | Stanton Energy Holdco, LLC | OTHER | LESR | SP15 |  |  | CISO | SCE
Participating Unit | N | N |  | NCPA_7_GP1UN2 | GEN | NCPA GEO PLANT 1 UNIT 2 | 50 | 55 | PGAE | NCPA (MSS Agreement - S14) | STEAM | GEOTHERMAL | NP15 | 1983-01-01 |  | CISO | NCPA
Participating Unit | N | N |  | YELPIN_2_YP2SR2 | GEN | Yellow Pine 2 A PV | 60 | 60 | SCE | Yellow Pine Solar Interconnect, LLC | PHOTO VOLTAIC | SUN | SP15 |  |  | CISO | VEA
Participating Unit | N | Y | SCEC_1_PDRP111 | SCEC_1_PDRP111 | GEN | SCEC_1_PDRP111 | 0.99 |  | SCE | Leapfrog Power, inc. | OTHER | OTHER | SP15 |  |  | CISO | SCE
Non-Participating | N | Y | AGRICO_7_UNIT | AGRICO_6_FEGBT1 | GEN | Fresno EGT | 50.6 | 50.6 | PGAE | FRESNO COGENERATION PARTNERS | OTHER | LESR | NP15 |  |  | CISO | PGAE
Participating Unit | N | N |  | ORLND_6_SOLAR1 | GEN | Enerparc California 2 | 1.5 | 1.5 | PGAE | Adapture CA2, LLC | PHOTO VOLTAIC | SUN | NP15 | 2016-03-23 |  | CISO | PGAE
Participating Unit | N | Y | SCEC_1_PDRP196 | SCEC_1_PDRP196 | GEN | SCEC | 9.9 |  | SCE | Olivine, Inc. | OTHER | OTHER | SP15 |  |  | CISO | SCE
Participating Unit | N | N |  | RTEDDY_2_SOLAR1 | GEN | Rosamond West Solar 1 | 54 | 55 | SCE | Solar Star California XLI, LLC | PHOTO VOLTAIC | SUN | SP15 | 2016-12-22 |  | CISO | SCE
Participating Unit | N | N |  | CRNEVL_6_CRNVA | GEN | Crane Valley | 0.9 | 0.9 | PGAE | Pacific Gas & Electric Company | HYDRO | WATER | NP15 | 1919-01-01 |  | CISO | PGAE
Participating Unit | N | Y | SCEW_2_PDRP175 | SCEW_2_PDRP175 | GEN | SCEW_2_PDRP175 | 0.99 |  | SCE | Leapfrog Power, Inc. | OTHER | OTHER | SP15 |  |  | CISO | SCE
Participating Unit | N | N |  | NEENCH_6_SOLAR | GEN | Alpine Solar | 66 | 66 | SCE | Solar Alpine LLC | PHOTO VOLTAIC | SUN | SP15 | 2013-01-18 |  | CISO | SCE
Participating Unit | N | Y | SCEC_1_PDRP148 | SCEC_1_PDRP148 | GEN | SCEC_1_PDRP148 | 0.99 |  | SCE | Leapfrog Power, Inc. | OTHER | OTHER | SP15 |  |  | CISO | SCE
Participating Unit | N | N |  | TECOLOTE_3_WBDYN | TG | TECOLOTE WIND | 271.68 |  | SCE | WILLOWBEACH | WIND | WIND | SP15 | 2021-12-01 |  | PNM | SCE
Participating Unit | N | N |  | DRACKR_2_DSUBT2 | GEN | Dracker Solar Unit 2 BESS | 115 | 115 | SCE | NextEra Blythe Solar Energy Center, LLC | OTHER | LESR | SP15 | 2021-04-08 |  | CISO | SCE
Participating Unit | N | N |  | MAGUND_1_BKISR1 | GEN | Bakersfield Industrial 1 | 1 | 1 | PGAE | Bakersfield Industrial PV 1, LLC | PHOTO VOLTAIC | SUN | ZP26 | 2017-12-27 |  | CISO | PGAE
Participating Unit | N | N |  | DUTCH1_7_UNIT 1 | GEN | DUTCH FLAT 1 PH | 22 | 22 | PGAE | Pacific Gas & Electric Company | HYDRO | WATER | NP15 | 1943-01-01 |  | CISO | PGAE
Participating Unit | N | N |  | CAMDEN_6_RDDBM1 | GEN | RuAnn Dairy Digester BioMAT | 0.55 | 0.55 | PGAE | Patmar Land Co., LLC | RECIPROCATING ENGINE | BIOMASS | ZP26 |  |  | CISO | PGAE
Non-Participating | N | Y | SANITR_6_UNITS | SANITR_6_STG4 | GEN | LACSD CARSON WATER POLLUTION STG4 | 5.5 | 5.5 |  | County Sanitation District No. 2 of Los Angeles County | STEAM | HEAT RECOVERY | SP15 |  |  | CISO | SCE
Participating Unit | N | N |  | TOWNSITE_2_MEADDYN | TG | Townsite Solar BESS | 180 |  | SCE | MEAD230 | OTHER | HYBD | SP15 | 2021-12-17 |  | WALC | SCE
Participating Unit | N | N |  | VLCNTR_6_VCEBT2 | GEN | Valley Center Energy Storage B | 85 | 85 | SDGE | Valley Center ESS, LLC | OTHER | LESR | SP15 | 2021-12-16 |  | CISO | SDGE
Non-Participating | N | Y | SANITR_6_UNITS | SANITR_6_CTG3 | GEN | LACSD CARSON WATER POLLUTION CTG3 | 10 | 10 |  | County Sanitation District No. 2 of Los Angeles County | COMBUSTION TURBINE | BIOGAS | SP15 |  |  | CISO | SCE
Non-Participating | N | Y | BLKCRK_2_GMCBT1 | BLKCRK_2_GMBT1A | GEN | Genesis McCoy Bess | 115 | 115 |  | NextEra Desert Center Blythe, LLC | OTHER | LESR | SP15 |  |  | CISO | SCE
Participating Unit | N | N |  | ALMASL_2_AL6BT6 | GEN | Almasol 6 BES | 50 | 50 | SCE | Maverick Solar 6, LLC | OTHER | LESR | SP15 | 2022-06-27 |  | CISO | SCE
Participating Unit | N | N |  | CNTNLA_2_SOLAR2 | GEN | Centinels Solar Energy 2 | 45.6 | 47 | SDGE | Centinela Solar Energy, LLC | PHOTO VOLTAIC | SUN | SP15 | 2014-08-15 |  | CISO | SDGE
Non-Participating | N | Y | SALTSP_7_UNITS | SALTSP_7_UNIT 1 | GEN | Salt Springs Unit 1 | 12 | 12 |  | Pacific Gas & Electric Company | HYDRO | WATER | NP15 |  |  | CISO | PGAE
Participating Unit | N | N |  | VOLTA_6_DIGHYD | GEN | Digger Creek Ranch Hydro | 0.6 | 0.6 | PGAE | Kenneth E. Link | HYDRO | WATER | NP15 | 2014-07-02 |  | CISO | PGAE
Participating Unit | N | N |  | ALMASL_2_GS4SR4 | GEN | Almasol Generating Station 4 | 100 | 100 | SCE | Maverick Solar 4, LLC | PHOTO VOLTAIC | SUN | SP15 | 2020-12-11 |  | CISO | SCE
Non-Participating |  | Y | DSRTSN_2_SOLAR2 | DSRTSN_2_SOLR2B | GEN | Desert Sunlight 250 | 129.8 | 129.8 |  | Desert Sunlight Holdings, LLC | PHOTO VOLTAIC | SUN | SP15 |  |  | CISO | SCE
Participating Unit | N | N |  | LAMONT_1_SOLAR5 | GEN | Redcrest Solar Farm | 16.66 | 20 | PGAE | 67RK 8me, LLC | PHOTO VOLTAIC | SUN | ZP26 | 2015-10-30 |  | CISO | PGAE
Participating Unit | N | Y | SCEW_2_PDRP104 | SCEW_2_PDRP104 | GEN | SCEW_2_PDRP104 | 2 |  | SCE | OHMCONNECT, INC. | OTHER | OTHER | SP15 |  |  | CISO | SCE
Participating Unit | N | N |  | INTMNT_3_ANAHEIM | TG | Intermountain Power Project | 234 |  | SCE | IPP | STEAM | COAL | SP15 |  |  | LADWP | SCE
Participating Unit | Y | N |  | OILFLD_7_QFUNTS | GEN | Nacimiento Hydroelectric Plant | 3.8 | 4.4 | PGAE | Monterey County Water Resources Agency | HYDRO | WATER | NP15 | 2013-09-16 |  | CISO | PGAE
Participating Unit | N | N |  | CEDUCR_2_SOLAR3 | GEN | Ducor Solar 3 | 15 | 15 | SCE | CED Ducor Solar 3, LLC | PHOTO VOLTAIC | SUN | SP15 | 2016-12-23 |  | CISO | SCE
Participating Unit | N | Y | CENTPD_2_BMSSX2 | CENTPD_2_BMSSX2 | GEN | Blythe Mesa Solar | 223.6 | 223.6 | SCE | Blythe Mesa Solar II, LLC | PHOTO VOLTAIC | SUN | SP15 | 2022-12-21 |  | CISO | SCE
Non-Participating | N | Y | METEC_2_PL1X3 | METEC_7_CTG2 | GEN | Metcalf Energy Center Unit 2 | 193 | 193 |  | Metcalf Energy Center, LLC | COMBUSTION TURBINE | NATURAL GAS | NP15 |  |  | CISO | PGAE
Participating Unit | N | N |  | HENRTA_6_SOLAR1 | GEN | Lemoore 1 | 1.5 | 1.5 | PGAE | Lemoore PV 1 LLC | PHOTO VOLTAIC | SUN | NP15 | 2016-01-29 |  | CISO | PGAE
Non-Participating | N | Y | PNCHEG_2_PL1X4 | PNCHEG_2_CTG4 | GEN | PANOCHE ENERGY CENTER (CTG4) | 104.25 | 104.25 |  | PANOCHE ENERGY CENTER | COMBUSTION TURBINE | NATURAL GAS | NP15 |  |  | CISO | PGAE
Participating Unit | N | N |  | BIGSKY_2_SOLAR2 | GEN | Big Sky Solar 4 | 40 | 40 | SCE | Elevation Solar C LLC | PHOTO VOLTAIC | SUN | SP15 | 2016-12-03 |  | CISO | SCE
Participating Unit | N | N |  | JOANEC_2_ST3BT3 | GEN | Santa Ana Storage 3 | 40 | 40 | SCE | Johanna Energy Center, LLC | OTHER | LESR | SP15 | 2023-06-02 |  | CISO | SCE
Participating Unit | N | N |  | BISHOP_1_UNITS | GEN | BISHOP CREEK PLANT 3 AND 4 | 15.8 | 15.8 | SCE | Southern California Edison Company | HYDRO | WATER | SP15 | 1905-01-01 |  | CISO | SCE
Participating Unit | N | N |  | DELSUR_6_HORSR1 | GEN | Horn | 1.5 | 1.5 | SCE | TerraForm Phoenix I CD Holdings, LLC | PHOTO VOLTAIC | SUN | SP15 | 2023-08-22 |  | CISO | SCE
Participating Unit | N | N |  | LHILLS_6_SOLAR1 | GEN | Lost Hills Solar | 20 | 20 | PGAE | Lost Hills Solar, LLC | PHOTO VOLTAIC | SUN | ZP26 | 2015-04-10 |  | CISO | PGAE
Non-Participating | N | Y | MDFKRL_2_PROJCT | MIDFRK_7_UNIT 1 | GEN | MIDDLE FORK UNIT 1 | 65.7 | 65.7 |  | Pacific Gas & Electric Company | HYDRO | WATER | NP15 |  |  | CISO | PGAE
Participating Unit | N | Y | MARVEL_2_MARBX2 | MARVEL_2_MARBX2 | GEN | Marvel | 325 |  | SCE | Desert Peak Energy Center, LLC | OTHER | LESR | SP15 | 2023-07-18 |  | CISO | SCE
Non-Participating |  | Y | VERNON_6_MALBRG | VERNON_7_CTG2 | GEN | VERNON_7_CTG2 | 43.57 | 43.6 |  |  |  |  | SP15 |  |  | CISO | VERN
Non-Participating | N | Y | CARLS1_2_CARCT1 | CARLS1_2_CTG9 | GEN | CARLS1_2_CTG9 | 105.5 | 105.5 |  | San Diego Gas & Electric | COMBUSTION TURBINE | NATURAL GAS | SP15 |  |  | CISO | SDGE
Participating Unit | N | Y | SCEN_6_PDRP101 | SCEN_6_PDRP101 | GEN | SCEN_6_PDRP101 | 0.99 |  | SCE | Leapfrog Power, Inc. | OTHER | OTHER | SP15 |  |  | CISO | SCE
Participating Unit | N | Y | SCEC_1_PDRP162 | SCEC_1_PDRP162 | GEN | SCEC_1_PDRP162 | 9.99 |  | SCE | Leapfrog Power, Inc. | OTHER | OTHER | SP15 |  |  | CISO | SCE
Participating Unit | N | Y | SDG1_1_PDRP114 | SDG1_1_PDRP114 | GEN | SDG1_1_PDRP114 | 0.99 |  | SDGE | Leapfrog Power, Inc. | OTHER | OTHER | SP15 |  |  | CISO | SDGE
Participating Unit | Y | N |  | DEADCK_1_UNIT | GEN | DEADCK_1_UNIT | 1.96 | 2 | PGAE | Hydro Sierra Energy LLC | HYDRO | WATER | NP15 | 1990-01-29 |  | CISO | PGAE
Participating Unit | N | N |  | POEPH_7_UNIT 2 | GEN | POE HYDRO UNIT 2 | 68.5 | 68.5 | PGAE | Pacific Gas & Electric Company | HYDRO | WATER | NP15 | 1958-01-01 |  | CISO | PGAE
Non-Participating | N | Y | COLUSA_2_PL1X3 | COLUSA_2_STG | GEN | Colusa Generating Station | 411 | 411 |  | Pacific Gas & Electric Company | COMBUSTION TURBINE | NATURAL GAS | NP15 |  |  | CISO | PGAE
Non-Participating | N | Y | KELSO_2_UNITS | KELSO_2_GTG7 | GEN | Mariposa Energy Project | 49.4 | 49.4 |  | Pacific Gas & Electric Company | COMBUSTION TURBINE | NATURAL GAS | NP15 |  |  | CISO | PGAE
Non-Participating | N | Y | DMDVLY_1_UNITS | DMDVLY_1_GEN 7 | GEN | Diamond Valley Unit 7 | 3.3 | 3.3 |  | Metropolitan Water District of Southern California (MWD) | HYDRO | WATER | SP15 |  |  | CISO | SCE
Non-Participating |  | Y | DSRTSN_2_SOLAR1 | DSRTSN_2_SOLR1B | GEN | Desert Sunlight 300 | 156.9 | 156.9 |  | Desert Sunlight Holdings, LLC | PHOTO VOLTAIC | SUN | SP15 |  |  | CISO | SCE
Non-Participating | N | Y | DSRTSL_2_SOLAR1 | DSRTSL_2_SOLR1B | GEN | DSRTSL_2_SOLR1B | 148.1 | 148.1 |  | Desert Stateline, LLC | PHOTO VOLTAIC | SUN | SP15 |  |  | CISO | SCE
Non-Participating | N | Y | LEBECS_2_UNITS | LEBECS_7_STG3 | GEN | CC Power Block 1 STG3 | 184 | 184 |  | Pastoria Energy Facility | STEAM | NATURAL GAS | SP15 |  |  | CISO | SCE
Participating Unit | N | N |  | BCTSYS_5_PWXDYN | TG | BCTSYS_5_PWXDYN | 428 |  | PGAE | MALIN500 |  | WATER | NP15 |  |  | BPAT | PGAE
Participating Unit | N | N |  | OLIVEP_1_SOLAR | GEN | White River Solar | 20 | 20 | PGAE | CED White River Solar, LLC | PHOTO VOLTAIC | SUN | ZP26 | 2013-06-22 |  | CISO | PGAE
Participating Unit | N | N |  | JOHANN_2_JOSBT2 | GEN | Johanna Storage 2 | 10 | 10 | SCE | Hecate Energy Johanna Facility LLC | OTHER | LESR | SP15 | 2021-10-29 |  | CISO | SCE
Participating Unit | N | N |  | SANTGO_2_LNDFL1 | GEN | Bowerman Power | 19.6 | 20 | SCE | Bowerman Power | RECIPROCATING ENGINE | BIOGAS | SP15 | 2016-04-12 |  | CISO | SCE
Participating Unit | N | Y | ELKHRN_1_EESX3 | ELKHRN_1_EESX3 | GEN | Elkhorn Energy Storage | 182.5 |  | PGAE | Pacific Gas and Electric Company | OTHER | LESR | NP15 | 2022-04-07 |  | CISO | PGAE
Participating Unit | N | N |  | CMBLND_2_DS2SR2 | GEN | Daggett 2 b PV | 65 | 65 | SCE | Daggett Solar Power 2 LLC | PHOTO VOLTAIC | SUN | SP15 | 2023-11-17 |  | CISO | SCE
Non-Participating | N | Y | VESTAL_2_KERN | VESTAL_6_KERNU1 | GEN | KERN RIVER PH 3 UNITS 1 | 20.5 | 20.5 |  | Kings River Conservation District | COMBUSTION TURBINE | NATURAL GAS | SP15 |  |  | CISO | SCE
Participating Unit | N | N |  | BIGSKY_2_SOLAR1 | GEN | Antelope Big Sky Ranch | 20 | 20 | SCE | Antelope Big Sky Ranch LLC | PHOTO VOLTAIC | SUN | SP15 | 2016-08-19 |  | CISO | SCE
Participating Unit | N | N |  | GEYS11_7_UNIT11 | GEN | GEYSERS UNIT 11 (HEALDSBURG) | 86.8 | 85 | PGAE | Geysers Power Company, LLC | STEAM | GEOTHERMAL | NP15 | 1975-01-01 |  | CISO | PGAE
Non-Participating | N | Y | DRUM_7_PL1X2 | DRUM_7_UNIT 1 | GEN | DRUM PH 1 UNIT 1 | 13 | 13 |  | Pacific Gas & Electric Company | HYDRO | WATER | NP15 |  |  | CISO | PGAE
Non-Participating | N | Y | KRAMER_1_R2BX2 | KRAMER_1_R2BBT2 | GEN | Resurgence 2 BESS | 20 | 20 |  | Resurgence Solar II, LLC | OTHER | LESR | SP15 |  |  | CISO | SCE
Participating Unit | N | N |  | MNDALY_6_MCGRTH | GEN | McGrath Beach Peaker | 48.56 | 59 | SCE | Southern California edison | COMBUSTION TURBINE | NATURAL GAS | SP15 | 2012-11-01 |  | CISO | SCE
Participating Unit | N | Y | OBERON_5_O1BBX2 | OBERON_5_O1BBX2 | GEN | Oberon 1 BESS | 125 |  | SCE | IP Oberon, LLC | OTHER | LESR | SP15 | 2023-11-03 |  | CISO | SCE
Participating Unit | N | N |  | ETIWND_2_SOLAR1 | GEN | Dedeaux Ontario | 1 | 1 | SCE | DG Solar Lessee II, LLC (Dedeaux Ontario) | PHOTO VOLTAIC | SUN | SP15 | 2016-03-23 |  | CISO | SCE
Participating Unit | N | N |  | MIRLOM_6_PEAKER | GEN | Mira Loma Peaker | 47.18 | 59 | SCE | Southern California Edison Company | COMBUSTION TURBINE | NATURAL GAS | SP15 | 2007-09-20 |  | CISO | SCE
Participating Unit | N | N |  | BLCKWL_6_SOLAR1 | GEN | Blackwell Solar | 12 | 12 | PGAE | Blackwell Solar, LLC | PHOTO VOLTAIC | SUN | ZP26 | 2015-04-16 |  | CISO | PGAE
Non-Participating |  | Y | RVSIDE_6_SPRING | RVSIDE_7_SPRGU3 | GEN | RVSIDE_7_SPRGU3 | 11 | 11 |  |  |  |  | SP15 |  |  | CISO | RVSD
Participating Unit | N | N |  | TEHAPI_2_WIND1 | GEN | Wind Wall Monolith 1 | 19.85 | 19.85 | SCE | Wind Wall 1 | WIND | WIND | SP15 | 2021-03-30 |  | CISO | SCE
Participating Unit | N | N |  | ROSMDW_2_WIND1 | GEN | Pacific Wind - Phase 1 | 140 | 141.3 | SCE | Pacific Wind, LLC | WIND | WIND | SP15 | 2012-07-20 |  | CISO | SCE
Participating Unit | N | Y | SCEW_2_PDRP130 | SCEW_2_PDRP130 | GEN | SCEW_2_PDRP130 | 0.99 |  | SCE | Leapfrog Power, Inc. | OTHER | OTHER | SP15 |  |  | CISO | SCE
Participating Unit | Y | N |  | SPBURN_7_SNOWMT | GEN | Burney Creek Hydro | 3 | 3 | PGAE | Snow Mountain Hydro LLC | HYDRO | WATER | NP15 | 1990-03-28 |  | CISO | PGAE
Participating Unit | N | Y | SCEW_2_PDRP101 | SCEW_2_PDRP101 | GEN | SCEW_2_PDRP101 | 2 |  | SCE | OHMCONNECT, INC. | OTHER | OTHER | SP15 |  |  | CISO | SCE
Participating Unit | N | N |  | JAWBNE_2_SRWND | GEN | Sky River Wind Repower A | 30 | 30 | SCE | Sky River Wind, LLC | WIND | WIND | SP15 | 2021-09-01 |  | CISO | SCE
Participating Unit | N | N |  | BIGSKY_2_SOLAR4 | GEN | Western Antelope Blue Sky Ranch B | 20 | 20 | SCE | Western Antelope Blue Sky Ranch B LLC | PHOTO VOLTAIC | SUN | SP15 | 2016-12-03 |  | CISO | SCE
Participating Unit | N | N |  | STOREY_2_MDRCH4 | GEN | Madera Chowchilla 4 | 0.92 | 1 | PGAE | Madera Chowchilla Water and Power Authority | HYDRO | WATER | NP15 | 2016-07-19 |  | CISO | PGAE
Participating Unit | N | N |  | OASIS_6_AR4SR3 | GEN | Arrache 4013 | 1.5 | 1.5 | SCE | TerraForm Phoenix I CD Holdings, LLC | PHOTO VOLTAIC | SUN | SP15 | 2023-12-08 |  | CISO | SCE
Participating Unit | N | N |  | VALLEY_5_SOLAR2 | GEN | AP North Lake Solar | 20 | 20 | SCE | SUNE DB APNL LLC | PHOTO VOLTAIC | SUN | SP15 | 2015-08-11 |  | CISO | SCE
Participating Unit | N | N |  | WSTWND_2_SBSBT1 | GEN | Sagebrush Solar 2 | 80 | 80 | SCE | Sagebrush ESS, LLC | OTHER | LESR | SP15 | 2023-05-23 |  | CISO | SCE
Participating Unit | N | N |  | TULARE_2_TFCBM1 | GEN | LB Trigen Fuel Cell 1 | 2.8 | 2.8 | SCE | Long Beach Trigen, LLC | OTHER | BIOGAS | SP15 | 2023-10-27 |  | CISO | SCE
Participating Unit | N | N |  | PNOCHE_1_UNITA1 | GEN | CalPeak Power Panoche Unit 1 | 52.3 | 57 | PGAE | CalPeak Power - Panoche LLC | COMBUSTION TURBINE | NATURAL GAS | NP15 | 2001-12-27 |  | CISO | PGAE
Participating Unit | N | Y | PNCHVS_2_SOLAR | PNCHVS_2_SOLAR | GEN | Panoche Valley Solar | 140 |  | PGAE | Panoche Valley Solar, LLC | PHOTO VOLTAIC | SUN | NP15 | 2018-11-26 |  | CISO | PGAE
Participating Unit | N | Y | PGEB_2_PDRP112 | PGEB_2_PDRP112 | GEN | PGEB_2_PDRP112 | 3 |  | PGAE | OHMCONNECT, INC. | OTHER | OTHER | NP15 |  |  | CISO | PGAE
Participating Unit | N | Y | CENTRY_6_PL1X4 | CENTRY_6_PL1X4 | GEN | CENTURY GENERATING PLANT (AGGREGATE) | 41.4 |  | SCE | Colton Power, LP | FTUR | NATURAL GAS | SP15 | 2001-09-17 |  | CISO | SCE
Participating Unit | N | Y | PGZP_2_PDRP101 | PGZP_2_PDRP101 | GEN | PGZP_2_PDRP101 | 9 |  | PGAE | Olivine, Inc. | OTHER | OTHER | NP15 |  |  | CISO | PGAE
Participating Unit | N | N |  | GASKW1_2_GW3SR1 | GEN | Gaskell West 3 | 20 | 20 | SCE | RE Gaskell West 3 LLC | PHOTO VOLTAIC | SUN | SP15 | 2023-05-05 |  | CISO | SCE
Participating Unit | N | N |  | INDIGO_1_UNIT 3 | GEN | INDIGO PEAKER UNIT 3 | 45.3 | 45.3 | SCE | Wildflower Energy LP | COMBUSTION TURBINE | NATURAL GAS | SP15 | 2001-09-19 |  | CISO | SCE
Participating Unit | N | Y | OBERON_5_O2BBX2 | OBERON_5_O2BBX2 | GEN | Oberon 2 BESS | 125 |  | SCE | IP Oberon II, LLC | OTHER | LESR | SP15 | 2023-11-03 |  | CISO | SCE
Participating Unit | N | N |  | IVSLRP_2_SOLAR1 | GEN | Silver Ridge Mount Signal | 200 | 200 | SDGE | Imperial Valley Solar 1, LLC | PHOTO VOLTAIC | SUN | SP15 | 2013-10-28 |  | CISO | SDGE
Participating Unit | N | Y | SCEC_1_PDRP178 | SCEC_1_PDRP178 | GEN | SCEC_1_PDRP178 | 0.99 |  | SCE | Leapfrog Power, Inc. | OTHER | OTHER | SP15 |  |  | CISO | SCE
Participating Unit | N | N |  | DOSMGO_2_NSPIN | GEN | DOSMGO_2_NSPIN | 159 | 159 | PGAE | California Dept. of Water Resources | PUMP | WATER | NP15 |  |  | CISO | CWRP
Participating Unit | N | Y | SDG1_1_PDRP100 | SDG1_1_PDRP100 | GEN | SDG1_1_PDRP100 | 0.99 |  | SDGE | Leapfrog Power, Inc. | OTHER | OTHER | SP15 |  |  | CISO | SDGE
Participating Unit | N | N |  | MCFLND_5_MFAUXL1 | TG | McFarland Solar | 6 |  | SCE | NRTHGILA500 | OTHER | OTHER | SP15 |  |  | AZPS | SDGE
Participating Unit | N | Y | PGSI_1_PDRP101 | PGSI_1_PDRP101 | GEN | PGSI_1_PDRP101 | 9 |  | PGAE | Olivine, Inc. | OTHER | OTHER | NP15 |  |  | CISO | PGAE
Participating Unit | N | N |  | HURON_6_SOLAR | GEN | Huron Solar Station | 20 | 20 | PGAE | Pacific Gas & Electric Company | PHOTO VOLTAIC | SUN | ZP26 | 2012-08-30 |  | CISO | PGAE
Participating Unit | N | N |  | MESAS_2_CADBT1 | GEN | Cadillac 1 BESS | 3.5 | 3.5 | SCE | Southern California Edison | OTHER | LESR | SP15 |  |  | CISO | SCE
Participating Unit | N | Y | SCEC_1_PDRP116 | SCEC_1_PDRP116 | GEN | SCEC_1_PDRP116 | 0.99 |  | SCE | Leapfrog Power, Inc. | OTHER | OTHER | SP15 |  |  | CISO | SCE
Non-Participating | N | Y | AQUAWS_2_AQWSR1 | AQUAWS_2_AQWSU1 | GEN | Aquamarine Westside | 125 | 13.5 | PGAE | Aquamarine Westside, LLC | PHOTO VOLTAIC | SUN | ZP26 |  |  | CISO | PGAE
Participating Unit | Y | N |  | PLACVL_1_RCKCRE | GEN | Rock Creek Hydro | 5 | 3.6 | PGAE | Rock Creek Hydro, LLC | HYDRO | WATER | NP15 | 2017-03-29 |  | CISO | PGAE
Participating Unit | N | N |  | LAPLMA_2_UNIT 1 | GEN | La Paloma Generating Plant Unit #1 | 267 | 295 | PGAE | CXA La Paloma LLC | COMBINED CYCLE | NATURAL GAS | ZP26 | 2003-01-10 |  | CISO | PGAE
Participating Unit | N | Y | SDG1_1_PDRP111 | SDG1_1_PDRP111 | GEN | SDG1_1_PDRP111 | 0.99 |  | SDGE | Leapfrog Power, Inc. | OTHER | OTHER | SP15 |  |  | CISO | SDGE
Participating Unit | N | N |  | GOLETA_2_GE2BT3 | GEN | Goleta Energy Storage | 60 | 60 | SCE | GOLETA ENERGY STORAGE, LLC | OTHER | LESR | SP15 | 2024-01-06 |  | CISO | SCE
Participating Unit | Y | N |  | CAPWD_1_QF | GEN | Edom Hills Wind Farm | 19.55 | 20 | SCE | Edom Hills Project 1, LLC | WIND | WIND | SP15 | 2015-10-19 |  | CISO | SCE
Participating Unit | N | N |  | SUNCAT_2_A2ABT2 | GEN | Arlington Solar Unit 2A BESS | 132 | 132 | SCE | Arlington Solar, LLC | OTHER | LESR | SP15 | 2022-08-16 |  | CISO | SCE
Participating Unit | N | N |  | MRLSDS_6_SOLAR1 | GEN | Morelos Solar | 15 | 15 | PGAE | Morelos Solar, LLC | PHOTO VOLTAIC | SUN | ZP26 | 2015-11-25 |  | CISO | PGAE
Participating Unit | N | Y | SCEC_1_PDRP104 | SCEC_1_PDRP104 | GEN | SCEC_1_PDRP104 | 2.24 |  | SCE | OHMCONNECT, INC. | OTHER | OTHER | SP15 |  |  | CISO | SCE
Non-Participating | N | Y | MOSSLD_2_PSP1 | MOSSLD_2_PSP1G3 | GEN | MOSS LANDING CC PLANT 1, STG UNIT | 198 | 198 |  | Duke Energy Moss Landing LLC | STEAM | HEAT RECOVERY | NP15 |  |  | CISO | PGAE
Participating Unit | N | N |  | COLGNS_2_CNSSR1 | TG | ColGreen North Shore | 74.8 | 74.8 | SCE | MIR2 | PHOTO VOLTAIC | SUN | SP15 | 2018-12-31 |  | IID | SCE
Participating Unit | N | N |  | LIVEOK_6_SOLAR | GEN | Harris | 1.25 | 1.3 | PGAE | Solarenewal LLC | PHOTO VOLTAIC | SUN | NP15 | 2014-11-27 |  | CISO | PGAE
Participating Unit | N | N |  | PADUA_7_SDIMAS | GEN | San Dimas Wash Hydro | 1.05 | 2 | SCE | San Gabriel Valley Municipal Water District | HYDRO | WATER | SP15 | 1986-01-28 |  | CISO | SCE
Participating Unit | N | Y | SCEC_1_PDRP146 | SCEC_1_PDRP146 | GEN | SCEC_1_PDRP146 | 0.99 |  | SCE | Leapfrog Power, Inc. | OTHER | OTHER | SP15 |  |  | CISO | SCE
Participating Unit | N | N |  | ESNHWR_2_HDSBT2 | GEN | Hecate Energy Desert Storage 1 | 10 | 10 | SCE | Hecate Energy Desert Storage 1 LLC | OTHER | LESR | SP15 |  |  | CISO | SCE
Participating Unit | N | Y | PINFLT_7_UNITS | PINFLT_7_UNITS | GEN | PINE FLAT HYDRO AGGREGATE | 198.51 |  | PGAE | California Dept. of Water Resources | HYDRO | WATER | NP15 | 1984-01-01 |  | CISO | CWRP
Non-Participating | N | Y | PNCHVS_2_SOLAR | PNCHVS_2_SOLARB | GEN | PNCHVS_2_SOLARB | 74.4 | 74.4 |  | Pacific Gas & Electric | PHOTO VOLTAIC | SUN | NP15 |  |  | CISO | PGAE
Non-Participating | N | Y | BIGCRK_2_EXESWD | BGCRK4_7_UNIT 1 | GEN | BIG CREEK PH 4 UNIT 1 | 50 | 50 |  | Southern California Edison Company | HYDRO | WATER | SP15 |  |  | CISO | SCE
Participating Unit | N | N |  | COCOSB_6_SOLAR | GEN | Oakley Solar Project | 1.5 | 1.5 | PGAE | Hayworth-Fabian, LLC | PHOTO VOLTAIC | SUN | NP15 | 2013-06-12 |  | CISO | PGAE
Participating Unit | N | Y | PNOCHE_1_PL1X2 | PNOCHE_1_PL1X2 | GEN | Panoche Peaker | 49.97 |  | PGAE | Wellhead Power Panoche, LLC | COMBUSTION TURBINE | NATURAL GAS | NP15 | 2005-06-14 |  | CISO | PGAE
Participating Unit | N | N |  | DELAMO_2_SOLRD | GEN | Golden Solar Building D | 1.25 | 1.4 | SCE | Golden Springs Development Company LLC | PHOTO VOLTAIC | SUN | SP15 | 2012-04-02 |  | CISO | SCE
Non-Participating |  | Y | RVSIDE_6_SPRING | RVSIDE_7_SPRGU2 | GEN | RVSIDE_7_SPRGU2 | 11 | 11 |  |  |  |  | SP15 |  |  | CISO | RVSD
Participating Unit | N | N |  | ALAMIT_7_UNIT 5 | GEN | ALAMITOS GEN STA. UNIT 5 | 480 | 482 | SCE | AES Alamitos | STEAM | NATURAL GAS | SP15 | 1999-01-01 |  | CISO | SCE
Participating Unit | N | N |  | OLINDA_2_COYCRK | GEN | MWD Coyote Creek Hydroelectric Recovery | 3.13 | 3.1 | SCE | Metropolitan Water District of Southern California | HYDRO | WATER | SP15 | 1979-02-21 |  | CISO | SCE
Participating Unit | N | N |  | JOANEC_2_STABT1 | GEN | Santa Ana Storage 1 | 20 | 20 | SCE | Johanna Energy Center, LLC | OTHER | LESR | SP15 | 2021-06-11 |  | CISO | SCE
Participating Unit | N | N |  | CENTER_2_TECNG1 | GEN | TECHNICAST | 0.99 | 1.5 | SCE | Techni-Cast Corp. | RECIPROCATING ENGINE | NATURAL GAS | SP15 | 2018-05-01 |  | CISO | SCE
Participating Unit | N | N |  | GUERNS_6_VH2BM1 | GEN | Hanford Digester Genset 2 | 1 | 1.02 | PGAE | Hanford Renewable Energy LLC | RECIPROCATING ENGINE | BIOGAS | NP15 | 2019-07-01 |  | CISO | PGAE
Participating Unit | N | Y | PGSB_1_PDRPCON01 | PGSB_1_PDRPCON01 | GEN | CVP Load Shift PGSB | 0 |  | PGAE | Micronoc, Inc | OTHER | DISPATCHABLE DEMAND RESPONSE | NP15 |  |  | CISO | PGAE
Participating Unit | N | N |  | OLDRV1_6_SOLAR | GEN | Old River One | 20 | 20 | PGAE | RE Old River One, LLC | PHOTO VOLTAIC | SUN | ZP26 | 2014-12-30 |  | CISO | PGAE
Participating Unit | N | N |  | WESCAN_2_BDSBT1 | GEN | Bateria Del Sur | 131 | 131 | SDGE | CED Westside Canal Battery Storage, LLC | OTHER | LESR | SP15 | 2023-06-23 |  | CISO | SDGE
Participating Unit | N | N |  | PIT1_6_FRIVRA | GEN | Fall River Mills Project A | 1.5 | 1.5 | PGAE | Ignite Solar Holdings 1, LLC | PHOTO VOLTAIC | SUN | NP15 | 2014-03-05 |  | CISO | PGAE
Participating Unit | Y | N |  | SNMALF_6_UNITS | GEN | Sonoma County Landfill | 5 | 8 | PGAE | Republic Services of Sonoma County Energy Producers, Inc | RECIPROCATING ENGINE | BIOGAS | NP15 | 1993-04-30 |  | CISO | PGAE
Non-Participating | N | Y | KRAMER_1_R1BX3 | KRAMER_1_R1BBT2 | GEN | Resurgence 1 BESS | 25 | 25 |  | Resurgence Solar I, LLC | OTHER | LESR | SP15 |  |  | CISO | SCE
Participating Unit | N | N |  | VESTAL_2_SOLAR2 | GEN | TROPICO | 14 | 14 | SCE | Tropico, LLC | PHOTO VOLTAIC | SUN | SP15 | 2016-09-14 |  | CISO | SCE
Participating Unit | N | N |  | HENRTA_6_HDEBT1 | GEN | Henrietta D Energy Storage | 10 | 10 | PGAE | Henrietta D Energy Storage LLC | OTHER | LESR | NP15 | 2021-11-04 |  | CISO | PGAE
Participating Unit | N | N |  | INTTRB_6_UNIT | GEN | International Turbine Research | 18.4 | 21.3 | PGAE | Dollar Wind LLC | WIND | WIND | NP15 |  |  | CISO | PGAE
Participating Unit | N | N |  | LTBEAR_1_LB4SR4 | GEN | Little Bear 4 | 50 | 50 | PGAE | Little Bear Solar 4, LLC | PHOTO VOLTAIC | SUN | NP15 | 2020-12-03 |  | CISO | PGAE
Participating Unit | N | N |  | COLGAT_7_UNIT 2 | GEN | Colgate Powerhouse Unit 2 | 175.67 | 175.7 | PGAE | Yuba County Water Agency | HYDRO | WATER | NP15 | 1969-01-01 |  | CISO | PGAE
Participating Unit | N | N |  | ARCOGN_2_UNITS | GEN | WATSON COGENERATION | 305 | 416.6 | SCE | Watson Cogeneration Company | COMBINED CYCLE | NATURAL GAS | SP15 | 1987-12-04 |  | CISO | SCE
Participating Unit | N | Y | SCEC_1_PDRP107 | SCEC_1_PDRP107 | GEN | SCEC_1_PDRP107 | 9.99 |  | SCE | Leapfrog Power, inc. | OTHER | OTHER | SP15 |  |  | CISO | SCE
Non-Participating | N | Y | CARLS1_2_CARCT1 | CARLS1_2_CTG6 | GEN | CARLS1_2_CTG6 | 105.5 | 105.5 |  | San Diego Gas & Electric | COMBUSTION TURBINE | NATURAL GAS | SP15 |  |  | CISO | SDGE
Participating Unit | N | N |  | SUNCAT_2_A2BSR2 | GEN | Arlington Solar Unit 2B | 133 | 133 | SCE | ARLINGTON SOLAR, LLC | PHOTO VOLTAIC | SUN | SP15 | 2023-10-20 |  | CISO | SCE
Non-Participating | N | Y | ELECTR_7_PL1X3 | ELECTR_7_UNIT 2 | GEN | ELECTRA UNIT 2 | 31.7 | 31.7 |  | Pacific Gas & Electric Company | HYDRO | WATER | NP15 |  |  | CISO | PGAE
Participating Unit | N | N |  | SYCAMR_2_UNIT 2 | GEN | Sycamore Cogeneration Unit 2 | 76 | 90 | SCE | Chevron Power Holdings | FTUR | NATURAL GAS | SP15 | 1987-01-01 |  | CISO | SCE
Participating Unit | N | N |  | CHINO_2_SASOLR | GEN | SS San Antonio West LLC | 1.5 | 1.5 | SCE | SS San Antonio West, LLC | PHOTO VOLTAIC | SUN | SP15 | 2013-12-20 |  | CISO | SCE
Participating Unit | N | N |  | BALCHS_7_UNIT 2 | GEN | BALCH 2 PH UNIT 2 | 52.5 | 52.5 | PGAE | Pacific Gas & Electric Company | HYDRO | WATER | NP15 | 1958-01-01 |  | CISO | PGAE
Participating Unit | Y | N |  | VLYHOM_7_SSJID | GEN | Woodward Power Plant | 3 | 5 | PGAE | South San Joaquin Irrigation District | HYDRO | WATER | NP15 | 2013-04-01 |  | CISO | PGAE
Participating Unit | N | N |  | SANLOB_1_OSFBM1 | GEN | Old Santa Fe Road | 0.85 |  | PGAE | HZIU Kompogas SLO Inc | RECIPROCATING ENGINE | BIOGAS | ZP26 | 2019-07-11 |  | CISO | PGAE
Participating Unit | N | N |  | UKIAH_7_LAKEMN | GEN | UKIAH LAKE MENDOCINO HYDRO | 3.5 | 3.5 | PGAE | NCPA (MSS Agreement - S14) | HYDRO | WATER | NP15 | 2007-07-02 |  | CISO | NCPA
Participating Unit | N | N |  | OASIS_6_AR8SR2 | GEN | Arrache 8083 II | 1.5 | 1.5 | SCE | TerraForm Phoenix I CD Holdings, LLC | PHOTO VOLTAIC | SUN | SP15 | 2023-06-28 |  | CISO | SCE
Participating Unit | N | N |  | OMAR_2_UNIT 1 | GEN | KERN RIVER COGENERATION CO. UNIT 1 | 75 | 85 | SCE | Chevron Power Holdings, INC | FTUR | NATURAL GAS | SP15 | 1985-05-01 |  | CISO | SCE
Participating Unit | Y | N |  | TXMCKT_6_UNIT | GEN | McKittrick Cogen | 11.2 | 11.2 | PGAE | Chevron USA Inc | FTUR | NATURAL GAS | ZP26 | 1994-10-01 |  | CISO | PGAE
Participating Unit | N | N |  | BLAST_1_WIND | GEN | Mountain View IV Wind | 49 | 49 | SCE | Mountain View Power Partners IV, LLC | WIND | WIND | SP15 | 2012-02-23 |  | CISO | SCE
Participating Unit | N | N |  | CABALO_2_M2WSR2 | GEN | Mustang 2 Whirlaway Solar | 100 | 100 | PGAE | RE Mustang Two Whirlaway LLC | PHOTO VOLTAIC | SUN | ZP26 | 2020-11-11 |  | CISO | PGAE
Non-Participating | N | Y | ELECTR_7_PL1X3 | ELECTR_7_UNIT 1 | GEN | ELECTRA UNIT 1 | 31.7 | 31.7 |  | Pacific Gas & Electric Company | HYDRO | WATER | NP15 |  |  | CISO | PGAE
Participating Unit | N | N |  | GRIDLY_6_SOLAR | GEN | GRIDLEY MAIN TWO | 2.5 | 2.5 | PGAE | LIGHTBEAM POWER COMPANY GRIDLEY MAIN TWO LLC | PHOTO VOLTAIC | SUN | NP15 | 2013-04-01 |  | CISO | PGAE
Participating Unit | N | N |  | GARNET_1_SOLAR | GEN | North Palm Springs 4A | 4 | 4.1 | SCE | North Palm Springs Investments, LLC | PHOTO VOLTAIC | SUN | SP15 | 2012-11-02 |  | CISO | SCE
Participating Unit | N | N |  | SPRGVL_2_PORTPV | GEN | Porterville Tulare PV | 3.5 | 3.5 | SCE | TULARE PV I, LLC | PHOTO VOLTAIC | SUN | SP15 | 2022-02-03 |  | CISO | SCE
Participating Unit | N | Y | SUNRIS_2_PL1X3 | SUNRIS_2_PL1X3 | GEN | Sunrise Power Project AGGREGATE II | 586.02 |  | PGAE | Sunrise Power Company | COMBINED CYCLE | NATURAL GAS | NP15 | 2001-06-07 |  | CISO | PGAE
Participating Unit | Y | N |  | PEABDY_2_LNDFL1 | GEN | Potrero Hills Energy Producers | 8 | 8 | PGAE | Potrero Hills Energy Producers, LLC | RECIPROCATING ENGINE | BIOGAS | NP15 | 2016-04-07 |  | CISO | PGAE
Participating Unit | N | N |  | BIGSKY_2_BSKSR8 | GEN | Big Sky Solar 8 | 20 | 20 | SCE | Bayshore Solar C, LLC | PHOTO VOLTAIC | SUN | SP15 | 2017-12-08 |  | CISO | SCE
Participating Unit | N | N |  | MERCFL_6_UNIT | GEN | Merced Falls Powerhouse | 3.5 | 3.5 | PGAE | Merced Irrigation District | HYDRO | WATER | NP15 | 1930-01-01 |  | CISO | PGAE
Participating Unit | N | N |  | BREGGO_6_DEGRSL | GEN | Desert Green Solar Farm | 6.3 | 6.5 | SDGE | Desert Green Solar Farm, LLC | PHOTO VOLTAIC | SUN | SP15 | 2013-02-13 |  | CISO | SDGE
Participating Unit | N | N |  | KRAMER_2_SEGS 9 | GEN | Kramer Junction 9 | 80 | 92 | SCE | Luz Solar Partners Ltd. IX | STEAM | SUN | SP15 | 2021-04-23 |  | CISO | SCE
Participating Unit | N | N |  | HOLSTR_1_SOLAR | GEN | San Benito Smart Park | 1.5 | 1.5 | PGAE | Enerparc CA1, LLC | PHOTO VOLTAIC | SUN | NP15 | 2014-06-16 |  | CISO | PGAE
Non-Participating | N | Y | DVLCYN_1_UNITS | DVLCYN_1_UNIT 1 | GEN | DEVIL CANYON HYDRO UNIT 1 | 60 | 60 |  | California Dept. of Water Resources | HYDRO | WATER | SP15 |  |  | CISO | CWRS
Participating Unit | N | N |  | ARLINT_5_SCEDYN | TG | Arlington Valley CC | 565 |  | SCE | PVWEST | COMBINED CYCLE | NATURAL GAS | SP15 |  |  | AZPS | SCE
Participating Unit | N | N |  | MIRLOM_2_TEMESC | GEN | MWD Temescal Hydroelectric Recovery Plan | 2.85 | 2.8 | SCE | Metropolitan Water District of Southern California | HYDRO | WATER | SP15 | 1987-01-01 |  | CISO | SCE
Non-Participating | N | Y | RUSSELL_2_SOLANO1 | RUSSLL_2_SMUD2 | GEN | Solano Wind Project Phase 3 | 218.78 | 218.78 | PGAE | Sacramento Municipal Utility District | WIND | WIND | NP15 |  |  | CISO | PGAE
Participating Unit | N | N |  | BORDER_6_UNITA1 | GEN | CalPeak Power Border Unit 1 | 51.25 | 52 | SDGE | CalPeak Power - Border LLC | COMBUSTION TURBINE | NATURAL GAS | SP15 | 2001-10-26 |  | CISO | SDGE
Participating Unit | N | N |  | LAGBEL_2_CBPBT1 | GEN | CALD BESS I | 100 | 100 | SCE | Cald BESS LLC | OTHER | LESR | SP15 |  |  | CISO | SCE
Participating Unit | N | Y | SDG1_1_PDRP120 | SDG1_1_PDRP120 | GEN | SDG1_1_PDRP120 | 0.99 |  | SDGE | Leapfrog Power, Inc. | OTHER | OTHER | SP15 |  |  | CISO | SDGE
Participating Unit | N | Y | SCEC_1_PDRP139 | SCEC_1_PDRP139 | GEN | SCEC_1_PDRP139 | 0.99 |  | SCE | Leapfrog Power, Inc. | OTHER | OTHER | SP15 |  |  | CISO | SCE
Non-Participating | N | Y | DELTA_2_PL1X4 | DELTA_2_CTG1 | GEN | DELTA ENERGY CENTER CTG UNIT 1 | 212.5 | 212.5 |  | Delta Energy Center, LLC | COMBUSTION TURBINE | NATURAL GAS | NP15 |  |  | CISO | PGAE
Participating Unit | N | N |  | VICTOR_1_SOLAR3 | GEN | Adelanto Solar 2 | 7 | 7 | SCE | Adelanto Solar II, LLC | PHOTO VOLTAIC | SUN | SP15 | 2015-07-01 |  | CISO | SCE
Participating Unit | N | N |  | GLNARM_7_UNIT 3 | GEN | GLEN ARM UNIT 3 | 44.83 | 47.3 | SCE | City of Pasadena | COMBUSTION TURBINE | NATURAL GAS | SP15 | 2004-01-08 |  | CISO | PASA
Non-Participating | N | Y | GILRPP_1_PL1X2 | GILRPP_1_UNIT 1 | GEN | Gilroy Energy Center Unit 1 | 49.9 | 49.9 |  | Gilroy Energy Center, LLC | COMBUSTION TURBINE | NATURAL GAS | NP15 |  |  | CISO | PGAE
Non-Participating |  | Y | PALOMR_2_PL1X3 | PALOMR_7_CTG1 | GEN | PALOMR_7_CTG1 | 188 | 188 |  |  | COMBUSTION TURBINE |  | SP15 |  |  | CISO | SDGE
Participating Unit | N | N |  | SPAULD_6_UNIT 3 | GEN | SPAULDING HYDRO PH 3 UNIT | 6.5 | 6.5 | PGAE | Pacific Gas & Electric Company | HYDRO | WATER | NP15 | 1928-01-01 |  | CISO | PGAE
Participating Unit | Y | N |  | CHEVCO_6_UNIT 2 | GEN | AERA ENERGY LLC. (COALINGA) | 8.5 | 12.5 | PGAE | Pacific Gas & Electric Company | FTUR | NATURAL GAS | ZP26 | 1988-06-03 |  | CISO | PGAE
Participating Unit | N | N |  | SKERN_6_SOLAR2 | GEN | SKIC Solar | 10 | 10 | PGAE | Algonquin SKIC 10 Solar, LLC | PHOTO VOLTAIC | SUN | ZP26 | 2017-01-05 |  | CISO | PGAE
Non-Participating | N | Y | SUNSHN_2_LNDFL | SUNSHN_2_LNDFL1 | GEN | SUNSHN_2_LNDFL1 | 4.6 | 4.6 |  | Sunshine Gas Producers, L.L.C. Unit 1 | COMBUSTION TURBINE | BIOGAS | SP15 |  |  | CISO | SCE
Participating Unit | N | N |  | CMBLND_2_DS2SR3 | GEN | Daggett 2 c PV | 52 | 52 | SCE | Daggett Solar Power 2 LLC | PHOTO VOLTAIC | SUN | SP15 | 2023-12-01 |  | CISO | SCE
Non-Participating | N | Y | SLUISP_2_UNITS | SLUISP_2_UNIT 5 | GEN | San Luis P-G Unit 5 | 53 | 53 | PGAE | California Dept. of Water Resources | PUMPED STORAGE | WATER | NP15 |  |  | CISO | PGAE
Non-Participating | N | Y | PNCHPP_1_PL1X2 | PNCHPP_1_CTG1 | GEN | STARWOOD POWER - MIDWAY UNIT 1 | 82.3 | 82.3 |  | Starwood Power-Midway, LLC | COMBUSTION TURBINE | NATURAL GAS | NP15 |  |  | CISO | PGAE
Participating Unit | N | Y | SCEW_2_PDRP173 | SCEW_2_PDRP173 | GEN | SCEW_2_PDRP173 | 0.99 |  | SCE | Leapfrog Power, Inc. | OTHER | OTHER | SP15 |  |  | CISO | SCE
Non-Participating | N | Y | HYTTHM_2_UNITS | HYATT_2_UNIT 3 | GEN | Edward Hyatt Gen Unit 3 | 141.6 | 141.6 |  | California Dept. of Water Resources | HYDRO | WATER | NP15 |  |  | CISO | CWRP
Participating Unit | N | N |  | SNCLRA_2_SILBT1 | GEN | Silverstrand BESS | 11 | 11 | SCE | Silverstrand Grid, LLC | OTHER | LESR | SP15 | 2021-04-01 |  | CISO | SCE
Participating Unit | N | N |  | SCARLT_2_SSBBT1 | GEN | Scarlet Solar CA 1B | 30 | 30 | PGAE | EDPR Scarlet I LLC | OTHER | LESR | NP15 |  |  | CISO | PGAE
Participating Unit | N | N |  | NZWIND_2_WDSTR5 | GEN | Windstream 6111 | 6.31 | 6.5 | SCE | Wind Stream Operations, LLC | WIND | WIND | SP15 | 2016-03-08 |  | CISO | SCE
Participating Unit | N | N |  | RNDSBG_1_HZASR1 | GEN | Hazel A | 2.99 | 3 | SCE | DG West 2021, LLC | PHOTO VOLTAIC | SUN | SP15 | 2019-11-11 |  | CISO | SCE
Non-Participating | N | Y | PINFLT_7_UNITS | PINFLT_7_UNIT 3 | GEN | Pine Flat Unit 3 | 63.3 | 63.3 |  |  | HYDRO | WATER | NP15 |  |  | CISO | CWRP
Participating Unit | N | N |  | WAUKNA_1_SOLAR2 | GEN | Corcoran 2 | 19.75 | 19.8 | PGAE | CED Corcoran Solar 2, LLC | PHOTO VOLTAIC | SUN | NP15 | 2015-05-05 |  | CISO | PGAE
Participating Unit | N | Y | SCEC_1_PDRP181 | SCEC_1_PDRP181 | GEN | SCEC_1_PDRP181 | 0.99 |  | SCE | Leapfrog Power, Inc. | OTHER | OTHER | SP15 |  |  | CISO | SCE
Non-Participating | N | Y | PNCHEG_2_PL1X4 | PNCHEG_2_CTG1 | GEN | PANOCHE ENERGY CENTER (CTG1) | 104.25 | 104.25 |  | PANOCHE ENERGY CENTER | COMBUSTION TURBINE | NATURAL GAS | NP15 |  |  | CISO | PGAE
Participating Unit | N | N |  | DSRTHV_2_DH1SR1 | GEN | Desert Harvest | 80 | 80 | SCE | Desert Harvest, LLC | PHOTO VOLTAIC | SUN | SP15 | 2020-12-11 |  | CISO | SCE
Participating Unit | N | N |  | COPMTN_2_CM10 | GEN | Copper Mountain 10 | 10 | 10 | SCE | Copper Mountain Solar 1, LLC | PHOTO VOLTAIC | SUN | SP15 | 2011-10-03 |  | CISO | SCE
Participating Unit | N | N |  | AKINGS_6_AMESR1 | GEN | American Kings Solar | 123 | 123 | PGAE | American Kings Solar, LLC | PHOTO VOLTAIC | SUN | NP15 | 2020-12-05 |  | CISO | PGAE
Participating Unit | N | N |  | UNVRSY_1_UNIT 1 | GEN | Berry Cogen 38 - Unit 1 | 38 | 38 | PGAE | Berry Petroleum Company | FTUR | NATURAL GAS | ZP26 | 1986-01-01 |  | CISO | PGAE
Participating Unit | Y | N |  | INDVLY_1_UNITS | GEN | Indian Valley Hydro | 3.01 | 5 | PGAE | Yolo County Flood Control | HYDRO | WATER | NP15 | 1983-09-15 |  | CISO | PGAE
Participating Unit | N | N |  | CAMLOT_2_SOLAR1 | GEN | Camelot | 45 | 45 | SCE | RE Camelot, LLC | PHOTO VOLTAIC | SUN | SP15 | 2014-12-11 |  | CISO | SCE
Participating Unit | N | N |  | MERCED_1_SOLAR2 | GEN | Merced Solar | 1.5 | 1.5 | PGAE | Merced Solar LLC | PHOTO VOLTAIC | SUN | NP15 | 2015-05-12 |  | CISO | PGAE
Participating Unit | Y | N |  | COVERD_2_HCKHY1 | GEN | HATCHET CREEK | 6.89 | 7 | PGAE | Mega Renewables | HYDRO | WATER | NP15 | 2017-06-01 |  | CISO | PGAE
Non-Participating | N | Y | SANITR_6_UNITS | SANITR_6_CTG2 | GEN | LACSD CARSON WATER POLLUTION CTG2 | 10 | 10 |  | County Sanitation District No. 2 of Los Angeles County | COMBUSTION TURBINE | BIOGAS | SP15 |  |  | CISO | SCE
Participating Unit | N | N |  | LNCSTR_6_SOLAR2 | GEN | SEPV Sierra NGR | 8.25 | 8.25 | SCE | SEPV Sierra LLC | OTHER | HYBD | SP15 | 2021-12-22 |  | CISO | SCE
Non-Participating | N | Y | ATHOS_5_AP2X2 | ATHOS_5_AP2SR3 | GEN | Athos Power Plant 2 | 100 | 100 |  | SE Athos II, LLC | PHOTO VOLTAIC | SUN | SP15 |  |  | CISO | SCE
Participating Unit | N | N |  | CONTRL_1_CASAD1 | GEN | Mammoth G1 | 7.2 | 10 | SCE | Mammoth Three LLC | OTHER | GEOTHERMAL | SP15 | 1984-11-26 |  | CISO | SCE
Participating Unit | N | N |  | HAYPRS_6_HAYHD1 | GEN | Haypress Lower | 5.8 | 6.1 | PGAE | EIF Haypress, LLC | HYDRO | WATER | NP15 | 2021-03-03 |  | CISO | PGAE
Participating Unit | N | N |  | BAHIA_2_LKHSR1 | GEN | Lake Herman Solar | 5 | 5 | PGAE | RPCA Solar 4, LLC | PHOTO VOLTAIC | SUN | NP15 | 2021-09-23 |  | CISO | PGAE
Participating Unit | N | N |  | COCOPP_2_CTG2 | GEN | Marsh Landing 2 | 202.7 | 222 | PGAE | Marsh Landing LLC | FTUR | NATURAL GAS | NP15 | 2013-05-01 |  | CISO | PGAE
Participating Unit | N | N |  | SIERRA_1_UNITS | GEN | HIGH SIERRA LIMITED | 52.43 | 60.3 | PGAE | HIGH SIERRA LIMITED | COMBUSTION TURBINE | NATURAL GAS | ZP26 | 1989-02-24 |  | CISO | PGAE
Participating Unit | N | Y | SBERDO_2_PSP4 | SBERDO_2_PSP4 | GEN | Mountainview Gen Sta. Unit 4 | 555 |  | SCE | Southern California Edison Company | COMBINED CYCLE | NATURAL GAS | SP15 | 2006-01-19 |  | CISO | SCE
Participating Unit | N | N |  | BDGRCK_1_UNITS | GEN | BADGER CREEK LIMITED | 48.08 | 55.3 | PGAE | Badger Creek Limited | COMBUSTION TURBINE | NATURAL GAS | ZP26 | 1991-04-01 |  | CISO | PGAE
Participating Unit | N | Y | SCEC_1_PDRP121 | SCEC_1_PDRP121 | GEN | SCEC_1_PDRP121 | 9.99 |  | SCE | Leapfrog Power, Inc. | OTHER | OTHER | SP15 |  |  | CISO | SCE
Participating Unit | N | Y | SCEW_2_PDRP168 | SCEW_2_PDRP168 | GEN | VLTS_PDR_SCEW_01 | 6.5 |  | SCE | Voltus, Inc. | OTHER | OTHER | SP15 |  |  | CISO | SCE
Non-Participating | N | Y | GYS7X8_7_UNITS | GYS7X8_7_UNIT 8 | GEN | Geysers Unit 8 | 55 | 55 |  | Geysers Power Company, LLC | STEAM | GEOTHERMAL | NP15 |  |  | CISO | PGAE
Participating Unit | N | N |  | RTEDDY_2_SRXSR4 | GEN | Rosamond West Solar Rosie X | 13.6 | 13.6 | SCE | Golden Fields Solar III, LLC | PHOTO VOLTAIC | SUN | SP15 | 2020-12-21 |  | CISO | SCE
Participating Unit | N | Y | PGEB_2_PDRP114 | PGEB_2_PDRP114 | GEN | PGEB_2_PDRP114 | 1 |  | PGAE | Olivine, Inc. | OTHER | OTHER | NP15 |  |  | CISO | PGAE
Non-Participating |  | Y | STOILS_1_UNITS | STOILS_1_UNIT 1 | GEN | STOILS_1_UNIT 1 | 62.5 | 62.5 |  |  |  |  | NP15 |  |  | CISO | PGAE
Non-Participating | N | Y | BUCKCK_7_PL1X2 | BUCKCK_7_UNIT 2 | GEN | Bucks Creek Unit #2 | 32.5 | 32.5 |  | Pacific Gas & Electric Company | HYDRO | WATER | NP15 |  |  | CISO | PGAE
Participating Unit | N | N |  | SBERDO_2_SNTANA | GEN | SANTA ANA PSP | 6.95 | 7 | SCE | Southern California Edison Company | HYDRO | WATER | SP15 |  |  | CISO | SCE
Participating Unit | N | N |  | BRDSLD_2_SHLO3B | GEN | Shiloh IV Wind Project | 100 | 100 | PGAE | Shiloh IV Wind Project, LLC | WIND | WIND | NP15 | 2012-12-07 |  | CISO | PGAE
Non-Participating | N | Y | ELKHRN_1_EESX3 | ELKHRN_1_EESBT2 | GEN | Elkhorn Energy Storage | 60.83 | 60.83 |  | Pacific Gas & Electric Company - Transmission | OTHER | LESR | NP15 |  |  | CISO | PGAE
Non-Participating | N | Y | DVLCYN_1_UNITS | DVLCYN_1_UNIT 4 | GEN | DEVIL CANYON HYDRO UNIT 4 | 80 | 80 |  | California Dept. of Water Resources | HYDRO | WATER | SP15 |  |  | CISO | CWRS
Participating Unit | N | N |  | DIXNLD_1_LNDFL | GEN | Zero Waste Energy | 1.6 | 1.6 | PGAE | Zero Waste Energy Development Company LLC | RECIPROCATING ENGINE | BIOMASS | NP15 | 2015-11-13 |  | CISO | PGAE
Participating Unit | N | N |  | WESTPT_2_UNIT | GEN | West Point Hydro Plant | 14 | 14 | PGAE | Pacific Gas & Electric Company | HYDRO | WATER | NP15 | 1948-01-01 |  | CISO | PGAE
Participating Unit | N | N |  | YELPIN_2_YP2SR1 | GEN | Yellow Pine 2 | 125 | 125 | SCE | Yellow Pine Solar, LLC | PHOTO VOLTAIC | SUN | SP15 | 2023-07-26 |  | CISO | VEA
Non-Participating | N | Y | PIT5_7_PL3X4 | PIT5_7_UNIT 3 | GEN | PIT PH 5 UNIT 3 | 41 | 41 |  | Pacific Gas & Electric Company | HYDRO | WATER | NP15 |  |  | CISO | PGAE
Participating Unit | N | N |  | WLDWD_1_SOLAR2 | GEN | Wildwood Solar 2 | 15 | 15 | PGAE | Wildwood Solar II, LLC | PHOTO VOLTAIC | SUN | ZP26 | 2017-01-11 |  | CISO | PGAE
Non-Participating | N | Y | HAASPH_7_PL1X2 | HAASPH_7_UNIT 1 | GEN | HAAS PH UNIT 1 | 72 | 72 |  | Pacific Gas & Electric Company | HYDRO | WATER | NP15 |  |  | CISO | PGAE
Participating Unit | N | N |  | WSNR_5_TRCYDYN | TG | Central Valley Tracy | 10 |  | PGAE | TRCYPGAE | HYDRO | WATER | NP15 | 2017-12-13 |  | BANC | PGAE
Non-Participating |  | Y | SBERDO_2_PSP4 | SBERDO_7_CT4B | GEN | SBERDO_7_CT4B | 182 | 182 |  |  |  |  | SP15 |  |  | CISO | SCE
Participating Unit | N | N |  | SHUTLE_6_CREST | GEN | CREST Contracts | 4 | 5 | SCE | Southern California Edison Company | PHOTO VOLTAIC | SUN | SP15 | 2016-03-25 |  | CISO | SCE
Non-Participating |  | Y | OTMESA_2_PL1X3 | OTMESA_2_STG3 | GEN | OTAY MESA STEAM TURBINE 3 | 290.7 | 290.7 |  | Otay Mesa Energy Center, LLC | STEAM | HEAT RECOVERY | SP15 |  |  | CISO | SDGE
Participating Unit | N | N |  | LCKHT1_2_LH1BT1 | GEN | Lockhart Solar BESS 1 | 45 | 45 | SCE | Lockhart ESS, LLC | OTHER | LESR | SP15 |  |  | CISO | SCE
Participating Unit | N | N |  | CMBLND_2_DS2SR1 | GEN | Daggett 2 a PV | 65 | 65 | SCE | Daggett Solar Power 2 LLC | PHOTO VOLTAIC | SUN | SP15 | 2023-11-22 |  | CISO | SCE
Participating Unit | Y | N |  | MISSIX_1_QF | GEN | SMALL QF AGGREGATION - SAB FRABCUSCI | 1 | 15 | PGAE | Pacific Gas & Electric Company | FTUR | NATURAL GAS | NP15 | 1987-01-01 |  | CISO | PGAE
Participating Unit | N | Y | PGF1_2_PDRP108 | PGF1_2_PDRP108 | GEN | VLTS_PDR_PGF1_02 | 9.95 |  | PGAE | Voltus, Inc. | OTHER | OTHER | NP15 |  |  | CISO | PGAE
Participating Unit | N | N |  | RTEDDY_2_RWSBT5 | GEN | Rosamond West Solar Central BESS C | 12 | 12 | SCE | Golden Fields Solar III, LLC | OTHER | LESR | SP15 |  |  | CISO | SCE
Non-Participating | N | Y | SOLBLU_2_WSBBX2 | SOLBLU_2_WSBBT1 | GEN | Westlands Solar Blue BESS | 112.5 | 112.5 | PGAE | Westlands Solar Blue (OZ) Owner, LLC | OTHER | LESR | ZP26 |  |  | CISO | PGAE
Non-Participating | N | Y | CARLS1_2_CARCT1 | CARLS1_2_CTG8 | GEN | CARLS1_2_CTG8 | 105.5 | 105.5 |  | San Diego Gas & Electric | COMBUSTION TURBINE | NATURAL GAS | SP15 |  |  | CISO | SDGE
Participating Unit | N | N |  | KNGBRG_1_KBSLR1 | GEN | Kingsburg1 | 1.5 | 1.5 | PGAE | Tulare PV II, LLC | PHOTO VOLTAIC | SUN | NP15 | 2013-12-06 |  | CISO | PGAE
Participating Unit | N | N |  | ESCNDO_6_EB3BT3 | GEN | Escondido BESS 3 | 10 | 10 | SDGE | San Diego Gas & Electric | OTHER | LESR | SP15 | 2017-03-06 |  | CISO | SDGE
Participating Unit | N | Y | PGF1_2_PDRP107 | PGF1_2_PDRP107 | GEN | PGF1_2_PDRP107 | 4.8 |  | PGAE | OHMCONNECT, INC. | OTHER | OTHER | NP15 |  |  | CISO | PGAE
Participating Unit | N | N |  | PLAINV_6_DSOLAR | GEN | Western Antelope Dry Ranch | 10 | 10 | SCE | Western Antelope Dry Ranch LLC | PHOTO VOLTAIC | SUN | SP15 | 2016-12-01 |  | CISO | SCE
Participating Unit | N | N |  | COPMTN_2_SOLAR1 | GEN | Copper Mountain 48 | 48 | 48 | SCE | Copper Mountain Solar 1, LLC | PHOTO VOLTAIC | SUN | SP15 | 2010-06-15 |  | CISO | SCE
Participating Unit | N | N |  | GASKW1_2_GW2SR2 | GEN | Gaskell West 2b | 29 | 29 | SCE | RE Gaskell West 2 LLC | PHOTO VOLTAIC | SUN | SP15 | 2023-05-05 |  | CISO | SCE
Non-Participating | N | Y | CAMCHE_1_PL1X3 | CAMCHE_1_UNIT 2 | GEN | Camanche 2 | 3.3 | 3.3 |  | East Bay Municipal Utility District | HYDRO | WATER | NP15 |  |  | CISO | PGAE
Participating Unit | N | N |  | LMBEPK_2_UNITA2 | GEN | Creed Energy Center, Unit #1 | 47.6 | 49.9 | PGAE | Creed Energy Facility, LLC | COMBUSTION TURBINE | NATURAL GAS | NP15 | 2003-01-06 |  | CISO | PGAE
Participating Unit |  | N |  | BIGSKY_2_BSKSR6 | GEN | Big Sky Solar 6 | 20 | 20 | SCE | Bayshore Solar A, LLC | PHOTO VOLTAIC | SUN | SP15 | 2017-12-08 |  | CISO | SCE
Participating Unit | N | N |  | HELMPG_7_UNIT 3 | GEN | HELMS PUMP-GEN UNIT 3 | 404 | 404 | PGAE | Pacific Gas & Electric Company | PUMPED STORAGE | WATER | NP15 | 1984-01-01 |  | CISO | PGAE
Participating Unit | N | N |  | GEYS13_7_UNIT13 | GEN | GEYSERS UNIT 13 (HEALDSBURG) | 73 | 102 | PGAE | Geysers Power Company, LLC | STEAM | GEOTHERMAL | NP15 | 1980-01-01 |  | CISO | PGAE
Participating Unit | N | N |  | GRIFFI_2_LSPDYN | TG | Griffith Energy | 570 |  | SCE | MEAD230 | COMBINED CYCLE | NATURAL GAS | SP15 |  |  | WALC | SCE
Participating Unit | N | Y | SCEW_2_PDRP159 | SCEW_2_PDRP159 | GEN | LCR AMS Hybrid West LA 1-W-LNEI1 | 8.14 |  | SCE | Southern California Edison | OTHER | OTHER | SP15 |  |  | CISO | SCE
Participating Unit | N | Y | SCEN_6_PDRP106 | SCEN_6_PDRP106 | GEN | SCEN_6_PDRP106 | 0.99 |  | SCE | Leapfrog Power, Inc. | OTHER | OTHER | SP15 |  |  | CISO | SCE
Non-Participating | N | Y | COLUSA_2_PL1X3 | COLUSA_2_CTG1 | GEN | Colusa Generating Station | 213.5 | 213.5 |  | Pacific Gas & Electric Company | COMBUSTION TURBINE | NATURAL GAS | NP15 |  |  | CISO | PGAE
Participating Unit | N | N |  | ALAMIT_7_UNIT 4 | GEN | ALAMITOS GEN STA. UNIT 4 | 334.43 | 320 | SCE | AES Alamitos | STEAM | NATURAL GAS | SP15 | 1962-01-01 |  | CISO | SCE
Participating Unit | N | N |  | GIFFEN_6_SOLAR1 | GEN | Aspiration Solar G | 9 | 9 | PGAE | Aspiration Solar G LLC | PHOTO VOLTAIC | SUN | NP15 | 2017-09-15 |  | CISO | PGAE
Participating Unit | Y | N |  | BARRE_2_QF | GEN | BARRE QFS | 0.2 | 0.2 | SCE | Southern California Edison Company | OTHER | OTHER | SP15 | 1994-01-01 |  | CISO | SCE
Non-Participating | N | Y | HYTTHM_2_UNITS | THERMA_2_UNIT 3 | GEN | Thermalito P-G Unit 3 | 28 | 28 |  | California Dept. of Water Resources | HYDRO | WATER | NP15 |  |  | CISO | CWRP
Participating Unit | N | N |  | RATSKE_2_RBSSB2 | GEN | Rabbitbrush Solar 2 | 40 | 40 | SCE | Rabbitbrush Solar, LLC | OTHER | HYBD | SP15 | 2022-10-18 |  | CISO | SCE
Participating Unit | N | N |  | CARBOU_7_UNIT 1 | GEN | CARIBOU PH 1 UNIT 1 | 24 | 24 | PGAE | Pacific Gas & Electric Company | HYDRO | WATER | NP15 | 1921-01-01 |  | CISO | PGAE
Participating Unit | Y | N |  | GOLETA_6_EXGEN | GEN | EXXON COMPANY USA | 48.2 | 48.2 | SCE | SOUTHERN CALIFORNIA EDISON COMPANY |  | OTHER | SP15 | 1993-08-19 |  | CISO | SCE
Participating Unit | N | N |  | WHITNY_6_SOLAR | GEN | Whitney Point Solar | 20 | 22 | PGAE | Whitney Point Solar, LLC | PHOTO VOLTAIC | SUN | NP15 | 2017-04-15 |  | CISO | PGAE
Non-Participating | N | Y | RUSSELL_2_SOLANO1 | RUSSLL_2_SMUD | GEN | SOLANO WIND FARM | 102 | 102 | PGAE | Sacramento Municipal Utility District | WIND | WIND | NP15 |  |  | CISO | PGAE
Non-Participating | N | Y | ALAMIT_2_PL1X3 | ALAMIT_7_CTG1B | GEN | ALAMIT_7_CTG1B | 234.5 | 234.5 |  | AES Alamitos Energy LLC | COMBINED CYCLE | NATURAL GAS | SP15 |  |  | CISO | SCE
Participating Unit | Y | N |  | DISCOV_1_CHEVRN | GEN | CHEVRON USA (EASTRIDGE) | 48.8 | 56.2 | PGAE | Pacific Gas & Electric Company | FTUR | NATURAL GAS | ZP26 | 1988-06-13 |  | CISO | PGAE
Participating Unit | N | Y | PGEB_2_PDRP103 | PGEB_2_PDRP103 | GEN | PGEB_2_PDRP103 | 0.99 |  | PGAE | Leapfrog Power, Inc. | OTHER | OTHER | NP15 |  |  | CISO | PGAE
Participating Unit | N | N |  | PWEST_1_UNIT | GEN | PACIFIC WEST 1 WIND GENERATION | 2.1 | 2.1 | SCE | Phoenix Wind Power LLC | WIND | WIND | SP15 |  |  | CISO | SCE
Participating Unit | N | N |  | WILLMS_6_ARBBM1 | GEN | Abel Road Bioenergy | 3 | 3 | PGAE | ACC Renewable Resources, LLC | OTHER | BIOMASS | NP15 | 2022-07-26 |  | CISO | PGAE
Participating Unit | N | N |  | ALT6DS_2_WIND9 | GEN | Pinyon Pines 2 | 132 | 132 | SCE | Alta Interconnection Management II, LLC | WIND | WIND | SP15 | 2013-01-01 |  | CISO | SCE
Non-Participating | N | Y | PIT4_7_PL1X2 | PIT4_7_UNIT 2 | GEN | Pit PH 4 Unit 2 | 47 | 47 |  | Pacific Gas & Electric Company | HYDRO | WATER | NP15 |  |  | CISO | PGAE
Participating Unit | N | N |  | BUTTVL_7_UNIT 1 | GEN | BUTT VALLEY HYDRO | 39.5 | 41 | PGAE | Pacific Gas & Electric Company | HYDRO | WATER | NP15 | 1958-01-01 |  | CISO | PGAE
Participating Unit | N | Y | ELECTR_7_PL1X3 | ELECTR_7_PL1X3 | GEN | ELECTRA PH UNIT 1 & 2 AGGREGATE | 93 |  | PGAE | Pacific Gas & Electric Company | HYDRO | WATER | NP15 | 1948-01-01 |  | CISO | PGAE
Participating Unit | Y | N |  | CHINO_2_QF | GEN | CHINO QFS | 0.19 | 21.8 | SCE | Southern California Edison Company | OTHER | OTHER | SP15 | 1987-01-01 |  | CISO | SCE
Participating Unit | N | N |  | VILLPK_6_MWDYOR | GEN | Yorba Linda Hydroelectric Recovery Plant | 5.1 | 5.1 | SCE | Metropolitan Water District of Southern California (MWD) | HYDRO | WATER | SP15 | 1981-01-01 |  | CISO | SCE
Participating Unit | N | Y | LEBECS_2_UNITS | LEBECS_2_UNITS | GEN | Pastoria Energy Facility | 799.47 |  | SCE | Pastoria Energy Facility, LLC | COMBINED CYCLE | NATURAL GAS | SP15 | 2005-05-04 |  | CISO | SCE
Non-Participating | N | Y | ATHOS_5_AP1X2 | ATHOS_5_AP1SR2 | GEN | Athos Power Plant | 125 | 125 |  | SE Athos I, LLC | PHOTO VOLTAIC | SUN | SP15 |  |  | CISO | SCE
Participating Unit | N | N |  | DELSUR_6_SOLAR5 | GEN | Radiance Solar 5 | 1.5 | 1.9 | SCE | Radiance Solar 5 LLC | PHOTO VOLTAIC | SUN | SP15 | 2018-12-31 |  | CISO | SCE
Participating Unit | N | Y | SCEW_2_PDRP117 | SCEW_2_PDRP117 | GEN | SCEW_2_PDRP117 | 0.99 |  | SCE | Leapfrog Power, inc. | OTHER | OTHER | SP15 |  |  | CISO | SCE
Non-Participating | N | Y | CENTRY_6_PL1X4 | CENTRY_6_GEN 4 | GEN | CENTURY GEN 4 | 10.8 | 10.8 |  | Colton Power, LP | COMBUSTION TURBINE | NATURAL GAS | SP15 |  |  | CISO | SCE
Non-Participating | N | Y | CENTRY_6_PL1X4 | CENTRY_6_GEN 3 | GEN | CENTURY GEN 3 | 10.8 | 10.8 |  | Colton Power, LP | COMBUSTION TURBINE | NATURAL GAS | SP15 |  |  | CISO | SCE
Participating Unit | N | N |  | DELAMO_2_SOLAR5 | GEN | Golden Springs Building L | 1 | 1 | SCE | Golden Springs Development Company, LLC | PHOTO VOLTAIC | SUN | SP15 | 2017-02-24 |  | CISO | SCE
Participating Unit | N | N |  | CHWCHL_1_UNIT | GEN | CHOW 2 PEAKER PLANT | 48.6 | 48.6 | PGAE | California Power Holdings, LLC | RECIPROCATING ENGINE | NATURAL GAS | NP15 | 2001-06-13 |  | CISO | PGAE
Participating Unit | N | N |  | MSOLAR_2_SOLAR3 | GEN | Mesquite Solar 3, LLC | 152 | 152 | SDGE | Mesquite Solar 3, LLC | PHOTO VOLTAIC | SUN | SP15 | 2016-12-06 |  | CISO | SDGE
Participating Unit | Y | N |  | MLPTAS_7_QFUNTS | GEN | MLPTAS_7_QFUNTS | 1 | 2 | PGAE | Pacific Gas & Electric Company | OTHER | OTHER | NP15 |  |  | CISO | PGAE
Participating Unit | Y | N |  | BUCKWD_7_WINTCV | GEN | Wintec Energy, Ltd. | 1.32 | 1.3 | SCE | Wintec Energy, Ltd. | WIND | WIND | SP15 | 2003-12-30 |  | CISO | SCE
Participating Unit | N | N |  | MARVEL_2_MARBT3 | GEN | Marvel 2 | 74.94 | 75 | SCE | Desert Peak Energy Center, LLC | OTHER | LESR | SP15 | 2023-07-24 |  | CISO | SCE
Participating Unit | N | N |  | KERKH2_7_UNIT 1 | GEN | KERKHOFF PH 2 UNIT #1 | 153.9 | 153.9 | PGAE | Pacific Gas & Electric Company | HYDRO | WATER | NP15 | 1983-01-01 |  | CISO | PGAE
Participating Unit | N | N |  | BALCHS_7_UNIT 3 | GEN | BALCH 2 PH UNIT 3 | 54.6 | 54.6 | PGAE | Pacific Gas & Electric Company | HYDRO | WATER | NP15 | 1958-01-01 |  | CISO | PGAE
Participating Unit | N | Y | OTMESA_2_PL1X3 | OTMESA_2_PL1X3 | GEN | OTAY MESA ENERGY CENTER | 603.68 | 689 | SDGE | Otay Mesa Energy Center, LLC | COMBINED CYCLE | NATURAL GAS | SP15 | 2009-10-02 |  | CISO | SDGE
Participating Unit | N | N |  | PADUA_6_MWDSDM | GEN | San Dimas Hydroelectric Recovery Plant | 9.9 | 9.9 | SCE | Metropolitan Water District of Southern California (MWD) | HYDRO | WATER | SP15 | 1981-01-01 |  | CISO | SCE
Non-Participating | N | Y | TENGEN_2_PL1X2 | TENGEN_6_UNIT 1 | GEN | Berry Petroleum Placerita, Unit 1 | 22.7 | 22.7 |  |  | COMBUSTION TURBINE | OTHER | SP15 |  |  | CISO | SCE
Non-Participating | N | Y | PINFLT_7_UNITS | PINFLT_7_UNIT 1 | GEN | Pine Flat Unit 1 | 63.3 | 63.3 |  |  | HYDRO | WATER | NP15 |  |  | CISO | CWRP
Participating Unit | N | N |  | STOREY_2_MDRCH2 | GEN | Madera Chowchilla 2 | 0.56 | 0.6 | PGAE | Madera Chowchilla Water and Power Authority | HYDRO | WATER | NP15 | 2016-08-01 |  | CISO | PGAE
Participating Unit | N | N |  | GRIZLY_1_UNIT 1 | GEN | GRIZZLY HYDRO | 20 | 20 | PGAE | Pacific Gas & Electric Company | HYDRO | WATER | NP15 | 1993-01-01 |  | CISO | PGAE
Participating Unit | N | N |  | CENTER_2_RHONDO | GEN | MWD Rio Hondo Hydroelectric Recovery Pla | 1.91 | 1.9 | SCE | Metropolitan Water District of Southern California | HYDRO | WATER | SP15 | 1984-01-01 |  | CISO | SCE
Non-Participating | N | Y | GATWAY_2_PL1X3 | GATWAY_2_CTGB | GEN | Gateway CTG B | 203.1 | 203.1 |  | Gateway Generating Station | COMBUSTION TURBINE | NATURAL GAS | NP15 |  |  | CISO | PGAE
Non-Participating | N | Y | RUSCTY_2_UNITS | RUSCTY_2_CTG1 | GEN | Russell City | 180 | 180 |  | Russell City Energy Company, LLC | COMBINED CYCLE | NATURAL GAS | NP15 |  |  | CISO | PGAE
Non-Participating | N | Y | NAVYII_2_UNITS | NAVYII_2_UNIT 5 | GEN | COSO Power Developers (Navy II) Unit 5 | 33.3 | 33.3 |  |  |  |  | SP15 |  |  | CISO | SCE
Participating Unit | N | N |  | KINGCO_1_KINGBR | GEN | Kingsburg Cogen | 34.5 | 34.5 | PGAE | KES Kingsburg, L.P. | COMBUSTION TURBINE | NATURAL GAS | NP15 | 1990-12-05 |  | CISO | PGAE
Participating Unit | Y | N |  | SPQUIN_6_SRPCQU | GEN | Quincy Biomass | 24 | 24 | PGAE | Sierra Pacific Industries | STEAM | BIOMASS | NP15 | 2018-05-17 |  | CISO | PGAE
Participating Unit | N | N |  | VOYAGR_2_VOYWD3 | GEN | Voyager Wind 3 | 42.45 | 43.2 | SCE | Alta Interconnection Management III, LLC | WIND | WIND | SP15 | 2018-12-29 |  | CISO | SCE
Non-Participating | N | Y | HARBGN_7_UNITS | HARBGN_7_UNIT 3 | GEN | Harbor Cogen Unit 3 | 11.5 | 11.5 |  | Harbor Cogeneration Company | STEAM | HEAT RECOVERY | SP15 |  |  | CISO | SCE
Participating Unit | N | N |  | RVSIDE_6_RERCU2 | GEN | Riverside Energy Res. Ctr Unit 2 | 48.5 | 48.5 | SCE | City of Riverside (MSSA) | COMBUSTION TURBINE | NATURAL GAS | SP15 | 2006-06-01 |  | CISO | RVSD
Participating Unit | N | N |  | SNCLRA_6_OXGEN | GEN | OXGEN | 47.7 | 47.7 | SCE | EF Oxnard LLC | COMBUSTION TURBINE | NATURAL GAS | SP15 | 2020-06-01 |  | CISO | SCE
Participating Unit | N | N |  | OBERON_5_O2SSR5 | GEN | Oberon 2B Solar | 125 | 125 | SCE | IP Oberon II, LLC | PHOTO VOLTAIC | SUN | SP15 | 2023-11-08 |  | CISO | SCE
Participating Unit | N | N |  | SPRGAP_1_UNIT 1 | GEN | SPRING GAP HYDRO | 7 | 7 | PGAE | Pacific Gas & Electric Company | HYDRO | WATER | NP15 | 1921-01-01 |  | CISO | PGAE
Non-Participating | N | Y | TULLCK_7_UNITS | TULLCK_7_UNIT 3 | GEN | TULLOCH HYDRO AGGREGATE | 7.2 | 7.2 |  | TRI-DAM PROJECT |  | WATER | NP15 |  |  | CISO | NCPA
Participating Unit | N | N |  | SENTNL_2_CTG2 | GEN | Sentinel Unit 2 | 104.19 | 131.8 | SCE | Sentinel Energy Center, LLC | COMBUSTION TURBINE | NATURAL GAS | SP15 | 2013-05-06 |  | CISO | SCE
Participating Unit | N | N |  | ORMOND_7_UNIT 2 | GEN | ORMOND BEACH GEN STA. UNIT 2 | 750 | 750 | SCE | GenOn California South, LP | STEAM | NATURAL GAS | SP15 | 1971-01-01 |  | CISO | SCE
Non-Participating | N | Y | LECEF_1_UNITS | LECEF_1_CGT 3 | GEN | LOS ESTEROS ENERGY FACILITY CTG 3 | 49.9 | 49.9 |  | Los Esteros Critical Energy Facility, LLC | COMBUSTION TURBINE | NATURAL GAS | NP15 |  |  | CISO | PGAE
Non-Participating | N | Y | BUCKBL_2_PL1X3 | BUCKBL_2_STG10 | GEN | Blythe STG | 227 | 227 |  | Blythe Energy, LLC | STEAM | NATURAL GAS | SP15 |  |  | CISO | SCE
Non-Participating | N | Y | CDWR07_2_GEN | WHELPP_2_NSPIN | GEN | WHELPP_2_NSPIN | 112.5 | 112.5 |  |  | PUMP | OTHER | ZP26 |  |  | CISO | CWRP
Participating Unit | N | N |  | ALTA4B_2_CPCW6 | GEN | Mustang Hills | 150 | 150 | SCE | Alta Interconnection Management, LLC | WIND | WIND | SP15 | 2012-05-09 |  | CISO | SCE
Participating Unit | N | N |  | INTMNT_3_RIVERSIDE | TG | IPPDYN | 136 |  | SCE | IPP | STEAM | COAL | SP15 |  |  | LADWP | SCE
Participating Unit | N | N |  | MOORPK_2_ACOBT1 | GEN | Acorn I BESS | 1.95 | 2 | SCE | Acorn I Energy Storage, LLC | OTHER | LESR | SP15 | 2021-03-31 |  | CISO | SCE
Participating Unit | N | N |  | CABZON_1_WINDA1 | GEN | Cabazon Wind Project | 41 | 41 | SCE | Cabazon Wind Partners, LLC | WIND | WIND | SP15 | 2002-08-31 |  | CISO | SCE
Non-Participating | N | Y | SUNRIS_2_PL1X3 | SUNRIS_2_UNIT 3 | GEN | Sunrise Power Project Unit 3 | 272 | 272 |  | Sunrise Power Company | STEAM | HEAT RECOVERY | ZP26 |  |  | CISO | PGAE
Non-Participating | N | Y | SPICER_1_UNITS | SPICER_1_UNIT 2 | GEN | SPICER HYDRO UNIT 2 | 2.8 | 2.8 |  | NCPA (MSS Agreement - S14) | HYDRO | WATER | NP15 |  |  | CISO | NCPA
Participating Unit | N | N |  | ALTA6B_2_WIND11 | GEN | Alta Wind 11 | 88.15 | 90 | SCE | Alta Interconnection Management III, LLC | WIND | WIND | SP15 | 2014-03-13 |  | CISO | SCE
Participating Unit | N | N |  | MIRLOM_7_MWDLKM | GEN | Lake Mathews Hydroelectric Recovery Plan | 5 | 5 | SCE | Metropolitan Water District of Southern California (MWD) | HYDRO | WATER | SP15 | 1980-01-01 |  | CISO | SCE
Non-Participating | N | Y | DRUM_7_PL3X4 | DRUM_7_UNIT 4 | GEN | Drum PH 1 Unit 4 | 16 | 16 |  | Pacific Gas & Electric Company | HYDRO | WATER | NP15 |  |  | CISO | PGAE
Non-Participating | N | Y | DMDVLY_1_UNITS | DMDVLY_1_GEN 1 | GEN | Diamond Valley Unit 1 | 3.3 | 3.3 |  | Metropolitan Water District of Southern California (MWD) | HYDRO | WATER | SP15 |  |  | CISO | SCE
Participating Unit | N | N |  | RICHMN_1_CHVSR2 | GEN | Chevron 8.5 | 8.5 | 8.5 | PGAE | MCE Solar One, LLC | PHOTO VOLTAIC | SUN | NP15 | 2017-12-21 |  | CISO | PGAE
Participating Unit | N | N |  | ENERSJ_5_ESJWD2 | GEN | Energia Sierra Juarez Wind 2 | 105 | 105 | SDGE | Energia Sierra Juarez, S. de R.L. de C.V. | WIND | WIND | SP15 | 2022-01-13 |  | CISO | SDGE
Participating Unit | N | N |  | ALMASL_2_GS1SR1 | GEN | Almasol Generating Station 1 | 125 | 125 | SCE | Maverick Solar, LLC | PHOTO VOLTAIC | SUN | SP15 | 2020-12-11 |  | CISO | SCE
Participating Unit | N | Y | CARBOU_7_PL4X5 | CARBOU_7_PL4X5 | GEN | CARIBOU PH 2 UNIT 4 & 5 AGGREGATE | 120 |  | PGAE | Pacific Gas & Electric Company | HYDRO | WATER | NP15 | 1958-01-01 |  | CISO | PGAE
Participating Unit | N | N |  | VERNON_6_GONZL2 | GEN | H. Gonzales Unit #2 | 5.75 | 5.5 | SCE | City of Vernon | FTUR | NATURAL GAS | SP15 | 2013-06-13 |  | CISO | VERN
Participating Unit | N | N |  | SUNSET_2_UNITS | GEN | MIDWAY SUNSET COGENERATION PLANT | 248 | 291 | PGAE | Midway Sunset Cogeneration Company | FTUR | NATURAL GAS | ZP26 | 1989-12-18 |  | CISO | PGAE
Participating Unit | Y | N |  | ELLIS_2_QF | GEN | ELLIS QFS | 12 | 28.2 | SCE | Southern California Edison Company | OTHER | OTHER | SP15 | 1993-01-01 |  | CISO | SCE
Participating Unit | N | N |  | MANTEC_1_ML1SR1 | GEN | Manteca Land 1 | 1 | 1 | PGAE | Manteca PV 1, LLC | PHOTO VOLTAIC | SUN | NP15 | 2017-12-28 |  | CISO | PGAE
Participating Unit | N | Y | SANTFG_7_UNITS | SANTFG_7_UNITS | GEN | GEYSERS CALISTOGA AGGREGATE | 72 |  | PGAE | Geysers Power Company, LLC | STEAM | GEOTHERMAL | NP15 | 1984-03-14 |  | CISO | PGAE
Participating Unit | N | N |  | CONTRL_1_CASAD3 | GEN | Mammoth G3 | 14 | 14 | SCE | Mammoth One LLC | OTHER | GEOTHERMAL | SP15 | 2013-04-01 |  | CISO | SCE
Participating Unit | N | N |  | MIDWY3_2_MDSSR1 | TG | Midway South Solar Farm | 20 | 20 | SDGE | IVLY2 | PHOTO VOLTAIC | SUN | SP15 | 2018-09-06 |  | IID | SDGE
Participating Unit | N | N |  | FORKBU_6_UNIT | GEN | Forks of Butte Hydro | 14.3 | 14.4 | PGAE | Hypower, Inc. | HYDRO | WATER | NP15 | 2023-02-06 |  | CISO | PGAE
Participating Unit | N | N |  | PANERO_2_MWPWD1 | GEN | Mesa Wind Project | 30 | 30 | SCE | Mesa Wind Power, LLC | WIND | WIND | SP15 |  |  | CISO | SCE
Participating Unit | N | Y | SCEW_2_PDRP107 | SCEW_2_PDRP107 | GEN | SCEW_2_PDRP107 | 0.99 |  | SCE | Leapfrog Power, inc. | OTHER | OTHER | SP15 |  |  | CISO | SCE
Participating Unit | N | N |  | CHINO_2_APEBT1 | GEN | Pomona Energy Storage | 20 | 20 | SCE | VESI Pomona Energy Storage, Inc. | OTHER | LESR | SP15 | 2016-12-31 |  | CISO | SCE
Participating Unit | N | N |  | VESTAL_2_UNIT1 | GEN | CALGREN-PIXLEY | 5 | 11.2 | SCE | GFP Ethanol LLC | FTUR | NATURAL GAS | SP15 | 2016-06-30 |  | CISO | SCE
Participating Unit | N | Y | SCEC_1_PDRP137 | SCEC_1_PDRP137 | GEN | SCEC_1_PDRP137 | 0.99 |  | SCE | Leapfrog Power, Inc. | OTHER | OTHER | SP15 |  |  | CISO | SCE
Non-Participating | N | Y | GRNLF1_1_PL1X2 | GRNLF1_1_UNITA | GEN | Greenleaf 1 | 37 | 37 |  | Calpine Greenleaf Holdings, Inc. | COMBUSTION TURBINE | NATURAL GAS | NP15 |  |  | CISO | PGAE
Participating Unit | N | N |  | SCHNDR_1_WSTSDE | GEN | Westside Solar Station | 15 | 15 | PGAE | Pacific Gas & Electric Company | PHOTO VOLTAIC | SUN | NP15 | 2011-09-13 |  | CISO | PGAE
Participating Unit | N | N |  | VEGA_6_SOLAR1 | GEN | Vega Solar | 20 | 20 | PGAE | Vega Solar, LLC | PHOTO VOLTAIC | SUN | NP15 | 2015-03-23 |  | CISO | PGAE
Participating Unit | N | N |  | ELDORO_7_UNIT 2 | GEN | El Dorado Unit 2 | 11 | 10.5 | PGAE | El Dorado Irrigation District | HYDRO | WATER | NP15 | 2005-05-21 |  | CISO | PGAE
Non-Participating | N | Y | DSRTSN_2_DS2BX2 | DSRTSN_2_DS2BT4 | GEN | Desert Sunlight PV II Storage 2 | 115 | 115 | SCE | Sunlight Storage II, LLC | OTHER | LESR | SP15 |  |  | CISO | SCE
Participating Unit | N | N |  | VICTOR_1_VDRYFA | GEN | Victor Dry Farm Ranch A | 5 | 5 | SCE | Victor Dry Farm Ranch A LLC | PHOTO VOLTAIC | SUN | SP15 | 2015-06-12 |  | CISO | SCE
Non-Participating | N | Y | GATWAY_2_PL1X3 | GATWAY_2_CTGA | GEN | Gateway CTG A | 203.1 | 203.1 |  | Gateway Generating Station | COMBUSTION TURBINE | NATURAL GAS | NP15 |  |  | CISO | PGAE
Participating Unit | N | N |  | REDMAN_2_SOLAR | GEN | Lancaster East Avenue F | 3.75 | 3.8 | SCE | Tesla Energy Operations, Inc. | PHOTO VOLTAIC | SUN | SP15 | 2017-08-25 |  | CISO | SCE
Participating Unit | N | N |  | BUCKWD_1_QF | GEN | Buckwind Re-powering project | 16.5 | 16.5 | SCE | Windpower Partners 1993, LLC | WIND | WIND | SP15 | 1984-12-13 |  | CISO | SCE
Non-Participating | N | Y | CENTPD_2_BMSX2 | CENTPD_2_BMSBT2 | GEN | Blythe Mesa Solar 2 BESS | 56 | 56 |  | Blythe Mesa Solar II, LLC | OTHER | LESR | SP15 |  |  | CISO | SCE
Participating Unit | N | Y | SCEC_1_PDRP113 | SCEC_1_PDRP113 | GEN | SCEC_1_PDRP113 | 0.99 |  | SCE | Leapfrog Power, Inc. | OTHER | OTHER | SP15 |  |  | CISO | SCE
Participating Unit | N | N |  | VICTOR_1_SOLAR4 | GEN | Adelanto Solar | 20 | 20 | SCE | Adelanto Solar, LLC | PHOTO VOLTAIC | SUN | SP15 | 2015-09-03 |  | CISO | SCE
Participating Unit | N | N |  | DEERCR_6_UNIT 1 | GEN | DEER CREEK | 7 | 7 | PGAE | Pacific Gas & Electric Company | HYDRO | WATER | NP15 | 1908-01-01 |  | CISO | PGAE
Participating Unit | N | Y | GENESI_2_STG | GENESI_2_STG | GEN | Genesis Station | 250 |  | SCE | NextEra Desert Center Blythe, LLC | STEAM | SUN | SP15 | 2013-11-27 |  | CISO | SCE
Participating Unit | N | Y | PGEB_2_PDRP104 | PGEB_2_PDRP104 | GEN | PGEB_2_PDRP104 | 0.99 |  | PGAE | Leapfrog Power, Inc. | OTHER | OTHER | NP15 |  |  | CISO | PGAE
Participating Unit | N | Y | SCEW_2_PDRP108 | SCEW_2_PDRP108 | GEN | SCEW_2_PDRP108 | 0.99 |  | SCE | Leapfrog Power, inc. | OTHER | OTHER | SP15 |  |  | CISO | SCE
Participating Unit | N | N |  | OAK C_7_UNIT 1 | GEN | OAKLAND STATION C GT UNIT 1 | 55 | 55 | PGAE | Oakland Power Company LLC | COMBUSTION TURBINE | DISTILLATE | NP15 | 1978-01-01 |  | CISO | PGAE
Participating Unit | N | N |  | CRELMN_6_RAMON2 | GEN | Ramona 2 | 5 | 5 | SDGE | Sol Orchard San Diego 21, LLC | PHOTO VOLTAIC | SUN | SP15 | 2013-12-31 |  | CISO | SDGE
Participating Unit | N | N |  | DEVERS_1_SOLAR | GEN | Cascade Solar | 18.5 | 18.5 | SCE | Cascade Solar, LLC | PHOTO VOLTAIC | SUN | SP15 | 2013-11-30 |  | CISO | SCE
Participating Unit | N | N |  | OAK C_7_UNIT 3 | GEN | OAKLAND STATION C GT UNIT 3 | 55 | 55 | PGAE | Oakland Power Company LLC | COMBUSTION TURBINE | DISTILLATE | NP15 | 1978-01-01 |  | CISO | PGAE
Non-Participating | N | Y | BIGCRK_2_EXESWD | BGCRK2_7_UNIT 5 | GEN | BIG CREEK PH 2 UNIT 5 | 17.5 | 17.5 |  | Southern California Edison Company | HYDRO | WATER | SP15 |  |  | CISO | SCE
Participating Unit | N | N |  | KELYRG_6_UNIT | GEN | KELLY RIDGE HYDRO | 11 | 11 | PGAE | South Feather Water and Power | HYDRO | WATER | NP15 | 1963-01-01 |  | CISO | PGAE
Participating Unit | Y | N |  | COLPIN_6_COLLNS | GEN | Collins Pine | 3.3 | 3.3 | PGAE | Collins Pine Company | STEAM | BIOMASS | NP15 | 2021-11-19 |  | CISO | PGAE
Participating Unit | N | N |  | ARVINN_6_ORION2 | GEN | Orion 2 Solar | 8 | 8 | PGAE | Orion Solar II, LLC | PHOTO VOLTAIC | SUN | ZP26 | 2014-06-26 |  | CISO | PGAE
Participating Unit | N | N |  | PMPJCK_1_SOLAR1 | GEN | Pumpjack Solar I | 20 | 20 | PGAE | Pumpjack Solar I, LLC | PHOTO VOLTAIC | SUN | ZP26 | 2015-01-27 |  | CISO | PGAE
Participating Unit | N | N |  | CALFTS_2_CFSSR1 | GEN | California Flats Solar South | 150 | 150 | PGAE | CA Flats Solar 150, LLC | PHOTO VOLTAIC | SUN | NP15 | 2019-03-05 |  | CISO | PGAE
Participating Unit | Y | Y | CAMCHE_1_PL1X3 | CAMCHE_1_PL1X3 | GEN | CAMANCHE UNITS 1, 2 & 3 AGGREGATE | 9.99 |  | PGAE | East Bay Municipal Utility District | HYDRO | WATER | NP15 | 1983-01-01 |  | CISO | PGAE
Non-Participating | N | Y | PIT5_7_PL1X2 | PIT5_7_UNIT 1 | GEN | PIT PH 5 UNIT 1 | 41 | 41 |  | Pacific Gas & Electric Company | HYDRO | WATER | NP15 |  |  | CISO | PGAE
Participating Unit | N | N |  | OBERON_5_O1SSR3 | GEN | Oberon 1B Solar | 100 | 100 | SCE | IP Oberon, LLC | PHOTO VOLTAIC | SUN | SP15 | 2023-11-03 |  | CISO | SCE
Non-Participating | N | Y | SLSTR2_2_SOLAR2 | SLSTR2_2_SOLR2A | GEN | Solar Star 2 | 219 | 219 |  | Southern California Edison Company | PHOTO VOLTAIC | SUN | SP15 |  |  | CISO | SCE
Participating Unit | N | N |  | OLIVEP_1_SOLAR2 | GEN | White River West | 19.75 | 19.8 | PGAE | CED White River Solar 2, LLC | PHOTO VOLTAIC | SUN | ZP26 | 2014-10-01 |  | CISO | PGAE
Participating Unit | N | Y | SCEC_1_PDRP155 | SCEC_1_PDRP155 | GEN | SCEC_1_PDRP155 | 0.99 |  | SCE | Leapfrog Power, Inc. | OTHER | OTHER | SP15 |  |  | CISO | SCE
Participating Unit | N | Y | CARLS1_2_CARCT1 | CARLS1_2_CARCT1 | GEN | Carlsbad 1 | 422 |  | SDGE | Carlsbad Energy Center LLC | COMBUSTION TURBINE | NATURAL GAS | SP15 | 2018-11-19 |  | CISO | SDGE
Participating Unit | N | N |  | HENRTA_6_UNITA1 | GEN | GWF HENRIETTA PEAKER PLANT UNIT 1 | 49.98 | 50 | PGAE | MRP San Joaquin Energy, LLC | COMBUSTION TURBINE | NATURAL GAS | NP15 | 2002-07-01 |  | CISO | PGAE
Participating Unit | N | N |  | VOYAGR_2_VOYWD4 | GEN | Voyager Wind 4 | 21.01 | 21.6 | SCE | Alta Interconnection Management III, LLC | WIND | WIND | SP15 | 2018-12-29 |  | CISO | SCE
Participating Unit | Y | N |  | NZWIND_6_WDSTR3 | GEN | Windstream 6041 | 3.86 | 6 | SCE | Windstream Operations, LLC | WIND | WIND | SP15 | 2014-11-30 |  | CISO | SCE
Participating Unit | N | Y | PGF1_2_PDRP110 | PGF1_2_PDRP110 | GEN | PGF1_2_PDRP110 | 0.99 |  | PGAE | Leapfrog Power, Inc. | OTHER | OTHER | NP15 |  |  | CISO | PGAE
Participating Unit | N | N |  | POLRIS_2_ASESR1 | GEN | Antelope Solar 2 Estrella | 56 | 56 | SCE | Estrella Solar, LLC | PHOTO VOLTAIC | SUN | SP15 | 2023-12-29 |  | CISO | SCE
Participating Unit | N | Y | PARDEB_6_UNITS | PARDEB_6_UNITS | GEN | Pardee Power House | 30 |  | PGAE | East Bay Municipal Utility District | HYDRO | WATER | NP15 | 1930-01-01 |  | CISO | PGAE
Participating Unit | N | N |  | MCARTH_6_FRIVRB | GEN | Fall River Mills Project B | 1.5 | 1.5 | PGAE | Ignite Solar Holdings 1, LLC | PHOTO VOLTAIC | SUN | NP15 | 2014-03-05 |  | CISO | PGAE
Participating Unit | Y | N |  | SPI LI_2_UNIT 1 | GEN | Lincoln Biomass | 17.2 | 19.2 | PGAE | Sierra Pacific Industries | STEAM | BIOMASS | NP15 | 1986-06-03 |  | CISO | PGAE
Participating Unit | Y | Y | NHOGAN_6_UNITS | NHOGAN_6_UNITS | GEN | NEW HOGAN PH AGGREGATE | 4 |  | PGAE | Modesto Irrigation District | HYDRO | WATER | NP15 | 1986-04-15 |  | CISO | PGAE
Participating Unit | N | Y | SCEC_1_PDRP189 | SCEC_1_PDRP189 | GEN | ESPN_SCEC_1_PDRP189 | 9.99 |  | SCE | Enersponse, Inc | OTHER | OTHER | SP15 |  |  | CISO | SCE
Non-Participating | N | Y | PIT4_7_PL1X2 | PIT4_7_UNIT 1 | GEN | PIT PH 4 UNIT 1 | 55 | 55 |  | Pacific Gas & Electric Company | HYDRO | WATER | NP15 |  |  | CISO | PGAE
Participating Unit | N | N |  | BNNIEN_7_ALTAPH | GEN | ALTA POWER HOUSE | 1 | 2 | PGAE | Pacific Gas & Electric Company | HYDRO | WATER | NP15 | 1902-01-01 |  | CISO | PGAE
Non-Participating | N | Y | PRIMM_2_SOLAR1 | PRIMM_2_SOLRA1 | GEN | PRIMM_2_SOLRA1 | 136.5 | 136.5 |  | Silver State Solar Power South, LLC | PHOTO VOLTAIC | SUN | SP15 |  |  | CISO | SCE
Participating Unit | N | N |  | VOLTA_7_PONHY1 | GEN | Ponderosa Bailey Hydroelectric | 1.25 | 1.25 | PGAE | Snow Mountain Hydro, LLC | HYDRO | WATER | NP15 | 2020-03-20 |  | CISO | PGAE
Participating Unit | N | N |  | ALAMIT_7_UNIT 3 | GEN | ALAMITOS GEN STA. UNIT 3 | 326.76 | 322 | SCE | AES Alamitos | STEAM | NATURAL GAS | SP15 | 1961-01-01 |  | CISO | SCE
Participating Unit | N | N |  | LEPRFD_1_KANSAS | GEN | Kansas | 20 | 20 | PGAE | RE Kansas, LLC | PHOTO VOLTAIC | SUN | NP15 | 2014-12-18 |  | CISO | PGAE
Participating Unit | N | N |  | CALPIN_1_AGNEW | GEN | Agnews Power Plant | 28.56 | 41.5 | PGAE | O.L.S. Energy-Agnews, Inc. | COMBUSTION TURBINE | NATURAL GAS | NP15 | 1990-10-19 |  | CISO | PGAE
Participating Unit | Y | N |  | CSTRVL_7_QFUNTS | GEN | Castroville QF Aggregate | 2 | 11 | PGAE | Pacific Gas & Electric Company | OTHER | OTHER | NP15 | 2006-06-01 |  | CISO | PGAE
Participating Unit | N | Y | KRAMER_1_R2BX2 | KRAMER_1_R2BX2 | GEN | Resurgence 2 BESS | 40 |  | SCE | Resurgence Solar II, LLC | OTHER | LESR | SP15 | 2023-08-30 |  | CISO | SCE
Participating Unit | N | N |  | VICPAS_2_SLOBT1 | GEN | Sloth BESS | 15 | 15 | SCE | Arica Solar, LLC | OTHER | LESR | SP15 |  |  | CISO | SCE
Participating Unit | N | N |  | PIT7_7_UNIT 1 | GEN | PIT PH 7 UNIT 1 | 55.7 | 55.7 | PGAE | Pacific Gas & Electric Company | HYDRO | WATER | NP15 | 1965-01-01 |  | CISO | PGAE
Participating Unit | N | N |  | CAVLSR_2_RSOLAR | GEN | California Valley Solar Ranch-Phase A | 210 | 210 | PGAE | High Plains Ranch II, LLC | PHOTO VOLTAIC | SUN | ZP26 | 2013-11-01 |  | CISO | PGAE
Non-Participating | N | Y | HAASPH_7_PL1X2 | HAASPH_7_UNIT 2 | GEN | HAAS PH UNIT 2 | 72 | 72 |  | Pacific Gas & Electric Company | HYDRO | WATER | NP15 |  |  | CISO | PGAE
Participating Unit | N | N |  | WFRESN_1_SOLAR | GEN | Joya Del Sol | 1.5 | 1.5 | PGAE | GASNA 16P, LLC | PHOTO VOLTAIC | SUN | NP15 | 2012-12-21 |  | CISO | PGAE
Participating Unit | N | N |  | MCFLND_5_MFSBT1 | GEN | McFarland Solar A BESS | 100 | 100 | SDGE | McFarland Solar A, LLC | OTHER | LESR | SP15 | 2023-12-22 |  | CISO | SDGE
Participating Unit | N | Y | WNDSTR_2_WIND | WNDSTR_2_WIND | GEN | Windstar | 120 |  | SCE | Windstar Energy, LLC | WIND | WIND | SP15 | 2012-01-28 |  | CISO | SCE
Participating Unit | N | N |  | KNTSTH_6_WALSR1 | GEN | Westlands Almond | 19.88 | 20 | PGAE | GSPP NN WA LESSEE, LLC | PHOTO VOLTAIC | SUN | NP15 | 2023-09-26 |  | CISO | PGAE
Participating Unit | N | N |  | DTCHWD_2_BT4WND | GEN | Brookfield Tehachapi 4 | 6.52 | 7.1 | SCE | Coram Tehachapi, L.P. | WIND | WIND | SP15 | 2016-04-22 |  | CISO | SCE
Participating Unit | N | Y | GATWAY_2_PL1X3 | GATWAY_2_PL1X3 | GEN | GATEWAY GENERATING STATION | 585 |  | PGAE | Pacific Gas & Electric Company | COMBINED CYCLE | NATURAL GAS | NP15 | 2009-01-06 |  | CISO | PGAE
Participating Unit | N | N |  | LILIAC_6_SOLAR | GEN | Mesa Crest | 3 | 3 | SDGE | NLP Granger A82, LLC | PHOTO VOLTAIC | SUN | SP15 | 2016-09-17 |  | CISO | SDGE
Participating Unit | N | Y | SCEC_1_PDRP150 | SCEC_1_PDRP150 | GEN | SCEC_1_PDRP150 | 0.99 |  | SCE | Leapfrog Power, Inc. | OTHER | OTHER | SP15 |  |  | CISO | SCE
Participating Unit | N | N |  | ORLND_6_HIGHLI | GEN | High Line Canal Hydro | 0.5 | 0.6 | PGAE | City of Santa Clara dba Silicon Valley | HYDRO | WATER | NP15 | 2014-06-11 |  | CISO | NCPA
Participating Unit | N | N |  | APLHIL_1_SFKHY1 | GEN | South Fork Powerhouse | 2.68 | 2.7 | PGAE | Sacramento Municipal Utility District | HYDRO | WATER | NP15 | 2020-12-04 |  | CISO | PGAE
Participating Unit | N | Y | SDG1_1_PDRP123 | SDG1_1_PDRP123 | GEN | SDG1_1_PDRP123 | 0.99 |  | SDGE | Leapfrog Power, Inc. | OTHER | OTHER | SP15 |  |  | CISO | SDGE
Participating Unit | N | N |  | LMBEPK_2_UNITA1 | GEN | Lambie Energy Center, Unit #1 | 47.5 | 49.9 | PGAE | Gilroy Energy Center, LLC | COMBUSTION TURBINE | NATURAL GAS | NP15 | 2003-01-06 |  | CISO | PGAE
Participating Unit | N | N |  | STOREY_2_MDRCH3 | GEN | Madera Chowchilla 3 | 0.42 | 0.5 | PGAE | Madera Chowchilla Water and Power Authority | HYDRO | WATER | NP15 | 2016-08-01 |  | CISO | PGAE
Participating Unit | Y | N |  | TANHIL_6_SOLART | GEN | Berry Cogen 18 | 17 | 17 | PGAE | Berry Petroleum Company | FTUR | NATURAL GAS | ZP26 | 1986-01-01 |  | CISO | PGAE
Non-Participating | N | Y | LMEC_1_PL1X3 | LMEC_1_CTG2 | GEN | LOS MEDANOS CTG UNIT 2 | 172 | 172 |  | Los Medanos Energy Center, LLC | COMBUSTION TURBINE | NATURAL GAS | NP15 |  |  | CISO | PGAE
Participating Unit | N | N |  | ALHMBR_1_ALHSLR | TG | SG Alhambra | 50 | 50 | SDGE | IVLY2 | PHOTO VOLTAIC | SUN | SP15 | 2015-08-29 |  | IID | SDGE
Non-Participating | N | Y | BUCKCK_7_PL1X2 | BUCKCK_7_UNIT 1 | GEN | Bucks Creek Unit #1 | 33 | 33 |  | Pacific Gas & Electric Company | HYDRO | WATER | NP15 |  |  | CISO | PGAE
Participating Unit | N | N |  | CRIMSN_2_CRMBT2 | GEN | Crimson 2 | 150 | 150 | SCE | Sonoran West Solar Holdings, LLC | OTHER | LESR | SP15 | 2022-10-28 |  | CISO | SCE
Participating Unit | N | N |  | SYCAMR_2_UNIT 4 | GEN | Sycamore Cogeneration Unit 4 | 76 | 90 | SCE | Chevron Power Holdings | FTUR | NATURAL GAS | SP15 | 1987-01-01 |  | CISO | SCE
Participating Unit | N | Y | LECEF_1_UNITS | LECEF_1_UNITS | GEN | LOS ESTEROS ENERGY FACILITY AGGREGATE | 309.84 |  | PGAE | Los Esteros Critical Energy Facility, LLC | COMBINED CYCLE | NATURAL GAS | NP15 | 2013-07-31 |  | CISO | PGAE
Participating Unit | N | N |  | GATES_2_SOLAR | GEN | Gates Solar Station | 20 | 20 | PGAE | Pacific Gas & Electric Company | PHOTO VOLTAIC | SUN | ZP26 | 2013-06-24 |  | CISO | PGAE
Participating Unit | N | N |  | TIFFNY_1_DILLON | GEN | TIFFNY_1_DILLON | 45 | 45 | SCE | Dillion Wind LLC | WIND | WIND | SP15 | 2008-04-18 |  | CISO | SCE
Participating Unit | N | N |  | VICTOR_1_CREST | GEN | Victor Aggregate Solar Resources | 24.5 | 38.2 | SCE | Southern California Edison Company | PHOTO VOLTAIC | SUN | SP15 | 2017-09-13 |  | CISO | SCE
Participating Unit | N | Y | SCEC_1_PDRP154 | SCEC_1_PDRP154 | GEN | SCEC_1_PDRP154 | 0.99 |  | SCE | Leapfrog Power, Inc. | OTHER | OTHER | SP15 |  |  | CISO | SCE
Participating Unit | N | N |  | RATSKE_2_RBSSB1 | GEN | Rabbitbrush Solar 1 | 60 | 60 | SCE | Rabbitbrush Solar, LLC | OTHER | HYBD | SP15 | 2022-10-18 |  | CISO | SCE
Participating Unit | Y | N |  | PACLUM_6_UNIT | GEN | Humboldt Redwood | 28.8 | 28.8 | PGAE | Humboldt Sawmill Company, LLC | STEAM | BIOMASS | NP15 | 2017-06-01 |  | CISO | PGAE
Participating Unit | N | N |  | ELCAJN_6_EB1BT1 | GEN | Eastern BESS 1 | 7.5 | 7.5 | SDGE | San Diego Gas & Electric | OTHER | LESR | SP15 | 2017-02-18 |  | CISO | SDGE
Participating Unit | N | N |  | PSWEET_1_STCRUZ | GEN | Santa Cruz Energy LLC | 1.6 | 1.6 | PGAE | Santa Cruz Energy LLC | RECIPROCATING ENGINE | BIOGAS | NP15 | 2010-02-06 |  | CISO | PGAE
Participating Unit | N | N |  | BRDSLD_2_SHLO3A | GEN | Shiloh III Wind Project, LLC | 102.5 | 100 | PGAE | Shiloh III Wind Project, LLC | WIND | WIND | NP15 | 2011-12-22 |  | CISO | PGAE
Participating Unit | N | Y | MOSSLD_2_PSP1 | MOSSLD_2_PSP1 | GEN | MOSS LANDING POWER BLOCK 1 | 510 |  | PGAE | Moss Landing Power Company LLC | COMBINED CYCLE | NATURAL GAS | NP15 | 2002-07-01 |  | CISO | PGAE
Participating Unit | N | Y | SCEW_2_PDRP100 | SCEW_2_PDRP100 | GEN | SCEW_2_PDRP100 | 2 |  | SCE | OHMCONNECT, INC. | OTHER | OTHER | SP15 |  |  | CISO | SCE
Participating Unit | N | N |  | MIRLOM_2_CREST | GEN | Temescal Canyon RV | 1.5 | 1.5 | SCE | Temescal Canyon RV, LLC | PHOTO VOLTAIC | SUN | SP15 | 2020-03-25 |  | CISO | SCE
Participating Unit | N | N |  | BKRFLD_2_SOLAR1 | GEN | Bakersfield 111 | 1.38 | 1.4 | PGAE | Bakersfield 111, LLC | PHOTO VOLTAIC | SUN | ZP26 | 2015-07-28 |  | CISO | PGAE
Participating Unit | N | N |  | LITLRK_6_SOLAR3 | GEN | One Ten Partners | 2 | 2 | SCE | One Ten Partners, LLC | PHOTO VOLTAIC | SUN | SP15 | 2017-09-30 |  | CISO | SCE
Participating Unit | Y | N |  | MCCALL_1_QF | GEN | Fish Water | 0.52 | 2.5 | PGAE | Orange Cove Irrigation District | HYDRO | WATER | NP15 | 1990-01-01 |  | CISO | PGAE
Participating Unit | N | N |  | MIDWD_7_CORAMB | GEN | CELLC 7.5 MW Tehachapi Project | 7.5 | 7.5 | SCE | Coram Energy, LLC | WIND | WIND | SP15 | 1983-12-01 |  | CISO | SCE
Participating Unit | N | N |  | REDMAN_6_AVSSR1 | GEN | Antelope Valley Solar | 3 | 3 | SCE | AVS Phase 2, LLC | PHOTO VOLTAIC | SUN | SP15 | 2019-02-04 |  | CISO | SCE
Non-Participating | N | Y | DSRTSN_2_DS2BX2 | DSRTSN_2_DS2BT3 | GEN | Desert Sunlight PV II Storage 2 | 115 | 115 | SCE | Sunlight Storage II, LLC | OTHER | LESR | SP15 |  |  | CISO | SCE
Participating Unit | N | Y | SCEC_1_PDRP152 | SCEC_1_PDRP152 | GEN | SCEC_1_PDRP152 | 0.99 |  | SCE | Leapfrog Power, Inc. | OTHER | OTHER | SP15 |  |  | CISO | SCE
Participating Unit | N | N |  | DELAMO_2_SOLAR1 | GEN | Golden Springs Building H | 1.5 | 1.5 | SCE | Golden Springs Development Co. LLC | PHOTO VOLTAIC | SUN | SP15 | 2015-04-22 |  | CISO | SCE
Non-Participating | N | Y | CRESTA_7_PL1X2 | CRESTA_7_UNIT 2 | GEN | CRESTA UNIT #2 | 35.2 | 35.2 |  | Pacific Gas & Electric Company | HYDRO | WATER | NP15 |  |  | CISO | PGAE
Participating Unit | N | Y | ALAMIT_2_PL1X3 | ALAMIT_2_PL1X3 | GEN | Alamitos Energy Center Unit 7 | 674.7 |  | SCE | AES Alamitos Energy LLC | COMBINED CYCLE | NATURAL GAS | SP15 | 2020-02-06 |  | CISO | SCE
Non-Participating | N | Y | DSRTSN_2_DS2X2 | DSRTSN_2_DS2BT2 | GEN | Desert Sunlight PV II Storage | 142.6 | 142.6 |  | Sunlight Storage, LLC | OTHER | LESR | SP15 |  |  | CISO | SCE
Participating Unit | N | N |  | DEVERS_1_SOLAR2 | GEN | SEPV9 | 9 | 9 | SCE | Highlander Solar 2, LLC | PHOTO VOLTAIC | SUN | SP15 | 2013-06-01 |  | CISO | SCE
Participating Unit | Y | N |  | SEARLS_7_ARGUS | GEN | Argus Cogeneration | 19 | 62.5 | SCE | Searles Valley Minerals Inc. |  | OTHER | SP15 | 2013-11-15 |  | CISO | SCE
Participating Unit | N | N |  | WRGTSR_2_WSFSR1 | GEN | Wright Solar Freeman | 200 | 200 | PGAE | Wright Solar Park LLC | PHOTO VOLTAIC | SUN | NP15 | 2019-12-31 |  | CISO | PGAE
Participating Unit | N | N |  | ALTA3A_2_CPCE8 | GEN | Alta Wind 8 | 150 | 150 | SCE | Alta Interconnection Management II, LLC | WIND | WIND | SP15 | 2012-02-01 |  | CISO | SCE
Participating Unit | N | N |  | CEDRCK_6_UNIT | GEN | Water Wheel Ranch | 0.98 | 1 | PGAE | Water Wheel Ranch | HYDRO | WATER | NP15 | 1984-03-22 |  | CISO | PGAE
Non-Participating | N | Y | BLKCRK_2_SOLAR1 | BLKCRK_2_SOLR1A | GEN | BLKCRK_2_SOLR1A | 125 | 125 |  | McCoy Solar, LLC | PHOTO VOLTAIC | SUN | SP15 |  |  | CISO | SCE
Participating Unit | Y | N |  | RNDMTN_2_SLSPHY1 | GEN | Silver Springs | 0.6 | 0.6 | PGAE | Mega Renewables | HYDRO | WATER | NP15 | 2017-08-10 |  | CISO | PGAE
Participating Unit | Y | N |  | CHEVCY_1_UNIT | GEN | CHEVRON USA (CYMRIC) | 24.3 | 24.3 | PGAE | Pacific Gas & Electric Company | COMBUSTION TURBINE | NATURAL GAS | ZP26 | 1982-10-15 |  | CISO | PGAE
Participating Unit | N | N |  | PLAINV_6_SOLARC | GEN | Central Antelope Dry Ranch C | 20 | 20 | SCE | Central Antelope Dry Ranch C, LLC | PHOTO VOLTAIC | SUN | SP15 | 2016-05-06 |  | CISO | SCE
Participating Unit | N | N |  | DURNMESA_3_WBDYN | TG | DURAN MESA | 105.08 |  | SCE | WILLOWBEACH | WIND | WIND | SP15 | 2021-12-02 |  | PNM | SCE
Participating Unit | N | N |  | POLRIS_2_ASRBT1 | GEN | Antelope Solar 2 Raceway BESS | 80 | 80 | SCE | Raceway Solar 1, LLC | OTHER | LESR | SP15 |  |  | CISO | SCE
Participating Unit | N | N |  | CAYTNO_2_VASCO | GEN | Vasco Road | 4.3 | 4.3 | PGAE | Ameresco Vasco Road LLC | RECIPROCATING ENGINE | BIOGAS | NP15 | 2014-02-05 |  | CISO | PGAE
Participating Unit | N | N |  | SOUTH_2_UNIT | GEN | SOUTH HYDRO | 7.1 | 7.1 | PGAE | Pacific Gas & Electric Company | HYDRO | WATER | NP15 | 1979-01-01 |  | CISO | PGAE
Participating Unit | N | Y | SCEW_2_PDRP141 | SCEW_2_PDRP141 | GEN | SCEW_2_PDRP141 | 0.99 |  | SCE | Leapfrog Power, Inc. | OTHER | OTHER | SP15 |  |  | CISO | SCE
Non-Participating |  | Y | CALGEN_1_UNITS | CALGEN_1_UNIT 1 | GEN | CALGEN_1_UNIT 1 | 32.2 | 32.2 |  |  |  |  | SP15 |  |  | CISO | SCE
Non-Participating | N | Y | IVWEST_2_SOLAR1 | IVWEST_2_SOLR1A | GEN | IVWEST_2_SOLR1A | 75 | 75 |  | CSolar IV West, LLC | PHOTO VOLTAIC | SUN | SP15 |  |  | CISO | SDGE
Participating Unit | N | N |  | YELPIN_2_YP2BT2 | GEN | Yellow Pine 2 A BESS | 53 | 53 | SCE | Yellow Pine Solar Interconnect, LLC | OTHER | LESR | SP15 |  |  | CISO | VEA
Non-Participating | N | Y | SUNSHN_2_LNDFL | SUNSHN_2_LNDFL5 | GEN | SUNSHN_2_LNDFL5 | 4.6 | 4.6 |  | Sunshine Gas Producers, L.L.C. Unit 5 | COMBUSTION TURBINE | BIOGAS | SP15 |  |  | CISO | SCE
Participating Unit | N | N |  | SENTNL_2_CTG3 | GEN | Sentinel Unit 3 | 105.69 | 131.8 | SCE | Sentinel Energy Center, LLC | COMBUSTION TURBINE | NATURAL GAS | SP15 | 2013-05-06 |  | CISO | SCE
Participating Unit | N | N |  | PAIGES_6_SOLAR | GEN | Paige Solar | 20 | 22 | PGAE | Westside Solar, LLC | PHOTO VOLTAIC | SUN | NP15 | 2017-03-09 |  | CISO | PGAE
Participating Unit | N | Y | SCEC_1_PDRP161 | SCEC_1_PDRP161 | GEN | SCEC_1_PDRP161 | 9.99 |  | SCE | Leapfrog Power, Inc. | OTHER | OTHER | SP15 |  |  | CISO | SCE
Participating Unit | N | N |  | SLATE_2_SLASR2 | GEN | SLATE_2 | 93 | 93 | PGAE | RE Slate 1 LLC | OTHER | HYBD | NP15 | 2022-03-15 |  | CISO | PGAE
Participating Unit | N | N |  | VICTOR_1_SOLAR1 | GEN | Victor Phelan Solar One | 17.5 | 17.5 | SCE | RE Victor Phelan Solar One LLC | PHOTO VOLTAIC | SUN | SP15 | 2013-11-18 |  | CISO | SCE
Participating Unit | Y | N |  | MALCHQ_7_UNIT 1 | GEN | MALACHA HYDRO L.P. | 32.5 | 32.5 | PGAE | Pacific Gas & Electric Company | HYDRO | WATER | NP15 | 1988-12-07 |  | CISO | PGAE
Participating Unit | N | Y | SCEW_2_PDRP182 | SCEW_2_PDRP182 | GEN | ESPN_SCEW_2_PDRP182 | 9.99 |  | SCE | Enersponse, Inc | OTHER | OTHER | SP15 |  |  | CISO | SCE
Participating Unit | N | N |  | SISPRG_2_DS3BT4 | GEN | Daggett Solar 3 e BESS | 15 | 15 | SCE | Daggett Solar Power 3 LLC | OTHER | LESR | SP15 | 2023-08-24 |  | CISO | SCE
Participating Unit | N | N |  | MRGT_6_TGEBT1 | GEN | Top Gun Energy Storage | 30 | 30 | SDGE | San Diego Gas and Electric Company | OTHER | LESR | SP15 | 2021-06-30 |  | CISO | SDGE
Participating Unit | N | N |  | STRAUS_1_STRWD1 | GEN | Strauss Wind, LLC | 95.25 | 99 | PGAE | Strauss Wind, LLC | WIND | WIND | ZP26 | 2023-12-20 |  | CISO | PGAE
Participating Unit | N | N |  | PVERDE_5_SCEDYN | TG | PVERDE_5_SCEDYN | 635 |  | SCE | PVWEST |  | URANIUM | SP15 |  |  | SRP | SCE
Participating Unit | N | N |  | LAKHDG_6_UNIT 2 | GEN | Lake Hodges Pumped Storage-Unit2 | 20 | 20.4 | SDGE | San Diego County Water Authority | PUMPED STORAGE | WATER | SP15 | 2012-08-26 |  | CISO | SDGE
Participating Unit | N | N |  | TKOPWR_6_HYDRO | GEN | Bear Creek Hydroelectric Project | 2.83 | 3.2 | PGAE | Enel Green Power North America, Inc. | HYDRO | WATER | NP15 | 2016-04-27 |  | CISO | PGAE
Participating Unit | N | Y | GILRPP_1_PL1X2 | GILRPP_1_PL1X2 | GEN | GILROY ENERGY CENTER UNITS 1&2 AGGREGATE | 95.2 |  | PGAE | Gilroy Energy Center, LLC | COMBUSTION TURBINE | NATURAL GAS | NP15 | 2002-01-29 |  | CISO | PGAE
Participating Unit | N | N |  | ESTWND_2_OPPWD1 | GEN | Oasis Power Plant Eastwind | 57.14 | 57.2 | SCE | Oasis Power Partners, LLC | WIND | WIND | SP15 | 2021-10-12 |  | CISO | SCE
Participating Unit | N | N |  | ETIWND_2_FONTNA | GEN | FONTANALYTLE CREEK POWERHOUSE P | 2.56 | 2.6 | SCE | Southern California Edison Company | HYDRO | WATER | SP15 | 1904-01-01 |  | CISO | SCE
Participating Unit | N | N |  | COPMT2_2_SOLAR2 | GEN | CMS2 | 155 | 155 | SCE | Copper Mountain Solar 2, LLC | PHOTO VOLTAIC | SUN | SP15 | 2012-06-27 |  | CISO | SCE
Participating Unit | N | Y | BUCKCK_7_PL1X2 | BUCKCK_7_PL1X2 | GEN | BUCKS CREEK AGGREGATE | 57.25 |  | PGAE | Pacific Gas & Electric Company | HYDRO | WATER | NP15 | 1928-01-01 |  | CISO | PGAE
Participating Unit | N | Y | SCEC_1_PDRP163 | SCEC_1_PDRP163 | GEN | SCEC_1_PDRP163 | 9.99 |  | SCE | Leapfrog Power, Inc. | OTHER | OTHER | SP15 |  |  | CISO | SCE
Participating Unit | N | Y | SCEN_6_PDRP102 | SCEN_6_PDRP102 | GEN | CPA_DR_SCEN_ResDM5of10 | 0.1 |  | SCE | Energy AI Systems Inc. | OTHER | OTHER | SP15 |  |  | CISO | SCE
Participating Unit | N | Y | IVWEST_2_SOLAR1 | IVWEST_2_SOLAR1 | GEN | Imperial Valley West ( Q # 608) | 150 |  | SDGE | CSolar IV West, LLC | PHOTO VOLTAIC | SUN | SP15 | 2015-09-30 |  | CISO | SDGE
Non-Participating | N | Y | METEC_2_PL1X3 | METEC_7_STG3 | GEN | Metcalf Energy Center Unit 3 | 231 | 231 |  | Metcalf Energy Center, LLC | STEAM | HEAT RECOVERY | NP15 |  |  | CISO | PGAE
Non-Participating | N | Y | BIGCRK_2_EXESWD | BGCRK3_7_UNIT 4 | GEN | BIG CREEK PH 3 UNIT 4 | 36 | 36 |  | Southern California Edison Company | HYDRO | WATER | SP15 |  |  | CISO | SCE
Participating Unit | N | N |  | GRADYW_5_GDYWD1 | TG | Grady Wind | 200 | 220.5 | SCE | WILLOWBEACH | WIND | WIND | SP15 | 2019-08-01 |  | AZPS | SCE
Participating Unit | N | N |  | MAGUND_1_BKSSR2 | GEN | Bakersfield Solar 1 | 5.25 | 5.3 | PGAE | Bakersfield PV 1, LLC | PHOTO VOLTAIC | SUN | ZP26 | 2017-12-26 |  | CISO | PGAE
Participating Unit | Y | N |  | CRESSY_1_PARKER | GEN | PARKER POWERHOUSE | 2.83 | 3.8 | PGAE | Merced Irrigation District | HYDRO | WATER | NP15 | 1981-09-23 |  | CISO | PGAE
Participating Unit | N | N |  | PHOENX_1_UNIT | GEN | PHOENIX PH | 2 | 2 | PGAE | Pacific Gas & Electric Company | HYDRO | WATER | NP15 | 1940-01-01 |  | CISO | PGAE
Participating Unit | N | N |  | OASIS_6_AR8SR1 | GEN | Arrache 8083 I | 1.5 | 1.5 | SCE | TerraForm Phoenix I CD Holdings, LLC | PHOTO VOLTAIC | SUN | SP15 | 2023-06-28 |  | CISO | SCE
Participating Unit | N | N |  | CASADB_1_CD4GT1 | GEN | Casa Diablo 4 | 40.7 | 40.7 | SCE | Mammoth-Pacific, L.P. | STEAM | GEOTHERMAL | SP15 | 2022-12-28 |  | CISO | SCE
Participating Unit | N | N |  | SLRMS3_2_SRMSR1 | GEN | SILVER RIDGE MOUNT SIGNAL 3 | 250 | 250 | SDGE | IMPERIAL VALLEY SOLAR 3, LLC | PHOTO VOLTAIC | SUN | SP15 | 2019-12-06 |  | CISO | SDGE
Participating Unit | N | Y | LODIEC_2_PL1X2 | LODIEC_2_PL1X2 | GEN | Lodi Energy Center | 302.58 |  | PGAE | Northern California Power Agency - Lodi Energy Center | COMBINED CYCLE | NATURAL GAS | NP15 | 2012-11-27 |  | CISO | PGAE
Participating Unit | N | N |  | VICPAS_2_SOCSR3 | GEN | Sol Catcher BESS PV3 | 20 | 20 | SCE | Arica Solar, LLC | PHOTO VOLTAIC | SUN | SP15 |  |  | CISO | SCE
Non-Participating | N | Y | MONTPH_7_UNITS | MONTPH_7_UNIT 1 | GEN | MONTICELLO Unit 1 | 5.7 | 5.7 |  |  |  |  | NP15 |  |  | CISO | PGAE
Non-Participating | N | Y | ELSEGN_2_UN1011 | ELSEGN_2_UNIT10 | GEN | El Segundo Energy Center Unit 6 | 90.5 | 90.5 |  | El Segundo Energy Center LLC | COMBINED CYCLE | NATURAL GAS | SP15 |  |  | CISO | SCE
Participating Unit | N | N |  | VICTOR_1_LRUSR3 | GEN | Landpro Rudy | 1.5 | 1.5 | SCE | CD US Solar PO 3, LLC | PHOTO VOLTAIC | SUN | SP15 |  |  | CISO | SCE
Participating Unit | N | Y | ELSEGN_2_UN1011 | ELSEGN_2_UN1011 | GEN | El Segundo Energy Center 5/6 | 274.31 |  | SCE | El Segundo Energy Center LLC | COMBINED CYCLE | NATURAL GAS | SP15 | 2013-06-29 |  | CISO | SCE
Participating Unit | N | Y | SCEC_1_PDRP156 | SCEC_1_PDRP156 | GEN | SCEC_1_PDRP156 | 0.99 |  | SCE | Leapfrog Power, Inc. | OTHER | OTHER | SP15 |  |  | CISO | SCE
Participating Unit | N | Y | SCEW_2_PDRP118 | SCEW_2_PDRP118 | GEN | SCEW_2_PDRP118 | 0.99 |  | SCE | Leapfrog Power, Inc. | OTHER | OTHER | SP15 |  |  | CISO | SCE
Participating Unit | N | N |  | SISPRG_2_DS3BT1 | GEN | Daggett Solar 3 a BESS | 61.16 | 61.5 | SCE | Daggett Solar Power 3 LLC | OTHER | LESR | SP15 | 2023-11-15 |  | CISO | SCE
Participating Unit | N | N |  | CLINESCO_3_PVDYN | TG | CLINES CORNERS | 129.94 |  | SCE | PVWEST | WIND | WIND | SP15 | 2021-12-01 |  | PNM | SCE
Participating Unit | N | N |  | IVANPA_1_UNIT3 | GEN | Ivanpah 3 | 133 | 133.4 | SCE | Solar Partners VIII, LLC | STEAM | SUN | SP15 | 2013-12-26 |  | CISO | SCE
Participating Unit | N | N |  | BOGUE_1_UNITA1 | GEN | Feather River Energy Center, Unit #1 | 48.69 | 49.9 | PGAE | Gilroy Energy Center, LLC | COMBUSTION TURBINE | NATURAL GAS | NP15 | 2002-12-23 |  | CISO | PGAE
Participating Unit | N | N |  | VLCNTR_6_VCSLR1 | GEN | Valley Center 1 | 2.5 | 2.5 | SDGE | Sol Orchard San Diego 22, LLC | PHOTO VOLTAIC | SUN | SP15 | 2013-12-31 |  | CISO | SDGE
Non-Participating | N | Y | ELSEGN_2_UN1011 | ELSEGN_2_UNIT11 | GEN | El Segundo Energy Center Unit 5 | 228 | 228 |  | El Segundo Energy Center LLC | COMBINED CYCLE | NATURAL GAS | SP15 |  |  | CISO | SCE
Participating Unit | N | N |  | ECASCO_2_SJGBT1 | GEN | San Jacinto Grid | 65 | 65 | SCE | San Jacinto Grid, LLC | OTHER | LESR | SP15 |  |  | CISO | SCE
Participating Unit | N | N |  | ARLNTN_2_ASUSR1 | GEN | Arlington Solar Unit 1 | 131 | 131 | SCE | Arlington Solar, LLC | PHOTO VOLTAIC | SUN | SP15 | 2022-08-01 |  | CISO | SCE
Non-Participating | N | Y | DMDVLY_1_UNITS | DMDVLY_1_GEN 5 | GEN | Diamond Valley Unit 5 | 3.3 | 3.3 |  | Metropolitan Water District of Southern California (MWD) | HYDRO | WATER | SP15 |  |  | CISO | SCE
Participating Unit | N | N |  | NAROW2_2_UNIT | GEN | Narrows Powerhouse Unit 2 | 55 | 55 | PGAE | Yuba County Water Agency | HYDRO | WATER | NP15 | 1969-01-01 |  | CISO | PGAE
Participating Unit | Y | N |  | SAUGUS_7_CHIQCN | GEN | Chiquita Canyon Landfill Fac | 8 | 9.2 | SCE | Ameresco Chiquita Energy, LLC | COMBUSTION TURBINE | BIOGAS | SP15 | 2010-11-23 |  | CISO | SCE
Non-Participating | N | Y | PARDEB_6_UNITS | PARDEB_2_UNIT 1 | GEN | PARDEE HYDRO UNIT 1 | 10 | 10 |  | East Bay Municipal Utility District | HYDRO | WATER | NP15 |  |  | CISO | PGAE
Participating Unit | N | N |  | PIT6_7_UNIT 1 | GEN | PIT PH 6 UNIT 1 | 39 | 39 | PGAE | Pacific Gas & Electric Company | HYDRO | WATER | NP15 | 1965-01-01 |  | CISO | PGAE
Participating Unit | N | N |  | HINSON_6_LBECH2 | GEN | Long Beach Unit 2 | 63 | 70 | SCE | Long Beach Generation LLC | FTUR | NATURAL GAS | SP15 | 2007-08-01 |  | CISO | SCE
Participating Unit | N | N |  | LITLRK_6_SOLAR2 | GEN | Palmdale 18 | 2 | 2 | SCE | SEPV18, LLC | PHOTO VOLTAIC | SUN | SP15 | 2016-01-13 |  | CISO | SCE
Non-Participating | N | Y | ONLLPP_6_UNITS | ONLLPP_6_UNIT 5 | GEN | O'NEILL PUMP-GEN UNIT 5 | 4.2 | 4.2 |  |  | HYDRO | WATER | NP15 |  |  | CISO | PGAE
Non-Participating | N | Y | MDFKRL_2_PROJCT | RALSTN_7_UNIT 1 | GEN | RALSTON UNIT 1 | 86 | 86 |  | Pacific Gas & Electric Company | HYDRO | WATER | NP15 |  |  | CISO | PGAE
Participating Unit | N | N |  | CMBLND_2_DS2BT3 | GEN | Daggett 2 c BESS | 46 | 46 | SCE | Daggett Solar Power 2 LLC | OTHER | LESR | SP15 | 2023-12-01 |  | CISO | SCE
Participating Unit | N | Y | SCEW_2_PDRP109 | SCEW_2_PDRP109 | GEN | SCEW_2_PDRP109 | 0.99 |  | SCE | Leapfrog Power, inc. | OTHER | OTHER | SP15 |  |  | CISO | SCE
Participating Unit | N | Y | CENTPD_2_BMSX2 | CENTPD_2_BMSX2 | GEN | Blythe Mesa Solar 2 BESS | 112 | 112 | SCE | Blythe Mesa Solar II, LLC | OTHER | LESR | SP15 | 2022-12-21 |  | CISO | SCE
Non-Participating | N | Y | INTKEP_2_UNITS | INTKEP_2_KIRKW1 | GEN | KIRKWOOD HYDRO UNIT 1 | 45 | 45 |  |  |  |  | NP15 |  |  | CISO | PGAE
Participating Unit | N | Y | PIT5_7_PL1X2 | PIT5_7_PL1X2 | GEN | PIT PH 5 UNITS 1 & 2 AGGREGATE | 82 |  | PGAE | Pacific Gas & Electric Company | HYDRO | WATER | NP15 | 1944-01-01 |  | CISO | PGAE
Non-Participating | N | Y | OBERON_5_O2BBX2 | OBERON_5_O2BBT3 | GEN | Oberon 2 BESS | 62.5 | 62.5 | SCE | IP Oberon BESS, LLC | OTHER | LESR | SP15 |  |  | CISO | SCE
Participating Unit | N | N |  | NCPA_7_GP1UN1 | GEN | NCPA GEO PLANT 1 UNIT 1 | 38.85 | 55 | PGAE | NCPA (MSS Agreement - S14) | STEAM | GEOTHERMAL | NP15 | 1983-01-01 |  | CISO | NCPA
Participating Unit | N | N |  | VALLEY_5_PERRIS | GEN | MWD Perris Hydroelectric Recovery Plant | 7.94 | 7.9 | SCE | Metropolitan Water District of Southern California | HYDRO | WATER | SP15 | 1983-01-01 |  | CISO | SCE
Participating Unit | N | Y | KRAMER_1_R2PX2 | KRAMER_1_R2PX2 | GEN | Resurgence 2 PV | 48 |  | SCE | Resurgence Solar II, LLC | PHOTO VOLTAIC | SUN | SP15 | 2023-09-14 |  | CISO | SCE
Non-Participating | N | Y | DSRTSL_2_SOLAR1 | DSRTSL_2_SOLR1A | GEN | DSRTSL_2_SOLR1A | 148.1 | 148.1 |  | Desert Stateline, LLC | PHOTO VOLTAIC | SUN | SP15 |  |  | CISO | SCE
Participating Unit | N | N |  | RDWAY_1_WAISR2 | GEN | Watts I | 1.5 | 1.5 | SCE | TerraForm Phoenix I CD Holdings LLC | PHOTO VOLTAIC | SUN | SP15 |  |  | CISO | SCE
Participating Unit | N | N |  | HATCR2_7_UNIT | GEN | Hat Creek #2 | 8.5 | 8.5 | PGAE | Pacific Gas & Electric Company | HYDRO | WATER | NP15 | 1921-01-01 |  | CISO | PGAE
Participating Unit | N | N |  | SUNCAT_2_A1ABT1 | GEN | Arlington Solar Unit 1A BESS | 47 | 47 | SCE | Arlington Solar, LLC | OTHER | LESR | SP15 | 2022-08-01 |  | CISO | SCE
Participating Unit | Y | N |  | GARNET_2_WIND3 | GEN | San Gorgonio East | 12.6 | 12.6 | SCE | Coachella Wind Holdings, LLC | WIND | WIND | SP15 | 2016-02-05 |  | CISO | SCE
Non-Participating | N | Y | CHESTN_2_CHWSX2 | CHESTN_2_CHWSR2 | GEN | Chestnut Westside PV | 75 | 75 | PGAE | Chestnut Westside, LLC | PHOTO VOLTAIC | SUN | ZP26 |  |  | CISO | PGAE
Participating Unit | N | N |  | ADLIN_1_UNITS | GEN | GEYSERS AIDLIN AGGREGATE | 22 | 23 | PGAE | Geysers Power Company, LLC | STEAM | GEOTHERMAL | NP15 | 2008-07-28 |  | CISO | PGAE
Participating Unit | N | N |  | VICPAS_2_SOCSR2 | GEN | Sol Catcher BESS PV2 | 93.5 | 93.5 | SCE | Arica Solar, LLC | PHOTO VOLTAIC | SUN | SP15 |  |  | CISO | SCE
Participating Unit | N | Y | PGSB_1_PDRP101 | PGSB_1_PDRP101 | GEN | VLTS_PDR_PGSB_04 | 9.95 |  | PGAE | Voltus, Inc. | OTHER | OTHER | NP15 |  |  | CISO | PGAE
Participating Unit | N | N |  | FRESHW_1_SOLAR1 | GEN | Corcoran 3 | 20 | 20 | PGAE | CED Corcoran Solar 3, LLC | PHOTO VOLTAIC | SUN | NP15 | 2016-03-04 |  | CISO | PGAE
Participating Unit | N | Y | DREWS_6_PL1X4 | DREWS_6_PL1X4 | GEN | Drews Generating Plant | 41.4 |  | SCE | Colton Power, LP | FTUR | NATURAL GAS | SP15 | 2001-08-14 |  | CISO | SCE
Participating Unit | N | Y | SANDLT_2_SUNITS | SANDLT_2_SUNITS | GEN | Mojave Solar | 275 |  | SCE | Mojave Solar, LLC | STEAM | SUN | SP15 | 2014-12-04 |  | CISO | SCE
Non-Participating |  | Y | SBERDO_2_PSP4 | SBERDO_7_CT4A | GEN | SBERDO_7_CT4A | 182 | 182 |  |  |  |  | SP15 |  |  | CISO | SCE
Participating Unit | N | N |  | CANTUA_1_SOLAR | GEN | Cantua Solar Station | 20 | 20 | PGAE | Pacific Gas & Electric Company | PHOTO VOLTAIC | SUN | NP15 | 2012-07-25 |  | CISO | PGAE
Participating Unit | N | N |  | GEYS20_7_UNIT20 | GEN | GEYSERS UNIT 20 (HEALDSBURG) | 50 | 84 | PGAE | Geysers Power Company, LLC | STEAM | GEOTHERMAL | NP15 | 1985-01-01 |  | CISO | PGAE
Non-Participating | N | Y | SCHLTE_1_PL1X3 | SCHLTE_1_UNITA3 | GEN | Tracy Combined Cycle Plant | 165 | 165 |  | GWF Energy, LLC | COMBUSTION TURBINE | NATURAL GAS | NP15 |  |  | CISO | PGAE
Participating Unit | N | N |  | PBLOSM_2_SOLAR | GEN | PearBlossom | 9.5 | 9.5 | SCE | Solar Star California XLIV, LLC | PHOTO VOLTAIC | SUN | SP15 | 2016-12-29 |  | CISO | SCE
Participating Unit | N | N |  | TWISSL_6_SOLAR1 | GEN | Coronal Lost Hills | 20 | 20 | PGAE | Coronal Lost Hills, LLC | PHOTO VOLTAIC | SUN | ZP26 | 2015-05-15 |  | CISO | PGAE
Non-Participating | N | Y | DELTA_2_PL1X4 | DELTA_2_CTG3 | GEN | DELTA ENERGY CENTER CTG UNIT 3 | 212.5 | 212.5 |  | Delta Energy Center, LLC | COMBUSTION TURBINE | NATURAL GAS | NP15 |  |  | CISO | PGAE
Participating Unit | N | N |  | KEARNY_6_SESBT2 | GEN | Kearny South Energy Storage | 10 | 10 | SDGE | San Diego Gas & Electric | OTHER | LESR | SP15 | 2022-03-10 |  | CISO | SDGE
Participating Unit | N | N |  | DTCHWD_2_BT3WND | GEN | Brookfield Tehachapi 3 | 4.5 | 4.5 | SCE | Coram Energy LLC | WIND | WIND | SP15 | 2016-04-22 |  | CISO | SCE
Participating Unit | N | N |  | OASIS_6_AR4SR2 | GEN | Arrache 4006 II | 1 | 1 | SCE | TerraForm Phoenix I CD Holdings, LLC | PHOTO VOLTAIC | SUN | SP15 | 2023-12-22 |  | CISO | SCE
Participating Unit | N | N |  | CURTIS_1_CANLCK | GEN | Canal Creek Powerhouse | 0.9 | 0.9 | PGAE | Merced Irrigation District | HYDRO | WATER | NP15 | 1983-01-01 |  | CISO | PGAE
Non-Participating |  | Y | RVSIDE_6_SPRING | RVSIDE_7_SPRGU4 | GEN | RVSIDE_7_SPRGU4 | 11 | 11 |  |  |  |  | SP15 |  |  | CISO | RVSD
Participating Unit | N | N |  | MSOLAR_2_MS4BT1 | GEN | Mesquite Solar 4 BESS | 10 | 10 | SDGE | Mesquite Solar 4, LLC | OTHER | LESR | SP15 |  |  | CISO | SDGE
Participating Unit | N | N |  | TULARE_2_TULBM1 | GEN | Tulare BioMAT Fuel Cell | 2.8 | 2.8 | SCE | Central CA Fuel Cell 2, LLC | OTHER | BIOGAS | SP15 | 2019-12-20 |  | CISO | SCE
Participating Unit | N | Y | PGSB_1_PDRP103 | PGSB_1_PDRP103 | GEN | PGSB_1_PDRP103 | 0.99 |  | PGAE | Leapfrog Power, Inc. | OTHER | OTHER | NP15 |  |  | CISO | PGAE
Participating Unit | N | N |  | OSO_6_NSPIN | GEN | OSO_6_NSPIN | 70 | 70.8 | SCE | California Dept. of Water Resources | PUMP | WATER | SP15 |  |  | CISO | CWRS
Participating Unit | N | N |  | CENT40_1_C40SR1 | GEN | CENTRAL 40 | 40 | 40 | PGAE | Central 40, LLC | PHOTO VOLTAIC | SUN | NP15 | 2021-02-23 |  | CISO | PGAE
Participating Unit | N | Y | COLVIL_7_PL1X2 | COLVIL_7_PL1X2 | GEN | COLLIERVILLE HYDRO UNIT 1 & 2 AGGREGATE | 246.86 |  | PGAE | NCPA (MSS Agreement - S14) | HYDRO | WATER | NP15 |  |  | CISO | NCPA
Participating Unit | N | Y | SDG1_1_PDRP118 | SDG1_1_PDRP118 | GEN | SDG1_1_PDRP118 | 0.99 |  | SDGE | Leapfrog Power, Inc. | OTHER | OTHER | SP15 |  |  | CISO | SDGE
Participating Unit | N | N |  | CSCGNR_1_UNIT 1 | GEN | GIANERA PEAKER UNIT 1 | 24.75 | 24.8 | PGAE | City of Santa Clara DBA Silicon Valley Power (MSS Agreement - S14) | FTUR | NATURAL GAS | NP15 | 1987-01-01 |  | CISO | NCPA
Participating Unit | N | N |  | SPRGVL_2_TULESC | GEN | TULE RIVER HYDRO PLANT (SCE) | 2.5 | 2.5 | SCE | Southern California Edison Company | HYDRO | WATER | SP15 | 1909-01-01 |  | CISO | SCE
Participating Unit | N | N |  | SMUDGO_7_UNIT 1 | GEN | SONOMA POWER PLANT | 64.8 | 78 | PGAE | Geysers Power Company, LLC | STEAM | GEOTHERMAL | NP15 | 1983-01-01 |  | CISO | PGAE
Non-Participating | N | Y | DMDVLY_1_UNITS | DMDVLY_1_GEN 2 | GEN | Diamond Valley Unit 2 | 3.3 | 3.3 |  | Metropolitan Water District of Southern California (MWD) | HYDRO | WATER | SP15 |  |  | CISO | SCE
Participating Unit | N | N |  | DRUM_7_UNIT 5 | GEN | DRUM PH 2 UNIT 5 | 50 | 50 | PGAE | Pacific Gas & Electric Company | HYDRO | WATER | NP15 | 1965-01-01 |  | CISO | PGAE
Participating Unit | N | N |  | DEVERS_1_SEPV05 | GEN | SEPV 5 | 2 | 2 | SCE | SEPV2, LLC | PHOTO VOLTAIC | SUN | SP15 | 2012-05-10 |  | CISO | SCE
Participating Unit | N | N |  | HATCR1_7_UNIT | GEN | Hat Creek #1 | 8.5 | 8.5 | PGAE | Pacific Gas & Electric Company | HYDRO | WATER | NP15 | 1921-01-01 |  | CISO | PGAE
Participating Unit | N | N |  | BRDSLD_2_MTZUMA | GEN | FPL Energy Montezuma Wind | 36.8 | 38 | PGAE | FPL Energy Montezuma Wind, LLC | WIND | WIND | NP15 | 2011-01-25 |  | CISO | PGAE
Participating Unit | N | N |  | LAPLMA_2_UNIT 3 | GEN | La Paloma Generating Plant Unit #3 | 266 | 295 | PGAE | CXA La Paloma LLC | COMBINED CYCLE | NATURAL GAS | ZP26 | 2003-01-13 |  | CISO | PGAE
Participating Unit | N | N |  | WHTWTR_1_WINDA1 | GEN | Whitewater Hill Wind Project | 61.5 | 61.5 | SCE | Whitewater Hill Wind Partners, LLC | WIND | WIND | SP15 | 2002-08-31 |  | CISO | SCE
Participating Unit | N | Y | SCEW_2_PDRP103 | SCEW_2_PDRP103 | GEN | SCEW_2_PDRP103 | 2 |  | SCE | OHMCONNECT, INC. | OTHER | OTHER | SP15 |  |  | CISO | SCE
Non-Participating | N | Y | ELKHRN_1_EESX3 | ELKHRN_1_EESBT1 | GEN | Elkhorn Energy Storage | 60.83 | 60.83 |  | Pacific Gas and Electric Company | OTHER | LESR |  |  |  | CISO | PGAE
Non-Participating | N | Y | MRCHNT_2_PL1X3 | MRCHNT_2_STG | GEN | Desert Star Energy Center ST1 | 201 | 201 |  | San Diego Gas and Electric Company | STEAM | NATURAL GAS | SP15 |  |  | CISO | SCE
Participating Unit | N | N |  | BGSKYN_2_ASPSR2 | GEN | Antelope Solar 2 San Pablo | 100 | 100 | SCE | San Pablo Raceway, LLC | PHOTO VOLTAIC | SUN | SP15 | 2019-08-03 |  | CISO | SCE
Non-Participating | N | Y | INTKEP_2_UNITS | INTKEP_2_HOLM 2 | GEN | HOLM HYDRO UNIT 2 | 83 | 83 |  |  |  |  | NP15 |  |  | CISO | PGAE
Participating Unit | N | N |  | INDIGO_1_UNIT 1 | GEN | INDIGO PEAKER UNIT 1 | 45.3 | 45.3 | SCE | Wildflower Energy LP | COMBUSTION TURBINE | NATURAL GAS | SP15 | 2001-09-19 |  | CISO | SCE
Participating Unit | N | N |  | GLNARM_7_UNIT 4 | GEN | GLEN ARM UNIT 4 | 42.42 | 47.3 | SCE | City of Pasadena | COMBUSTION TURBINE | NATURAL GAS | SP15 | 2004-01-08 |  | CISO | PASA
Non-Participating | N | Y | MOSSLD_2_PSP2 | MOSSLD_2_PSP2G2 | GEN | MOSS LANDING CC PLANT 2, CTG UNIT 2 | 176 | 176 |  | Duke Energy Moss Landing LLC | COMBUSTION TURBINE | NATURAL GAS | NP15 |  |  | CISO | PGAE
Participating Unit | N | Y | PGEB_2_PDRP105 | PGEB_2_PDRP105 | GEN | PGEB_2_PDRP105 | 0.99 |  | PGAE | Leapfrog Power, Inc. | OTHER | OTHER | NP15 |  |  | CISO | PGAE
Non-Participating | N | Y | ONLLPP_6_UNITS | ONLLPP_6_UNIT 1 | GEN | O'NEILL PUMP-GEN UNIT 1 | 4.2 | 4.2 |  |  | HYDRO | WATER | NP15 |  |  | CISO | PGAE
Non-Participating | N | Y | DMDVLY_1_UNITS | DMDVLY_1_GEN 9 | GEN | Diamond Valley Unit 9 | 3.3 | 3.3 |  | Metropolitan Water District of Southern California (MWD) | HYDRO | WATER | SP15 |  |  | CISO | SCE
Participating Unit | N | N |  | MNDOTA_1_SOLAR1 | GEN | North Star Solar 1 | 60 | 60 | PGAE | North Star Solar, LLC | PHOTO VOLTAIC | SUN | NP15 | 2015-06-20 |  | CISO | PGAE
Participating Unit | N | N |  | VICTOR_1_SLRHES | GEN | Sunedison - Hesperia | 1.5 | 1.5 | SCE | DG Solar Lessee, LLC | PHOTO VOLTAIC | SUN | SP15 | 2014-08-08 |  | CISO | SCE
Participating Unit | N | N |  | RVSIDE_6_SOLAR1 | GEN | Tequesquite Landfill Solar Project | 7.5 | 7.5 | SCE | Solar Star California XXXI, LLC | PHOTO VOLTAIC | SUN | SP15 | 2015-09-09 |  | CISO | RVSD
Participating Unit | N | N |  | RTREE_2_WIND1 | GEN | Rising Tree 1 | 79.2 | 79.2 | SCE | Rising Tree Wind Farm LLC | WIND | WIND | SP15 | 2015-01-12 |  | CISO | SCE
Non-Participating | N | Y | MOSSLD_2_PSP2 | MOSSLD_2_PSP2G3 | GEN | MOSS LANDING CC PLANT 2, STG UNIT | 198 | 198 |  | Duke Energy Moss Landing LLC | STEAM | HEAT RECOVERY | NP15 |  |  | CISO | PGAE
Participating Unit | Y | N |  | SAMPSN_6_KELCO1 | GEN | KELCO QUALIFYING FACILITY | 25 | 28 | SDGE | CP Kelco U.S., Inc. | COMBUSTION TURBINE | OTHER | SP15 | 2014-03-05 |  | CISO | SDGE
Participating Unit | N | N |  | CALFTN_2_CFSBT1 | GEN | California Flats Solar Battery | 60 | 60 | PGAE | CA Flats Solar 130, LLC | OTHER | LESR | ZP26 | 2021-08-31 |  | CISO | PGAE
Participating Unit | N | N |  | SAUGUS_2_SPESBT1 | GEN | Santa Paula Energy Storage | 30 | 30 | SCE | Santa Paula Energy Storage LLC | OTHER | LESR | SP15 |  |  | CISO | SCE
Participating Unit | Y | N |  | MURRAY_6_UNIT | GEN | Grossmont Hospital | 4.12 | 4.6 | SDGE | Grossmont Hospital Corp | FTUR | NATURAL GAS | SP15 | 2016-12-16 |  | CISO | SDGE
Participating Unit | N | N |  | SKERN_6_SOLAR1 | GEN | South Kern Solar PV Plant | 20 | 20 | PGAE | Algonquin SKIC 20 Solar, LLC | PHOTO VOLTAIC | SUN | ZP26 | 2015-04-07 |  | CISO | PGAE
Participating Unit | Y | N |  | GRNVLY_7_SCLAND | GEN | SANTA CRUZ LANDFILL GENERATING PLANT | 3.04 | 3.6 | PGAE | Ameresco Santa Cruz Energy LLC | RECIPROCATING ENGINE | BIOGAS | NP15 | 2006-02-02 |  | CISO | PGAE
Participating Unit | Y | N |  | HATLOS_6_BWDHY1 | GEN | Bidwell Ditch | 2 | 2 | PGAE | Mega Renewables | HYDRO | WATER | NP15 | 2017-06-29 |  | CISO | PGAE
Participating Unit | N | N |  | GRNLF2_1_UNIT | GEN | GREENLEAF II COGEN | 49.2 | 63.8 | PGAE | Greenleaf Energy Unit 2 LLC | COMBUSTION TURBINE | NATURAL GAS | NP15 | 2020-06-01 |  | CISO | PGAE
Participating Unit | N | N |  | BUCKWD_1_NPALM1 | GEN | North Palm Springs 1A | 2.4 | 2.4 | SCE | North Palm Springs Investments, LLC | PHOTO VOLTAIC | SUN | SP15 | 2012-04-02 |  | CISO | SCE
Participating Unit | N | N |  | CUYAMA_6_SB3SB1 | GEN | SEPV Barbara 3 | 3 | 3 | PGAE | SEPV Cuyama, LLC | OTHER | HYBD | ZP26 | 2024-01-02 |  | CISO | PGAE
Non-Participating |  | Y | SBERDO_2_PSP4 | SBERDO_7_STG4 | GEN | SBERDO_7_STG4 | 202 | 202 |  |  |  |  | SP15 |  |  | CISO | SCE
Participating Unit | N | N |  | SEAWND_2_AMWWD1 | GEN | Alta Mesa Wind | 27 | 27 | SCE | AM Wind Repower, LLC | WIND | WIND | SP15 |  |  | CISO | SCE
Participating Unit | N | Y | TULLCK_7_UNITS | TULLCK_7_UNITS | GEN | Tullock Hydro | 25.9 |  | PGAE | City of Santa Clara DBA Silicon Valley Power (MSS Agreement - S14) |  | WATER | NP15 | 1958-01-01 |  | CISO | NCPA
Participating Unit | N | N |  | VICTOR_1_EXSLRB | GEN | Expressway Solar B | 2 | 2 | SCE | FTS Master Tenant 1, LLC | PHOTO VOLTAIC | SUN | SP15 | 2014-05-07 |  | CISO | SCE
Participating Unit | N | N |  | VICTOR_1_LMISR2 | GEN | Landpro Mitchell | 1.5 | 1.5 | SCE | CD US Solar PO 3, LLC | PHOTO VOLTAIC | SUN | SP15 |  |  | CISO | SCE
Non-Participating | N | Y | MALAGA_1_PL1X2 | MALAGA_7_CTG1 | GEN | KRCD Malaga Peaking Plant CTG1 | 48.5 | 48.5 |  | Kings River Conservation District | COMBUSTION TURBINE | NATURAL GAS | NP15 |  |  | CISO | PGAE
Participating Unit | N | N |  | RIOBRV_6_UNIT 1 | GEN | RIO BRAVO HYDRO | 14 | 14 | PGAE | OLCESE WATER DISTRICT | HYDRO | WATER | ZP26 | 1989-05-18 |  | CISO | PGAE
Participating Unit | N | N |  | ROLLIN_6_UNIT | GEN | ROLLINS HYDRO | 13.5 | 13.5 | PGAE | Nevada Irrigation District | HYDRO | WATER | NP15 | 1980-01-01 |  | CISO | PGAE
Participating Unit | N | N |  | HOOVER_2_VEAPT | TG | HOOVER VEA | 16 | 18 | SCE | MEAD230 | HYDRO | WATER | SP15 | 2023-01-25 |  | WALC | SCE
Participating Unit | N | N |  | CAMPFW_7_FARWST | GEN | CAMP FAR WEST HYDRO | 6.8 | 7.9 | PGAE | South Sutter Water District | HYDRO | WATER | NP15 | 1985-01-01 |  | CISO | PGAE
Non-Participating |  | Y | OTMESA_2_PL1X3 | OTMESA_2_CTG1 | GEN | OTAY MESA COMBUSTION TURBINE 1 | 208 | 208 |  | Otay Mesa Energy Center, LLC | COMBUSTION TURBINE | NATURAL GAS | SP15 |  |  | CISO | SDGE
Non-Participating | N | Y | PARDEB_6_UNITS | PARDEB_2_UNIT 3 | GEN | PARDEE HYDRO UNIT 3 | 10 | 10 |  | East Bay Municipal Utility District | HYDRO | WATER | NP15 |  |  | CISO | PGAE
Participating Unit | N | Y | DMDVLY_1_UNITS | DMDVLY_1_UNITS | GEN | Diamond Valley Lake Pump Gen | 15.6 |  | SCE | Metropolitan Water District of Southern California (MWD) | PUMPED STORAGE | WATER | SP15 | 2001-01-01 |  | CISO | SCE
Participating Unit | N | N |  | MALIN_5_BPADYN | TG | MALIN_5_BPADYN | 700 |  | PGAE | MALIN500 |  | WATER | NP15 |  |  | BPAT | PGAE
Participating Unit | N | N |  | LECONT_2_LESBT1 | GEN | LeConte Energy Storage | 125 | 125 | SDGE | LeConte Energy Storage, LLC | OTHER | LESR | SP15 | 2022-09-01 |  | CISO | SDGE
Participating Unit | N | N |  | LMBEPK_2_UNITA3 | GEN | Goose Haven Energy Center, Unit #1 | 47.75 | 49.9 | PGAE | Goose Haven Energy Center, LLC | COMBUSTION TURBINE | NATURAL GAS | NP15 | 2003-01-06 |  | CISO | PGAE
Participating Unit | N | N |  | TORTLA_1_SOLAR | GEN | Longboat Solar | 20 | 20 | SCE | Longboat Solar, LLC | PHOTO VOLTAIC | SUN | SP15 | 2016-12-16 |  | CISO | SCE
Non-Participating | N | Y | ALAMIT_2_PL1X3 | ALAMIT_7_CTG1A | GEN | ALAMIT_7_CTG1A | 234.5 | 234.5 |  | AES Alamitos Energy LLC | COMBINED CYCLE | NATURAL GAS | SP15 |  |  | CISO | SCE
Participating Unit | N | N |  | HOLSTR_1_SOLAR2 | GEN | Hollister Solar | 1.5 | 1.5 | PGAE | Hollister Solar LLC | PHOTO VOLTAIC | SUN | NP15 | 2015-04-17 |  | CISO | PGAE
Participating Unit | N | N |  | ARBWD_6_QF | GEN | Wind Resource II | 19.95 | 21.8 | SCE | CalWind Resources, Incorporated | WIND | WIND | SP15 | 2013-05-17 |  | CISO | SCE
Participating Unit | Y | N |  | CLOVER_2_UNIT | GEN | Clover Creek | 0.99 | 1 | PGAE | Hydro Partners | HYDRO | WATER | NP15 | 2016-05-06 |  | CISO | PGAE
Non-Participating | N | Y | ELKHRN_1_EESX3 | ELKHRN_1_EESBT3 | GEN | Elkhorn Energy Storage | 60.83 | 60.83 |  | Pacific Gas & Electric Company - Transmission | OTHER | LESR | NP15 |  |  | CISO | PGAE
Participating Unit | N | N |  | CLRMNT_6_CLEBT1 | GEN | Clairemont Energy Storage | 9 | 9 | SDGE | San Diego Gas & Electric Company | OTHER | LESR | SP15 |  |  | CISO | SDGE
Participating Unit | N | N |  | GIFFEN_6_SOLAR | GEN | Giffen Solar Station | 10 | 20 | PGAE | Pacific Gas & Electric Company | PHOTO VOLTAIC | SUN | NP15 | 2012-07-25 |  | CISO | PGAE
Participating Unit | N | N |  | LODI25_2_UNIT 1 | GEN | LODI GAS TURBINE | 25 | 25.4 | PGAE | NCPA (MSS Agreement - S14) | FTUR | NATURAL GAS | NP15 | 1986-01-01 |  | CISO | NCPA
Participating Unit | N | N |  | MIDWYS_2_MIDSL1 | TG | Midway Solar Farm | 49.9 | 50 | SCE | MIR2 | PHOTO VOLTAIC | SUN | SP15 | 2018-01-13 |  | IID | SCE
Participating Unit | N | N |  | SNORA_2_SNRSLR | TG | SG Sorrento | 50 |  | SDGE | IVLY2 | PHOTO VOLTAIC | SUN | SP15 | 2015-08-29 |  | IID | SDGE
Participating Unit | N | N |  | SANBRN_2_SS2SB4 | GEN | Sanborn Solar 2 Edwards Sanborn S4 | 36 | 36 | SCE | Edsan 1B Group 1 Edwards, LLC. | OTHER | HYBD | SP15 | 2023-07-11 |  | CISO | SCE
Non-Participating | N | Y | RUSCTY_2_UNITS | RUSCTY_2_CTG2 | GEN | Russell City | 180 | 180 |  | Russell City Energy Company, LLC | COMBINED CYCLE | NATURAL GAS | NP15 |  |  | CISO | PGAE
Participating Unit | Y | N |  | POTTER_7_VECINO | GEN | Vecino Vineyards LLC | 1.25 | 1.3 | PGAE | Pacific Gas & Electric Company | HYDRO | WATER | NP15 | 1990-03-27 |  | CISO | PGAE
Participating Unit | N | N |  | VLCNTR_6_VCSLR2 | GEN | Valley Center 2 | 5 | 5 | SDGE | Sol Orchard San Diego 23, LLC | PHOTO VOLTAIC | SUN | SP15 | 2013-12-31 |  | CISO | SDGE
Participating Unit | N | N |  | OMAR_2_UNIT 3 | GEN | KERN RIVER COGENERATION CO. UNIT 3 | 75 | 85 | SCE | Chevron Power Holdings, INC | FTUR | NATURAL GAS | SP15 | 1985-05-01 |  | CISO | SCE
Participating Unit | N | Y | SCEC_1_PDRP145 | SCEC_1_PDRP145 | GEN | SCEC_1_PDRP145 | 0.99 |  | SCE | Leapfrog Power, Inc. | OTHER | OTHER | SP15 |  |  | CISO | SCE
Participating Unit | N | N |  | VSTAES_6_VESBT1 | GEN | Vista Energy Storage | 40 | 40 | SDGE | Vista Energy Storage, LLC | OTHER | LESR | SP15 | 2018-06-26 |  | CISO | SDGE
Non-Participating | N | Y | BIGCRK_2_EXESWD | BGCRK1_7_PORTAL | GEN | PORTAL HYDRO | 10.8 | 10.8 |  | Southern California Edison Company | HYDRO | WATER | SP15 |  |  | CISO | SCE
Participating Unit | N | N |  | SENTNL_2_CTG4 | GEN | Sentinel Unit 4 | 106.55 | 131.8 | SCE | Sentinel Energy Center, LLC | COMBUSTION TURBINE | NATURAL GAS | SP15 | 2013-05-06 |  | CISO | SCE
Participating Unit | N | N |  | CARLS2_1_CARCT1 | GEN | Carlsbad 2 | 105.5 | 105.5 | SDGE | Carlsbad Energy Center LLC | COMBUSTION TURBINE | NATURAL GAS | SP15 | 2018-11-20 |  | CISO | SDGE
Participating Unit | N | N |  | CRELMN_6_AABBT1 | GEN | Air Attack Base | 0.47 | 0.5 | SDGE | San Diego Gas & Electric Company | OTHER | LESR | SP15 | 2023-08-15 |  | CISO | SDGE
Non-Participating |  | Y | OGROVE_6_PL1X2 | OGROVE_6_CTG2 | GEN | Orange Grove | 75 | 75 |  | Orange Grove LLC | COMBUSTION TURBINE | NATURAL GAS | SP15 |  |  | CISO | SDGE
Participating Unit | N | N |  | ORMOND_7_UNIT 1 | GEN | ORMOND BEACH GEN STA. UNIT 1 | 741.27 | 750 | SCE | GenOn California South, LP | STEAM | NATURAL GAS | SP15 | 1971-01-01 |  | CISO | SCE
Participating Unit | N | Y | SCEC_1_PDRP133 | SCEC_1_PDRP133 | GEN | SCEC_1_PDRP133 | 0.99 |  | SCE | Leapfrog Power, Inc. | OTHER | OTHER | SP15 |  |  | CISO | SCE
Participating Unit | N | N |  | WISE_1_UNIT 1 | GEN | Wise Hydro Unit 1 | 14.5 | 14.5 | PGAE | Pacific Gas & Electric Company | HYDRO | WATER | NP15 | 1917-01-01 |  | CISO | PGAE
Participating Unit | N | N |  | OTAY_6_ECVBT2 | GEN | Chula Vista 2 | 3 | 3 | SDGE | EnerSmart Chula Vista BESS LLC | OTHER | LESR | SP15 |  |  | CISO | SDGE
Participating Unit | N | N |  | TUPMAN_1_BIOGAS | GEN | ABEC Bidart-Stockale #1 | 0.6 | 0.6 | PGAE | ABEC Bidart-Stockdale LLC | RECIPROCATING ENGINE | BIOGAS | ZP26 | 2013-03-20 |  | CISO | PGAE
Participating Unit | N | N |  | PIUTE_6_GNBSR1 | GEN | Green Beanworks B | 3 | 3 | SCE | Green Beanworks B, LLC | PHOTO VOLTAIC | SUN | SP15 | 2018-12-28 |  | CISO | SCE
Participating Unit | N | N |  | HNTGBH_7_UNIT 2 | GEN | HUNTINGTON BEACH GEN STA. UNIT 2 | 226.84 | 226 | SCE | AES Huntington Beach | STEAM | NATURAL GAS | SP15 | 1998-05-05 |  | CISO | SCE
Participating Unit | N | N |  | OROLOM_1_SOLAR2 | GEN | Oro Loma Solar 2 | 10 | 10 | PGAE | CED Oro Loma Solar, LLC | PHOTO VOLTAIC | SUN | NP15 | 2017-01-28 |  | CISO | PGAE
Participating Unit | N | N |  | TRNQL8_2_AMASR1 | GEN | Tranquillity 8 Amarillo | 20 | 20 | PGAE | Great Valley Solar 4, LLC | PHOTO VOLTAIC | SUN | NP15 | 2017-12-26 |  | CISO | PGAE
Participating Unit | N | N |  | VICTOR_1_LVSLR1 | GEN | Lone Valley Solar Park 1 | 10 | 10 | SCE | Lone Valley Solar Park I LLC | PHOTO VOLTAIC | SUN | SP15 | 2014-11-19 |  | CISO | SCE
Participating Unit | N | Y | SCEC_1_PDRP101 | SCEC_1_PDRP101 | GEN | SCEC_1_PDRP101 | 2 |  | SCE | OHMCONNECT, INC. | OTHER | OTHER | SP15 |  |  | CISO | SCE
Non-Participating | N | Y | COLUSA_2_PL1X3 | COLUSA_2_CTG2 | GEN | Colusa Generating Station | 213.5 | 213.5 |  | Pacific Gas & Electric Company | COMBUSTION TURBINE | NATURAL GAS | NP15 |  |  | CISO | PGAE
Participating Unit | N | N |  | EDMONS_2_NSPIN | GEN | EDMONS_2_NSPIN | 775.8 | 840 | SCE |  | PUMP | WATER | SP15 |  |  | CISO | CWRS
Non-Participating | N | Y | CHESTN_2_CHWSX2 | CHESTN_2_CHWSR1 | GEN | Chestnut Westside PV | 75 | 75 | PGAE | Chestnut Westside, LLC | PHOTO VOLTAIC | SUN | ZP26 |  |  | CISO | PGAE
Participating Unit | N | N |  | DUTCH2_7_UNIT 1 | GEN | DUTCH FLAT 2 PH | 26 | 26 | PGAE | Nevada Irrigation District | HYDRO | WATER | NP15 | 1965-01-01 |  | CISO | PGAE
Participating Unit | N | N |  | VICPAS_2_SLOSR1 | GEN | Sloth | 49.5 | 49.5 | SCE | Arica Solar, LLC | PHOTO VOLTAIC | SUN | SP15 |  |  | CISO | SCE
Non-Participating | N | Y | MONTPH_7_UNITS | MONTPH_7_UNIT 2 | GEN | MONTICELLO Unit 2 | 5.7 | 5.7 |  |  |  |  | NP15 |  |  | CISO | PGAE
Participating Unit | N | N |  | SANTGO_2_MABBT1 | GEN | Millikan Avenue BESS | 2 | 2 | SCE | PPA Grand Johanna LLC | OTHER | LESR | SP15 | 2017-01-14 |  | CISO | SCE
Participating Unit | N | N |  | SISPRG_2_DS3BT2 | GEN | Daggett Solar 3 b BESS | 60 | 60 | SCE | Daggett Solar Power 3 LLC | OTHER | LESR | SP15 | 2023-08-24 |  | CISO | SCE
Participating Unit | N | N |  | DAIRLD_1_MD2BM1 | GEN | Madera Digester Genset 2 | 0.8 | 0.8 | PGAE | Madera Renewable Energy LLC | RECIPROCATING ENGINE | BIOGAS | NP15 | 2019-01-11 |  | CISO | PGAE
Participating Unit | N | Y | SCEC_1_PDRP115 | SCEC_1_PDRP115 | GEN | SCEC_1_PDRP115 | 0.99 |  | SCE | Leapfrog Power, inc. | OTHER | OTHER | SP15 |  |  | CISO | SCE
Participating Unit | N | N |  | OCTILO_5_WIND | GEN | Ocotillo Wind Energy Facility | 265 | 265 | SDGE | Ocotillo Express LLC | WIND | WIND | SP15 | 2013-07-30 |  | CISO | SDGE
Participating Unit | N | N |  | KERMAN_6_SOLAR1 | GEN | Fresno Solar South | 1.5 | 1.5 | PGAE | Fresno Cogeneration Partners, LP | PHOTO VOLTAIC | SUN | NP15 | 2015-10-21 |  | CISO | PGAE
Participating Unit | N | N |  | EDWARD_2_E23SB1 | GEN | EdSan 2 Edwards 3 | 24 | 24 | SCE | ES 1A Group 2 Opco, LLC | OTHER | HYBD | SP15 | 2021-12-30 |  | CISO | SCE
Non-Participating | N | Y | CENTPD_2_BMSSX2 | CENTPD_2_BMSSR1 | GEN | Blythe Mesa Solar | 111.8 | 111.8 |  | Blythe Mesa Solar II, LLC | PHOTO VOLTAIC | SUN | SP15 |  |  | CISO | SCE
Participating Unit | N | N |  | TX-ELK_6_ECKSR2 | GEN | Eagle Creek | 3 | 3 | PGAE | Apex Eagle Creek, LLC | PHOTO VOLTAIC | SUN | ZP26 | 2019-12-21 |  | CISO | PGAE
Participating Unit | Y | N |  | OMAR_2_UNIT 4 | GEN | KERN RIVER COGENERATION CO. UNIT 4 | 75 | 85 | SCE | Chevron Power Holdings, INC | FTUR | NATURAL GAS | SP15 | 1985-05-01 |  | CISO | SCE
Participating Unit | N | N |  | SANBRN_2_ES2SB3 | GEN | EdSan 2 Sanborn 3 | 42 | 42 | SCE | ES 1A Group 2 Opco, LLC | OTHER | HYBD | SP15 | 2022-04-13 |  | CISO | SCE
Participating Unit | N | N |  | DAIRLD_1_CR1BM1 | GEN | Clapper Rail Plant 1 | 2 | 2 | PGAE | Madera DP 2, LLC | RECIPROCATING ENGINE | BIOMASS | NP15 | 2021-10-01 |  | CISO | PGAE
Participating Unit | Y | N |  | SNCLRA_6_PROCGN | GEN | Procter and Gamble Oxnard 2 | 47.9 | 49.5 | SCE | The Procter & Gamble Paper Products Company | FTUR | NATURAL GAS | SP15 | 1998-11-17 |  | CISO | SCE
Participating Unit | N | N |  | JOHANN_2_OCEBT3 | GEN | Orange County Energy Storage 3 | 6 | 6 | SCE | Orange County Energy Storage 3 LLC | OTHER | LESR | SP15 | 2021-12-07 |  | CISO | SCE
Participating Unit | N | N |  | ADERA_1_SOLAR1 | GEN | Adera Solar | 20 | 20 | PGAE | Adera Solar, LLC | PHOTO VOLTAIC | SUN | NP15 | 2015-12-23 |  | CISO | PGAE
Participating Unit | N | Y | SCEC_1_PDRP192 | SCEC_1_PDRP192 | GEN | ESPN_SCEC_1_PDRP192 | 9.99 |  | SCE | Enersponse, Inc | OTHER | OTHER | SP15 |  |  | CISO | SCE
Participating Unit | N | N |  | DOUBLC_1_UNITS | GEN | DOUBLE "C" LIMITED | 52.23 | 55.3 | PGAE | DOUBLE "C" LIMITED | COMBUSTION TURBINE | NATURAL GAS | ZP26 | 1989-03-14 |  | CISO | PGAE
Participating Unit | N | N |  | CHINO_2_JURUPA | GEN | Jurupa | 1.5 | 1.5 | SCE | California PV Energy, LLC | PHOTO VOLTAIC | SUN | SP15 | 2013-12-20 |  | CISO | SCE
Participating Unit | N | N |  | RVSIDE_6_RERCU1 | GEN | Riverside Energy Res. Ctr Unit 1 | 48.35 | 48.5 | SCE | City of Riverside (MSSA) | COMBUSTION TURBINE | NATURAL GAS | SP15 | 2006-06-01 |  | CISO | RVSD
Participating Unit | N | Y | DSRTSN_2_DS2X2 | DSRTSN_2_DS2X2 | GEN | Desert Sunlight PV II Storage | 230 | 230 | SCE | Sunlight Storage, LLC | OTHER | LESR | SP15 | 2022-08-28 |  | CISO | SCE
Participating Unit | N | N |  | SENTNL_2_CTG7 | GEN | Sentinel Unit 7 | 106.73 | 131.8 | SCE | Sentinel Energy Center, LLC | COMBUSTION TURBINE | NATURAL GAS | SP15 | 2013-05-06 |  | CISO | SCE
Participating Unit | N | N |  | SCARLT_2_SSBSR1 | GEN | Scarlet Solar CA 1B PV | 100 | 100 | PGAE | EDPR Scarlet I LLC | PHOTO VOLTAIC | SUN | NP15 |  |  | CISO | PGAE
Participating Unit | N | Y | LMEC_1_PL1X3 | LMEC_1_PL1X3 | GEN | Los Medanos Energy Center AGGREGATE | 580 |  | PGAE | Los Medanos Energy Center, LLC | COMBINED CYCLE | NATURAL GAS | NP15 | 2001-06-09 |  | CISO | PGAE
Non-Participating | N | Y | SALTSP_7_UNITS | SALTSP_7_UNIT 2 | GEN | Salt Springs Unit 2 | 34 | 34 |  | Pacific Gas & Electric Company | HYDRO | WATER | NP15 |  |  | CISO | PGAE
Participating Unit | N | N |  | VISTRA_5_DALBT4 | GEN | Dallas Energy Storage 4 | 100 | 100 | PGAE | Moss Landing Energy Storage 2, LLC | OTHER | LESR | NP15 | 2021-07-28 |  | CISO | PGAE
Participating Unit | Y | N |  | CATLNA_2_SOLAR2 | GEN | Catalina Solar 2 | 18 | 18 | SCE | Catalina Solar 2, LLC | PHOTO VOLTAIC | SUN | SP15 | 2015-07-22 |  | CISO | SCE
Participating Unit | N | N |  | OASIS_6_MA4SR1 | GEN | Ma 4035 | 1.5 | 1.5 | SCE | TerraForm Phoenix I CD Holdings, LLC | PHOTO VOLTAIC | SUN | SP15 |  |  | CISO | SCE
Non-Participating | N | Y | DUANE_1_PL1X3 | DUANE_7_CTG1 | GEN | Donald Von Raesfeld CTG Unit 1 | 50.4 | 50.4 |  | Donald Von Raesfeld Power Plant | COMBUSTION TURBINE | NATURAL GAS | NP15 |  |  | CISO | NCPA
Participating Unit | N | N |  | VALTNE_2_TRSBT1 | GEN | Tropico Solar | 70 | 70 | SCE | BigBeau Solar, LLC | OTHER | HYBD | SP15 | 2022-12-27 |  | CISO | SCE
Participating Unit | N | Y | KRAMER_1_R1BX3 | KRAMER_1_R1BX3 | GEN | Resurgence 1 BESS | 75 |  | SCE | Resurgence Solar I, LLC | OTHER | LESR | SP15 | 2023-07-01 |  | CISO | SCE
Participating Unit | N | N |  | CHILLS_7_UNITA1 | GEN | Sycamore Energy 2 | 2.25 | 2.5 | SDGE | Sycamore Energy 2 LLC |  | BIOGAS | SP15 | 2004-07-14 |  | CISO | SDGE
Non-Participating | N | Y | NHOGAN_6_UNITS | NHOGAN_6_UNIT 1 | GEN | NEW HOGAN PH UNIT 1 | 2.2 | 2.2 |  |  |  |  | NP15 |  |  | CISO | PGAE
Participating Unit | N | N |  | MNDOTA_1_SOLAR2 | GEN | Citizen Solar B | 5 | 5 | PGAE | Citizen Solar B LLC | PHOTO VOLTAIC | SUN | NP15 | 2015-12-11 |  | CISO | PGAE
Participating Unit | N | Y | SCEC_1_PDRP100 | SCEC_1_PDRP100 | GEN | SCEC_1_PDRP100 | 2 |  | SCE | OHMCONNECT, INC. | OTHER | OTHER | SP15 |  |  | CISO | SCE
Participating Unit | N | N |  | KEARNY_6_NESBT1 | GEN | Kearny North Energy Storage | 10 | 10 | SDGE | San Diego Gas & Electric | OTHER | LESR | SP15 | 2022-03-10 |  | CISO | SDGE
Participating Unit | Y | N |  | TBLMTN_6_QF | GEN | SMALL QF AGGREGATION - PARADISE | 1.7 | 5.8 | PGAE | Pacific Gas & Electric Company | HYDRO | WATER | NP15 | 1983-01-01 |  | CISO | PGAE
Non-Participating | N | Y | MARVEL_2_MARBX2 | MARVEL_2_MARBT2 | GEN | Marvel | 162.5 | 162.5 |  | Desert Peak Energy Center, LLC | OTHER | LESR | SP15 |  |  | CISO | SCE
Participating Unit | N | N |  | CAMLOT_2_SOLAR2 | GEN | Columbia Two | 15 | 15 | SCE | RE Columbia Two LLC | PHOTO VOLTAIC | SUN | SP15 | 2014-12-10 |  | CISO | SCE
Participating Unit | N | N |  | LAPLMA_2_UNIT 4 | GEN | LA PALOMA GENERATING PLANT, UNIT #4 | 267 | 295 | PGAE | CXA La Paloma LLC | COMBINED CYCLE | NATURAL GAS | ZP26 | 2003-03-05 |  | CISO | PGAE
Participating Unit | N | Y | MDFKRL_2_PROJCT | MDFKRL_2_PROJCT | GEN | MIDDLE FORK AND RALSTON PSP | 210 |  | PGAE | Placer County Water Agency | HYDRO | WATER | NP15 | 1966-01-01 |  | CISO | PGAE
Non-Participating | N | Y | COLVIL_7_PL1X2 | COLVIL_7_UNIT 1 | GEN | COLLIERVILLE HYDRO UNIT 1 | 126.5 | 126.5 |  | NCPA (MSS Agreement - S14) | HYDRO | WATER | NP15 |  |  | CISO | NCPA
Participating Unit | Y | N |  | USWPJR_2_UNITS | GEN | Vasco Wind | 78.2 | 78.2 | PGAE | Vasco Winds, LLC | WIND | WIND | NP15 | 1988-01-01 |  | CISO | PGAE
Participating Unit | N | Y | SDG1_1_PDRP103 | SDG1_1_PDRP103 | GEN | SDG1_1_PDRP103 | 0.99 |  | SDGE | Leapfrog Power, Inc. | OTHER | OTHER | SP15 |  |  | CISO | SDGE
Participating Unit | N | N |  | BISHOP_1_ALAMO | GEN | BISHOP CREEK PLANT 2 AND 6 | 13.4 | 13.4 | SCE | Southern California Edison Company | HYDRO | WATER | SP15 | 1908-01-01 |  | CISO | SCE
Non-Participating | N | Y | DRUM_7_PL3X4 | DRUM_7_UNIT 3 | GEN | Drum PH 1 Unit 3 | 12.9 | 12.9 |  | Pacific Gas & Electric Company | HYDRO | WATER | NP15 |  |  | CISO | PGAE
Participating Unit | N | N |  | RTEDDY_2_SPASR4 | GEN | Rosamond West Solar Palo Alto | 26 | 26 | SCE | Golden Fields Solar III, LLC | PHOTO VOLTAIC | SUN | SP15 | 2020-12-21 |  | CISO | SCE
Participating Unit | N | N |  | SNDBAR_7_UNIT 1 | GEN | SANDBAR | 16.2 | 18.6 | PGAE | Tri-Dam Power Authority | HYDRO | WATER | NP15 | 2017-01-01 |  | CISO | PGAE
Participating Unit | N | Y | HYTTHM_2_UNITS | HYTTHM_2_UNITS | GEN | HYATT-THERMALITO PUMP-GEN (AGGREGATE) | 933.1 |  | PGAE | California Dept. of Water Resources | HYDRO | WATER | NP15 | 1968-01-01 |  | CISO | CWRP
Participating Unit | Y | N |  | CHEVCD_6_UNIT | GEN | CHEVRON USA (TAFT/CADET) | 11.5 | 11.5 | PGAE | Pacific Gas & Electric Company | COMBUSTION TURBINE | NATURAL GAS | ZP26 | 1982-07-26 |  | CISO | PGAE
Participating Unit | N | Y | SDG1_1_PDRP102 | SDG1_1_PDRP102 | GEN | SDG1_1_PDRP102 | 0.99 |  | SDGE | Leapfrog Power, Inc. | OTHER | OTHER | SP15 |  |  | CISO | SDGE
Participating Unit | N | N |  | OASIS_6_AR4SR1 | GEN | Arrache 4006 I | 1 | 1 | SCE | TerraForm Phoenix I CD Holdings, LLC | PHOTO VOLTAIC | SUN | SP15 |  |  | CISO | SCE
Participating Unit | N | N |  | HUMBPP_1_UNITS3 | GEN | Humboldt Bay Generating Station 3 | 65.08 | 83.2 | PGAE | Pacific Gas & Electric Company | RECIPROCATING ENGINE | NATURAL GAS | NP15 | 2010-09-29 |  | CISO | PGAE
Participating Unit | N | Y | AQUAWS_2_AQWSR1 | AQUAWS_2_AQWSR1 | GEN | Aquamarine Westside | 250 |  | PGAE | Aquamarine Westside, LLC | PHOTO VOLTAIC | SUN | NP15 | 2021-12-08 |  | CISO | PGAE
Participating Unit | N | Y | WARNE_2_UNIT | WARNE_2_UNIT | GEN | WARNE HYDRO AGGREGATE | 76 |  | SCE | California Dept. of Water Resources | HYDRO | WATER | SP15 | 1982-01-01 |  | CISO | CWRS
Participating Unit | N | N |  | GIFENS_6_BUGSL1 | GEN | Burford Giffen | 20 | 20 | PGAE | Giffen Solar Park LLC | PHOTO VOLTAIC | SUN | NP15 | 2017-06-16 |  | CISO | PGAE
Participating Unit | N | N |  | JOHANN_2_JOSBT1 | GEN | Johanna Storage 1 | 10 | 10 | SCE | Hecate Energy Johanna Facility LLC | OTHER | LESR | SP15 | 2021-10-29 |  | CISO | SCE
Participating Unit | Y | N |  | MOORPK_6_QF | GEN | MOORPARK QFS | 0.8 | 35.8 | SCE | Southern California Edison Company | OTHER | OTHER | SP15 | 1976-01-01 |  | CISO | SCE
Participating Unit | N | N |  | SLATE_2_SLASR1 | GEN | Slate | 50.5 | 50.5 | PGAE | RE Slate 1, LLC | PHOTO VOLTAIC | SUN | NP15 | 2021-11-12 |  | CISO | PGAE
Participating Unit | N | N |  | ANZA_6_SOLAR1 | TG | Seville Solar One | 20 | 20 | SDGE | IVLY2 | PHOTO VOLTAIC | SUN | SP15 | 2015-12-30 |  | IID | SDGE
Participating Unit | N | Y | PGF1_2_PDRP116 | PGF1_2_PDRP116 | GEN | VLTS_PDR_PGF1_04 | 9.9 |  | PGAE | Voltus, Inc. | OTHER | OTHER | NP15 |  |  | CISO | PGAE
Participating Unit | N | N |  | SHUTLE_6_RUISR1 | GEN | Rutan 1 | 1.5 | 1.5 | SCE | TerraForm Phoenix I CD Holdings LLC | PHOTO VOLTAIC | SUN | SP15 |  |  | CISO | SCE
Participating Unit | N | Y | HIDSRT_2_UNITS | HIDSRT_2_UNITS | GEN | HIGH DESERT POWER PROJECT AGGREGATE | 850 |  | SCE | High Desert Power Project, LLC | COMBINED CYCLE | NATURAL GAS | SP15 | 2003-04-21 |  | CISO | SCE
Non-Participating | N | Y | LECEF_1_UNITS | LECEF_1_CGT 1 | GEN | LOS ESTEROS ENERGY FACILITY CTG 1 | 49.9 | 49.9 |  | Los Esteros Critical Energy Facility, LLC | COMBUSTION TURBINE | NATURAL GAS | NP15 |  |  | CISO | PGAE
Non-Participating | N | Y | SANDLT_2_SUNITS | SANDLT_2_STGA | GEN | SANDLT_2_STGA | 137.5 | 137.5 |  | Abengoa Solar LLC | STEAM | SUN | SP15 |  |  | CISO | SCE
Participating Unit | N | N |  | ALMASL_2_GS6SR6 | GEN | Almasol Generating Station 6 | 100 | 100 | SCE | Maverick Solar 6, LLC | PHOTO VOLTAIC | SUN | SP15 | 2021-10-22 |  | CISO | SCE
Participating Unit | N | Y | PGF1_2_PDRP101 | PGF1_2_PDRP101 | GEN | PGF1_2_PDRP101 | 0.51 |  | PGAE | eMotorwerks | OTHER | OTHER | NP15 |  |  | CISO | PGAE
Participating Unit | N | N |  | SNCLRA_2_VESBT1 | GEN | Ventura Energy Storage | 100 | 100 | SCE | Ventura Energy Storage, LLC | OTHER | LESR | SP15 | 2021-04-20 |  | CISO | SCE
Participating Unit | N | N |  | OASIS_6_LPPSR1 | GEN | Lancaster Psomas PV | 3 | 3 | SCE | PsomasFMG Lancaster Solar CREST, LLC. | PHOTO VOLTAIC | SUN | SP15 | 2022-07-25 |  | CISO | SCE
Non-Participating | N | Y | BIGCRK_2_EXESWD | MAMMTH_7_UNIT 2 | GEN | MAMMOTH POOL UNIT 2 | 95 | 95 |  | Southern California Edison Company | HYDRO | WATER | SP15 |  |  | CISO | SCE
Non-Participating | N | Y | BLM_2_UNITS | BLM W_2_UNIT 9 | GEN | COSO ENERGY DEVELOPERS - BLM WEST UNIT 9 | 24 | 24 |  |  |  |  | SP15 |  |  | CISO | SCE
Participating Unit | N | Y | SCEW_2_PDRP116 | SCEW_2_PDRP116 | GEN | SCEW_2_PDRP116 | 0.99 |  | SCE | Leapfrog Power, Inc. | OTHER | OTHER | SP15 |  |  | CISO | SCE
Participating Unit | N | N |  | HENRTS_1_SOLAR | GEN | Henrietta Solar Project | 100 | 102 | PGAE | Parrey, LLC | PHOTO VOLTAIC | SUN | NP15 | 2016-08-19 |  | CISO | PGAE
Participating Unit | N | N |  | GOLETA_6_TR2BM2 | GEN | Tajiguas Biogas Engines | 1.99 | 1.99 | SCE | Santa Barbara County Department of Public Works | RECIPROCATING ENGINE | BIOGAS | SP15 | 2022-06-24 |  | CISO | SCE
Participating Unit | N | N |  | SANBRN_2_SS2BT3 | GEN | Sanborn Solar 2 SBESS 3 | 169 | 169 | SCE | EDSAN 1B Group 1 Edwards, LLC | OTHER | LESR | SP15 | 2023-10-11 |  | CISO | SCE
Participating Unit | N | N |  | SENTNL_2_CTG5 | GEN | Sentinel Unit 5 | 107.52 | 131.8 | SCE | Sentinel Energy Center, LLC | COMBUSTION TURBINE | NATURAL GAS | SP15 | 2013-05-06 |  | CISO | SCE
Non-Participating | N | Y | ELSEGN_2_UN2021 | ELSEGN_2_UNIT20 | GEN | El Segundo Energy Center Unit 8 | 90.5 | 90.5 |  | El Segundo Energy Center LLC | COMBINED CYCLE | NATURAL GAS | SP15 |  |  | CISO | SCE
Non-Participating | N | Y | SUNSHN_2_LNDFL | SUNSHN_2_LNDFL3 | GEN | SUNSHN_2_LNDFL3 | 4.6 | 4.6 |  | Sunshine Gas Producers, L.L.C. Unit 3 | COMBUSTION TURBINE | BIOGAS | SP15 |  |  | CISO | SCE
Participating Unit | N | N |  | STANIS_7_UNIT 1 | GEN | STANISLAUS HYDRO | 91 | 95 | PGAE | Pacific Gas & Electric Company | HYDRO | WATER | NP15 | 1963-01-01 |  | CISO | PGAE
Participating Unit | N | N |  | BERCYN_2_BCEBT1 | GEN | Bear Canyon Energy Storage | 13 | 13 | PGAE | Geysers Power Company, LLC | OTHER | LESR | NP15 |  |  | CISO | PGAE
Participating Unit | N | N |  | ARVINN_6_ORION1 | GEN | Orion 1 Solar | 12 | 12 | PGAE | Orion Solar I, LLC; Orion Solar II, LLC | PHOTO VOLTAIC | SUN | ZP26 | 2014-06-26 |  | CISO | PGAE
Non-Participating | N | Y | SUNRIS_2_PL1X3 | SUNRIS_2_UNIT 1 | GEN | Sunrise Power Project Unit 1 | 164 | 164 |  | Sunrise Power Company | COMBUSTION TURBINE | NATURAL GAS | ZP26 |  |  | CISO | PGAE
Participating Unit | Y | N |  | IGNACO_1_QF | GEN | SMALL QF AGGREGATION - VALLEJO/DINSMORE | 0.5 | 1 | PGAE | Pacific Gas & Electric Company | OTHER | OTHER | NP15 | 1985-01-01 |  | CISO | PGAE
Participating Unit | N | N |  | ALTA3A_2_CPCE4 | GEN | Alta Wind 4 | 102 | 102 | SCE | Alta Interconnection Management II, LLC | WIND | WIND | SP15 | 2011-03-12 |  | CISO | SCE
Participating Unit | N | Y | SCEW_2_PDRP105 | SCEW_2_PDRP105 | GEN | SCEW_2_PDRP105 | 2 |  | SCE | OHMCONNECT, INC. | OTHER | OTHER | SP15 |  |  | CISO | SCE
Participating Unit | N | N |  | SUNCAT_2_A1BBT1 | GEN | Arlington Solar Unit 1B BESS | 63 | 63 | SCE | Arlington Solar, LLC | OTHER | LESR | SP15 | 2022-08-01 |  | CISO | SCE
Non-Participating | N | Y | ATHOS_5_AP1X2 | ATHOS_5_AP1SR1 | GEN | Athos Power Plant | 125 | 125 |  | SE Athos I, LLC | PHOTO VOLTAIC | SUN | SP15 |  |  | CISO | SCE
Participating Unit | Y | Y | SHELRF_1_UNITS | SHELRF_1_UNITS | GEN | SHELL OIL REFINERY AGGREGATE | 100 |  | PGAE | Martinez Refining Company-Division of Equilon Enterprises, LLC | COMBINED CYCLE | NATURAL GAS | NP15 | 1995-01-01 |  | CISO | PGAE
Participating Unit | N | Y | SCEC_1_PDRP108 | SCEC_1_PDRP108 | GEN | SCEC_1_PDRP108 | 9.99 |  | SCE | Leapfrog Power, inc. | OTHER | OTHER | SP15 |  |  | CISO | SCE
Non-Participating | N | Y | SLUISP_2_UNITS | SLUISP_2_UNIT 2 | GEN | San Luis P-G Unit 2 | 53 | 53 | PGAE | California Dept. of Water Resources | PUMPED STORAGE | WATER | NP15 |  |  | CISO | PGAE
Participating Unit | N | N |  | RVSIDE_2_RERCU3 | GEN | Riverside Energy Res. Ctr Unit 3 | 49 | 71 | SCE | City of Riverside (MSSA) | COMBUSTION TURBINE | NATURAL GAS | SP15 | 2011-04-01 |  | CISO | RVSD
Participating Unit | N | N |  | VALLEY_5_REDMTN | GEN | MWD Red Mountain Hydroelectric Recovery | 5.9 | 5.9 | SCE | Metropolitan Water District of Southern California | HYDRO | WATER | SP15 | 1985-01-01 |  | CISO | SCE
Participating Unit | Y | N |  | GRZZLY_1_BERKLY | GEN | Berkeley Cogeneration | 26.35 | 32.5 | PGAE | The Regents of the University of California | COMBINED CYCLE | NATURAL GAS | NP15 | 2018-02-20 |  | CISO | PGAE
Non-Participating | N | Y | OBERON_5_O1BBX2 | OBERON_5_O1BBT1 | GEN | Oberon 1 BESS | 62.5 | 62.5 | SCE | IP Oberon BESS, LLC | OTHER | LESR | SP15 |  |  | CISO | SCE
Participating Unit | N | N |  | DELAMO_2_SOLAR6 | GEN | Freeway Springs | 2 | 2 | SCE | Freeway Springs, LLC | PHOTO VOLTAIC | SUN | SP15 | 2017-01-25 |  | CISO | SCE
Participating Unit | Y | N |  | FMEADO_6_HELLHL | GEN | FMEADO_6_HELLHL | 0.6 | 0.5 | PGAE | Placer County Water Agency | HYDRO | WATER | NP15 | 1983-04-30 |  | CISO | PGAE
Participating Unit | N | N |  | RCKCRK_7_UNIT 1 | GEN | ROCK CREEK HYDRO UNIT 1 | 57 | 57 | PGAE | Pacific Gas & Electric Company | HYDRO | WATER | NP15 | 1950-01-01 |  | CISO | PGAE
Non-Participating | N | Y | LODIEC_2_PL1X2 | LODIEC_2_STG | GEN | Lodi Energy Center | 116.9 | 116.9 |  | Northern California Power Agency | STEAM | NATURAL GAS | NP15 |  |  | CISO | PGAE
Non-Participating | N | Y | LEBECS_2_UNITS | LEBECS_7_CTG1 | GEN | CC Power Block 1 CTG1 | 198.9 | 198.9 |  | Pastoria Energy Facility | COMBUSTION TURBINE | NATURAL GAS | SP15 |  |  | CISO | SCE
Participating Unit | N | Y | SCEC_1_PDRP141 | SCEC_1_PDRP141 | GEN | SCEC_1_PDRP141 | 0.99 |  | SCE | Leapfrog Power, Inc. | OTHER | OTHER | SP15 |  |  | CISO | SCE
Participating Unit | N | N |  | TITANS_2_TTSSR1 | TG | Titan Solar 1 Pseudo | 70 | 70 | SDGE | IVLY2 | PHOTO VOLTAIC | SUN | SP15 | 2020-12-17 |  | IID | SDGE
Participating Unit | N | N |  | WSTWND_2_M89WD2 | GEN | Mojave 89 Wind | 82.65 | 82.7 | SCE | Mojave 16/17/18 LLC | WIND | WIND | SP15 | 2023-05-25 |  | CISO | SCE
Participating Unit | N | Y | TIGRCK_7_UNITS | TIGRCK_7_UNITS | GEN | TIGER CREEK HYDRO AGGREGATE | 62 |  | PGAE | Pacific Gas & Electric Company | HYDRO | WATER | NP15 | 1931-01-01 |  | CISO | PGAE
Participating Unit | N | N |  | MTWIND_1_UNIT 3 | GEN | Mountain View Power Project III | 22.44 | 22.4 | SCE | Mountain View Power Partners III, L.L.C. | WIND | WIND | SP15 | 2003-12-15 |  | CISO | SCE
Participating Unit | N | N |  | PIT7_7_UNIT 2 | GEN | PIT PH 7 UNIT 2 | 54.6 | 54.6 | PGAE | Pacific Gas & Electric Company | HYDRO | WATER | NP15 | 1965-01-01 |  | CISO | PGAE
Participating Unit | N | N |  | CASCES_6_CESBT1 | GEN | Cascade Energy Storage | 25 | 25 | PGAE | Cascade Energy Storage, LLC | OTHER | LESR | NP15 | 2023-12-14 |  | CISO | PGAE
Participating Unit | N | N |  | STIGCT_2_LODI | GEN | LODI STIG UNIT | 49.9 | 51.2 | PGAE | NCPA (MSS Agreement - S14) | COMBUSTION TURBINE | NATURAL GAS | NP15 | 1996-01-01 |  | CISO | NCPA
Participating Unit | N | N |  | KERNEY_6_FCSSR1 | GEN | Fresno Community Solar | 10 | 10 | PGAE | Fresno Community Solar Developers, LLC | PHOTO VOLTAIC | SUN | NP15 |  |  | CISO | PGAE
Participating Unit | N | N |  | HOOVER_2_SCEPT | TG | Hoover DAM - SCE Share | 287 | 288 | SCE | MEAD230 | HYDRO | WATER | SP15 | 2023-01-25 |  | WALC | SCE
Participating Unit | N | N |  | LITLRK_6_SEPV01 | GEN | Gestamp Solar 1 | 2 | 2 | SCE | SEPV1, LLC | PHOTO VOLTAIC | SUN | SP15 | 2012-05-08 |  | CISO | SCE
Participating Unit | N | N |  | SHUTLE_6_RUISR2 | GEN | Rutan 2 | 1.5 | 1.5 | SCE | TerraForm Phoenix I CD Holdings LLC | PHOTO VOLTAIC | SUN | SP15 |  |  | CISO | SCE
Participating Unit | N | Y | MOSSLD_2_PSP2 | MOSSLD_2_PSP2 | GEN | MOSS LANDING POWER BLOCK 2 | 510 |  | PGAE | Moss Landing Power Company LLC | COMBINED CYCLE | NATURAL GAS | NP15 | 2002-07-11 |  | CISO | PGAE
Non-Participating |  | Y | CALGEN_1_UNITS | CALGEN_1_UNIT 2 | GEN | CALGEN_1_UNIT 2 | 32.2 | 32.2 |  |  |  |  | SP15 |  |  | CISO | SCE
Participating Unit | N | N |  | GEYS14_7_UNIT14 | GEN | GEYSERS UNIT 14 (HEALDSBURG) | 70 | 74.4 | PGAE | Geysers Power Company, LLC | STEAM | GEOTHERMAL | NP15 | 1980-01-01 |  | CISO | PGAE
Participating Unit | N | N |  | VESTAL_2_WELLHD | GEN | Wellhead Power Delano | 49 | 49.5 | SCE | Delano Energy Center, LLC | COMBUSTION TURBINE | NATURAL GAS | SP15 | 2013-01-16 |  | CISO | SCE
Participating Unit | N | N |  | KNGBRD_2_SOLAR1 | GEN | Kingbird Solar A | 20 | 20 | SCE | Kingbird Solar A, LLC | PHOTO VOLTAIC | SUN | SP15 | 2016-04-30 |  | CISO | SCE
Non-Participating | N | Y | BIGCRK_2_EXESWD | BGCRK1_7_UNIT 2 | GEN | BIG CREEK PH 1 UNIT 2 | 15.8 | 15.8 |  | Southern California Edison Company | HYDRO | WATER | SP15 |  |  | CISO | SCE
Participating Unit | N | Y | SCEC_1_PDRP119 | SCEC_1_PDRP119 | GEN | SCEC_1_PDRP119 | 0.99 |  | SCE | Leapfrog Power, inc. | OTHER | OTHER | SP15 |  |  | CISO | SCE
Participating Unit | N | N |  | DELSUR_6_DRYFRB | GEN | Dry Farm Ranch B | 5 | 5 | SCE | FTS Master Tenant 1, LLC | PHOTO VOLTAIC | SUN | SP15 | 2014-11-21 |  | CISO | SCE
Participating Unit | N | N |  | KIRKER_7_KELCYN | GEN | KELLER CANYON LANDFILL GEN FACILICITY | 3.56 | 3.8 | PGAE | Ameresco Keller Canyon, LLC | RECIPROCATING ENGINE | BIOGAS | NP15 | 2009-08-01 |  | CISO | PGAE
Participating Unit | Y | N |  | SAUGUS_6_QF | GEN | SAUGUS QFS | 2.19 | 8.9 | SCE | Southern California Edison Company | OTHER | OTHER | SP15 | 1987-01-01 |  | CISO | SCE
Participating Unit | N | Y | SCEC_1_PDRP134 | SCEC_1_PDRP134 | GEN | SCEC_1_PDRP134 | 0.99 |  | SCE | Leapfrog Power, inc. | OTHER | OTHER | SP15 |  |  | CISO | SCE
Participating Unit | N | N |  | RATSKE_2_NROSR1 | GEN | North Rosamond Solar | 150 | 150 | SCE | North Rosamond Solar, LLC | PHOTO VOLTAIC | SUN | SP15 | 2019-06-11 |  | CISO | SCE
Non-Participating | N | Y | HUMBPP_6_UNITS | HUMBPP_6_UNITS2 | GEN | Humboldt Bay Generating Station 2 | 83.2 | 83.2 | PGAE | Pacific Gas & Electric Company | RECIPROCATING ENGINE | NATURAL GAS | NP15 |  |  | CISO | PGAE
Non-Participating | N | Y | BLM_2_UNITS | BLM E_2_UNIT 8 | GEN | COSO ENERGY DEVELOPERS - BLM EAST UNIT 8 | 24 | 24 |  |  |  |  | SP15 |  |  | CISO | SCE
Participating Unit | N | N |  | MARTIN_1_SUNSET | GEN | Sunset Reservoir - North Basin | 4.5 | 4.5 | PGAE | RE SFCity1, LP | PHOTO VOLTAIC | SUN | NP15 | 2010-10-29 |  | CISO | PGAE
Non-Participating | N | Y | KELSO_2_UNITS | KELSO_2_GTG6 | GEN | Mariposa Energy Project | 49.4 | 49.4 |  | Pacific Gas & Electric Company | COMBUSTION TURBINE | NATURAL GAS | NP15 |  |  | CISO | PGAE
Participating Unit | N | N |  | JOHANN_2_T1BBT1 | GEN | Titanium 1 BESS | 1.4 | 1.4 | SCE | Southern California Edison Company | OTHER | LESR | SP15 |  |  | CISO | SCE
Participating Unit | N | N |  | CLOVDL_1_SOLAR | GEN | Cloverdale Solar I | 1.5 | 1.5 | PGAE | GLT Cloverdale Solar, LLC | PHOTO VOLTAIC | SUN | NP15 | 2014-06-26 |  | CISO | PGAE
Participating Unit | N | Y | SCEW_2_PDRP111 | SCEW_2_PDRP111 | GEN | SCEW_2_PDRP111 | 0.99 |  | SCE | Leapfrog Power, Inc. | OTHER | OTHER | SP15 |  |  | CISO | SCE
Non-Participating | N | Y | BRODIE_2_WIND | BRODIE_2_WIND2 | GEN | Coram Brodie Wind Project Section 15 | 24 | 24 |  | Southern California Edison Company | WIND | WIND | SP15 |  |  | CISO | SCE
Participating Unit | N | N |  | BUCKCK_7_OAKFLT | GEN | Oak Flat | 1.3 | 1.3 | PGAE | Pacific Gas & Electric Company | HYDRO | WATER | NP15 | 1985-01-01 |  | CISO | PGAE
Participating Unit | N | N |  | EDWARD_2_ESSSB1 | GEN | Sanborn Solar 2 Edwards 5 | 116 | 116 | SCE | EdSan 1B Group 1 Edwards, LLC | OTHER | HYBD | SP15 | 2023-11-17 |  | CISO | SCE
Participating Unit | N | N |  | VISTRA_5_PLABT4 | GEN | Plano Storage 4 | 74.6 | 74.6 | PGAE | Moss Landing Energy Storage 3, LLC | OTHER | LESR | NP15 | 2023-06-02 |  | CISO | PGAE
Participating Unit | N | N |  | BIGSKY_2_SOLAR6 | GEN | Solverde 1 | 85 | 85 | SCE | Solverde 1, LLC | PHOTO VOLTAIC | SUN | SP15 | 2016-12-17 |  | CISO | SCE
Participating Unit | N | N |  | SMPRIP_1_SMPSON | GEN | Ripon Cogeneration Unit 1 | 46.05 | 56.9 | PGAE | AltaGas Ripon Energy Inc. | COMBUSTION TURBINE | NATURAL GAS | NP15 | 1988-04-19 |  | CISO | PGAE
Participating Unit | N | N |  | OASIS_6_SOLAR3 | GEN | Soccer Center | 3 | 3.8 | SCE | Tesla Energy Operations, Inc. | PHOTO VOLTAIC | SUN | SP15 | 2017-08-11 |  | CISO | SCE
Participating Unit | N | N |  | SMRCOS_6_LNDFIL | GEN | San Marcos Energy | 1.5 | 2 | SDGE | San Marcos Energy LLC | RECIPROCATING ENGINE | BIOGAS | SP15 | 2011-05-20 |  | CISO | SDGE
Participating Unit | N | Y | ATHOS_5_AP1X2 | ATHOS_5_AP1X2 | GEN | Athos Power Plant | 250 |  | SCE | SE Athos I, LLC | PHOTO VOLTAIC | SUN | SP15 | 2022-05-13 |  | CISO | SCE
Non-Participating | N | Y | SOLBLU_2_WSBSX2 | SOLBLU_2_WSBSR2 | GEN | Westlands Solar Blue | 125 | 125 | PGAE | Westlands Solar Blue, LLC | PHOTO VOLTAIC | SUN | ZP26 |  |  | CISO | PGAE
Participating Unit | N | N |  | SMYRNA_1_DL1SR1 | GEN | Delano Land 1 | 1 | 1 | PGAE | Delano PV 1, LLC | PHOTO VOLTAIC | SUN | ZP26 | 2017-12-28 |  | CISO | PGAE
Participating Unit | N | N |  | JANCRK_6_RCABT1 | GEN | Redwood Coast Airport Microgrid | 1.75 | 1.8 | PGAE | Redwood Coast Energy Authority | OTHER | HYBD | NP15 | 2021-12-22 |  | CISO | PGAE
Participating Unit | N | Y | DSRTSN_2_SOLAR2 | DSRTSN_2_SOLAR2 | GEN | Desert Sunlight 250 | 250 |  | SCE | Desert Sunlight Holdings, LLC | PHOTO VOLTAIC | SUN | SP15 | 2013-10-12 |  | CISO | SCE
Participating Unit | N | N |  | WHITEH_2_MEADDYN2 | TG | White Hills B | 300 |  | SCE | MEAD230 | WIND | WIND | SP15 | 2020-12-16 |  | WALC | SCE
Participating Unit | N | N |  | TULEWD_1_TULWD1 | GEN | Tule Wind | 130.5 | 131.1 | SDGE | Tule Wind LLC | WIND | WIND | SP15 | 2018-01-05 |  | CISO | SDGE
Non-Participating | N | Y | KRAMER_1_R1PX3 | KRAMER_1_R1PSR2 | GEN | Resurgence 1 PV | 30 | 30 |  | Resurgence Solar I, LLC | PHOTO VOLTAIC | SUN | SP15 |  |  | CISO | SCE
Participating Unit | N | N |  | MALIN_5_INHRPG | TG | BIGLOW CANYON | 50 |  | PGAE | MALIN500 | WIND | WIND | NP15 |  |  | BPAT | PGAE
Participating Unit | N | N |  | OTAY_6_PL1X2 | GEN | Chula Vista Energy Center, LLC | 39.57 | 40 | SDGE | Chula Vista Energy Center, LLC | COMBUSTION TURBINE | NATURAL GAS | SP15 | 2006-06-08 |  | CISO | SDGE
Participating Unit | N | N |  | ALAMO_6_UNIT | GEN | ALAMO POWER PLANT | 17 | 18 | SCE | California Dept. of Water Resources | HYDRO | WATER | SP15 | 1986-01-01 |  | CISO | CWRS
Participating Unit | N | Y | PNCHEG_2_PL1X4 | PNCHEG_2_PL1X4 | GEN | PANOCHE ENERGY CENTER (Aggregated) | 417 |  | PGAE | PANOCHE ENERGY CENTER | COMBUSTION TURBINE | NATURAL GAS | NP15 | 2009-05-27 |  | CISO | PGAE
Non-Participating | N | Y | SLUISP_2_UNITS | SLUISP_2_UNIT 3 | GEN | San Luis P-G Unit 3 | 53 | 53 | PGAE | California Dept. of Water Resources | PUMPED STORAGE | WATER | NP15 |  |  | CISO | PGAE
Non-Participating | N | Y | SLSTR1_2_SOLAR1 | SLSTR1_2_SOLR1A | GEN | Solar Star 1 | 151.5 | 151.5 |  | Southern California Edison Company | PHOTO VOLTAIC | SUN | SP15 |  |  | CISO | SCE
Participating Unit | N | N |  | MALIN_5_HERMDYN | TG | MALIN_5_HERMDYN | 308 |  | PGAE | MALIN500 | COMBINED CYCLE | NATURAL GAS | NP15 | 2021-04-13 |  | BPAT | PGAE
Non-Participating | N | Y | ELECTR_7_PL1X3 | ELECTR_7_UNIT 3 | GEN | ELECTRA UNIT 3 | 38.1 | 38.1 |  | Pacific Gas & Electric Company | HYDRO | WATER | NP15 |  |  | CISO | PGAE
Participating Unit | N | N |  | LACIEN_2_VENICE | GEN | MWD Venice Hydroelectric Recovery Plant | 9.95 | 10.1 | SCE | Metropolitan Water District of Southern California | HYDRO | WATER | SP15 | 1982-01-01 |  | CISO | SCE
Participating Unit | N | Y | GYS5X6_7_UNITS | GYS5X6_7_UNITS | GEN | GEYSERS UNITS 5 & 6 AGGREGATE | 98.43 |  | PGAE | Geysers Power Company, LLC | STEAM | GEOTHERMAL | NP15 | 1971-01-01 |  | CISO | PGAE
Participating Unit | N | N |  | BIGSKY_2_SOLAR5 | GEN | Big Sky Solar 2 | 5 | 5 | SCE | Antelope DSR 2, LLC | PHOTO VOLTAIC | SUN | SP15 | 2016-11-30 |  | CISO | SCE
Non-Participating | N | Y | HNTGBH_2_PL1X3 | HNTGBH_7_STG1S | GEN | HNTGBH_7_STG1S | 241.5 | 241.5 |  | AES Huntington Beach Energy LLC | COMBINED CYCLE | NATURAL GAS | SP15 |  |  | CISO | SCE
Participating Unit | Y | N |  | ESCO_6_GLMQF | GEN | Goal Line Cogen | 49.9 | 49.9 | SDGE | Goal Line, L.P. | COMBUSTION TURBINE | NATURAL GAS | SP15 | 1994-01-01 |  | CISO | SDGE
Non-Participating | N | Y | BIGCRK_2_EXESWD | BGCRK3_7_UNIT 5 | GEN | BIG CREEK PH 3 UNIT 5 | 36.5 | 36.5 |  | Southern California Edison Company | HYDRO | WATER | SP15 |  |  | CISO | SCE
Participating Unit | N | N |  | RECTOR_2_VISSR1 | GEN | Visalia CSG | 3 | 3 | SCE | Visalia CSG LLC | PHOTO VOLTAIC | SUN | SP15 |  |  | CISO | SCE
Participating Unit | N | N |  | TOADTW_6_UNIT | GEN | TOAD TOWN | 1.5 | 1.5 | PGAE | Pacific Gas & Electric Company | HYDRO | WATER | NP15 | 1986-01-01 |  | CISO | PGAE
Participating Unit | Y | N |  | MOORPK_2_CALABS | GEN | Calabasas Gas-to-Energy Facility | 6.96 | 13.8 | SCE | County Sanitation District No.2 of Los Angeles County | COMBUSTION TURBINE | BIOGAS | SP15 | 2010-09-20 |  | CISO | SCE
Participating Unit | N | N |  | DSFLWR_2_WS2SR1 | GEN | Willow Springs 2 | 100 | 100 | SCE | Willow Springs Solar, LLC | PHOTO VOLTAIC | SUN | SP15 | 2019-01-29 |  | CISO | SCE
Participating Unit | N | N |  | BRDSLD_2_HIWIND | GEN | High Winds Energy Center | 162 | 162 | PGAE | High Winds, LLC | WIND | WIND | NP15 | 2003-12-23 |  | CISO | PGAE
Participating Unit | N | N |  | SISPRG_2_DS3SR2 | GEN | Daggett Solar 3 b PV | 110 | 110 | SCE | Daggett Solar Power 3 LLC | PHOTO VOLTAIC | SUN | SP15 | 2023-08-24 |  | CISO | SCE
Participating Unit | N | N |  | OTAY_6_ECVBT1 | GEN | EnerSmart Chula Vista 1 | 3 | 3 | SDGE | EnerSmart Chula Vista BESS LLC | OTHER | LESR | SP15 |  |  | CISO | SDGE
Non-Participating |  | Y | STOILS_1_UNITS | STOILS_1_UNIT 2 | GEN | STOILS_1_UNIT 2 | 62.5 | 62.5 |  |  |  |  | NP15 |  |  | CISO | PGAE
Participating Unit | N | N |  | SLATE_2_SLASR3 | GEN | SLATE_3 | 67.5 | 67.5 | PGAE | RE Slate 1 LLC | OTHER | HYBD | NP15 | 2022-03-15 |  | CISO | PGAE
Participating Unit | Y | N |  | OLINDA_7_BLKSND | GEN | BlackSand Generating Facility | 5.6 | 8 | SCE | Bridge Energy LLC | COMBUSTION TURBINE | WASTE TO POWER | SP15 | 2000-06-01 |  | CISO | SCE
Participating Unit | N | N |  | VICPAS_2_SOCSR1 | GEN | Sol Catcher BESS PV1 | 100 | 100 | SCE | Arica Solar, LLC | PHOTO VOLTAIC | SUN | SP15 |  |  | CISO | SCE
Non-Participating | N | Y | IVWEST_2_SOLAR1 | IVWEST_2_SOLR1B | GEN | IVWEST_2_SOLR1B | 75 | 75 |  | CSolar IV West, LLC | PHOTO VOLTAIC | SUN | SP15 |  |  | CISO | SDGE
Participating Unit | N | N |  | EDWARD_2_ESSSB2 | GEN | Sanborn Solar 2 | 132 | 132 | SCE | Edsan 1B Group 1 Edwards, LLC. | OTHER | HYBD | SP15 | 2023-11-14 |  | CISO | SCE
Participating Unit | N | N |  | ETIWND_2_UNIT1 | GEN | ETIWND_2_UNIT1 | 33.6 | 33.6 | SCE | New-Indy Ontario, LLC | FTUR | NATURAL GAS | SP15 | 2016-01-01 |  | CISO | SCE
Participating Unit | N | N |  | FLOWD_2_RT2WD2 | GEN | Ridgetop 2 | 27.39 | 27.4 | SCE | Ridgetop Energy, LLC | WIND | WIND | SP15 | 2018-10-12 |  | CISO | SCE
Participating Unit | N | N |  | PROXSR_2_PS1BT2 | GEN | Proxima Solar BESS 1B | 32 | 32 | PGAE | Proxima Solar, LLC | OTHER | LESR | NP15 |  |  | CISO | PGAE
Participating Unit | N | N |  | MSTANG_2_SOLAR3 | GEN | Mustang 3 | 40 | 40 | PGAE | RE Mustang 3 LLC | PHOTO VOLTAIC | SUN | NP15 | 2016-05-03 |  | CISO | PGAE
Non-Participating | N | Y | CENTRY_6_PL1X4 | CENTRY_6_GEN 1 | GEN | CENTURY GEN 1 | 10.8 | 10.8 |  | Colton Power, LP | COMBUSTION TURBINE | NATURAL GAS | SP15 |  |  | CISO | SCE
Non-Participating | N | Y | KRAMER_1_R1PX3 | KRAMER_1_R1PSR3 | GEN | Resurgence 1 PV | 30 | 30 |  | Resurgence Solar I, LLC | PHOTO VOLTAIC | SUN | SP15 |  |  | CISO | SCE
Participating Unit | N | N |  | SANBRN_2_ESBBT1 | GEN | EdSan 1B | 100 | 100 | SCE | Edwards Sanborn Storage II, LLC | OTHER | LESR | SP15 | 2021-11-01 |  | CISO | SCE
Non-Participating | N | Y | DMDVLY_1_UNITS | DMDVLY_1_GEN 8 | GEN | Diamond Valley Unit 8 | 3.3 | 3.3 |  | Metropolitan Water District of Southern California (MWD) | HYDRO | WATER | SP15 |  |  | CISO | SCE
Participating Unit | N | N |  | CHINO_2_SOLAR2 | GEN | Kona Solar - Terra Francesca | 1.49 | 1.5 | SCE | Kona Solar, LLC | PHOTO VOLTAIC | SUN | SP15 | 2015-04-13 |  | CISO | SCE
Non-Participating | N | Y | SPAULD_6_UNIT12 | SPAULD_6_UNIT 2 | GEN | SPAULDING HYDRO PH 2 UNIT | 4.4 | 4.4 |  | Pacific Gas & Electric Company | HYDRO | WATER | NP15 |  |  | CISO | PGAE
Participating Unit | N | N |  | CSCCOG_1_UNIT 1 | GEN | SANTA CLARA CO-GEN | 7 | 7 | PGAE | City of Santa Clara DBA Silicon Valley Power (MSS Agreement - S14) | FTUR | NATURAL GAS | NP15 | 1981-01-01 |  | CISO | NCPA
Participating Unit | N | N |  | ANAHM_2_CANYN2 | GEN | CANYON POWER PLANT UNIT 2 | 48.04 | 71.2 | SCE | City of Anaheim (MSS Agreement - S14) | COMBUSTION TURBINE | NATURAL GAS | SP15 | 2011-09-16 |  | CISO | ANHM
Non-Participating | N | Y | NHOGAN_6_UNITS | NHOGAN_6_UNIT 2 | GEN | NEW HOGAN PH UNIT 2 | 1.1 | 1.1 |  |  |  |  | NP15 |  |  | CISO | PGAE
Participating Unit | Y | N |  | KEKAWK_6_UNIT | GEN | STS HYDROPOWER LTD. (KEKAWAKA) | 5.5 | 6 | PGAE | STS HydroPower, Ltd. | HYDRO | WATER | NP15 | 1989-12-27 |  | CISO | PGAE
Participating Unit | N | N |  | AGUCAL_5_SOLAR1 | GEN | Agua Caliente Solar | 290 | 290 | SDGE | Agua Caliente Solar, LLC | PHOTO VOLTAIC | SUN | SP15 | 2014-06-10 |  | CISO | SDGE
Participating Unit | N | N |  | KNGBRG_1_KBSLR2 | GEN | Kingsburg2 | 1.5 | 1.5 | PGAE | Tulare PV II, LLC | PHOTO VOLTAIC | SUN | NP15 | 2013-12-06 |  | CISO | PGAE
Participating Unit | N | Y | GYS7X8_7_UNITS | GYS7X8_7_UNITS | GEN | GEYSERS UNITS 7 & 8 AGGREGATE | 95.8 |  | PGAE | Geysers Power Company, LLC | STEAM | GEOTHERMAL | NP15 | 1972-01-01 |  | CISO | PGAE
Non-Participating | N | Y | HYTTHM_2_UNITS | HYATT_2_UNIT 2 | GEN | Edward Hyatt P-G Unit 2 | 132.2 | 132.2 |  | California Dept. of Water Resources | HYDRO | WATER | NP15 |  |  | CISO | CWRP
Participating Unit | N | N |  | MOJAVW_2_SOLAR | GEN | Mojave West | 20 | 20 | SCE | SEPV Mojave West, LLC | PHOTO VOLTAIC | SUN | SP15 | 2016-06-15 |  | CISO | SCE
Participating Unit | N | N |  | PEASE_1_TBEBT1 | GEN | Tierra Buena Energy Storage | 6 | 6 | PGAE | VESI 10 LLC | OTHER | LESR | NP15 | 2022-06-01 |  | CISO | PGAE
Participating Unit | N | N |  | KANSAS_6_SOLAR | GEN | RE Kansas South | 20 | 20 | PGAE | Solar Kansas South LLC | PHOTO VOLTAIC | SUN | NP15 | 2013-06-06 |  | CISO | PGAE
Participating Unit | N | N |  | LIVOAK_1_UNIT 1 | GEN | LIVE OAK LIMITED | 49.7 | 55.3 | PGAE | Live Oak Limited | COMBUSTION TURBINE | NATURAL GAS | ZP26 | 1991-03-16 |  | CISO | PGAE
Participating Unit | N | N |  | RVSIDE_2_RERCU4 | GEN | Riverside Energy Res. Ctr Unit 4 | 49 | 71.2 | SCE | City of Riverside (MSSA) | COMBUSTION TURBINE | NATURAL GAS | SP15 | 2011-04-01 |  | CISO | RVSD
Participating Unit | N | N |  | ANAHM_2_CANYN1 | GEN | CANYON POWER PLANT UNIT 1 | 49.21 | 71.2 | SCE | City of Anaheim (MSS Agreement - S14) | COMBUSTION TURBINE | NATURAL GAS | SP15 | 2011-09-16 |  | CISO | ANHM
Non-Participating | N | Y | GENESI_2_STG | GENESI_2_STG2 | GEN | Genesis McCoy Solar Project | 140 | 140 |  | Southern California Edison Company | STEAM | SUN | SP15 |  |  | CISO | SCE
Participating Unit | N | N |  | MSQUIT_5_SERDYN | TG | MSQUIT_5_SERDYN | 625 |  | SCE | PVWEST | COMBINED CYCLE | NATURAL GAS | SP15 |  |  | SRP | SCE
Participating Unit | N | N |  | MIRLOM_2_LNDFL | GEN | Milliken Landfill Solar | 3 | 3 | SCE | PVN Milliken, LLC | PHOTO VOLTAIC | SUN | SP15 | 2017-06-23 |  | CISO | SCE
Participating Unit | N | N |  | BOWMN_6_HYDRO | GEN | NID Hydro Bowman Powerhouse | 3.6 | 3.6 | PGAE | Nevada Irrigation District | HYDRO | WATER | NP15 | 2016-12-20 |  | CISO | PGAE
Participating Unit | N | N |  | MTWIND_1_MVPWD1 | GEN | Mountain View Power Project I Repower | 66.6 | 66.6 | SCE | Mountain View Power Partners, LLC | WIND | WIND | SP15 | 2022-07-26 |  | CISO | SCE
Participating Unit | N | N |  | PRCTVY_1_MIGBT1 | GEN | Miguel BESS | 2 | 2 | SDGE | San Diego Gas and Electric | OTHER | LESR | SP15 | 2018-12-12 |  | CISO | SDGE
Participating Unit | N | Y | GILROY_1_UNIT | GILROY_1_UNIT | GEN | GILROY COGEN AGGREGATE | 120 |  | PGAE | Calpine Gilroy Cogen, L.P. | COMBINED CYCLE | NATURAL GAS | NP15 | 1987-01-01 |  | CISO | PGAE
Participating Unit | N | N |  | CORCAN_1_SOLAR1 | GEN | CID Solar | 20 | 20 | PGAE | CID Solar, LLC | PHOTO VOLTAIC | SUN | NP15 | 2015-01-09 |  | CISO | PGAE
Non-Participating | N | Y | CRESTA_7_PL1X2 | CRESTA_7_UNIT 1 | GEN | CRESTA UNIT #1 | 35.2 | 35.2 |  | Pacific Gas & Electric Company | HYDRO | WATER | NP15 |  |  | CISO | PGAE
Participating Unit | N | N |  | VISTRA_5_PLABT1 | GEN | Plano Storage 1 | 100.4 | 100.4 | PGAE | Moss Landing Energy Storage 3, LLC | OTHER | LESR | NP15 | 2023-05-13 |  | CISO | PGAE
Non-Participating | N | Y | CAMCHE_1_PL1X3 | CAMCHE_1_UNIT 3 | GEN | Camanche 3 | 3.7 | 3.7 |  | East Bay Municipal Utility District | HYDRO | WATER | NP15 |  |  | CISO | PGAE
Participating Unit | N | N |  | TWISSL_6_SOLAR | GEN | Nickel 1 ("NLH1") | 1.5 | 1.5 | PGAE | NLH1 Solar, LLC | PHOTO VOLTAIC | SUN | ZP26 | 2012-11-27 |  | CISO | PGAE
Participating Unit | N | Y | SALTSP_7_UNITS | SALTSP_7_UNITS | GEN | SALT SPRINGS HYDRO AGGREGATE | 46 |  | PGAE | Pacific Gas & Electric Company | HYDRO | WATER | NP15 | 1931-01-01 |  | CISO | PGAE
Participating Unit | N | N |  | JOANEC_2_STABT2 | GEN | Santa Ana Storage 2 | 20 | 20 | SCE | Johanna Energy Center, LLC | OTHER | LESR | SP15 | 2022-06-06 |  | CISO | SCE
Participating Unit | N | N |  | ULTPFR_1_UNIT 1 | GEN | Rio Bravo Fresno | 24.3 | 30.5 | PGAE | Rio Bravo Fresno | STEAM | BIOMASS | NP15 | 2017-09-07 |  | CISO | PGAE
Participating Unit | N | N |  | BIGSKY_2_BSKSR7 | GEN | Big Sky Solar 7 | 20 | 20 | SCE | Bayshore Solar B, LLC | PHOTO VOLTAIC | SUN | SP15 | 2017-12-08 |  | CISO | SCE
Participating Unit | N | Y | MRCHNT_2_PL1X3 | MRCHNT_2_PL1X3 | GEN | Desert Star Energy Center | 494.58 |  | SCE | San Diego Gas & Electric Company | COMBINED CYCLE | NATURAL GAS | SP15 | 2012-06-18 |  | CISO | SCE
Participating Unit | N | Y | ATHOS_5_AP2X2 | ATHOS_5_AP2X2 | GEN | Athos Power Plant 2 | 200 |  | SCE | SE Athos II, LLC | PHOTO VOLTAIC | SUN | SP15 | 2021-12-16 |  | CISO | SCE
Participating Unit | N | Y | SCEC_1_PDRP188 | SCEC_1_PDRP188 | GEN | ESPN_SCEC_1_PDRP188 | 9.99 |  | SCE | Enersponse, Inc | OTHER | OTHER | SP15 |  |  | CISO | SCE
Participating Unit | N | N |  | AVENAL_6_SUNCTY | GEN | Sun City Solar Project | 20 | 20 | PGAE | Sun City Project LLC | PHOTO VOLTAIC | SUN | ZP26 | 2011-08-05 |  | CISO | PGAE
Participating Unit | N | N |  | LTBEAR_1_LB4SR5 | GEN | Little Bear 4 Solar 5 | 50 | 50 | PGAE | Little Bear Solar 5, LLC | PHOTO VOLTAIC | SUN | NP15 | 2020-12-03 |  | CISO | PGAE
Participating Unit | N | N |  | NZWIND_6_WDSTR | GEN | Windstream 39 | 3.35 | 6.2 | SCE | Windstream Operations, LLC | WIND | WIND | SP15 | 1984-02-01 |  | CISO | SCE
Participating Unit | Y | N |  | GRSCRK_6_BGCKWW | GEN | BIG CREEK WATER WORKS - CEDAR FLAT | 5 | 5 | PGAE | Big Creek Water Works, Ltd. | HYDRO | WATER | NP15 | 1987-01-01 |  | CISO | PGAE
Participating Unit | N | N |  | VOYAGR_2_VOYWD2 | GEN | Voyager Wind 2 | 126.35 | 128.7 | SCE | Alta Interconnection Management III, LLC | WIND | WIND | SP15 | 2018-12-19 |  | CISO | SCE
Participating Unit | N | N |  | CABALO_2_M2BSR1 | GEN | Mustang 2 Barbaro Solar | 50 | 50 | PGAE | RE Mustang Two Barbaro LLC | PHOTO VOLTAIC | SUN | ZP26 | 2020-11-18 |  | CISO | PGAE
Participating Unit | N | Y | PALOMR_2_PL1X3 | PALOMR_2_PL1X3 | GEN | Palomar Energy Center | 588.21 |  | SDGE | San Diego Gas & Electric | COMBINED CYCLE | NATURAL GAS | SP15 | 2005-10-14 |  | CISO | SDGE
Non-Participating | N | Y | HIDSRT_2_UNITS | HIDSRT_7_CTG2 | GEN | HIGH DESERT COMBUSTION TURBINE UNIT 2 | 177.3 | 177.3 |  | High Desert Power Project, LLC | COMBUSTION TURBINE | NATURAL GAS | SP15 |  |  | CISO | SCE
Participating Unit | N | N |  | CORONS_2_SOLAR | GEN | Master Development Corona | 0.99 | 1 | SCE | SunE W12DG-C, LLC | PHOTO VOLTAIC | SUN | SP15 | 2013-04-24 |  | CISO | SCE
Participating Unit | N | N |  | IVANPA_1_UNIT1 | GEN | Ivanpah 1 | 126 | 126 | SCE | Solar Partners II, LLC | STEAM | SUN | SP15 | 2013-11-17 |  | CISO | SCE
Participating Unit | N | N |  | ACACIA_6_SOLAR | GEN | West Antelope Solar | 20 | 20 | SCE | TA-ACACIA, LLC | PHOTO VOLTAIC | SUN | SP15 | 2014-11-13 |  | CISO | SCE
Participating Unit | N | N |  | ENERSJ_2_WIND | GEN | ESJ Wind Energy | 151 | 151 | SDGE | Energia Sierra Juarez, S. de R.L. de C.V. | WIND | WIND | SP15 | 2022-01-13 |  | CISO | SDGE
Participating Unit | N | N |  | GASKW1_2_GW1SR1 | GEN | Gaskell West 1 | 20 | 20 | SCE | RE Gaskell West 1, LLC | PHOTO VOLTAIC | SUN | SP15 | 2018-03-06 |  | CISO | SCE
Non-Participating | N | Y | CHESTN_2_CHWBX2 | CHESTN_2_CHWBT1 | GEN | Chestnut Westside BESS | 67.5 | 67.5 | PGAE | Chestnut Westside, LLC | OTHER | LESR | ZP26 |  |  | CISO | PGAE
Participating Unit | N | N |  | ALTA4B_2_CPCW2 | GEN | Alta Wind 2 | 150 | 150 | SCE | Alta Interconnection Management, LLC | WIND | WIND | SP15 | 2010-12-29 |  | CISO | SCE
Participating Unit | Y | Y | STOILS_1_UNITS | STOILS_1_UNITS | GEN | Chevron Richmond Refinery | 56.2 |  | PGAE | Chevron Products Company | COMBINED CYCLE | NATURAL GAS | NP15 | 1992-08-31 |  | CISO | PGAE
Participating Unit | N | N |  | MAGNLA_6_ANAHEIM | TG | Magnolia Power Plant Anaheim | 109 |  | SCE | LUGO | COMBINED CYCLE | NATURAL GAS | SP15 | 2020-01-15 |  | LADWP | SCE
Non-Participating | N | Y | SLUISP_2_UNITS | SLUISP_2_UNIT 4 | GEN | San Luis P-G Unit 4 | 53 | 53 | PGAE | California Dept. of Water Resources | PUMPED STORAGE | WATER | NP15 |  |  | CISO | PGAE
Participating Unit | N | N |  | VALLEY_5_ORTBT1 | GEN | Ortega Grid | 20 | 20 | SCE | Ortega Grid, LLC | OTHER | LESR | SP15 |  |  | CISO | SCE
Participating Unit | N | N |  | INDIGO_1_UNIT 2 | GEN | INDIGO PEAKER UNIT 2 | 45.3 | 45.3 | SCE | Wildflower Energy LP | COMBUSTION TURBINE | NATURAL GAS | SP15 | 2001-09-19 |  | CISO | SCE
Participating Unit | N | Y | LAROA2_2_UNITA1 | LAROA2_2_UNITA1 | GEN | LR2 | 322 |  | SDGE | Energia de Baja California, S. de R.L. de C.V. | COMBINED CYCLE | NATURAL GAS | SP15 | 2003-07-22 |  | CISO | SDGE
Non-Participating | N | Y | ONLLPP_6_UNITS | ONLLPP_6_UNIT 6 | GEN | O'NEILL PUMP-GEN UNIT 6 | 4.2 | 4.2 |  |  | HYDRO | WATER | NP15 |  |  | CISO | PGAE
Participating Unit | N | N |  | OLINDA_2_LNDFL2 | GEN | Brea Power II | 28.1 | 35.7 | SCE | Brea Power II LLC | COMBINED CYCLE | BIOGAS | SP15 | 2012-11-01 |  | CISO | SCE
Participating Unit | Y | N |  | FULTON_1_QF | GEN | SMALL QF AGGREGATION - ZENIA | 1 | 1 | PGAE | Pacific Gas & Electric Company | HYDRO | WATER | NP15 | 1983-01-01 |  | CISO | PGAE
Participating Unit | N | N |  | OASIS_6_SOLAR2 | GEN | Oasis Solar | 20 | 20 | SCE | Solar Oasis LLC | PHOTO VOLTAIC | SUN | SP15 | 2016-01-19 |  | CISO | SCE
Participating Unit | N | N |  | DRACKR_2_DS4SR4 | GEN | Dracker Solar Unit 4A | 62.5 | 62.5 | SCE | NextEra Blythe Solar Energy Center, LLC | PHOTO VOLTAIC | SUN | SP15 | 2020-08-24 |  | CISO | SCE
Participating Unit | N | Y | MCFLND_5_MSBBX2 | MCFLND_5_MSBBX2 | GEN | McFarland Solar B BESS | 150 |  | SDGE | McFarland Solar B, LLC | OTHER | LESR | SP15 |  |  | CISO | SDGE
Participating Unit | N | N |  | JAWBNE_2_NSRWND | GEN | North Sky River Wind Project | 160 | 162 | SCE | North Sky River Energy, LLC | WIND | WIND | SP15 | 2012-12-08 |  | CISO | SCE
Participating Unit | N | N |  | EDWARD_2_E21SB1 | GEN | EdSan 2 Edwards 1A | 166 | 166 | SCE | ES 1A Group 3 Opco, LLC | OTHER | HYBD | SP15 | 2022-08-27 |  | CISO | SCE
Non-Participating | N | Y | SHELRF_1_UNITS | SHELRF_7_UNIT 2 | GEN | Shell Oil Refinery Unit 2 | 40 | 40 |  | Martinez Refining Company-Division of Equilon Enterprises, LLC | COMBUSTION TURBINE | NATURAL GAS | NP15 |  |  | CISO | PGAE
Participating Unit | N | N |  | TOPAZ_2_SOLAR | GEN | Topaz Solar Farms | 550 | 550 | PGAE | Topaz Solar Farms, LLC | PHOTO VOLTAIC | SUN | ZP26 | 2014-10-27 |  | CISO | PGAE
Non-Participating |  | Y | RVSIDE_6_SPRING | RVSIDE_7_SPRGU1 | GEN | RVSIDE_7_SPRGU1 | 11 | 11 |  |  |  |  | SP15 |  |  | CISO | RVSD
Non-Participating | N | Y | CARLS1_2_CARCT1 | CARLS1_2_CTG7 | GEN | CARLS1_2_CTG7 | 105.5 | 105.5 |  | San Diego Gas & Electric | COMBUSTION TURBINE | NATURAL GAS | SP15 |  |  | CISO | SDGE
Participating Unit | N | Y | SCEC_1_PDRP109 | SCEC_1_PDRP109 | GEN | SCEC_1_PDRP109 | 9.99 |  | SCE | Leapfrog Power, inc. | OTHER | OTHER | SP15 |  |  | CISO | SCE
Participating Unit | N | Y | SCEC_1_PDRP143 | SCEC_1_PDRP143 | GEN | SCEC_1_PDRP143 | 0.99 |  | SCE | Leapfrog Power, Inc. | OTHER | OTHER | SP15 |  |  | CISO | SCE
Non-Participating | N | Y | WISHON_6_UNITS | WISHON_6_UNIT 1 | GEN | WISHON HYDRO UNIT 1 | 5.6 | 5.6 |  | Pacific Gas & Electric Company | HYDRO | WATER | NP15 |  |  | CISO | PGAE
Participating Unit | N | N |  | ROMOLA_5_MPBBT3 | GEN | Menifee Power Bank 3 | 50 | 50 | SCE | NOVA Power, LLC | OTHER | LESR | SP15 |  |  | CISO | SCE
Participating Unit | N | Y | ELKHIL_2_PL1X3 | ELKHIL_2_PL1X3 | GEN | ELK HILLS COMBINED CYCLE (AGGREGATE) | 551.7 |  | PGAE | Elk Hills Power, LLC | COMBINED CYCLE | NATURAL GAS | NP15 | 2003-07-24 |  | CISO | PGAE
Participating Unit | N | N |  | RICHMN_1_SOLAR | GEN | Chevron 2 | 2 | 2 | PGAE | MCE Solar One, LLC | PHOTO VOLTAIC | SUN | NP15 | 2017-12-21 |  | CISO | PGAE
Participating Unit | N | Y | SLSTR1_2_SOLAR1 | SLSTR1_2_SOLAR1 | GEN | Solar Star 1 | 310 |  | SCE | Solar Star California XIX, LLC | PHOTO VOLTAIC | SUN | SP15 | 2014-10-22 |  | CISO | SCE
Participating Unit | N | Y | SCEC_1_PDRP126 | SCEC_1_PDRP126 | GEN | SCEC_1_PDRP126 | 0.99 |  | SCE | Leapfrog Power, Inc. | OTHER | OTHER | SP15 |  |  | CISO | SCE
Participating Unit | N | N |  | SISQUC_1_SMARIA | GEN | Santa Maria II LFG Power Plant | 1.42 | 1.5 | PGAE | J&A-Santa Maria II, LLC | RECIPROCATING ENGINE | BIOGAS | NP15 | 2010-09-27 |  | CISO | PGAE
Participating Unit | N | N |  | SUNSLR_1_SSVSR1 | GEN | Sunshine Valley Solar 1 | 100 | 100 | SCE | Sunshine Valley Solar, LLC | PHOTO VOLTAIC | SUN | SP15 | 2019-12-18 |  | CISO | VEA
Participating Unit | N | N |  | GARNET_1_WINDS | GEN | Garnet Winds Aggregation | 22.5 | 23.3 | SCE | Windpower Partners 1993, LLC | WIND | WIND | SP15 | 2011-02-21 |  | CISO | SCE
Participating Unit | N | Y | DSRTSN_2_DS2BX2 | DSRTSN_2_DS2BX2 | GEN | Desert Sunlight PV II Storage 2 | 230 |  | SCE | Sunlight Storage II, LLC | OTHER | LESR | SP15 |  |  | CISO | SCE
Non-Participating | N | Y | AGRICO_7_UNIT | AGRICO_7_UNIT 4 | GEN | Fresno Cogen GT Unit 4 | 46.5 | 46.5 |  | Fresno Cogeneration Partners, LP | COMBUSTION TURBINE | NATURAL GAS | NP15 |  |  | CISO | PGAE
Participating Unit | N | N |  | 7STDRD_1_SOLAR1 | GEN | Shafter Solar | 20 | 20 | PGAE | Shafter Solar, LLC | PHOTO VOLTAIC | SUN | ZP26 | 2015-06-04 |  | CISO | PGAE
Participating Unit | N | N |  | CONTRL_1_RUSHCK | GEN | RUSH CREEK | 11.94 | 13 | SCE | Southern California Edison Company | HYDRO | WATER | SP15 | 1916-01-01 |  | CISO | SCE
Non-Participating | N | Y | DMDVLY_1_UNITS | DMDVLY_1_GEN 4 | GEN | Diamond Valley Unit 4 | 3.3 | 3.3 |  | Metropolitan Water District of Southern California (MWD) | HYDRO | WATER | SP15 |  |  | CISO | SCE
Participating Unit | N | N |  | MERCED_1_SOLAR1 | GEN | Mission Solar | 1.5 | 1.5 | PGAE | Mission Solar LLC | PHOTO VOLTAIC | SUN | NP15 | 2015-05-23 |  | CISO | PGAE
Participating Unit | N | N |  | COCOPP_2_CTG4 | GEN | Marsh Landing 4 | 204.29 | 222 | PGAE | Marsh Landing LLC | FTUR | NATURAL GAS | NP15 | 2013-05-01 |  | CISO | PGAE
Participating Unit | N | N |  | PLMSSR_6_HISIER | GEN | High Sierra Cogeneration Aggregate | 6 | 6 | PGAE | Plumas Sierra REC | RECIPROCATING ENGINE | NATURAL GAS | NP15 | 2010-04-22 |  | CISO | NCPA
Non-Participating | N | Y | HUMBPP_6_UNITS | HUMBPP_6_UNITS1 | GEN | Humboldt Bay Generating Station 1 | 83.2 | 83.2 | PGAE | Pacific Gas & Electric Company | RECIPROCATING ENGINE | NATURAL GAS | NP15 |  |  | CISO | PGAE
Participating Unit | N | N |  | AVSOLR_2_SOLAR | GEN | AV SOLAR RANCH 1 | 241.5 | 250 | SCE | AV SOLAR RANCH 1, LLC | PHOTO VOLTAIC | SUN | SP15 | 2014-06-19 |  | CISO | SCE
Non-Participating | N | Y | SHELRF_1_UNITS | SHELRF_7_UNIT 3 | GEN | Shell Oil Refinery Unit 3 | 40 | 40 |  | Martinez Refining Company-Division of Equilon Enterprises, LLC | COMBUSTION TURBINE | NATURAL GAS | NP15 |  |  | CISO | PGAE
Participating Unit | N | N |  | LOCKFD_1_BEARCK | GEN | Bear Creek Solar | 1.5 | 2.5 | PGAE | Ecos Energy LLC | PHOTO VOLTAIC | SUN | NP15 | 2014-02-05 |  | CISO | PGAE
Participating Unit | N | N |  | MRGT_6_MMAREF | GEN | Miramar Energy Facility | 45 | 68 | SDGE | San Diego Gas & Electric | COMBUSTION TURBINE | NATURAL GAS | SP15 | 2005-07-27 |  | CISO | SDGE
Participating Unit | N | Y | CARBOU_7_PL2X3 | CARBOU_7_PL2X3 | GEN | CARIBOU PH 1 UNIT 2 & 3 AGGREGATE | 49 |  | PGAE | Pacific Gas & Electric Company | HYDRO | WATER | NP15 | 1921-01-01 |  | CISO | PGAE
Non-Participating | N | Y | PNOCHE_1_PL1X2 | PNOCHE_7_CTG1 | GEN | Panoche Peaker Facility | 49 | 49 |  | Wellhead Power Panoche, LLC | COMBUSTION TURBINE | NATURAL GAS | NP15 |  |  | CISO | PGAE
Participating Unit | Y | N |  | MORWD_6_QF | GEN | Morwind | 38.16 | 56 | SCE | Terra-Gen Mojave Windfarms, LLC | WIND | WIND | SP15 | 2017-01-17 |  | CISO | SCE
Participating Unit | N | N |  | GEYS18_7_UNIT18 | GEN | GEYSERS UNIT 18 (HEALDSBURG) | 72 | 119.9 | PGAE | Geysers Power Company, LLC | STEAM | GEOTHERMAL | NP15 | 1983-01-01 |  | CISO | PGAE
Participating Unit | N | N |  | PIOPIC_2_CTG2 | GEN | Pio Pico Unit 2 | 112.7 | 112.7 | SDGE | Pio Pico Energy Center | COMBUSTION TURBINE | NATURAL GAS | SP15 | 2016-11-03 |  | CISO | SDGE
Participating Unit | N | N |  | SANBRN_2_SS2BT4 | GEN | Sanborn Solar 2 SBESS 4 | 47 | 47 | SCE | EDSAN 1B Group 1 Edwards, LLC | OTHER | LESR | SP15 | 2023-11-16 |  | CISO | SCE
Non-Participating | N | Y | BUCKBL_2_PL1X3 | BUCKBL_2_CTG12 | GEN | Blythe CTG 12 | 182 | 182 |  | Blythe Energy, LLC | COMBUSTION TURBINE | NATURAL GAS | SP15 |  |  | CISO | SCE
Participating Unit | N | N |  | ESNHWR_2_CS1BT3 | GEN | Carris Storage 1 | 10 | 10 | SCE | Hecate Energy Desert Storage 1 LLC | OTHER | LESR | SP15 |  |  | CISO | SCE
Participating Unit | N | Y | SCEC_1_PDRP175 | SCEC_1_PDRP175 | GEN | VLTS_PDR_SCEC_01 | 9.95 |  | SCE | Voltus, Inc. | OTHER | OTHER | SP15 |  |  | CISO | SCE
Non-Participating | N | Y | BIGCRK_2_EXESWD | BGCRK3_7_UNIT 3 | GEN | BIG CREEK PH 3 UNIT 3 | 34 | 34 |  | Southern California Edison Company | HYDRO | WATER | SP15 |  |  | CISO | SCE
Participating Unit | N | N |  | SIGHEB_6_MIRDYN | TG | Heber South | 17 |  | SCE | MIR2 | COMBUSTION TURBINE | GEOTHERMAL | SP15 | 2021-12-29 |  | IID | SCE
Participating Unit | N | Y | SCEN_6_PDRP108 | SCEN_6_PDRP108 | GEN | SCEN_6_PDRP108 | 9 |  | SCE | Olivine, Inc. | OTHER | OTHER | SP15 |  |  | CISO | SCE
Participating Unit | N | N |  | COPMT4_2_SOLAR4 | GEN | Copper Mountain Solar 4 | 92 | 92 | SCE | Copper Mountain Solar 4, LLC | PHOTO VOLTAIC | SUN | SP15 | 2016-12-02 |  | CISO | SCE
Participating Unit | N | N |  | CHINO_2_PESBT1 | GEN | Pomona Energy Storage 2 | 20 | 20 | SCE | Pomona Energy Storage 2 LLC | OTHER | LESR | SP15 | 2023-07-08 |  | CISO | SCE
Participating Unit | N | N |  | AVENAL_6_AVSLR2 | GEN | Avenal Solar 2 | 7.9 | 7.9 | PGAE | CED Avenal Solar, LLC | PHOTO VOLTAIC | SUN | ZP26 | 2017-01-28 |  | CISO | PGAE
Participating Unit | N | Y | SCEC_1_PDRP114 | SCEC_1_PDRP114 | GEN | SCEC_1_PDRP114 | 0.99 |  | SCE | Leapfrog Power, inc. | OTHER | OTHER | SP15 |  |  | CISO | SCE
Participating Unit | N | N |  | BEARMT_1_UNIT | GEN | Bear Mountain Limited | 49.21 | 48.1 | PGAE | Bear Mountain Limited | COMBUSTION TURBINE | NATURAL GAS | ZP26 | 1995-04-03 |  | CISO | PGAE
Non-Participating | N | Y | SCHLTE_1_PL1X3 | SCHLTE_1_UNITA2 | GEN | Tracy Unit 2 Peaking Project | 87 | 87 | PGAE | GWF Energy LLC | COMBUSTION TURBINE | NATURAL GAS | NP15 |  |  | CISO | PGAE
Non-Participating | N | Y | MOSSLD_2_PSP1 | MOSSLD_2_PSP1G2 | GEN | MOSS LANDING CC PLANT 1, CTG UNIT 2 | 176 | 176 |  | Duke Energy Moss Landing LLC | COMBUSTION TURBINE | NATURAL GAS | NP15 |  |  | CISO | PGAE
Participating Unit | N | N |  | ETIWND_6_GRPLND | GEN | Grapeland Peaker | 45.64 | 59 | SCE | Southern California Edison Company | COMBUSTION TURBINE | NATURAL GAS | SP15 | 2007-09-20 |  | CISO | SCE
Participating Unit | N | Y | SCEW_2_PDRP171 | SCEW_2_PDRP171 | GEN | SCEW_2_PDRP171 | 0.99 |  | SCE | Leapfrog Power, Inc. | OTHER | OTHER | SP15 |  |  | CISO | SCE
Non-Participating |  | Y | VERNON_6_MALBRG | VERNON_7_STG3 | GEN | VERNON_7_STG3 | 51.87 | 51.9 |  |  |  |  | SP15 |  |  | CISO | VERN
Participating Unit | Y | N |  | OLSEN_2_UNIT | GEN | OLSEN POWER PARTNERS | 5.5 | 5.8 | PGAE | Olsen Power Partners | HYDRO | WATER | NP15 | 1990-01-03 |  | CISO | PGAE
Participating Unit | N | N |  | GASKW1_2_GW5SR1 | GEN | Gaskell West 5 | 20 | 20 | SCE | RE Gaskell West 3 LLC | PHOTO VOLTAIC | SUN | SP15 | 2023-05-05 |  | CISO | SCE
Participating Unit | N | N |  | OLDRIV_6_LKVBM1 | GEN | Lakeview Dairy Biogas | 1 | 1 | PGAE | ABEC #3 LLC | RECIPROCATING ENGINE | BIOGAS | ZP26 | 2018-02-02 |  | CISO | PGAE
Participating Unit | N | N |  | SANBRN_2_ESABT1 | GEN | EdSan 1A | 100 | 100 | SCE | Edwards Sanborn Storage I, LLC | OTHER | LESR | SP15 | 2021-11-19 |  | CISO | SCE
Participating Unit | N | N |  | VICTOR_1_VDRYFB | GEN | Victor Dry Farm Ranch B | 5 | 5 | SCE | Victor Dry Farm Ranch B LLC | PHOTO VOLTAIC | SUN | SP15 | 2015-06-12 |  | CISO | SCE
Non-Participating | N | Y | BLKCRK_2_GMCBT1 | BLKCRK_2_GMBT1B | GEN | Genesis McCoy Bess | 115 | 115 |  | NextEra Desert Center Blythe, LLC | OTHER | LESR | SP15 |  |  | CISO | SCE
Participating Unit | N | N |  | POEPH_7_UNIT 1 | GEN | POE HYDRO UNIT 1 | 68 | 68 | PGAE | Pacific Gas & Electric Company | HYDRO | WATER | NP15 | 1958-01-01 |  | CISO | PGAE
Participating Unit | N | N |  | ATWELL_1_SOLAR | GEN | Atwell Island PV Solar Generating Faci. | 20 | 20 | PGAE | SPS Atwell Island, LLC | PHOTO VOLTAIC | SUN | ZP26 | 2013-03-08 |  | CISO | PGAE
Participating Unit | N | N |  | BELDEN_7_UNIT 1 | GEN | BELDEN HYDRO | 119 | 119 | PGAE | Pacific Gas & Electric Company | HYDRO | WATER | NP15 | 1969-01-01 |  | CISO | PGAE
Participating Unit | N | Y | SCEW_2_PDRP133 | SCEW_2_PDRP133 | GEN | SCEW_2_PDRP133 | 0.99 |  | SCE | Leapfrog Power, Inc. | OTHER | OTHER | SP15 |  |  | CISO | SCE
Non-Participating | N | Y | LAROA2_2_UNITA1 | LAROA2_2_CTG 2S | GEN | CENTRAL LA ROSITA II COMBUSTION TURBINE | 181.5 | 181.5 |  | Energia de Baja California, S. de R.L. de C.V. | COMBUSTION TURBINE | NATURAL GAS | SP15 |  |  | CISO | SDGE
Participating Unit | N | N |  | PLACVL_1_CHILIB | GEN | Chili Bar Powerhouse | 8.34 | 8.4 | PGAE | Sacramento Municipal Utility District | HYDRO | WATER | NP15 | 1965-01-01 |  | CISO | PGAE
Participating Unit | N | N |  | KERMAN_6_SOLAR2 | GEN | Fresno Solar West | 1.5 | 1.5 | PGAE | Fresno Cogeneration Partners, LP | PHOTO VOLTAIC | SUN | NP15 | 2015-10-20 |  | CISO | PGAE
Participating Unit | N | N |  | NZWIND_6_WDSTR2 | GEN | Windstream 6040 | 4.07 | 6.9 | SCE | Windstream Operations, LLC | WIND | WIND | SP15 | 2014-11-30 |  | CISO | SCE
Participating Unit | N | N |  | PLAINV_6_SOLAR3 | GEN | Sierra Solar Greenworks LLC | 20 | 20 | SCE | Sierra Solar Greenworks LLC | PHOTO VOLTAIC | SUN | SP15 | 2015-11-30 |  | CISO | SCE
Non-Participating | N | Y | GILRPP_1_PL1X2 | GILRPP_1_UNIT 2 | GEN | Gilroy Energy Center Unit 2 | 49.9 | 49.9 |  | Gilroy Energy Center, LLC | COMBUSTION TURBINE | NATURAL GAS | NP15 |  |  | CISO | PGAE
Participating Unit | N | N |  | DEVERS_2_DHSPG2 | GEN | Desert Hot Springs 2 | 1.4 | 1.5 | SCE | CES DHS Solar, LLC | PHOTO VOLTAIC | SUN | SP15 | 2013-12-31 |  | CISO | SCE
Participating Unit | N | N |  | MSTANG_2_SOLAR | GEN | Mustang | 30 | 30 | PGAE | RE Mustang LLC | PHOTO VOLTAIC | SUN | NP15 | 2016-07-12 |  | CISO | PGAE
Participating Unit | N | N |  | VISTRA_5_DALBT3 | GEN | Dallas Energy Storage 3 | 100 | 100 | PGAE | Moss Landing Energy Storage 1, LLC | OTHER | LESR | NP15 | 2021-04-06 |  | CISO | PGAE
Participating Unit | N | N |  | SISPRG_2_DS3SR1 | GEN | Daggett Solar 3 a PV | 123 | 123 | SCE | Daggett Solar Power 3 LLC | PHOTO VOLTAIC | SUN | SP15 | 2023-10-24 |  | CISO | SCE
Non-Participating | N | Y | TIGRCK_7_UNITS | TIGRCK_7_UNIT 1 | GEN | Tiger Creek Unit 1 | 31 | 31 |  | Pacific Gas & Electric Company | HYDRO | WATER | NP15 |  |  | CISO | PGAE
Non-Participating | N | Y | BIGCRK_2_EXESWD | BGCRK1_7_UNIT 3 | GEN | BIG CREEK PH 1 UNIT 3 | 21.6 | 21.6 |  | Southern California Edison Company | HYDRO | WATER | SP15 |  |  | CISO | SCE
Participating Unit | Y | N |  | MTNPOS_1_UNIT | GEN | MT.POSO COGENERATION CO. | 46.64 | 57 | PGAE | Mt. Poso Cogeneration Company | STEAM | BIOMASS | ZP26 | 1989-04-01 |  | CISO | PGAE
Participating Unit | N | N |  | USWNDR_2_SMUD2 | GEN | Solano Wind Project Phase 3 | 127.8 | 128 | PGAE | Sacramento Municipal Utility District | WIND | WIND | NP15 | 2012-04-18 |  | CISO | PGAE
Participating Unit | N | Y | AGRICO_6_PL3N5 | AGRICO_6_PL3N5 | GEN | Fresno Peaker | 22.69 |  | PGAE | Fresno Cogeneration Partners, LP | COMBUSTION TURBINE | NATURAL GAS | NP15 | 2006-08-30 |  | CISO | PGAE
Participating Unit | N | Y | PGEB_2_PDRP108 | PGEB_2_PDRP108 | GEN | PGEB | 9.9 |  | PGAE | Olivine, Inc. | OTHER | OTHER | NP15 |  |  | CISO | PGAE
Participating Unit | N | Y | SCEC_1_PDRP158 | SCEC_1_PDRP158 | GEN | SCEC_1_PDRP158 | 0.99 |  | SCE | Leapfrog Power, Inc. | OTHER | OTHER | SP15 |  |  | CISO | SCE
Participating Unit | N | Y | KRAMER_1_R1PX3 | KRAMER_1_R1PX3 | GEN | Resurgence 1 PV | 90 |  | SCE | Resurgence Solar I, LLC | PHOTO VOLTAIC | SUN | SP15 | 2023-08-02 |  | CISO | SCE
Participating Unit | N | N |  | RTEDDY_2_RWSBT1 | GEN | Rosamond West Solar Central BESS A1 | 30 | 30 | SCE | Golden Fields Solar III, LLC | OTHER | LESR | SP15 |  |  | CISO | SCE
Participating Unit | N | N |  | TRNQL8_2_ROJSR1 | GEN | Tranquillity 8 Rojo | 100 | 100 | PGAE | Great Valley Solar 1, LLC | PHOTO VOLTAIC | SUN | NP15 | 2018-04-14 |  | CISO | PGAE
Participating Unit | N | Y | CHESTN_2_CHWSX2 | CHESTN_2_CHWSX2 | GEN | Chestnut Westside PV | 150 |  | PGAE | Castanea Project, LLC | PHOTO VOLTAIC | SUN | NP15 | 2023-12-14 |  | CISO | PGAE
Participating Unit | N | N |  | SNCLRA_2_UNIT1 | GEN | New Indy Oxnard | 27.8 | 29 | SCE | New-Indy Oxnard LLC | FTUR | NATURAL GAS | SP15 | 2016-04-15 |  | CISO | SCE
Participating Unit | N | N |  | PMPJCK_1_RB2SLR | GEN | Rio Bravo Solar 2 | 20 | 20 | PGAE | Rio Bravo Solar II, LLC | PHOTO VOLTAIC | SUN | ZP26 | 2016-12-29 |  | CISO | PGAE
Participating Unit | N | Y | SCEN_6_PDRP107 | SCEN_6_PDRP107 | GEN | SCEN_6_PDRP107 | 9 |  | SCE | Olivine, Inc. | OTHER | OTHER | SP15 |  |  | CISO | SCE
Participating Unit | N | N |  | SANBRN_2_EESSB2 | GEN | Edsan 2 Edwards Sanborn E1B | 166 | 166 | SCE | Edwards Solar 1B, LLC. | OTHER | HYBD | SP15 | 2023-11-09 |  | CISO | SCE
Participating Unit | N | Y | DRUM_7_PL1X2 | DRUM_7_PL1X2 | GEN | Drum PH 1 Units 1 & 2 Aggregate | 26 |  | PGAE | Pacific Gas & Electric Company | HYDRO | WATER | NP15 | 1913-01-01 |  | CISO | PGAE
Participating Unit | N | Y | STANTN_2_SBEBX2 | STANTN_2_SBEBX2 | GEN | Stanton Battery Energy Storage | 68.8 |  | SCE | Stanton Battery Energy Storage, LLC | OTHER | LESR | SP15 | 2023-07-19 |  | CISO | SCE
Participating Unit | N | Y | SDG1_1_PDRP119 | SDG1_1_PDRP119 | GEN | SDG1_1_PDRP119 | 0.99 |  | SDGE | Leapfrog Power, Inc. | OTHER | OTHER | SP15 |  |  | CISO | SDGE
Non-Participating | N | Y | OBERON_5_O1BBX2 | OBERON_5_O1BBT2 | GEN | Oberon 1 BESS | 62.5 | 62.5 | SCE | IP Oberon BESS, LLC | OTHER | LESR | SP15 |  |  | CISO | SCE
Participating Unit | N | Y | SCEC_1_PDRP153 | SCEC_1_PDRP153 | GEN | SCEC_1_PDRP153 | 0.99 |  | SCE | Leapfrog Power, Inc. | OTHER | OTHER | SP15 |  |  | CISO | SCE
Participating Unit | N | N |  | MIDWD_2_WIND2 | GEN | Coram Energy | 3 | 3 | SCE | Coram Energy, LLC | WIND | WIND | SP15 | 2015-12-23 |  | CISO | SCE
Participating Unit | N | N |  | RSMSLR_6_SOLAR2 | GEN | Rosamond Two | 20 | 20 | SCE | RE Rosamond Two LLC | PHOTO VOLTAIC | SUN | SP15 | 2013-12-20 |  | CISO | SCE
Participating Unit | N | N |  | LCKHT1_2_LH1SR1 | GEN | Lockhart Solar 1 PV | 85 | 85 | SCE | Lockhart Solar PV, LLC | PHOTO VOLTAIC | SUN | SP15 | 2023-07-18 |  | CISO | SCE
Non-Participating | N | Y | SANITR_6_UNITS | SANITR_6_CTG1 | GEN | LACSD CARSON WATER POLLUTION CTG1 | 10 | 10 |  | County Sanitation District No. 2 of Los Angeles County | COMBUSTION TURBINE | BIOGAS | SP15 |  |  | CISO | SCE
Participating Unit | N | N |  | VICTOR_1_LMASR1 | GEN | Madelyn | 1 | 1 | SCE | CD US Solar PO 3, LLC | PHOTO VOLTAIC | SUN | SP15 |  |  | CISO | SCE
Participating Unit | N | N |  | VISTRA_5_PLABT3 | GEN | Plano Storage 3 | 74.6 | 74.6 | PGAE | Moss Landing Energy Storage 3, LLC | OTHER | LESR | NP15 | 2023-05-16 |  | CISO | PGAE
Non-Participating | N | Y | BLKCRK_2_SOLAR1 | BLKCRK_2_SOLR1B | GEN | BLKCRK_2_SOLR1B | 125 | 125 |  | McCoy Solar, LLC | PHOTO VOLTAIC | SUN | SP15 |  |  | CISO | SCE
Non-Participating | N | Y | BIGCRK_2_EXESWD | MAMMTH_7_UNIT 1 | GEN | MAMMOTH POOL UNIT 1 | 95 | 95 |  | Southern California Edison Company | HYDRO | WATER | SP15 |  |  | CISO | SCE
Participating Unit | N | N |  | SHANDN_2_SBBBM1 | GEN | San Bernardino Biogas | 2.6 | 2.6 | SCE | Organic Energy Solutions LLC | RECIPROCATING ENGINE | BIOMASS | SP15 | 2023-06-30 |  | CISO | SCE
Non-Participating | N | Y | DREWS_6_PL1X4 | DREWS_6_GEN 1 | GEN | DREWS UNIT 1 | 10.8 | 10.8 |  | Colton Power, LP | COMBUSTION TURBINE | NATURAL GAS | SP15 |  |  | CISO | SCE
Participating Unit | N | N |  | HENRTA_6_ACDSR3 | GEN | Avenal Cutoff Dac Spring Solar | 3 | 3 | PGAE | Kings CSG 3, LLC | PHOTO VOLTAIC | SUN | NP15 |  |  | CISO | PGAE
Participating Unit | N | N |  | SNCLRA_2_UNIT | GEN | Channel Islands Power | 27.5 | 28 | SCE | CSU Channel Islands Site Authority | COMBINED CYCLE | NATURAL GAS | SP15 | 2018-04-26 |  | CISO | SCE
Participating Unit | N | N |  | CUMMNG_6_SUNCT1 | GEN | SunSelect 1 | 4 | 4 | SCE | SunSelect Produce (California), Inc. | RECIPROCATING ENGINE | NATURAL GAS | SP15 | 2018-05-31 |  | CISO | SCE
Participating Unit | N | N |  | ETIWND_6_MWDETI | GEN | ETIWANDA RECOVERY HYDRO | 24 | 23.9 | SCE | Metropolitan Water District of Southern California (MWD) | HYDRO | WATER | SP15 | 1994-01-01 |  | CISO | SCE
Participating Unit | N | Y | SCEC_1_PDRP144 | SCEC_1_PDRP144 | GEN | SCEC_1_PDRP144 | 0.99 |  | SCE | Leapfrog Power, Inc. | OTHER | OTHER | SP15 |  |  | CISO | SCE
Non-Participating | N | Y | PARDEB_6_UNITS | PARDEB_2_UNIT 2 | GEN | PARDEE HYDRO UNIT 2 | 10 | 10 |  | East Bay Municipal Utility District | HYDRO | WATER | NP15 |  |  | CISO | PGAE
Participating Unit | N | N |  | OASIS_6_GBDSR4 | GEN | Green Beanworks D | 3 | 3 | SCE | Green Beanworks D LLC | PHOTO VOLTAIC | SUN | SP15 | 2018-08-25 |  | CISO | SCE
Participating Unit | N | N |  | IVANPA_1_UNIT2 | GEN | Ivanpah 2 | 133 | 133.4 | SCE | Solar Partners I, LLC | STEAM | SUN | SP15 | 2013-12-30 |  | CISO | SCE
Participating Unit | Y | N |  | VOLTA_7_QFUNTS | GEN | VOLTA_7_QFUNTS | 0.15 | 2.3 | PGAE | Pacific Gas & Electric Company | HYDRO | WATER | NP15 | 2007-03-01 |  | CISO | PGAE
Participating Unit | N | N |  | SLATE_2_SLASR4 | GEN | SLATE_4 | 63 | 63 | PGAE | RE Slate 1 LLC | OTHER | HYBD | NP15 | 2022-03-15 |  | CISO | PGAE
Participating Unit | N | N |  | PUTHCR_1_PCNSB1 | GEN | Putah Creek Solar Farm North | 3 | 3 | PGAE | PUTAH CREEK SOLAR FARMS LLC | OTHER | HYBD | NP15 | 2022-10-15 |  | CISO | PGAE
Participating Unit | N | N |  | DSFLWR_2_W9CSB2 | GEN | Willy 9 Chap 2 | 72 | 72 | SCE | Chaparral Springs, LLC | OTHER | HYBD | SP15 | 2023-03-08 |  | CISO | SCE
Participating Unit | Y | N |  | TIDWTR_2_UNITS | GEN | MARTINEZ COGEN LIMITED PARTNERSHIP | 114.8 | 114.8 | PGAE | Martinez Cogen Limited Partnership | FTUR | NATURAL GAS | NP15 | 1987-02-23 |  | CISO | PGAE
Non-Participating | N | Y | CARBOU_7_PL4X5 | CARBOU_7_UNIT 4 | GEN | Caribou PH 2 Unit 4 | 61 | 61 |  | Pacific Gas & Electric Company | HYDRO | WATER | NP15 |  |  | CISO | PGAE
Non-Participating | N | Y | DMDVLY_1_UNITS | DMDVLY_1_GEN 10 | GEN | Diamond Valley Unit 10 | 3.3 | 3.3 |  | Metropolitan Water District of Southern California (MWD) | HYDRO | WATER | SP15 |  |  | CISO | SCE
Participating Unit | Y | N |  | COTTLE_2_FRNKNH | GEN | Frankenheimer Power Plant | 5.3 | 5 | PGAE | South San Joaquin Irrigation District | HYDRO | WATER | NP15 | 2013-04-01 |  | CISO | PGAE
Participating Unit | N | N |  | GOLETA_2_VALBT1 | GEN | Vallecito Energy Storage | 10 | 10 | SCE | ORNI 34 LLC | OTHER | LESR | SP15 | 2021-02-04 |  | CISO | SCE
Participating Unit | N | N |  | ESCNDO_6_EB1BT1 | GEN | Escondido BESS 1 | 10 | 10 | SDGE | San Diego Gas & Electric | OTHER | LESR | SP15 | 2017-03-06 |  | CISO | SDGE
Participating Unit | Y | N |  | LASSEN_6_UNITS | GEN | Honey Lake Power | 30 | 50.4 | PGAE | HL Power Company | STEAM | BIOMASS | NP15 | 2017-06-27 |  | CISO | PGAE
Non-Participating | N | Y | PIT5_7_PL1X2 | PIT5_7_UNIT 2 | GEN | Pit PH 5 Unit 2 | 41 | 41 |  | Pacific Gas & Electric Company | HYDRO | WATER | NP15 |  |  | CISO | PGAE
Participating Unit | N | N |  | BARRE_6_PEAKER | GEN | Barre Peaker | 49 | 59 | SCE | Southern California Edison Company | COMBUSTION TURBINE | NATURAL GAS | SP15 | 2007-09-20 |  | CISO | SCE
Participating Unit | N | N |  | NWCSTL_7_UNIT 1 | GEN | NEWCASTLE HYDRO | 12 | 12 | PGAE | Pacific Gas & Electric Company | HYDRO | WATER | NP15 | 1986-01-01 |  | CISO | PGAE
Participating Unit | N | Y | PGF1_2_PDRP106 | PGF1_2_PDRP106 | GEN | PGF1_2_PDRP106 | 4.8 |  | PGAE | OHMCONNECT, INC. | OTHER | OTHER | NP15 |  |  | CISO | PGAE
Participating Unit | Y | N |  | HINSON_6_SERRGN | GEN | Southeast Resource Recovery | 34 | 41.3 | SCE | City of Long Beach | STEAM | WASTE TO POWER | SP15 | 1988-01-01 |  | CISO | SCE
Non-Participating | N | Y | ELKHIL_2_PL1X3 | ELKHIL_7_STG | GEN | ELK HILLS STEAM TURBINE UNIT | 223 | 223 |  | Elk Hills Power, LLC | STEAM | HEAT RECOVERY | ZP26 |  |  | CISO | PGAE
Non-Participating | N | Y | DELTA_2_PL1X4 | DELTA_2_STG | GEN | DELTA ENERGY CENTER STG UNIT | 306 | 306 |  | Delta Energy Center, LLC | STEAM | HEAT RECOVERY | NP15 |  |  | CISO | PGAE
Participating Unit | N | N |  | VACADX_1_UNITA1 | GEN | CalPeak Power Vaca Dixon Unit 1 | 51.91 | 57 | PGAE | CalPeak Power - Vaca-Dixon LLC | COMBUSTION TURBINE | NATURAL GAS | NP15 | 2002-06-21 |  | CISO | PGAE
Non-Participating | N | Y | GILROY_1_UNIT | GILROY_1_ST2 | GEN | GILROY COGEN - UNIT 2 | 45 | 45 |  | Calpine Gilroy Cogen, L.P. | STEAM | HEAT RECOVERY | NP15 |  |  | CISO | PGAE
Non-Participating | N | Y | GENESI_2_STG | GENESI_2_STG1 | GEN | Genesis McCoy Solar Project | 140 | 140 |  | Southern California Edison Company | STEAM | SUN | SP15 |  |  | CISO | SCE
Participating Unit | N | N |  | LOCKFD_1_KSOLAR | GEN | Kettleman Solar | 1 | 1 | PGAE | Kettleman Solar LLC | PHOTO VOLTAIC | SUN | NP15 | 2014-03-14 |  | CISO | PGAE
Participating Unit | N | N |  | GILRPP_1_PL3X4 | GEN | GILROY ENERGY CENTER, UNIT #3 | 46.2 | 49.9 | PGAE | Gilroy Energy Center, LLC | COMBUSTION TURBINE | NATURAL GAS | NP15 | 2002-02-28 |  | CISO | PGAE
Participating Unit | N | N |  | MOJAVE_1_SIPHON | GEN | MOJAVE SIPHON POWER PLANT | 14.36 | 34.5 | SCE | California Dept. of Water Resources | HYDRO | WATER | SP15 | 1996-01-01 |  | CISO | CWRS
Participating Unit | N | N |  | BGSKYN_2_BS3SR3 | GEN | Big Sky Solar 3 | 20 | 20 | SCE | Antelope DSR3, LLC | PHOTO VOLTAIC | SUN | SP15 | 2019-09-14 |  | CISO | SCE
Non-Participating | N | Y | INTKEP_2_UNITS | MOCCPH_7_UNIT 1 | GEN | MOCCASIN HYDRO UNIT 1 | 52 | 52 |  |  |  |  | NP15 |  |  | CISO | PGAE
Participating Unit | N | N |  | CRNEVL_6_SJQN 2 | GEN | SAN JOAQUIN 2 | 3.2 | 3.2 | PGAE | Pacific Gas & Electric Company | HYDRO | WATER | NP15 | 1917-01-01 |  | CISO | PGAE
Participating Unit | N | N |  | KRNCNY_6_UNIT | GEN | KERN CANYON POWERHOUSE | 10.6 | 11.5 | PGAE | Kern and Tule Hydro LLC | HYDRO | WATER | ZP26 | 2021-06-09 |  | CISO | PGAE
Participating Unit | N | N |  | SGREGY_6_SANGER | GEN | Algonquin Power Sanger 2 | 48.3 | 48.3 | PGAE | Algonquin Power Sanger LLC | COMBINED CYCLE | NATURAL GAS | NP15 | 2017-06-01 |  | CISO | PGAE
Participating Unit | N | N |  | HIGHDS_2_H5SSR1 | GEN | High 5 Solar | 100 | 100 | SCE | HDSI, LLC | PHOTO VOLTAIC | SUN | SP15 | 2021-08-09 |  | CISO | SCE
Participating Unit | N | Y | SOLBLU_2_WSBSX2 | SOLBLU_2_WSBSX2 | GEN | Westlands Solar Blue | 250 |  | PGAE | Westlands Solar Blue, LLC | PHOTO VOLTAIC | SUN | NP15 | 2023-12-13 |  | CISO | PGAE
Participating Unit | N | Y | PGEB_2_PDRP111 | PGEB_2_PDRP111 | GEN | VLTS_PDR_PGEB_03 | 4 |  | PGAE | Voltus, Inc. | OTHER | OTHER | NP15 |  |  | CISO | PGAE
Participating Unit | N | Y | DVLCYN_1_UNITS | DVLCYN_1_UNITS | GEN | DEVIL CANYON HYDRO UNITS 1-4 AGGREGATE | 235 |  | SCE | California Dept. of Water Resources | HYDRO | WATER | SP15 | 1972-01-01 |  | CISO | CWRS
Non-Participating | N | Y | HARBGN_7_UNITS | HARBGN_7_UNIT 2 | GEN | Harbor Cogen Unit 2 | 13.6 | 13.6 |  | Harbor Cogeneration Company | STEAM | HEAT RECOVERY | SP15 |  |  | CISO | SCE
Non-Participating | N | Y | HYTTHM_2_UNITS | THERMA_2_UNIT 2 | GEN | Thermalito P-G Unit 2 | 28 | 28 |  | California Dept. of Water Resources | HYDRO | WATER | NP15 |  |  | CISO | CWRP
Participating Unit | N | Y | SCEC_1_PDRP131 | SCEC_1_PDRP131 | GEN | SCEC_1_PDRP131 | 0.99 |  | SCE | Leapfrog Power, Inc. | OTHER | OTHER | SP15 |  |  | CISO | SCE
Participating Unit | N | Y | ELSEGN_2_UN2021 | ELSEGN_2_UN2021 | GEN | El Segundo Energy Center 7/8 | 271.74 |  | SCE | El Segundo Energy Center LLC | COMBINED CYCLE | NATURAL GAS | SP15 | 2013-06-29 |  | CISO | SCE
Participating Unit | N | N |  | MIRLOM_2_CORONA | GEN | MWD Corona Hydroelectric Recovery Plant | 2.85 | 2.8 | SCE | Metropolitan Water District of Southern California | HYDRO | WATER | SP15 | 1987-01-01 |  | CISO | SCE
Non-Participating | N | Y | CARBOU_7_PL2X3 | CARBOU_7_UNIT 2 | GEN | CARIBOU PH 1 UNIT 2 | 25 | 25 |  | Pacific Gas & Electric Company | HYDRO | WATER | NP15 |  |  | CISO | PGAE
Participating Unit | N | N |  | ELCAJN_6_UNITA1 | GEN | Cuyamaca Peak Energy Plant | 45.42 | 48 | SDGE | San Diego Gas & Electric | COMBUSTION TURBINE | NATURAL GAS | SP15 | 2002-05-29 |  | CISO | SDGE
Non-Participating | N | Y | PIT5_7_PL3X4 | PIT5_7_UNIT 4 | GEN | Pit PH 5 Unit 4 | 41 | 41 |  | Pacific Gas & Electric Company | HYDRO | WATER | NP15 |  |  | CISO | PGAE
Non-Participating | N | Y | SPAULD_6_UNIT12 | SPAULD_6_UNIT 1 | GEN | SPAULDING HYDRO PH 1 UNIT | 7 | 7 |  | Pacific Gas & Electric Company | HYDRO | WATER | NP15 |  |  | CISO | PGAE
Participating Unit | N | N |  | MALIN_5_IBERDR | TG | Iberdrola Centroid Sytem Resource | 100 |  | PGAE | MALIN500 | WIND | WIND | NP15 |  |  | BPAT | PGAE
Participating Unit | N | N |  | CRELMN_6_RAMON1 | GEN | Ramona 1 | 2 | 2 | SDGE | Sol Orchard San Diego 20, LLC | PHOTO VOLTAIC | SUN | SP15 | 2013-12-31 |  | CISO | SDGE
Participating Unit | N | N |  | PMPJCK_1_SOLAR2 | GEN | Rio Bravo Solar 1 | 20 | 20 | PGAE | Rio Bravo Solar I, LLC | PHOTO VOLTAIC | SUN | ZP26 | 2016-12-21 |  | CISO | PGAE
Participating Unit | N | N |  | YELPIN_2_YP2BT3 | GEN | Yellow Pine 2 B BESS | 32 | 32 | SCE | Yellow Pine Solar Interconnect, LLC | OTHER | LESR | SP15 |  |  | CISO | VEA
Non-Participating | N | Y | DSRTSN_2_DS2X2 | DSRTSN_2_DS2BT1 | GEN | Desert Sunlight PV II Storage | 87.4 | 87.4 |  | Sunlight Storage, LLC | OTHER | LESR | SP15 |  |  | CISO | SCE
Participating Unit | N | N |  | LNCSTR_6_CREST | GEN | Lanacaster Aggregate Solar Resources | 5.5 | 5.7 | SCE | Southern California Edison Company | PHOTO VOLTAIC | SUN | SP15 | 2017-06-23 |  | CISO | SCE
Participating Unit | Y | N |  | SRINTL_6_UNIT | GEN | SRI INTERNATIONAL | 6.9 | 6.9 | PGAE | Pacific Gas & Electric Company | COMBUSTION TURBINE | NATURAL GAS | NP15 | 1987-03-10 |  | CISO | PGAE

## VER Exceedance Profiles
Technology | Region | Month | Month Number | Hour Ending | Exceedance Profile
Solar Fixed | Norcal | January | 1 | 1 | 0
Solar Fixed | Norcal | January | 1 | 2 | 0
Solar Fixed | Norcal | January | 1 | 3 | 0
Solar Fixed | Norcal | January | 1 | 4 | 0
Solar Fixed | Norcal | January | 1 | 5 | 0
Solar Fixed | Norcal | January | 1 | 6 | 0
Solar Fixed | Norcal | January | 1 | 7 | 0
Solar Fixed | Norcal | January | 1 | 8 | 0.030811
Solar Fixed | Norcal | January | 1 | 9 | 0.21602
Solar Fixed | Norcal | January | 1 | 10 | 0.42277
Solar Fixed | Norcal | January | 1 | 11 | 0.53251
Solar Fixed | Norcal | January | 1 | 12 | 0.55816
Solar Fixed | Norcal | January | 1 | 13 | 0.58218
Solar Fixed | Norcal | January | 1 | 14 | 0.51225
Solar Fixed | Norcal | January | 1 | 15 | 0.48136
Solar Fixed | Norcal | January | 1 | 16 | 0.32833
Solar Fixed | Norcal | January | 1 | 17 | 0.07704
Solar Fixed | Norcal | January | 1 | 18 | 6.7363e-05
Solar Fixed | Norcal | January | 1 | 19 | 0
Solar Fixed | Norcal | January | 1 | 20 | 0
Solar Fixed | Norcal | January | 1 | 21 | 0
Solar Fixed | Norcal | January | 1 | 22 | 0
Solar Fixed | Norcal | January | 1 | 23 | 0
Solar Fixed | Norcal | January | 1 | 24 | 0
Solar Fixed | Norcal | February | 2 | 1 | 0
Solar Fixed | Norcal | February | 2 | 2 | 0
Solar Fixed | Norcal | February | 2 | 3 | 0
Solar Fixed | Norcal | February | 2 | 4 | 0
Solar Fixed | Norcal | February | 2 | 5 | 0
Solar Fixed | Norcal | February | 2 | 6 | 0
Solar Fixed | Norcal | February | 2 | 7 | 0.00015724
Solar Fixed | Norcal | February | 2 | 8 | 0.1147
Solar Fixed | Norcal | February | 2 | 9 | 0.44613
Solar Fixed | Norcal | February | 2 | 10 | 0.61458
Solar Fixed | Norcal | February | 2 | 11 | 0.67406
Solar Fixed | Norcal | February | 2 | 12 | 0.69019
Solar Fixed | Norcal | February | 2 | 13 | 0.70771
Solar Fixed | Norcal | February | 2 | 14 | 0.66692
Solar Fixed | Norcal | February | 2 | 15 | 0.62085
Solar Fixed | Norcal | February | 2 | 16 | 0.50419
Solar Fixed | Norcal | February | 2 | 17 | 0.25543
Solar Fixed | Norcal | February | 2 | 18 | 0.018355
Solar Fixed | Norcal | February | 2 | 19 | 0
Solar Fixed | Norcal | February | 2 | 20 | 0
Solar Fixed | Norcal | February | 2 | 21 | 0
Solar Fixed | Norcal | February | 2 | 22 | 0
Solar Fixed | Norcal | February | 2 | 23 | 0
Solar Fixed | Norcal | February | 2 | 24 | 0
Solar Fixed | Norcal | March | 3 | 1 | 0
Solar Fixed | Norcal | March | 3 | 2 | 0
Solar Fixed | Norcal | March | 3 | 3 | 0
Solar Fixed | Norcal | March | 3 | 4 | 0
Solar Fixed | Norcal | March | 3 | 5 | 0
Solar Fixed | Norcal | March | 3 | 6 | 0
Solar Fixed | Norcal | March | 3 | 7 | 2.1833e-06
Solar Fixed | Norcal | March | 3 | 8 | 0.063492
Solar Fixed | Norcal | March | 3 | 9 | 0.3435
Solar Fixed | Norcal | March | 3 | 10 | 0.55989
Solar Fixed | Norcal | March | 3 | 11 | 0.67077
Solar Fixed | Norcal | March | 3 | 12 | 0.68618
Solar Fixed | Norcal | March | 3 | 13 | 0.68083
Solar Fixed | Norcal | March | 3 | 14 | 0.65669
Solar Fixed | Norcal | March | 3 | 15 | 0.61484
Solar Fixed | Norcal | March | 3 | 16 | 0.54792
Solar Fixed | Norcal | March | 3 | 17 | 0.42249
Solar Fixed | Norcal | March | 3 | 18 | 0.14952
Solar Fixed | Norcal | March | 3 | 19 | 0.032227
Solar Fixed | Norcal | March | 3 | 20 | 0.00010583
Solar Fixed | Norcal | March | 3 | 21 | 0
Solar Fixed | Norcal | March | 3 | 22 | 0
Solar Fixed | Norcal | March | 3 | 23 | 0
Solar Fixed | Norcal | March | 3 | 24 | 0
Solar Fixed | Norcal | April | 4 | 1 | 0
Solar Fixed | Norcal | April | 4 | 2 | 0
Solar Fixed | Norcal | April | 4 | 3 | 0
Solar Fixed | Norcal | April | 4 | 4 | 0
Solar Fixed | Norcal | April | 4 | 5 | 0
Solar Fixed | Norcal | April | 4 | 6 | 0
Solar Fixed | Norcal | April | 4 | 7 | 0.0058841
Solar Fixed | Norcal | April | 4 | 8 | 0.17802
Solar Fixed | Norcal | April | 4 | 9 | 0.5018
Solar Fixed | Norcal | April | 4 | 10 | 0.67903
Solar Fixed | Norcal | April | 4 | 11 | 0.75775
Solar Fixed | Norcal | April | 4 | 12 | 0.78727
Solar Fixed | Norcal | April | 4 | 13 | 0.81295
Solar Fixed | Norcal | April | 4 | 14 | 0.79896
Solar Fixed | Norcal | April | 4 | 15 | 0.79562
Solar Fixed | Norcal | April | 4 | 16 | 0.76007
Solar Fixed | Norcal | April | 4 | 17 | 0.67266
Solar Fixed | Norcal | April | 4 | 18 | 0.51254
Solar Fixed | Norcal | April | 4 | 19 | 0.19715
Solar Fixed | Norcal | April | 4 | 20 | 0.0084004
Solar Fixed | Norcal | April | 4 | 21 | 0
Solar Fixed | Norcal | April | 4 | 22 | 0
Solar Fixed | Norcal | April | 4 | 23 | 0
Solar Fixed | Norcal | April | 4 | 24 | 0
Solar Fixed | Norcal | May | 5 | 1 | 0
Solar Fixed | Norcal | May | 5 | 2 | 0
Solar Fixed | Norcal | May | 5 | 3 | 0
Solar Fixed | Norcal | May | 5 | 4 | 0
Solar Fixed | Norcal | May | 5 | 5 | 0
Solar Fixed | Norcal | May | 5 | 6 | 6.5662e-06
Solar Fixed | Norcal | May | 5 | 7 | 0.05662
Solar Fixed | Norcal | May | 5 | 8 | 0.3269
Solar Fixed | Norcal | May | 5 | 9 | 0.57262
Solar Fixed | Norcal | May | 5 | 10 | 0.72095
Solar Fixed | Norcal | May | 5 | 11 | 0.79375
Solar Fixed | Norcal | May | 5 | 12 | 0.82466
Solar Fixed | Norcal | May | 5 | 13 | 0.82264
Solar Fixed | Norcal | May | 5 | 14 | 0.82245
Solar Fixed | Norcal | May | 5 | 15 | 0.82214
Solar Fixed | Norcal | May | 5 | 16 | 0.79116
Solar Fixed | Norcal | May | 5 | 17 | 0.70523
Solar Fixed | Norcal | May | 5 | 18 | 0.57145
Solar Fixed | Norcal | May | 5 | 19 | 0.29969
Solar Fixed | Norcal | May | 5 | 20 | 0.040275
Solar Fixed | Norcal | May | 5 | 21 | 9.2408e-06
Solar Fixed | Norcal | May | 5 | 22 | 0
Solar Fixed | Norcal | May | 5 | 23 | 0
Solar Fixed | Norcal | May | 5 | 24 | 0
Solar Fixed | Norcal | June | 6 | 1 | 0
Solar Fixed | Norcal | June | 6 | 2 | 0
Solar Fixed | Norcal | June | 6 | 3 | 0
Solar Fixed | Norcal | June | 6 | 4 | 0
Solar Fixed | Norcal | June | 6 | 5 | 0
Solar Fixed | Norcal | June | 6 | 6 | 0.00031849
Solar Fixed | Norcal | June | 6 | 7 | 0.086539
Solar Fixed | Norcal | June | 6 | 8 | 0.36471
Solar Fixed | Norcal | June | 6 | 9 | 0.59719
Solar Fixed | Norcal | June | 6 | 10 | 0.73416
Solar Fixed | Norcal | June | 6 | 11 | 0.8152
Solar Fixed | Norcal | June | 6 | 12 | 0.85575
Solar Fixed | Norcal | June | 6 | 13 | 0.86936
Solar Fixed | Norcal | June | 6 | 14 | 0.87616
Solar Fixed | Norcal | June | 6 | 15 | 0.85767
Solar Fixed | Norcal | June | 6 | 16 | 0.82407
Solar Fixed | Norcal | June | 6 | 17 | 0.73665
Solar Fixed | Norcal | June | 6 | 18 | 0.59864
Solar Fixed | Norcal | June | 6 | 19 | 0.36433
Solar Fixed | Norcal | June | 6 | 20 | 0.090433
Solar Fixed | Norcal | June | 6 | 21 | 0.00097749
Solar Fixed | Norcal | June | 6 | 22 | 0
Solar Fixed | Norcal | June | 6 | 23 | 0
Solar Fixed | Norcal | June | 6 | 24 | 0
Solar Fixed | Norcal | July | 7 | 1 | 0
Solar Fixed | Norcal | July | 7 | 2 | 0
Solar Fixed | Norcal | July | 7 | 3 | 0
Solar Fixed | Norcal | July | 7 | 4 | 0
Solar Fixed | Norcal | July | 7 | 5 | 0
Solar Fixed | Norcal | July | 7 | 6 | 5.0275e-08
Solar Fixed | Norcal | July | 7 | 7 | 0.042922
Solar Fixed | Norcal | July | 7 | 8 | 0.30955
Solar Fixed | Norcal | July | 7 | 9 | 0.58678
Solar Fixed | Norcal | July | 7 | 10 | 0.74946
Solar Fixed | Norcal | July | 7 | 11 | 0.83573
Solar Fixed | Norcal | July | 7 | 12 | 0.87969
Solar Fixed | Norcal | July | 7 | 13 | 0.89456
Solar Fixed | Norcal | July | 7 | 14 | 0.88663
Solar Fixed | Norcal | July | 7 | 15 | 0.86734
Solar Fixed | Norcal | July | 7 | 16 | 0.82452
Solar Fixed | Norcal | July | 7 | 17 | 0.74375
Solar Fixed | Norcal | July | 7 | 18 | 0.60357
Solar Fixed | Norcal | July | 7 | 19 | 0.36279
Solar Fixed | Norcal | July | 7 | 20 | 0.07927
Solar Fixed | Norcal | July | 7 | 21 | 0.00043716
Solar Fixed | Norcal | July | 7 | 22 | 0
Solar Fixed | Norcal | July | 7 | 23 | 0
Solar Fixed | Norcal | July | 7 | 24 | 0
Solar Fixed | Norcal | August | 8 | 1 | 0
Solar Fixed | Norcal | August | 8 | 2 | 0
Solar Fixed | Norcal | August | 8 | 3 | 0
Solar Fixed | Norcal | August | 8 | 4 | 0
Solar Fixed | Norcal | August | 8 | 5 | 0
Solar Fixed | Norcal | August | 8 | 6 | 0
Solar Fixed | Norcal | August | 8 | 7 | 0.0083045
Solar Fixed | Norcal | August | 8 | 8 | 0.19229
Solar Fixed | Norcal | August | 8 | 9 | 0.5094
Solar Fixed | Norcal | August | 8 | 10 | 0.70252
Solar Fixed | Norcal | August | 8 | 11 | 0.8074
Solar Fixed | Norcal | August | 8 | 12 | 0.8533
Solar Fixed | Norcal | August | 8 | 13 | 0.86247
Solar Fixed | Norcal | August | 8 | 14 | 0.86173
Solar Fixed | Norcal | August | 8 | 15 | 0.84541
Solar Fixed | Norcal | August | 8 | 16 | 0.803
Solar Fixed | Norcal | August | 8 | 17 | 0.70567
Solar Fixed | Norcal | August | 8 | 18 | 0.51916
Solar Fixed | Norcal | August | 8 | 19 | 0.21056
Solar Fixed | Norcal | August | 8 | 20 | 0.014082
Solar Fixed | Norcal | August | 8 | 21 | 0
Solar Fixed | Norcal | August | 8 | 22 | 0
Solar Fixed | Norcal | August | 8 | 23 | 0
Solar Fixed | Norcal | August | 8 | 24 | 0
Solar Fixed | Norcal | September | 9 | 1 | 0
Solar Fixed | Norcal | September | 9 | 2 | 0
Solar Fixed | Norcal | September | 9 | 3 | 0
Solar Fixed | Norcal | September | 9 | 4 | 0
Solar Fixed | Norcal | September | 9 | 5 | 0
Solar Fixed | Norcal | September | 9 | 6 | 0
Solar Fixed | Norcal | September | 9 | 7 | 0.00025124
Solar Fixed | Norcal | September | 9 | 8 | 0.10761
Solar Fixed | Norcal | September | 9 | 9 | 0.42816
Solar Fixed | Norcal | September | 9 | 10 | 0.64693
Solar Fixed | Norcal | September | 9 | 11 | 0.75634
Solar Fixed | Norcal | September | 9 | 12 | 0.79729
Solar Fixed | Norcal | September | 9 | 13 | 0.81398
Solar Fixed | Norcal | September | 9 | 14 | 0.8048
Solar Fixed | Norcal | September | 9 | 15 | 0.7884
Solar Fixed | Norcal | September | 9 | 16 | 0.74556
Solar Fixed | Norcal | September | 9 | 17 | 0.61791
Solar Fixed | Norcal | September | 9 | 18 | 0.34785
Solar Fixed | Norcal | September | 9 | 19 | 0.053212
Solar Fixed | Norcal | September | 9 | 20 | 7.0609e-06
Solar Fixed | Norcal | September | 9 | 21 | 0
Solar Fixed | Norcal | September | 9 | 22 | 0
Solar Fixed | Norcal | September | 9 | 23 | 0
Solar Fixed | Norcal | September | 9 | 24 | 0
Solar Fixed | Norcal | October | 10 | 1 | 0
Solar Fixed | Norcal | October | 10 | 2 | 0
Solar Fixed | Norcal | October | 10 | 3 | 0
Solar Fixed | Norcal | October | 10 | 4 | 0
Solar Fixed | Norcal | October | 10 | 5 | 0
Solar Fixed | Norcal | October | 10 | 6 | 0
Solar Fixed | Norcal | October | 10 | 7 | 0
Solar Fixed | Norcal | October | 10 | 8 | 0.034252
Solar Fixed | Norcal | October | 10 | 9 | 0.30671
Solar Fixed | Norcal | October | 10 | 10 | 0.55919
Solar Fixed | Norcal | October | 10 | 11 | 0.6652
Solar Fixed | Norcal | October | 10 | 12 | 0.69891
Solar Fixed | Norcal | October | 10 | 13 | 0.70895
Solar Fixed | Norcal | October | 10 | 14 | 0.70314
Solar Fixed | Norcal | October | 10 | 15 | 0.68305
Solar Fixed | Norcal | October | 10 | 16 | 0.61716
Solar Fixed | Norcal | October | 10 | 17 | 0.44826
Solar Fixed | Norcal | October | 10 | 18 | 0.13661
Solar Fixed | Norcal | October | 10 | 19 | 0.001168
Solar Fixed | Norcal | October | 10 | 20 | 0
Solar Fixed | Norcal | October | 10 | 21 | 0
Solar Fixed | Norcal | October | 10 | 22 | 0
Solar Fixed | Norcal | October | 10 | 23 | 0
Solar Fixed | Norcal | October | 10 | 24 | 0
Solar Fixed | Norcal | November | 11 | 1 | 0
Solar Fixed | Norcal | November | 11 | 2 | 0
Solar Fixed | Norcal | November | 11 | 3 | 0
Solar Fixed | Norcal | November | 11 | 4 | 0
Solar Fixed | Norcal | November | 11 | 5 | 0
Solar Fixed | Norcal | November | 11 | 6 | 0
Solar Fixed | Norcal | November | 11 | 7 | 0.0010786
Solar Fixed | Norcal | November | 11 | 8 | 0.12164
Solar Fixed | Norcal | November | 11 | 9 | 0.41234
Solar Fixed | Norcal | November | 11 | 10 | 0.57877
Solar Fixed | Norcal | November | 11 | 11 | 0.64506
Solar Fixed | Norcal | November | 11 | 12 | 0.65753
Solar Fixed | Norcal | November | 11 | 13 | 0.6539
Solar Fixed | Norcal | November | 11 | 14 | 0.61672
Solar Fixed | Norcal | November | 11 | 15 | 0.5406
Solar Fixed | Norcal | November | 11 | 16 | 0.30917
Solar Fixed | Norcal | November | 11 | 17 | 0.040997
Solar Fixed | Norcal | November | 11 | 18 | 0
Solar Fixed | Norcal | November | 11 | 19 | 0
Solar Fixed | Norcal | November | 11 | 20 | 0
Solar Fixed | Norcal | November | 11 | 21 | 0
Solar Fixed | Norcal | November | 11 | 22 | 0
Solar Fixed | Norcal | November | 11 | 23 | 0
Solar Fixed | Norcal | November | 11 | 24 | 0
Solar Fixed | Norcal | December | 12 | 1 | 0
Solar Fixed | Norcal | December | 12 | 2 | 0
Solar Fixed | Norcal | December | 12 | 3 | 0
Solar Fixed | Norcal | December | 12 | 4 | 0
Solar Fixed | Norcal | December | 12 | 5 | 0
Solar Fixed | Norcal | December | 12 | 6 | 0
Solar Fixed | Norcal | December | 12 | 7 | 0
Solar Fixed | Norcal | December | 12 | 8 | 0.039001
Solar Fixed | Norcal | December | 12 | 9 | 0.22524
Solar Fixed | Norcal | December | 12 | 10 | 0.39244
Solar Fixed | Norcal | December | 12 | 11 | 0.48399
Solar Fixed | Norcal | December | 12 | 12 | 0.51703
Solar Fixed | Norcal | December | 12 | 13 | 0.49431
Solar Fixed | Norcal | December | 12 | 14 | 0.4467
Solar Fixed | Norcal | December | 12 | 15 | 0.41082
Solar Fixed | Norcal | December | 12 | 16 | 0.21178
Solar Fixed | Norcal | December | 12 | 17 | 0.025899
Solar Fixed | Norcal | December | 12 | 18 | 0
Solar Fixed | Norcal | December | 12 | 19 | 0
Solar Fixed | Norcal | December | 12 | 20 | 0
Solar Fixed | Norcal | December | 12 | 21 | 0
Solar Fixed | Norcal | December | 12 | 22 | 0
Solar Fixed | Norcal | December | 12 | 23 | 0
Solar Fixed | Norcal | December | 12 | 24 | 0
Solar Fixed | Socal | January | 1 | 1 | 2.7079e-07
Solar Fixed | Socal | January | 1 | 2 | -3.3728e-07
Solar Fixed | Socal | January | 1 | 3 | -6.8672e-07
Solar Fixed | Socal | January | 1 | 4 | -8.6997e-07
Solar Fixed | Socal | January | 1 | 5 | -9.6677e-07
Solar Fixed | Socal | January | 1 | 6 | -3.4018e-07
Solar Fixed | Socal | January | 1 | 7 | 0.0016159
Solar Fixed | Socal | January | 1 | 8 | 0.13239
Solar Fixed | Socal | January | 1 | 9 | 0.44427
Solar Fixed | Socal | January | 1 | 10 | 0.6027
Solar Fixed | Socal | January | 1 | 11 | 0.65126
Solar Fixed | Socal | January | 1 | 12 | 0.67256
Solar Fixed | Socal | January | 1 | 13 | 0.65513
Solar Fixed | Socal | January | 1 | 14 | 0.63083
Solar Fixed | Socal | January | 1 | 15 | 0.52683
Solar Fixed | Socal | January | 1 | 16 | 0.30744
Solar Fixed | Socal | January | 1 | 17 | 0.044636
Solar Fixed | Socal | January | 1 | 18 | 1.7638e-05
Solar Fixed | Socal | January | 1 | 19 | 4.5157e-06
Solar Fixed | Socal | January | 1 | 20 | 4.6611e-06
Solar Fixed | Socal | January | 1 | 21 | 4.5143e-06
Solar Fixed | Socal | January | 1 | 22 | 3.6185e-06
Solar Fixed | Socal | January | 1 | 23 | 2.3549e-06
Solar Fixed | Socal | January | 1 | 24 | 1.1694e-06
Solar Fixed | Socal | February | 2 | 1 | 1.0571e-07
Solar Fixed | Socal | February | 2 | 2 | -5.2263e-07
Solar Fixed | Socal | February | 2 | 3 | -1.1022e-06
Solar Fixed | Socal | February | 2 | 4 | -1.1635e-06
Solar Fixed | Socal | February | 2 | 5 | -1.2256e-06
Solar Fixed | Socal | February | 2 | 6 | -3.2707e-07
Solar Fixed | Socal | February | 2 | 7 | 0.011028
Solar Fixed | Socal | February | 2 | 8 | 0.24644
Solar Fixed | Socal | February | 2 | 9 | 0.58457
Solar Fixed | Socal | February | 2 | 10 | 0.69635
Solar Fixed | Socal | February | 2 | 11 | 0.74504
Solar Fixed | Socal | February | 2 | 12 | 0.74775
Solar Fixed | Socal | February | 2 | 13 | 0.73443
Solar Fixed | Socal | February | 2 | 14 | 0.7072
Solar Fixed | Socal | February | 2 | 15 | 0.65066
Solar Fixed | Socal | February | 2 | 16 | 0.49964
Solar Fixed | Socal | February | 2 | 17 | 0.1937
Solar Fixed | Socal | February | 2 | 18 | 0.0047743
Solar Fixed | Socal | February | 2 | 19 | 4.5249e-06
Solar Fixed | Socal | February | 2 | 20 | 4.5023e-06
Solar Fixed | Socal | February | 2 | 21 | 4.5426e-06
Solar Fixed | Socal | February | 2 | 22 | 3.746e-06
Solar Fixed | Socal | February | 2 | 23 | 2.4667e-06
Solar Fixed | Socal | February | 2 | 24 | 1.2526e-06
Solar Fixed | Socal | March | 3 | 1 | -1.8252e-07
Solar Fixed | Socal | March | 3 | 2 | -8.6218e-07
Solar Fixed | Socal | March | 3 | 3 | -1.2886e-06
Solar Fixed | Socal | March | 3 | 4 | -1.4172e-06
Solar Fixed | Socal | March | 3 | 5 | -1.5287e-06
Solar Fixed | Socal | March | 3 | 6 | -8.8834e-07
Solar Fixed | Socal | March | 3 | 7 | 0.0021551
Solar Fixed | Socal | March | 3 | 8 | 0.14137
Solar Fixed | Socal | March | 3 | 9 | 0.4932
Solar Fixed | Socal | March | 3 | 10 | 0.68367
Solar Fixed | Socal | March | 3 | 11 | 0.75046
Solar Fixed | Socal | March | 3 | 12 | 0.76317
Solar Fixed | Socal | March | 3 | 13 | 0.75375
Solar Fixed | Socal | March | 3 | 14 | 0.73566
Solar Fixed | Socal | March | 3 | 15 | 0.69185
Solar Fixed | Socal | March | 3 | 16 | 0.61174
Solar Fixed | Socal | March | 3 | 17 | 0.38592
Solar Fixed | Socal | March | 3 | 18 | 0.17942
Solar Fixed | Socal | March | 3 | 19 | 0.02704
Solar Fixed | Socal | March | 3 | 20 | 7.5389e-06
Solar Fixed | Socal | March | 3 | 21 | 4.0859e-06
Solar Fixed | Socal | March | 3 | 22 | 3.5362e-06
Solar Fixed | Socal | March | 3 | 23 | 2.1872e-06
Solar Fixed | Socal | March | 3 | 24 | 9.6037e-07
Solar Fixed | Socal | April | 4 | 1 | -1.193e-07
Solar Fixed | Socal | April | 4 | 2 | -6.4239e-07
Solar Fixed | Socal | April | 4 | 3 | -1.0538e-06
Solar Fixed | Socal | April | 4 | 4 | -1.3892e-06
Solar Fixed | Socal | April | 4 | 5 | -1.4842e-06
Solar Fixed | Socal | April | 4 | 6 | -3.9951e-07
Solar Fixed | Socal | April | 4 | 7 | 0.027401
Solar Fixed | Socal | April | 4 | 8 | 0.2763
Solar Fixed | Socal | April | 4 | 9 | 0.59489
Solar Fixed | Socal | April | 4 | 10 | 0.74682
Solar Fixed | Socal | April | 4 | 11 | 0.81493
Solar Fixed | Socal | April | 4 | 12 | 0.8486
Solar Fixed | Socal | April | 4 | 13 | 0.84987
Solar Fixed | Socal | April | 4 | 14 | 0.83255
Solar Fixed | Socal | April | 4 | 15 | 0.81111
Solar Fixed | Socal | April | 4 | 16 | 0.74396
Solar Fixed | Socal | April | 4 | 17 | 0.63295
Solar Fixed | Socal | April | 4 | 18 | 0.43418
Solar Fixed | Socal | April | 4 | 19 | 0.10837
Solar Fixed | Socal | April | 4 | 20 | 0.0014276
Solar Fixed | Socal | April | 4 | 21 | 6.695e-06
Solar Fixed | Socal | April | 4 | 22 | 3.8536e-06
Solar Fixed | Socal | April | 4 | 23 | 2.4831e-06
Solar Fixed | Socal | April | 4 | 24 | 1.0789e-06
Solar Fixed | Socal | May | 5 | 1 | 2.696e-07
Solar Fixed | Socal | May | 5 | 2 | -5.1414e-07
Solar Fixed | Socal | May | 5 | 3 | -9.8077e-07
Solar Fixed | Socal | May | 5 | 4 | -1.2514e-06
Solar Fixed | Socal | May | 5 | 5 | -1.4413e-06
Solar Fixed | Socal | May | 5 | 6 | 0.0014374
Solar Fixed | Socal | May | 5 | 7 | 0.11437
Solar Fixed | Socal | May | 5 | 8 | 0.42015
Solar Fixed | Socal | May | 5 | 9 | 0.63737
Solar Fixed | Socal | May | 5 | 10 | 0.75752
Solar Fixed | Socal | May | 5 | 11 | 0.84196
Solar Fixed | Socal | May | 5 | 12 | 0.87533
Solar Fixed | Socal | May | 5 | 13 | 0.88007
Solar Fixed | Socal | May | 5 | 14 | 0.87043
Solar Fixed | Socal | May | 5 | 15 | 0.85277
Solar Fixed | Socal | May | 5 | 16 | 0.79428
Solar Fixed | Socal | May | 5 | 17 | 0.69452
Solar Fixed | Socal | May | 5 | 18 | 0.50417
Solar Fixed | Socal | May | 5 | 19 | 0.18937
Solar Fixed | Socal | May | 5 | 20 | 0.012363
Solar Fixed | Socal | May | 5 | 21 | 1.1516e-05
Solar Fixed | Socal | May | 5 | 22 | 4.291e-06
Solar Fixed | Socal | May | 5 | 23 | 2.9311e-06
Solar Fixed | Socal | May | 5 | 24 | 1.3511e-06
Solar Fixed | Socal | June | 6 | 1 | 2.2482e-06
Solar Fixed | Socal | June | 6 | 2 | 1.1385e-06
Solar Fixed | Socal | June | 6 | 3 | 1.2137e-07
Solar Fixed | Socal | June | 6 | 4 | -5.4237e-07
Solar Fixed | Socal | June | 6 | 5 | -9.3321e-07
Solar Fixed | Socal | June | 6 | 6 | 0.003705
Solar Fixed | Socal | June | 6 | 7 | 0.14058
Solar Fixed | Socal | June | 6 | 8 | 0.42882
Solar Fixed | Socal | June | 6 | 9 | 0.65104
Solar Fixed | Socal | June | 6 | 10 | 0.77772
Solar Fixed | Socal | June | 6 | 11 | 0.86076
Solar Fixed | Socal | June | 6 | 12 | 0.89976
Solar Fixed | Socal | June | 6 | 13 | 0.90679
Solar Fixed | Socal | June | 6 | 14 | 0.90567
Solar Fixed | Socal | June | 6 | 15 | 0.87463
Solar Fixed | Socal | June | 6 | 16 | 0.80975
Solar Fixed | Socal | June | 6 | 17 | 0.70976
Solar Fixed | Socal | June | 6 | 18 | 0.54247
Solar Fixed | Socal | June | 6 | 19 | 0.2588
Solar Fixed | Socal | June | 6 | 20 | 0.03268
Solar Fixed | Socal | June | 6 | 21 | 4.7218e-05
Solar Fixed | Socal | June | 6 | 22 | 8.2605e-06
Solar Fixed | Socal | June | 6 | 23 | 6.3893e-06
Solar Fixed | Socal | June | 6 | 24 | 4.3133e-06
Solar Fixed | Socal | July | 7 | 1 | 5.502e-06
Solar Fixed | Socal | July | 7 | 2 | 3.9524e-06
Solar Fixed | Socal | July | 7 | 3 | 2.5133e-06
Solar Fixed | Socal | July | 7 | 4 | 1.4766e-06
Solar Fixed | Socal | July | 7 | 5 | 7.9615e-07
Solar Fixed | Socal | July | 7 | 6 | 0.00016411
Solar Fixed | Socal | July | 7 | 7 | 0.067433
Solar Fixed | Socal | July | 7 | 8 | 0.29483
Solar Fixed | Socal | July | 7 | 9 | 0.54446
Solar Fixed | Socal | July | 7 | 10 | 0.70054
Solar Fixed | Socal | July | 7 | 11 | 0.80447
Solar Fixed | Socal | July | 7 | 12 | 0.85735
Solar Fixed | Socal | July | 7 | 13 | 0.87457
Solar Fixed | Socal | July | 7 | 14 | 0.86752
Solar Fixed | Socal | July | 7 | 15 | 0.8285
Solar Fixed | Socal | July | 7 | 16 | 0.77504
Solar Fixed | Socal | July | 7 | 17 | 0.67094
Solar Fixed | Socal | July | 7 | 18 | 0.50464
Solar Fixed | Socal | July | 7 | 19 | 0.22952
Solar Fixed | Socal | July | 7 | 20 | 0.026173
Solar Fixed | Socal | July | 7 | 21 | 3.2182e-05
Solar Fixed | Socal | July | 7 | 22 | 1.4855e-05
Solar Fixed | Socal | July | 7 | 23 | 1.1437e-05
Solar Fixed | Socal | July | 7 | 24 | 7.6529e-06
Solar Fixed | Socal | August | 8 | 1 | 6.9043e-06
Solar Fixed | Socal | August | 8 | 2 | 4.9855e-06
Solar Fixed | Socal | August | 8 | 3 | 3.6369e-06
Solar Fixed | Socal | August | 8 | 4 | 2.6227e-06
Solar Fixed | Socal | August | 8 | 5 | 1.5371e-06
Solar Fixed | Socal | August | 8 | 6 | 2.9561e-06
Solar Fixed | Socal | August | 8 | 7 | 0.029962
Solar Fixed | Socal | August | 8 | 8 | 0.26534
Solar Fixed | Socal | August | 8 | 9 | 0.56628
Solar Fixed | Socal | August | 8 | 10 | 0.72816
Solar Fixed | Socal | August | 8 | 11 | 0.82757
Solar Fixed | Socal | August | 8 | 12 | 0.8789
Solar Fixed | Socal | August | 8 | 13 | 0.89546
Solar Fixed | Socal | August | 8 | 14 | 0.88091
Solar Fixed | Socal | August | 8 | 15 | 0.84409
Solar Fixed | Socal | August | 8 | 16 | 0.76829
Solar Fixed | Socal | August | 8 | 17 | 0.65015
Solar Fixed | Socal | August | 8 | 18 | 0.43374
Solar Fixed | Socal | August | 8 | 19 | 0.12391
Solar Fixed | Socal | August | 8 | 20 | 0.0033591
Solar Fixed | Socal | August | 8 | 21 | 2.8719e-05
Solar Fixed | Socal | August | 8 | 22 | 1.802e-05
Solar Fixed | Socal | August | 8 | 23 | 1.2335e-05
Solar Fixed | Socal | August | 8 | 24 | 9.1481e-06
Solar Fixed | Socal | September | 9 | 1 | 3.9214e-06
Solar Fixed | Socal | September | 9 | 2 | 2.1525e-06
Solar Fixed | Socal | September | 9 | 3 | 1.3102e-06
Solar Fixed | Socal | September | 9 | 4 | 6.729e-07
Solar Fixed | Socal | September | 9 | 5 | 1.1234e-07
Solar Fixed | Socal | September | 9 | 6 | 8.7398e-08
Solar Fixed | Socal | September | 9 | 7 | 0.0082995
Solar Fixed | Socal | September | 9 | 8 | 0.20394
Solar Fixed | Socal | September | 9 | 9 | 0.52892
Solar Fixed | Socal | September | 9 | 10 | 0.71267
Solar Fixed | Socal | September | 9 | 11 | 0.81253
Solar Fixed | Socal | September | 9 | 12 | 0.85757
Solar Fixed | Socal | September | 9 | 13 | 0.86789
Solar Fixed | Socal | September | 9 | 14 | 0.86008
Solar Fixed | Socal | September | 9 | 15 | 0.82013
Solar Fixed | Socal | September | 9 | 16 | 0.72213
Solar Fixed | Socal | September | 9 | 17 | 0.58149
Solar Fixed | Socal | September | 9 | 18 | 0.25737
Solar Fixed | Socal | September | 9 | 19 | 0.022988
Solar Fixed | Socal | September | 9 | 20 | 9.507e-05
Solar Fixed | Socal | September | 9 | 21 | 1.3991e-05
Solar Fixed | Socal | September | 9 | 22 | 1.0678e-05
Solar Fixed | Socal | September | 9 | 23 | 8.3436e-06
Solar Fixed | Socal | September | 9 | 24 | 5.6819e-06
Solar Fixed | Socal | October | 10 | 1 | 1.0263e-06
Solar Fixed | Socal | October | 10 | 2 | 1.9645e-07
Solar Fixed | Socal | October | 10 | 3 | -4.368e-07
Solar Fixed | Socal | October | 10 | 4 | -7.2037e-07
Solar Fixed | Socal | October | 10 | 5 | -9.6076e-07
Solar Fixed | Socal | October | 10 | 6 | -4.8582e-07
Solar Fixed | Socal | October | 10 | 7 | 0.00093567
Solar Fixed | Socal | October | 10 | 8 | 0.1087
Solar Fixed | Socal | October | 10 | 9 | 0.45849
Solar Fixed | Socal | October | 10 | 10 | 0.65607
Solar Fixed | Socal | October | 10 | 11 | 0.74658
Solar Fixed | Socal | October | 10 | 12 | 0.7935
Solar Fixed | Socal | October | 10 | 13 | 0.80454
Solar Fixed | Socal | October | 10 | 14 | 0.79287
Solar Fixed | Socal | October | 10 | 15 | 0.75398
Solar Fixed | Socal | October | 10 | 16 | 0.67097
Solar Fixed | Socal | October | 10 | 17 | 0.42456
Solar Fixed | Socal | October | 10 | 18 | 0.08517
Solar Fixed | Socal | October | 10 | 19 | 0.00038856
Solar Fixed | Socal | October | 10 | 20 | 8.2331e-06
Solar Fixed | Socal | October | 10 | 21 | 6.3424e-06
Solar Fixed | Socal | October | 10 | 22 | 5.7941e-06
Solar Fixed | Socal | October | 10 | 23 | 4.0856e-06
Solar Fixed | Socal | October | 10 | 24 | 2.1956e-06
Solar Fixed | Socal | November | 11 | 1 | -5.8526e-08
Solar Fixed | Socal | November | 11 | 2 | -6.3305e-07
Solar Fixed | Socal | November | 11 | 3 | -1.1352e-06
Solar Fixed | Socal | November | 11 | 4 | -1.3265e-06
Solar Fixed | Socal | November | 11 | 5 | -1.269e-06
Solar Fixed | Socal | November | 11 | 6 | 6.5386e-06
Solar Fixed | Socal | November | 11 | 7 | 0.024688
Solar Fixed | Socal | November | 11 | 8 | 0.2699
Solar Fixed | Socal | November | 11 | 9 | 0.53992
Solar Fixed | Socal | November | 11 | 10 | 0.67144
Solar Fixed | Socal | November | 11 | 11 | 0.7167
Solar Fixed | Socal | November | 11 | 12 | 0.73364
Solar Fixed | Socal | November | 11 | 13 | 0.71092
Solar Fixed | Socal | November | 11 | 14 | 0.67312
Solar Fixed | Socal | November | 11 | 15 | 0.55413
Solar Fixed | Socal | November | 11 | 16 | 0.25305
Solar Fixed | Socal | November | 11 | 17 | 0.01705
Solar Fixed | Socal | November | 11 | 18 | 4.8961e-06
Solar Fixed | Socal | November | 11 | 19 | 4.067e-06
Solar Fixed | Socal | November | 11 | 20 | 4.172e-06
Solar Fixed | Socal | November | 11 | 21 | 3.967e-06
Solar Fixed | Socal | November | 11 | 22 | 3.2237e-06
Solar Fixed | Socal | November | 11 | 23 | 2.0587e-06
Solar Fixed | Socal | November | 11 | 24 | 7.8113e-07
Solar Fixed | Socal | December | 12 | 1 | 1.0826e-06
Solar Fixed | Socal | December | 12 | 2 | 1.9128e-07
Solar Fixed | Socal | December | 12 | 3 | -2.865e-07
Solar Fixed | Socal | December | 12 | 4 | -5.9182e-07
Solar Fixed | Socal | December | 12 | 5 | -2.8551e-07
Solar Fixed | Socal | December | 12 | 6 | 2.0994e-09
Solar Fixed | Socal | December | 12 | 7 | 0.0030232
Solar Fixed | Socal | December | 12 | 8 | 0.14243
Solar Fixed | Socal | December | 12 | 9 | 0.39981
Solar Fixed | Socal | December | 12 | 10 | 0.53523
Solar Fixed | Socal | December | 12 | 11 | 0.58985
Solar Fixed | Socal | December | 12 | 12 | 0.621
Solar Fixed | Socal | December | 12 | 13 | 0.60208
Solar Fixed | Socal | December | 12 | 14 | 0.55297
Solar Fixed | Socal | December | 12 | 15 | 0.45082
Solar Fixed | Socal | December | 12 | 16 | 0.20174
Solar Fixed | Socal | December | 12 | 17 | 0.012426
Solar Fixed | Socal | December | 12 | 18 | 5.4903e-06
Solar Fixed | Socal | December | 12 | 19 | 5.6868e-06
Solar Fixed | Socal | December | 12 | 20 | 6.0156e-06
Solar Fixed | Socal | December | 12 | 21 | 5.8453e-06
Solar Fixed | Socal | December | 12 | 22 | 5.1284e-06
Solar Fixed | Socal | December | 12 | 23 | 3.6668e-06
Solar Fixed | Socal | December | 12 | 24 | 2.3467e-06
Solar Tracking | Norcal | January | 1 | 1 | 0
Solar Tracking | Norcal | January | 1 | 2 | 0
Solar Tracking | Norcal | January | 1 | 3 | 0
Solar Tracking | Norcal | January | 1 | 4 | 0
Solar Tracking | Norcal | January | 1 | 5 | 0
Solar Tracking | Norcal | January | 1 | 6 | 0
Solar Tracking | Norcal | January | 1 | 7 | 1.2522e-07
Solar Tracking | Norcal | January | 1 | 8 | 0.023455
Solar Tracking | Norcal | January | 1 | 9 | 0.18903
Solar Tracking | Norcal | January | 1 | 10 | 0.33482
Solar Tracking | Norcal | January | 1 | 11 | 0.40826
Solar Tracking | Norcal | January | 1 | 12 | 0.44137
Solar Tracking | Norcal | January | 1 | 13 | 0.4559
Solar Tracking | Norcal | January | 1 | 14 | 0.4253
Solar Tracking | Norcal | January | 1 | 15 | 0.3969
Solar Tracking | Norcal | January | 1 | 16 | 0.27236
Solar Tracking | Norcal | January | 1 | 17 | 0.06032
Solar Tracking | Norcal | January | 1 | 18 | 3.7203e-05
Solar Tracking | Norcal | January | 1 | 19 | 0
Solar Tracking | Norcal | January | 1 | 20 | 0
Solar Tracking | Norcal | January | 1 | 21 | 0
Solar Tracking | Norcal | January | 1 | 22 | 0
Solar Tracking | Norcal | January | 1 | 23 | 0
Solar Tracking | Norcal | January | 1 | 24 | 0
Solar Tracking | Norcal | February | 2 | 1 | 0
Solar Tracking | Norcal | February | 2 | 2 | 0
Solar Tracking | Norcal | February | 2 | 3 | 0
Solar Tracking | Norcal | February | 2 | 4 | 0
Solar Tracking | Norcal | February | 2 | 5 | 0
Solar Tracking | Norcal | February | 2 | 6 | 0
Solar Tracking | Norcal | February | 2 | 7 | 0.00023114
Solar Tracking | Norcal | February | 2 | 8 | 0.12681
Solar Tracking | Norcal | February | 2 | 9 | 0.5166
Solar Tracking | Norcal | February | 2 | 10 | 0.66259
Solar Tracking | Norcal | February | 2 | 11 | 0.66023
Solar Tracking | Norcal | February | 2 | 12 | 0.63021
Solar Tracking | Norcal | February | 2 | 13 | 0.62229
Solar Tracking | Norcal | February | 2 | 14 | 0.62077
Solar Tracking | Norcal | February | 2 | 15 | 0.63439
Solar Tracking | Norcal | February | 2 | 16 | 0.55079
Solar Tracking | Norcal | February | 2 | 17 | 0.28762
Solar Tracking | Norcal | February | 2 | 18 | 0.015327
Solar Tracking | Norcal | February | 2 | 19 | 0
Solar Tracking | Norcal | February | 2 | 20 | 0
Solar Tracking | Norcal | February | 2 | 21 | 0
Solar Tracking | Norcal | February | 2 | 22 | 0
Solar Tracking | Norcal | February | 2 | 23 | 0
Solar Tracking | Norcal | February | 2 | 24 | 0
Solar Tracking | Norcal | March | 3 | 1 | 0
Solar Tracking | Norcal | March | 3 | 2 | 0
Solar Tracking | Norcal | March | 3 | 3 | 0
Solar Tracking | Norcal | March | 3 | 4 | 0
Solar Tracking | Norcal | March | 3 | 5 | 0
Solar Tracking | Norcal | March | 3 | 6 | 0
Solar Tracking | Norcal | March | 3 | 7 | 1.1336e-05
Solar Tracking | Norcal | March | 3 | 8 | 0.077947
Solar Tracking | Norcal | March | 3 | 9 | 0.43985
Solar Tracking | Norcal | March | 3 | 10 | 0.66022
Solar Tracking | Norcal | March | 3 | 11 | 0.69605
Solar Tracking | Norcal | March | 3 | 12 | 0.67064
Solar Tracking | Norcal | March | 3 | 13 | 0.67616
Solar Tracking | Norcal | March | 3 | 14 | 0.64744
Solar Tracking | Norcal | March | 3 | 15 | 0.61559
Solar Tracking | Norcal | March | 3 | 16 | 0.57943
Solar Tracking | Norcal | March | 3 | 17 | 0.48519
Solar Tracking | Norcal | March | 3 | 18 | 0.147
Solar Tracking | Norcal | March | 3 | 19 | 0.03045
Solar Tracking | Norcal | March | 3 | 20 | 4.1476e-05
Solar Tracking | Norcal | March | 3 | 21 | 0
Solar Tracking | Norcal | March | 3 | 22 | 0
Solar Tracking | Norcal | March | 3 | 23 | 0
Solar Tracking | Norcal | March | 3 | 24 | 0
Solar Tracking | Norcal | April | 4 | 1 | 0
Solar Tracking | Norcal | April | 4 | 2 | 0
Solar Tracking | Norcal | April | 4 | 3 | 0
Solar Tracking | Norcal | April | 4 | 4 | 0
Solar Tracking | Norcal | April | 4 | 5 | 0
Solar Tracking | Norcal | April | 4 | 6 | 0
Solar Tracking | Norcal | April | 4 | 7 | 0.0078392
Solar Tracking | Norcal | April | 4 | 8 | 0.25714
Solar Tracking | Norcal | April | 4 | 9 | 0.6141
Solar Tracking | Norcal | April | 4 | 10 | 0.72245
Solar Tracking | Norcal | April | 4 | 11 | 0.71826
Solar Tracking | Norcal | April | 4 | 12 | 0.70754
Solar Tracking | Norcal | April | 4 | 13 | 0.73119
Solar Tracking | Norcal | April | 4 | 14 | 0.72709
Solar Tracking | Norcal | April | 4 | 15 | 0.71326
Solar Tracking | Norcal | April | 4 | 16 | 0.72278
Solar Tracking | Norcal | April | 4 | 17 | 0.68054
Solar Tracking | Norcal | April | 4 | 18 | 0.60474
Solar Tracking | Norcal | April | 4 | 19 | 0.26002
Solar Tracking | Norcal | April | 4 | 20 | 0.010357
Solar Tracking | Norcal | April | 4 | 21 | 0
Solar Tracking | Norcal | April | 4 | 22 | 0
Solar Tracking | Norcal | April | 4 | 23 | 0
Solar Tracking | Norcal | April | 4 | 24 | 0
Solar Tracking | Norcal | May | 5 | 1 | 0
Solar Tracking | Norcal | May | 5 | 2 | 0
Solar Tracking | Norcal | May | 5 | 3 | 0
Solar Tracking | Norcal | May | 5 | 4 | 0
Solar Tracking | Norcal | May | 5 | 5 | 0
Solar Tracking | Norcal | May | 5 | 6 | 4.9572e-05
Solar Tracking | Norcal | May | 5 | 7 | 0.093402
Solar Tracking | Norcal | May | 5 | 8 | 0.49884
Solar Tracking | Norcal | May | 5 | 9 | 0.70186
Solar Tracking | Norcal | May | 5 | 10 | 0.75087
Solar Tracking | Norcal | May | 5 | 11 | 0.76344
Solar Tracking | Norcal | May | 5 | 12 | 0.75741
Solar Tracking | Norcal | May | 5 | 13 | 0.7734
Solar Tracking | Norcal | May | 5 | 14 | 0.7747
Solar Tracking | Norcal | May | 5 | 15 | 0.77649
Solar Tracking | Norcal | May | 5 | 16 | 0.78692
Solar Tracking | Norcal | May | 5 | 17 | 0.76483
Solar Tracking | Norcal | May | 5 | 18 | 0.71748
Solar Tracking | Norcal | May | 5 | 19 | 0.43707
Solar Tracking | Norcal | May | 5 | 20 | 0.058021
Solar Tracking | Norcal | May | 5 | 21 | 3.9278e-06
Solar Tracking | Norcal | May | 5 | 22 | 0
Solar Tracking | Norcal | May | 5 | 23 | 0
Solar Tracking | Norcal | May | 5 | 24 | 0
Solar Tracking | Norcal | June | 6 | 1 | 0
Solar Tracking | Norcal | June | 6 | 2 | 0
Solar Tracking | Norcal | June | 6 | 3 | 0
Solar Tracking | Norcal | June | 6 | 4 | 0
Solar Tracking | Norcal | June | 6 | 5 | 0
Solar Tracking | Norcal | June | 6 | 6 | 0.00055641
Solar Tracking | Norcal | June | 6 | 7 | 0.15532
Solar Tracking | Norcal | June | 6 | 8 | 0.56416
Solar Tracking | Norcal | June | 6 | 9 | 0.76085
Solar Tracking | Norcal | June | 6 | 10 | 0.82711
Solar Tracking | Norcal | June | 6 | 11 | 0.83822
Solar Tracking | Norcal | June | 6 | 12 | 0.84544
Solar Tracking | Norcal | June | 6 | 13 | 0.85086
Solar Tracking | Norcal | June | 6 | 14 | 0.84597
Solar Tracking | Norcal | June | 6 | 15 | 0.84008
Solar Tracking | Norcal | June | 6 | 16 | 0.84258
Solar Tracking | Norcal | June | 6 | 17 | 0.8105
Solar Tracking | Norcal | June | 6 | 18 | 0.7593
Solar Tracking | Norcal | June | 6 | 19 | 0.54779
Solar Tracking | Norcal | June | 6 | 20 | 0.14828
Solar Tracking | Norcal | June | 6 | 21 | 0.001289
Solar Tracking | Norcal | June | 6 | 22 | 0
Solar Tracking | Norcal | June | 6 | 23 | 0
Solar Tracking | Norcal | June | 6 | 24 | 0
Solar Tracking | Norcal | July | 7 | 1 | 0
Solar Tracking | Norcal | July | 7 | 2 | 0
Solar Tracking | Norcal | July | 7 | 3 | 0
Solar Tracking | Norcal | July | 7 | 4 | 0
Solar Tracking | Norcal | July | 7 | 5 | 0
Solar Tracking | Norcal | July | 7 | 6 | 5.8447e-06
Solar Tracking | Norcal | July | 7 | 7 | 0.069784
Solar Tracking | Norcal | July | 7 | 8 | 0.4622
Solar Tracking | Norcal | July | 7 | 9 | 0.76333
Solar Tracking | Norcal | July | 7 | 10 | 0.84292
Solar Tracking | Norcal | July | 7 | 11 | 0.85569
Solar Tracking | Norcal | July | 7 | 12 | 0.85813
Solar Tracking | Norcal | July | 7 | 13 | 0.85176
Solar Tracking | Norcal | July | 7 | 14 | 0.8516
Solar Tracking | Norcal | July | 7 | 15 | 0.83813
Solar Tracking | Norcal | July | 7 | 16 | 0.83745
Solar Tracking | Norcal | July | 7 | 17 | 0.80724
Solar Tracking | Norcal | July | 7 | 18 | 0.74663
Solar Tracking | Norcal | July | 7 | 19 | 0.51791
Solar Tracking | Norcal | July | 7 | 20 | 0.11956
Solar Tracking | Norcal | July | 7 | 21 | 0.00062821
Solar Tracking | Norcal | July | 7 | 22 | 0
Solar Tracking | Norcal | July | 7 | 23 | 0
Solar Tracking | Norcal | July | 7 | 24 | 0
Solar Tracking | Norcal | August | 8 | 1 | 0
Solar Tracking | Norcal | August | 8 | 2 | 0
Solar Tracking | Norcal | August | 8 | 3 | 0
Solar Tracking | Norcal | August | 8 | 4 | 0
Solar Tracking | Norcal | August | 8 | 5 | 0
Solar Tracking | Norcal | August | 8 | 6 | 0
Solar Tracking | Norcal | August | 8 | 7 | 0.010255
Solar Tracking | Norcal | August | 8 | 8 | 0.27316
Solar Tracking | Norcal | August | 8 | 9 | 0.63782
Solar Tracking | Norcal | August | 8 | 10 | 0.77674
Solar Tracking | Norcal | August | 8 | 11 | 0.80765
Solar Tracking | Norcal | August | 8 | 12 | 0.81786
Solar Tracking | Norcal | August | 8 | 13 | 0.8168
Solar Tracking | Norcal | August | 8 | 14 | 0.80923
Solar Tracking | Norcal | August | 8 | 15 | 0.80798
Solar Tracking | Norcal | August | 8 | 16 | 0.80505
Solar Tracking | Norcal | August | 8 | 17 | 0.7699
Solar Tracking | Norcal | August | 8 | 18 | 0.627
Solar Tracking | Norcal | August | 8 | 19 | 0.27568
Solar Tracking | Norcal | August | 8 | 20 | 0.016083
Solar Tracking | Norcal | August | 8 | 21 | 0
Solar Tracking | Norcal | August | 8 | 22 | 0
Solar Tracking | Norcal | August | 8 | 23 | 0
Solar Tracking | Norcal | August | 8 | 24 | 0
Solar Tracking | Norcal | September | 9 | 1 | 0
Solar Tracking | Norcal | September | 9 | 2 | 0
Solar Tracking | Norcal | September | 9 | 3 | 0
Solar Tracking | Norcal | September | 9 | 4 | 0
Solar Tracking | Norcal | September | 9 | 5 | 0
Solar Tracking | Norcal | September | 9 | 6 | 0
Solar Tracking | Norcal | September | 9 | 7 | 0.00037545
Solar Tracking | Norcal | September | 9 | 8 | 0.13212
Solar Tracking | Norcal | September | 9 | 9 | 0.50931
Solar Tracking | Norcal | September | 9 | 10 | 0.68101
Solar Tracking | Norcal | September | 9 | 11 | 0.72145
Solar Tracking | Norcal | September | 9 | 12 | 0.72998
Solar Tracking | Norcal | September | 9 | 13 | 0.72143
Solar Tracking | Norcal | September | 9 | 14 | 0.71686
Solar Tracking | Norcal | September | 9 | 15 | 0.71894
Solar Tracking | Norcal | September | 9 | 16 | 0.72923
Solar Tracking | Norcal | September | 9 | 17 | 0.65643
Solar Tracking | Norcal | September | 9 | 18 | 0.407
Solar Tracking | Norcal | September | 9 | 19 | 0.052194
Solar Tracking | Norcal | September | 9 | 20 | 4.4623e-07
Solar Tracking | Norcal | September | 9 | 21 | 0
Solar Tracking | Norcal | September | 9 | 22 | 0
Solar Tracking | Norcal | September | 9 | 23 | 0
Solar Tracking | Norcal | September | 9 | 24 | 0
Solar Tracking | Norcal | October | 10 | 1 | 0
Solar Tracking | Norcal | October | 10 | 2 | 0
Solar Tracking | Norcal | October | 10 | 3 | 0
Solar Tracking | Norcal | October | 10 | 4 | 0
Solar Tracking | Norcal | October | 10 | 5 | 0
Solar Tracking | Norcal | October | 10 | 6 | 0
Solar Tracking | Norcal | October | 10 | 7 | 7.1954e-10
Solar Tracking | Norcal | October | 10 | 8 | 0.034457
Solar Tracking | Norcal | October | 10 | 9 | 0.32563
Solar Tracking | Norcal | October | 10 | 10 | 0.56917
Solar Tracking | Norcal | October | 10 | 11 | 0.62771
Solar Tracking | Norcal | October | 10 | 12 | 0.61925
Solar Tracking | Norcal | October | 10 | 13 | 0.59647
Solar Tracking | Norcal | October | 10 | 14 | 0.60354
Solar Tracking | Norcal | October | 10 | 15 | 0.62194
Solar Tracking | Norcal | October | 10 | 16 | 0.60713
Solar Tracking | Norcal | October | 10 | 17 | 0.47587
Solar Tracking | Norcal | October | 10 | 18 | 0.13443
Solar Tracking | Norcal | October | 10 | 19 | 0.00089633
Solar Tracking | Norcal | October | 10 | 20 | 0
Solar Tracking | Norcal | October | 10 | 21 | 0
Solar Tracking | Norcal | October | 10 | 22 | 0
Solar Tracking | Norcal | October | 10 | 23 | 0
Solar Tracking | Norcal | October | 10 | 24 | 0
Solar Tracking | Norcal | November | 11 | 1 | 0
Solar Tracking | Norcal | November | 11 | 2 | 0
Solar Tracking | Norcal | November | 11 | 3 | 0
Solar Tracking | Norcal | November | 11 | 4 | 0
Solar Tracking | Norcal | November | 11 | 5 | 0
Solar Tracking | Norcal | November | 11 | 6 | 0
Solar Tracking | Norcal | November | 11 | 7 | 0.0010386
Solar Tracking | Norcal | November | 11 | 8 | 0.10728
Solar Tracking | Norcal | November | 11 | 9 | 0.37233
Solar Tracking | Norcal | November | 11 | 10 | 0.50808
Solar Tracking | Norcal | November | 11 | 11 | 0.52766
Solar Tracking | Norcal | November | 11 | 12 | 0.50525
Solar Tracking | Norcal | November | 11 | 13 | 0.51975
Solar Tracking | Norcal | November | 11 | 14 | 0.53204
Solar Tracking | Norcal | November | 11 | 15 | 0.50254
Solar Tracking | Norcal | November | 11 | 16 | 0.30672
Solar Tracking | Norcal | November | 11 | 17 | 0.036646
Solar Tracking | Norcal | November | 11 | 18 | 0
Solar Tracking | Norcal | November | 11 | 19 | 0
Solar Tracking | Norcal | November | 11 | 20 | 0
Solar Tracking | Norcal | November | 11 | 21 | 0
Solar Tracking | Norcal | November | 11 | 22 | 0
Solar Tracking | Norcal | November | 11 | 23 | 0
Solar Tracking | Norcal | November | 11 | 24 | 0
Solar Tracking | Norcal | December | 12 | 1 | 0
Solar Tracking | Norcal | December | 12 | 2 | 0
Solar Tracking | Norcal | December | 12 | 3 | 0
Solar Tracking | Norcal | December | 12 | 4 | 0
Solar Tracking | Norcal | December | 12 | 5 | 0
Solar Tracking | Norcal | December | 12 | 6 | 0
Solar Tracking | Norcal | December | 12 | 7 | 3.7108e-06
Solar Tracking | Norcal | December | 12 | 8 | 0.025204
Solar Tracking | Norcal | December | 12 | 9 | 0.1873
Solar Tracking | Norcal | December | 12 | 10 | 0.30658
Solar Tracking | Norcal | December | 12 | 11 | 0.36722
Solar Tracking | Norcal | December | 12 | 12 | 0.40202
Solar Tracking | Norcal | December | 12 | 13 | 0.39611
Solar Tracking | Norcal | December | 12 | 14 | 0.38157
Solar Tracking | Norcal | December | 12 | 15 | 0.32082
Solar Tracking | Norcal | December | 12 | 16 | 0.17094
Solar Tracking | Norcal | December | 12 | 17 | 0.020065
Solar Tracking | Norcal | December | 12 | 18 | 0
Solar Tracking | Norcal | December | 12 | 19 | 0
Solar Tracking | Norcal | December | 12 | 20 | 0
Solar Tracking | Norcal | December | 12 | 21 | 0
Solar Tracking | Norcal | December | 12 | 22 | 0
Solar Tracking | Norcal | December | 12 | 23 | 0
Solar Tracking | Norcal | December | 12 | 24 | 0
Solar Tracking | Socal | January | 1 | 1 | 0
Solar Tracking | Socal | January | 1 | 2 | 0
Solar Tracking | Socal | January | 1 | 3 | 0
Solar Tracking | Socal | January | 1 | 4 | 0
Solar Tracking | Socal | January | 1 | 5 | 0
Solar Tracking | Socal | January | 1 | 6 | 0
Solar Tracking | Socal | January | 1 | 7 | 0.000498
Solar Tracking | Socal | January | 1 | 8 | 0.11978
Solar Tracking | Socal | January | 1 | 9 | 0.46918
Solar Tracking | Socal | January | 1 | 10 | 0.6109
Solar Tracking | Socal | January | 1 | 11 | 0.6048
Solar Tracking | Socal | January | 1 | 12 | 0.59409
Solar Tracking | Socal | January | 1 | 13 | 0.58766
Solar Tracking | Socal | January | 1 | 14 | 0.58909
Solar Tracking | Socal | January | 1 | 15 | 0.53358
Solar Tracking | Socal | January | 1 | 16 | 0.38504
Solar Tracking | Socal | January | 1 | 17 | 0.064963
Solar Tracking | Socal | January | 1 | 18 | 2.3166e-05
Solar Tracking | Socal | January | 1 | 19 | 0
Solar Tracking | Socal | January | 1 | 20 | 0
Solar Tracking | Socal | January | 1 | 21 | 0
Solar Tracking | Socal | January | 1 | 22 | 0
Solar Tracking | Socal | January | 1 | 23 | 0
Solar Tracking | Socal | January | 1 | 24 | 0
Solar Tracking | Socal | February | 2 | 1 | 0
Solar Tracking | Socal | February | 2 | 2 | 0
Solar Tracking | Socal | February | 2 | 3 | 0
Solar Tracking | Socal | February | 2 | 4 | 0
Solar Tracking | Socal | February | 2 | 5 | 0
Solar Tracking | Socal | February | 2 | 6 | 0
Solar Tracking | Socal | February | 2 | 7 | 0.0068858
Solar Tracking | Socal | February | 2 | 8 | 0.26155
Solar Tracking | Socal | February | 2 | 9 | 0.63644
Solar Tracking | Socal | February | 2 | 10 | 0.70326
Solar Tracking | Socal | February | 2 | 11 | 0.68788
Solar Tracking | Socal | February | 2 | 12 | 0.68186
Solar Tracking | Socal | February | 2 | 13 | 0.67807
Solar Tracking | Socal | February | 2 | 14 | 0.65389
Solar Tracking | Socal | February | 2 | 15 | 0.63792
Solar Tracking | Socal | February | 2 | 16 | 0.57985
Solar Tracking | Socal | February | 2 | 17 | 0.24633
Solar Tracking | Socal | February | 2 | 18 | 0.0098687
Solar Tracking | Socal | February | 2 | 19 | 0
Solar Tracking | Socal | February | 2 | 20 | 0
Solar Tracking | Socal | February | 2 | 21 | 0
Solar Tracking | Socal | February | 2 | 22 | 0
Solar Tracking | Socal | February | 2 | 23 | 0
Solar Tracking | Socal | February | 2 | 24 | 0
Solar Tracking | Socal | March | 3 | 1 | 0
Solar Tracking | Socal | March | 3 | 2 | 0
Solar Tracking | Socal | March | 3 | 3 | 0
Solar Tracking | Socal | March | 3 | 4 | 0
Solar Tracking | Socal | March | 3 | 5 | 0
Solar Tracking | Socal | March | 3 | 6 | 0
Solar Tracking | Socal | March | 3 | 7 | 0.0014858
Solar Tracking | Socal | March | 3 | 8 | 0.17107
Solar Tracking | Socal | March | 3 | 9 | 0.59442
Solar Tracking | Socal | March | 3 | 10 | 0.72966
Solar Tracking | Socal | March | 3 | 11 | 0.73227
Solar Tracking | Socal | March | 3 | 12 | 0.71738
Solar Tracking | Socal | March | 3 | 13 | 0.70993
Solar Tracking | Socal | March | 3 | 14 | 0.70666
Solar Tracking | Socal | March | 3 | 15 | 0.67121
Solar Tracking | Socal | March | 3 | 16 | 0.61888
Solar Tracking | Socal | March | 3 | 17 | 0.46181
Solar Tracking | Socal | March | 3 | 18 | 0.17372
Solar Tracking | Socal | March | 3 | 19 | 0.028055
Solar Tracking | Socal | March | 3 | 20 | 5.9208e-07
Solar Tracking | Socal | March | 3 | 21 | 0
Solar Tracking | Socal | March | 3 | 22 | 0
Solar Tracking | Socal | March | 3 | 23 | 0
Solar Tracking | Socal | March | 3 | 24 | 0
Solar Tracking | Socal | April | 4 | 1 | 0
Solar Tracking | Socal | April | 4 | 2 | 0
Solar Tracking | Socal | April | 4 | 3 | 0
Solar Tracking | Socal | April | 4 | 4 | 0
Solar Tracking | Socal | April | 4 | 5 | 0
Solar Tracking | Socal | April | 4 | 6 | 0
Solar Tracking | Socal | April | 4 | 7 | 0.030629
Solar Tracking | Socal | April | 4 | 8 | 0.36534
Solar Tracking | Socal | April | 4 | 9 | 0.71575
Solar Tracking | Socal | April | 4 | 10 | 0.76563
Solar Tracking | Socal | April | 4 | 11 | 0.7973
Solar Tracking | Socal | April | 4 | 12 | 0.795
Solar Tracking | Socal | April | 4 | 13 | 0.80007
Solar Tracking | Socal | April | 4 | 14 | 0.79159
Solar Tracking | Socal | April | 4 | 15 | 0.78239
Solar Tracking | Socal | April | 4 | 16 | 0.754
Solar Tracking | Socal | April | 4 | 17 | 0.71099
Solar Tracking | Socal | April | 4 | 18 | 0.57638
Solar Tracking | Socal | April | 4 | 19 | 0.18225
Solar Tracking | Socal | April | 4 | 20 | 0.0029474
Solar Tracking | Socal | April | 4 | 21 | 0
Solar Tracking | Socal | April | 4 | 22 | 0
Solar Tracking | Socal | April | 4 | 23 | 0
Solar Tracking | Socal | April | 4 | 24 | 0
Solar Tracking | Socal | May | 5 | 1 | 0
Solar Tracking | Socal | May | 5 | 2 | 0
Solar Tracking | Socal | May | 5 | 3 | 0
Solar Tracking | Socal | May | 5 | 4 | 0
Solar Tracking | Socal | May | 5 | 5 | 0
Solar Tracking | Socal | May | 5 | 6 | 0.00057869
Solar Tracking | Socal | May | 5 | 7 | 0.14829
Solar Tracking | Socal | May | 5 | 8 | 0.54762
Solar Tracking | Socal | May | 5 | 9 | 0.75221
Solar Tracking | Socal | May | 5 | 10 | 0.81464
Solar Tracking | Socal | May | 5 | 11 | 0.84132
Solar Tracking | Socal | May | 5 | 12 | 0.84846
Solar Tracking | Socal | May | 5 | 13 | 0.85128
Solar Tracking | Socal | May | 5 | 14 | 0.84764
Solar Tracking | Socal | May | 5 | 15 | 0.83329
Solar Tracking | Socal | May | 5 | 16 | 0.81315
Solar Tracking | Socal | May | 5 | 17 | 0.77539
Solar Tracking | Socal | May | 5 | 18 | 0.68007
Solar Tracking | Socal | May | 5 | 19 | 0.32831
Solar Tracking | Socal | May | 5 | 20 | 0.026023
Solar Tracking | Socal | May | 5 | 21 | 0
Solar Tracking | Socal | May | 5 | 22 | 0
Solar Tracking | Socal | May | 5 | 23 | 0
Solar Tracking | Socal | May | 5 | 24 | 0
Solar Tracking | Socal | June | 6 | 1 | 0
Solar Tracking | Socal | June | 6 | 2 | 0
Solar Tracking | Socal | June | 6 | 3 | 0
Solar Tracking | Socal | June | 6 | 4 | 0
Solar Tracking | Socal | June | 6 | 5 | 0
Solar Tracking | Socal | June | 6 | 6 | 0.0023942
Solar Tracking | Socal | June | 6 | 7 | 0.18214
Solar Tracking | Socal | June | 6 | 8 | 0.5564
Solar Tracking | Socal | June | 6 | 9 | 0.74302
Solar Tracking | Socal | June | 6 | 10 | 0.80738
Solar Tracking | Socal | June | 6 | 11 | 0.84444
Solar Tracking | Socal | June | 6 | 12 | 0.86059
Solar Tracking | Socal | June | 6 | 13 | 0.855
Solar Tracking | Socal | June | 6 | 14 | 0.85517
Solar Tracking | Socal | June | 6 | 15 | 0.84189
Solar Tracking | Socal | June | 6 | 16 | 0.8195
Solar Tracking | Socal | June | 6 | 17 | 0.78546
Solar Tracking | Socal | June | 6 | 18 | 0.70947
Solar Tracking | Socal | June | 6 | 19 | 0.42443
Solar Tracking | Socal | June | 6 | 20 | 0.068898
Solar Tracking | Socal | June | 6 | 21 | 3.3729e-05
Solar Tracking | Socal | June | 6 | 22 | 0
Solar Tracking | Socal | June | 6 | 23 | 0
Solar Tracking | Socal | June | 6 | 24 | 0
Solar Tracking | Socal | July | 7 | 1 | 0
Solar Tracking | Socal | July | 7 | 2 | 0
Solar Tracking | Socal | July | 7 | 3 | 0
Solar Tracking | Socal | July | 7 | 4 | 0
Solar Tracking | Socal | July | 7 | 5 | 0
Solar Tracking | Socal | July | 7 | 6 | 4.8193e-05
Solar Tracking | Socal | July | 7 | 7 | 0.080776
Solar Tracking | Socal | July | 7 | 8 | 0.42765
Solar Tracking | Socal | July | 7 | 9 | 0.68547
Solar Tracking | Socal | July | 7 | 10 | 0.78817
Solar Tracking | Socal | July | 7 | 11 | 0.8302
Solar Tracking | Socal | July | 7 | 12 | 0.84646
Solar Tracking | Socal | July | 7 | 13 | 0.83866
Solar Tracking | Socal | July | 7 | 14 | 0.82889
Solar Tracking | Socal | July | 7 | 15 | 0.8217
Solar Tracking | Socal | July | 7 | 16 | 0.80188
Solar Tracking | Socal | July | 7 | 17 | 0.76085
Solar Tracking | Socal | July | 7 | 18 | 0.65797
Solar Tracking | Socal | July | 7 | 19 | 0.3773
Solar Tracking | Socal | July | 7 | 20 | 0.056432
Solar Tracking | Socal | July | 7 | 21 | 1.3633e-05
Solar Tracking | Socal | July | 7 | 22 | 0
Solar Tracking | Socal | July | 7 | 23 | 0
Solar Tracking | Socal | July | 7 | 24 | 0
Solar Tracking | Socal | August | 8 | 1 | 0
Solar Tracking | Socal | August | 8 | 2 | 0
Solar Tracking | Socal | August | 8 | 3 | 0
Solar Tracking | Socal | August | 8 | 4 | 0
Solar Tracking | Socal | August | 8 | 5 | 0
Solar Tracking | Socal | August | 8 | 6 | 0
Solar Tracking | Socal | August | 8 | 7 | 0.030965
Solar Tracking | Socal | August | 8 | 8 | 0.34253
Solar Tracking | Socal | August | 8 | 9 | 0.67291
Solar Tracking | Socal | August | 8 | 10 | 0.78833
Solar Tracking | Socal | August | 8 | 11 | 0.83054
Solar Tracking | Socal | August | 8 | 12 | 0.85151
Solar Tracking | Socal | August | 8 | 13 | 0.85453
Solar Tracking | Socal | August | 8 | 14 | 0.83535
Solar Tracking | Socal | August | 8 | 15 | 0.79424
Solar Tracking | Socal | August | 8 | 16 | 0.77583
Solar Tracking | Socal | August | 8 | 17 | 0.71304
Solar Tracking | Socal | August | 8 | 18 | 0.56793
Solar Tracking | Socal | August | 8 | 19 | 0.20301
Solar Tracking | Socal | August | 8 | 20 | 0.0055693
Solar Tracking | Socal | August | 8 | 21 | 0
Solar Tracking | Socal | August | 8 | 22 | 0
Solar Tracking | Socal | August | 8 | 23 | 0
Solar Tracking | Socal | August | 8 | 24 | 0
Solar Tracking | Socal | September | 9 | 1 | 0
Solar Tracking | Socal | September | 9 | 2 | 0
Solar Tracking | Socal | September | 9 | 3 | 0
Solar Tracking | Socal | September | 9 | 4 | 0
Solar Tracking | Socal | September | 9 | 5 | 0
Solar Tracking | Socal | September | 9 | 6 | 0
Solar Tracking | Socal | September | 9 | 7 | 0.0049353
Solar Tracking | Socal | September | 9 | 8 | 0.22844
Solar Tracking | Socal | September | 9 | 9 | 0.58479
Solar Tracking | Socal | September | 9 | 10 | 0.72038
Solar Tracking | Socal | September | 9 | 11 | 0.7718
Solar Tracking | Socal | September | 9 | 12 | 0.78595
Solar Tracking | Socal | September | 9 | 13 | 0.79901
Solar Tracking | Socal | September | 9 | 14 | 0.78428
Solar Tracking | Socal | September | 9 | 15 | 0.76207
Solar Tracking | Socal | September | 9 | 16 | 0.71276
Solar Tracking | Socal | September | 9 | 17 | 0.64608
Solar Tracking | Socal | September | 9 | 18 | 0.34296
Solar Tracking | Socal | September | 9 | 19 | 0.030451
Solar Tracking | Socal | September | 9 | 20 | 1.1528e-07
Solar Tracking | Socal | September | 9 | 21 | 0
Solar Tracking | Socal | September | 9 | 22 | 0
Solar Tracking | Socal | September | 9 | 23 | 0
Solar Tracking | Socal | September | 9 | 24 | 0
Solar Tracking | Socal | October | 10 | 1 | 0
Solar Tracking | Socal | October | 10 | 2 | 0
Solar Tracking | Socal | October | 10 | 3 | 0
Solar Tracking | Socal | October | 10 | 4 | 0
Solar Tracking | Socal | October | 10 | 5 | 0
Solar Tracking | Socal | October | 10 | 6 | 0
Solar Tracking | Socal | October | 10 | 7 | 4.0103e-05
Solar Tracking | Socal | October | 10 | 8 | 0.099952
Solar Tracking | Socal | October | 10 | 9 | 0.49338
Solar Tracking | Socal | October | 10 | 10 | 0.65943
Solar Tracking | Socal | October | 10 | 11 | 0.69373
Solar Tracking | Socal | October | 10 | 12 | 0.70368
Solar Tracking | Socal | October | 10 | 13 | 0.70202
Solar Tracking | Socal | October | 10 | 14 | 0.69517
Solar Tracking | Socal | October | 10 | 15 | 0.70565
Solar Tracking | Socal | October | 10 | 16 | 0.65999
Solar Tracking | Socal | October | 10 | 17 | 0.49768
Solar Tracking | Socal | October | 10 | 18 | 0.1084
Solar Tracking | Socal | October | 10 | 19 | 6.7424e-05
Solar Tracking | Socal | October | 10 | 20 | 0
Solar Tracking | Socal | October | 10 | 21 | 0
Solar Tracking | Socal | October | 10 | 22 | 0
Solar Tracking | Socal | October | 10 | 23 | 0
Solar Tracking | Socal | October | 10 | 24 | 0
Solar Tracking | Socal | November | 11 | 1 | 0
Solar Tracking | Socal | November | 11 | 2 | 0
Solar Tracking | Socal | November | 11 | 3 | 0
Solar Tracking | Socal | November | 11 | 4 | 0
Solar Tracking | Socal | November | 11 | 5 | 0
Solar Tracking | Socal | November | 11 | 6 | 0
Solar Tracking | Socal | November | 11 | 7 | 0.015715
Solar Tracking | Socal | November | 11 | 8 | 0.27961
Solar Tracking | Socal | November | 11 | 9 | 0.58448
Solar Tracking | Socal | November | 11 | 10 | 0.65643
Solar Tracking | Socal | November | 11 | 11 | 0.64374
Solar Tracking | Socal | November | 11 | 12 | 0.62557
Solar Tracking | Socal | November | 11 | 13 | 0.63573
Solar Tracking | Socal | November | 11 | 14 | 0.63205
Solar Tracking | Socal | November | 11 | 15 | 0.58139
Solar Tracking | Socal | November | 11 | 16 | 0.34148
Solar Tracking | Socal | November | 11 | 17 | 0.031697
Solar Tracking | Socal | November | 11 | 18 | 5.4154e-09
Solar Tracking | Socal | November | 11 | 19 | 0
Solar Tracking | Socal | November | 11 | 20 | 0
Solar Tracking | Socal | November | 11 | 21 | 0
Solar Tracking | Socal | November | 11 | 22 | 0
Solar Tracking | Socal | November | 11 | 23 | 0
Solar Tracking | Socal | November | 11 | 24 | 0
Solar Tracking | Socal | December | 12 | 1 | 0
Solar Tracking | Socal | December | 12 | 2 | 0
Solar Tracking | Socal | December | 12 | 3 | 0
Solar Tracking | Socal | December | 12 | 4 | 0
Solar Tracking | Socal | December | 12 | 5 | 0
Solar Tracking | Socal | December | 12 | 6 | 0
Solar Tracking | Socal | December | 12 | 7 | 0.0010778
Solar Tracking | Socal | December | 12 | 8 | 0.13226
Solar Tracking | Socal | December | 12 | 9 | 0.41669
Solar Tracking | Socal | December | 12 | 10 | 0.52226
Solar Tracking | Socal | December | 12 | 11 | 0.51479
Solar Tracking | Socal | December | 12 | 12 | 0.49521
Solar Tracking | Socal | December | 12 | 13 | 0.51547
Solar Tracking | Socal | December | 12 | 14 | 0.50734
Solar Tracking | Socal | December | 12 | 15 | 0.46743
Solar Tracking | Socal | December | 12 | 16 | 0.2554
Solar Tracking | Socal | December | 12 | 17 | 0.021011
Solar Tracking | Socal | December | 12 | 18 | 0
Solar Tracking | Socal | December | 12 | 19 | 0
Solar Tracking | Socal | December | 12 | 20 | 0
Solar Tracking | Socal | December | 12 | 21 | 0
Solar Tracking | Socal | December | 12 | 22 | 0
Solar Tracking | Socal | December | 12 | 23 | 0
Solar Tracking | Socal | December | 12 | 24 | 0
Solar Thermal | Socal | January | 1 | 1 | 0
Solar Thermal | Socal | January | 1 | 2 | 0
Solar Thermal | Socal | January | 1 | 3 | 0
Solar Thermal | Socal | January | 1 | 4 | 0
Solar Thermal | Socal | January | 1 | 5 | 0
Solar Thermal | Socal | January | 1 | 6 | 0
Solar Thermal | Socal | January | 1 | 7 | 0
Solar Thermal | Socal | January | 1 | 8 | 0
Solar Thermal | Socal | January | 1 | 9 | 0.021762
Solar Thermal | Socal | January | 1 | 10 | 0.16724
Solar Thermal | Socal | January | 1 | 11 | 0.23283
Solar Thermal | Socal | January | 1 | 12 | 0.28914
Solar Thermal | Socal | January | 1 | 13 | 0.26596
Solar Thermal | Socal | January | 1 | 14 | 0.22704
Solar Thermal | Socal | January | 1 | 15 | 0.23704
Solar Thermal | Socal | January | 1 | 16 | 0.19115
Solar Thermal | Socal | January | 1 | 17 | 0.056772
Solar Thermal | Socal | January | 1 | 18 | 0
Solar Thermal | Socal | January | 1 | 19 | 0
Solar Thermal | Socal | January | 1 | 20 | 0
Solar Thermal | Socal | January | 1 | 21 | 0
Solar Thermal | Socal | January | 1 | 22 | 0
Solar Thermal | Socal | January | 1 | 23 | 0
Solar Thermal | Socal | January | 1 | 24 | 0
Solar Thermal | Socal | February | 2 | 1 | 0
Solar Thermal | Socal | February | 2 | 2 | 0
Solar Thermal | Socal | February | 2 | 3 | 0
Solar Thermal | Socal | February | 2 | 4 | 0
Solar Thermal | Socal | February | 2 | 5 | 0
Solar Thermal | Socal | February | 2 | 6 | 0
Solar Thermal | Socal | February | 2 | 7 | 0
Solar Thermal | Socal | February | 2 | 8 | 0.0010778
Solar Thermal | Socal | February | 2 | 9 | 0.13867
Solar Thermal | Socal | February | 2 | 10 | 0.35391
Solar Thermal | Socal | February | 2 | 11 | 0.3867
Solar Thermal | Socal | February | 2 | 12 | 0.36377
Solar Thermal | Socal | February | 2 | 13 | 0.32968
Solar Thermal | Socal | February | 2 | 14 | 0.32779
Solar Thermal | Socal | February | 2 | 15 | 0.34974
Solar Thermal | Socal | February | 2 | 16 | 0.33441
Solar Thermal | Socal | February | 2 | 17 | 0.18742
Solar Thermal | Socal | February | 2 | 18 | 0.040754
Solar Thermal | Socal | February | 2 | 19 | 0
Solar Thermal | Socal | February | 2 | 20 | 0
Solar Thermal | Socal | February | 2 | 21 | 0
Solar Thermal | Socal | February | 2 | 22 | 0
Solar Thermal | Socal | February | 2 | 23 | 0
Solar Thermal | Socal | February | 2 | 24 | 0
Solar Thermal | Socal | March | 3 | 1 | 0
Solar Thermal | Socal | March | 3 | 2 | 0
Solar Thermal | Socal | March | 3 | 3 | 0
Solar Thermal | Socal | March | 3 | 4 | 0
Solar Thermal | Socal | March | 3 | 5 | 0
Solar Thermal | Socal | March | 3 | 6 | 0
Solar Thermal | Socal | March | 3 | 7 | 0
Solar Thermal | Socal | March | 3 | 8 | 0
Solar Thermal | Socal | March | 3 | 9 | 0.14568
Solar Thermal | Socal | March | 3 | 10 | 0.44116
Solar Thermal | Socal | March | 3 | 11 | 0.49793
Solar Thermal | Socal | March | 3 | 12 | 0.49052
Solar Thermal | Socal | March | 3 | 13 | 0.49803
Solar Thermal | Socal | March | 3 | 14 | 0.53819
Solar Thermal | Socal | March | 3 | 15 | 0.52277
Solar Thermal | Socal | March | 3 | 16 | 0.49056
Solar Thermal | Socal | March | 3 | 17 | 0.40336
Solar Thermal | Socal | March | 3 | 18 | 0.16506
Solar Thermal | Socal | March | 3 | 19 | 0.00737
Solar Thermal | Socal | March | 3 | 20 | 0
Solar Thermal | Socal | March | 3 | 21 | 0
Solar Thermal | Socal | March | 3 | 22 | 0
Solar Thermal | Socal | March | 3 | 23 | 0
Solar Thermal | Socal | March | 3 | 24 | 0
Solar Thermal | Socal | April | 4 | 1 | 0
Solar Thermal | Socal | April | 4 | 2 | 0
Solar Thermal | Socal | April | 4 | 3 | 0
Solar Thermal | Socal | April | 4 | 4 | 0
Solar Thermal | Socal | April | 4 | 5 | 0
Solar Thermal | Socal | April | 4 | 6 | 0
Solar Thermal | Socal | April | 4 | 7 | 0
Solar Thermal | Socal | April | 4 | 8 | 0.030773
Solar Thermal | Socal | April | 4 | 9 | 0.38819
Solar Thermal | Socal | April | 4 | 10 | 0.61509
Solar Thermal | Socal | April | 4 | 11 | 0.69168
Solar Thermal | Socal | April | 4 | 12 | 0.69454
Solar Thermal | Socal | April | 4 | 13 | 0.69935
Solar Thermal | Socal | April | 4 | 14 | 0.68118
Solar Thermal | Socal | April | 4 | 15 | 0.62732
Solar Thermal | Socal | April | 4 | 16 | 0.56366
Solar Thermal | Socal | April | 4 | 17 | 0.51719
Solar Thermal | Socal | April | 4 | 18 | 0.44846
Solar Thermal | Socal | April | 4 | 19 | 0.20355
Solar Thermal | Socal | April | 4 | 20 | 0.022588
Solar Thermal | Socal | April | 4 | 21 | 0
Solar Thermal | Socal | April | 4 | 22 | 0
Solar Thermal | Socal | April | 4 | 23 | 0
Solar Thermal | Socal | April | 4 | 24 | 0
Solar Thermal | Socal | May | 5 | 1 | 0
Solar Thermal | Socal | May | 5 | 2 | 0
Solar Thermal | Socal | May | 5 | 3 | 0
Solar Thermal | Socal | May | 5 | 4 | 0
Solar Thermal | Socal | May | 5 | 5 | 0
Solar Thermal | Socal | May | 5 | 6 | 0
Solar Thermal | Socal | May | 5 | 7 | 0.010914
Solar Thermal | Socal | May | 5 | 8 | 0.25004
Solar Thermal | Socal | May | 5 | 9 | 0.6717
Solar Thermal | Socal | May | 5 | 10 | 0.81622
Solar Thermal | Socal | May | 5 | 11 | 0.83904
Solar Thermal | Socal | May | 5 | 12 | 0.83765
Solar Thermal | Socal | May | 5 | 13 | 0.8241
Solar Thermal | Socal | May | 5 | 14 | 0.80737
Solar Thermal | Socal | May | 5 | 15 | 0.78726
Solar Thermal | Socal | May | 5 | 16 | 0.72746
Solar Thermal | Socal | May | 5 | 17 | 0.65765
Solar Thermal | Socal | May | 5 | 18 | 0.55498
Solar Thermal | Socal | May | 5 | 19 | 0.36271
Solar Thermal | Socal | May | 5 | 20 | 0.080975
Solar Thermal | Socal | May | 5 | 21 | 0
Solar Thermal | Socal | May | 5 | 22 | 0
Solar Thermal | Socal | May | 5 | 23 | 0
Solar Thermal | Socal | May | 5 | 24 | 0
Solar Thermal | Socal | June | 6 | 1 | 0
Solar Thermal | Socal | June | 6 | 2 | 0
Solar Thermal | Socal | June | 6 | 3 | 0
Solar Thermal | Socal | June | 6 | 4 | 0
Solar Thermal | Socal | June | 6 | 5 | 0
Solar Thermal | Socal | June | 6 | 6 | 0
Solar Thermal | Socal | June | 6 | 7 | 0.028102
Solar Thermal | Socal | June | 6 | 8 | 0.31926
Solar Thermal | Socal | June | 6 | 9 | 0.68826
Solar Thermal | Socal | June | 6 | 10 | 0.77602
Solar Thermal | Socal | June | 6 | 11 | 0.79973
Solar Thermal | Socal | June | 6 | 12 | 0.79056
Solar Thermal | Socal | June | 6 | 13 | 0.78549
Solar Thermal | Socal | June | 6 | 14 | 0.76979
Solar Thermal | Socal | June | 6 | 15 | 0.73141
Solar Thermal | Socal | June | 6 | 16 | 0.699
Solar Thermal | Socal | June | 6 | 17 | 0.66781
Solar Thermal | Socal | June | 6 | 18 | 0.59161
Solar Thermal | Socal | June | 6 | 19 | 0.41236
Solar Thermal | Socal | June | 6 | 20 | 0.14422
Solar Thermal | Socal | June | 6 | 21 | 0.002628
Solar Thermal | Socal | June | 6 | 22 | 0
Solar Thermal | Socal | June | 6 | 23 | 0
Solar Thermal | Socal | June | 6 | 24 | 0
Solar Thermal | Socal | July | 7 | 1 | 0
Solar Thermal | Socal | July | 7 | 2 | 0
Solar Thermal | Socal | July | 7 | 3 | 0
Solar Thermal | Socal | July | 7 | 4 | 0
Solar Thermal | Socal | July | 7 | 5 | 0
Solar Thermal | Socal | July | 7 | 6 | 0
Solar Thermal | Socal | July | 7 | 7 | 0
Solar Thermal | Socal | July | 7 | 8 | 0.055602
Solar Thermal | Socal | July | 7 | 9 | 0.30996
Solar Thermal | Socal | July | 7 | 10 | 0.50189
Solar Thermal | Socal | July | 7 | 11 | 0.56993
Solar Thermal | Socal | July | 7 | 12 | 0.58883
Solar Thermal | Socal | July | 7 | 13 | 0.59869
Solar Thermal | Socal | July | 7 | 14 | 0.57096
Solar Thermal | Socal | July | 7 | 15 | 0.55624
Solar Thermal | Socal | July | 7 | 16 | 0.52218
Solar Thermal | Socal | July | 7 | 17 | 0.50356
Solar Thermal | Socal | July | 7 | 18 | 0.41047
Solar Thermal | Socal | July | 7 | 19 | 0.30204
Solar Thermal | Socal | July | 7 | 20 | 0.096288
Solar Thermal | Socal | July | 7 | 21 | 0
Solar Thermal | Socal | July | 7 | 22 | 0
Solar Thermal | Socal | July | 7 | 23 | 0
Solar Thermal | Socal | July | 7 | 24 | 0
Solar Thermal | Socal | August | 8 | 1 | 0
Solar Thermal | Socal | August | 8 | 2 | 0
Solar Thermal | Socal | August | 8 | 3 | 0
Solar Thermal | Socal | August | 8 | 4 | 0
Solar Thermal | Socal | August | 8 | 5 | 0
Solar Thermal | Socal | August | 8 | 6 | 0
Solar Thermal | Socal | August | 8 | 7 | 0
Solar Thermal | Socal | August | 8 | 8 | 0.028333
Solar Thermal | Socal | August | 8 | 9 | 0.35027
Solar Thermal | Socal | August | 8 | 10 | 0.58426
Solar Thermal | Socal | August | 8 | 11 | 0.69913
Solar Thermal | Socal | August | 8 | 12 | 0.7264
Solar Thermal | Socal | August | 8 | 13 | 0.71708
Solar Thermal | Socal | August | 8 | 14 | 0.61655
Solar Thermal | Socal | August | 8 | 15 | 0.58324
Solar Thermal | Socal | August | 8 | 16 | 0.54813
Solar Thermal | Socal | August | 8 | 17 | 0.517
Solar Thermal | Socal | August | 8 | 18 | 0.43398
Solar Thermal | Socal | August | 8 | 19 | 0.26226
Solar Thermal | Socal | August | 8 | 20 | 0.041378
Solar Thermal | Socal | August | 8 | 21 | 0
Solar Thermal | Socal | August | 8 | 22 | 0
Solar Thermal | Socal | August | 8 | 23 | 0
Solar Thermal | Socal | August | 8 | 24 | 0
Solar Thermal | Socal | September | 9 | 1 | 0
Solar Thermal | Socal | September | 9 | 2 | 0
Solar Thermal | Socal | September | 9 | 3 | 0
Solar Thermal | Socal | September | 9 | 4 | 0
Solar Thermal | Socal | September | 9 | 5 | 0
Solar Thermal | Socal | September | 9 | 6 | 0
Solar Thermal | Socal | September | 9 | 7 | 0
Solar Thermal | Socal | September | 9 | 8 | 0.0083864
Solar Thermal | Socal | September | 9 | 9 | 0.28367
Solar Thermal | Socal | September | 9 | 10 | 0.58091
Solar Thermal | Socal | September | 9 | 11 | 0.68881
Solar Thermal | Socal | September | 9 | 12 | 0.6936
Solar Thermal | Socal | September | 9 | 13 | 0.68447
Solar Thermal | Socal | September | 9 | 14 | 0.65349
Solar Thermal | Socal | September | 9 | 15 | 0.61067
Solar Thermal | Socal | September | 9 | 16 | 0.58051
Solar Thermal | Socal | September | 9 | 17 | 0.54082
Solar Thermal | Socal | September | 9 | 18 | 0.40144
Solar Thermal | Socal | September | 9 | 19 | 0.097772
Solar Thermal | Socal | September | 9 | 20 | 0.00035236
Solar Thermal | Socal | September | 9 | 21 | 0
Solar Thermal | Socal | September | 9 | 22 | 0
Solar Thermal | Socal | September | 9 | 23 | 0
Solar Thermal | Socal | September | 9 | 24 | 0
Solar Thermal | Socal | October | 10 | 1 | 0
Solar Thermal | Socal | October | 10 | 2 | 0
Solar Thermal | Socal | October | 10 | 3 | 0
Solar Thermal | Socal | October | 10 | 4 | 0
Solar Thermal | Socal | October | 10 | 5 | 0
Solar Thermal | Socal | October | 10 | 6 | 0
Solar Thermal | Socal | October | 10 | 7 | 0
Solar Thermal | Socal | October | 10 | 8 | 0
Solar Thermal | Socal | October | 10 | 9 | 0.14154
Solar Thermal | Socal | October | 10 | 10 | 0.53712
Solar Thermal | Socal | October | 10 | 11 | 0.66959
Solar Thermal | Socal | October | 10 | 12 | 0.66206
Solar Thermal | Socal | October | 10 | 13 | 0.65635
Solar Thermal | Socal | October | 10 | 14 | 0.64262
Solar Thermal | Socal | October | 10 | 15 | 0.65372
Solar Thermal | Socal | October | 10 | 16 | 0.62145
Solar Thermal | Socal | October | 10 | 17 | 0.50085
Solar Thermal | Socal | October | 10 | 18 | 0.21488
Solar Thermal | Socal | October | 10 | 19 | 0.015533
Solar Thermal | Socal | October | 10 | 20 | 0
Solar Thermal | Socal | October | 10 | 21 | 0
Solar Thermal | Socal | October | 10 | 22 | 0
Solar Thermal | Socal | October | 10 | 23 | 0
Solar Thermal | Socal | October | 10 | 24 | 0
Solar Thermal | Socal | November | 11 | 1 | 0
Solar Thermal | Socal | November | 11 | 2 | 0
Solar Thermal | Socal | November | 11 | 3 | 0
Solar Thermal | Socal | November | 11 | 4 | 0
Solar Thermal | Socal | November | 11 | 5 | 0
Solar Thermal | Socal | November | 11 | 6 | 0
Solar Thermal | Socal | November | 11 | 7 | 0
Solar Thermal | Socal | November | 11 | 8 | 0.003638
Solar Thermal | Socal | November | 11 | 9 | 0.18767
Solar Thermal | Socal | November | 11 | 10 | 0.47339
Solar Thermal | Socal | November | 11 | 11 | 0.5331
Solar Thermal | Socal | November | 11 | 12 | 0.52243
Solar Thermal | Socal | November | 11 | 13 | 0.50908
Solar Thermal | Socal | November | 11 | 14 | 0.5051
Solar Thermal | Socal | November | 11 | 15 | 0.4662
Solar Thermal | Socal | November | 11 | 16 | 0.31968
Solar Thermal | Socal | November | 11 | 17 | 0.083858
Solar Thermal | Socal | November | 11 | 18 | 0
Solar Thermal | Socal | November | 11 | 19 | 0
Solar Thermal | Socal | November | 11 | 20 | 0
Solar Thermal | Socal | November | 11 | 21 | 0
Solar Thermal | Socal | November | 11 | 22 | 0
Solar Thermal | Socal | November | 11 | 23 | 0
Solar Thermal | Socal | November | 11 | 24 | 0
Solar Thermal | Socal | December | 12 | 1 | 0
Solar Thermal | Socal | December | 12 | 2 | 0
Solar Thermal | Socal | December | 12 | 3 | 0
Solar Thermal | Socal | December | 12 | 4 | 0
Solar Thermal | Socal | December | 12 | 5 | 0
Solar Thermal | Socal | December | 12 | 6 | 0
Solar Thermal | Socal | December | 12 | 7 | 0
Solar Thermal | Socal | December | 12 | 8 | 0
Solar Thermal | Socal | December | 12 | 9 | 0.012954
Solar Thermal | Socal | December | 12 | 10 | 0.10806
Solar Thermal | Socal | December | 12 | 11 | 0.17033
Solar Thermal | Socal | December | 12 | 12 | 0.1807
Solar Thermal | Socal | December | 12 | 13 | 0.1789
Solar Thermal | Socal | December | 12 | 14 | 0.18526
Solar Thermal | Socal | December | 12 | 15 | 0.18297
Solar Thermal | Socal | December | 12 | 16 | 0.1312
Solar Thermal | Socal | December | 12 | 17 | 0.029847
Solar Thermal | Socal | December | 12 | 18 | 0
Solar Thermal | Socal | December | 12 | 19 | 0
Solar Thermal | Socal | December | 12 | 20 | 0
Solar Thermal | Socal | December | 12 | 21 | 0
Solar Thermal | Socal | December | 12 | 22 | 0
Solar Thermal | Socal | December | 12 | 23 | 0
Solar Thermal | Socal | December | 12 | 24 | 0
Wind | Norcal | January | 1 | 1 | 0.053085
Wind | Norcal | January | 1 | 2 | 0.050638
Wind | Norcal | January | 1 | 3 | 0.043876
Wind | Norcal | January | 1 | 4 | 0.041398
Wind | Norcal | January | 1 | 5 | 0.045512
Wind | Norcal | January | 1 | 6 | 0.04689
Wind | Norcal | January | 1 | 7 | 0.046314
Wind | Norcal | January | 1 | 8 | 0.048842
Wind | Norcal | January | 1 | 9 | 0.044704
Wind | Norcal | January | 1 | 10 | 0.038276
Wind | Norcal | January | 1 | 11 | 0.040005
Wind | Norcal | January | 1 | 12 | 0.042398
Wind | Norcal | January | 1 | 13 | 0.036478
Wind | Norcal | January | 1 | 14 | 0.033496
Wind | Norcal | January | 1 | 15 | 0.029987
Wind | Norcal | January | 1 | 16 | 0.026133
Wind | Norcal | January | 1 | 17 | 0.027128
Wind | Norcal | January | 1 | 18 | 0.035704
Wind | Norcal | January | 1 | 19 | 0.04238
Wind | Norcal | January | 1 | 20 | 0.046585
Wind | Norcal | January | 1 | 21 | 0.043306
Wind | Norcal | January | 1 | 22 | 0.046222
Wind | Norcal | January | 1 | 23 | 0.050485
Wind | Norcal | January | 1 | 24 | 0.050802
Wind | Norcal | February | 2 | 1 | 0.12078
Wind | Norcal | February | 2 | 2 | 0.12802
Wind | Norcal | February | 2 | 3 | 0.12091
Wind | Norcal | February | 2 | 4 | 0.10206
Wind | Norcal | February | 2 | 5 | 0.093502
Wind | Norcal | February | 2 | 6 | 0.095406
Wind | Norcal | February | 2 | 7 | 0.095423
Wind | Norcal | February | 2 | 8 | 0.10171
Wind | Norcal | February | 2 | 9 | 0.081452
Wind | Norcal | February | 2 | 10 | 0.076552
Wind | Norcal | February | 2 | 11 | 0.08094
Wind | Norcal | February | 2 | 12 | 0.072249
Wind | Norcal | February | 2 | 13 | 0.067396
Wind | Norcal | February | 2 | 14 | 0.065373
Wind | Norcal | February | 2 | 15 | 0.060287
Wind | Norcal | February | 2 | 16 | 0.062924
Wind | Norcal | February | 2 | 17 | 0.06034
Wind | Norcal | February | 2 | 18 | 0.068975
Wind | Norcal | February | 2 | 19 | 0.073287
Wind | Norcal | February | 2 | 20 | 0.076339
Wind | Norcal | February | 2 | 21 | 0.084367
Wind | Norcal | February | 2 | 22 | 0.10549
Wind | Norcal | February | 2 | 23 | 0.11296
Wind | Norcal | February | 2 | 24 | 0.1227
Wind | Norcal | March | 3 | 1 | 0.13903
Wind | Norcal | March | 3 | 2 | 0.1318
Wind | Norcal | March | 3 | 3 | 0.11909
Wind | Norcal | March | 3 | 4 | 0.11244
Wind | Norcal | March | 3 | 5 | 0.10021
Wind | Norcal | March | 3 | 6 | 0.079015
Wind | Norcal | March | 3 | 7 | 0.076058
Wind | Norcal | March | 3 | 8 | 0.070395
Wind | Norcal | March | 3 | 9 | 0.069955
Wind | Norcal | March | 3 | 10 | 0.05813
Wind | Norcal | March | 3 | 11 | 0.049075
Wind | Norcal | March | 3 | 12 | 0.049712
Wind | Norcal | March | 3 | 13 | 0.048469
Wind | Norcal | March | 3 | 14 | 0.052155
Wind | Norcal | March | 3 | 15 | 0.053803
Wind | Norcal | March | 3 | 16 | 0.054361
Wind | Norcal | March | 3 | 17 | 0.063068
Wind | Norcal | March | 3 | 18 | 0.071317
Wind | Norcal | March | 3 | 19 | 0.098599
Wind | Norcal | March | 3 | 20 | 0.13322
Wind | Norcal | March | 3 | 21 | 0.15995
Wind | Norcal | March | 3 | 22 | 0.1521
Wind | Norcal | March | 3 | 23 | 0.14993
Wind | Norcal | March | 3 | 24 | 0.14015
Wind | Norcal | April | 4 | 1 | 0.37723
Wind | Norcal | April | 4 | 2 | 0.34359
Wind | Norcal | April | 4 | 3 | 0.33829
Wind | Norcal | April | 4 | 4 | 0.28029
Wind | Norcal | April | 4 | 5 | 0.24832
Wind | Norcal | April | 4 | 6 | 0.21769
Wind | Norcal | April | 4 | 7 | 0.20207
Wind | Norcal | April | 4 | 8 | 0.15944
Wind | Norcal | April | 4 | 9 | 0.11586
Wind | Norcal | April | 4 | 10 | 0.12227
Wind | Norcal | April | 4 | 11 | 0.10801
Wind | Norcal | April | 4 | 12 | 0.085696
Wind | Norcal | April | 4 | 13 | 0.087928
Wind | Norcal | April | 4 | 14 | 0.10158
Wind | Norcal | April | 4 | 15 | 0.11965
Wind | Norcal | April | 4 | 16 | 0.15914
Wind | Norcal | April | 4 | 17 | 0.21313
Wind | Norcal | April | 4 | 18 | 0.27237
Wind | Norcal | April | 4 | 19 | 0.29075
Wind | Norcal | April | 4 | 20 | 0.30564
Wind | Norcal | April | 4 | 21 | 0.34203
Wind | Norcal | April | 4 | 22 | 0.34877
Wind | Norcal | April | 4 | 23 | 0.3716
Wind | Norcal | April | 4 | 24 | 0.38676
Wind | Norcal | May | 5 | 1 | 0.48662
Wind | Norcal | May | 5 | 2 | 0.4614
Wind | Norcal | May | 5 | 3 | 0.45888
Wind | Norcal | May | 5 | 4 | 0.45129
Wind | Norcal | May | 5 | 5 | 0.3858
Wind | Norcal | May | 5 | 6 | 0.33086
Wind | Norcal | May | 5 | 7 | 0.30381
Wind | Norcal | May | 5 | 8 | 0.25098
Wind | Norcal | May | 5 | 9 | 0.2535
Wind | Norcal | May | 5 | 10 | 0.22126
Wind | Norcal | May | 5 | 11 | 0.1799
Wind | Norcal | May | 5 | 12 | 0.14214
Wind | Norcal | May | 5 | 13 | 0.16034
Wind | Norcal | May | 5 | 14 | 0.18644
Wind | Norcal | May | 5 | 15 | 0.20984
Wind | Norcal | May | 5 | 16 | 0.28125
Wind | Norcal | May | 5 | 17 | 0.37567
Wind | Norcal | May | 5 | 18 | 0.43563
Wind | Norcal | May | 5 | 19 | 0.48081
Wind | Norcal | May | 5 | 20 | 0.46692
Wind | Norcal | May | 5 | 21 | 0.47999
Wind | Norcal | May | 5 | 22 | 0.50376
Wind | Norcal | May | 5 | 23 | 0.48271
Wind | Norcal | May | 5 | 24 | 0.46185
Wind | Norcal | June | 6 | 1 | 0.37017
Wind | Norcal | June | 6 | 2 | 0.3956
Wind | Norcal | June | 6 | 3 | 0.35208
Wind | Norcal | June | 6 | 4 | 0.32376
Wind | Norcal | June | 6 | 5 | 0.2913
Wind | Norcal | June | 6 | 6 | 0.2656
Wind | Norcal | June | 6 | 7 | 0.22475
Wind | Norcal | June | 6 | 8 | 0.15722
Wind | Norcal | June | 6 | 9 | 0.12527
Wind | Norcal | June | 6 | 10 | 0.087538
Wind | Norcal | June | 6 | 11 | 0.075085
Wind | Norcal | June | 6 | 12 | 0.053356
Wind | Norcal | June | 6 | 13 | 0.043173
Wind | Norcal | June | 6 | 14 | 0.057294
Wind | Norcal | June | 6 | 15 | 0.063437
Wind | Norcal | June | 6 | 16 | 0.096579
Wind | Norcal | June | 6 | 17 | 0.16418
Wind | Norcal | June | 6 | 18 | 0.2462
Wind | Norcal | June | 6 | 19 | 0.3072
Wind | Norcal | June | 6 | 20 | 0.32074
Wind | Norcal | June | 6 | 21 | 0.35104
Wind | Norcal | June | 6 | 22 | 0.35661
Wind | Norcal | June | 6 | 23 | 0.35785
Wind | Norcal | June | 6 | 24 | 0.37217
Wind | Norcal | July | 7 | 1 | 0.59659
Wind | Norcal | July | 7 | 2 | 0.5819
Wind | Norcal | July | 7 | 3 | 0.53892
Wind | Norcal | July | 7 | 4 | 0.48093
Wind | Norcal | July | 7 | 5 | 0.45387
Wind | Norcal | July | 7 | 6 | 0.42489
Wind | Norcal | July | 7 | 7 | 0.36211
Wind | Norcal | July | 7 | 8 | 0.3019
Wind | Norcal | July | 7 | 9 | 0.2148
Wind | Norcal | July | 7 | 10 | 0.17433
Wind | Norcal | July | 7 | 11 | 0.11089
Wind | Norcal | July | 7 | 12 | 0.079078
Wind | Norcal | July | 7 | 13 | 0.071723
Wind | Norcal | July | 7 | 14 | 0.11038
Wind | Norcal | July | 7 | 15 | 0.13048
Wind | Norcal | July | 7 | 16 | 0.19069
Wind | Norcal | July | 7 | 17 | 0.31224
Wind | Norcal | July | 7 | 18 | 0.39383
Wind | Norcal | July | 7 | 19 | 0.41677
Wind | Norcal | July | 7 | 20 | 0.43605
Wind | Norcal | July | 7 | 21 | 0.49982
Wind | Norcal | July | 7 | 22 | 0.51794
Wind | Norcal | July | 7 | 23 | 0.56866
Wind | Norcal | July | 7 | 24 | 0.59827
Wind | Norcal | August | 8 | 1 | 0.4875
Wind | Norcal | August | 8 | 2 | 0.46609
Wind | Norcal | August | 8 | 3 | 0.43802
Wind | Norcal | August | 8 | 4 | 0.38839
Wind | Norcal | August | 8 | 5 | 0.33654
Wind | Norcal | August | 8 | 6 | 0.29049
Wind | Norcal | August | 8 | 7 | 0.25137
Wind | Norcal | August | 8 | 8 | 0.21419
Wind | Norcal | August | 8 | 9 | 0.13671
Wind | Norcal | August | 8 | 10 | 0.10168
Wind | Norcal | August | 8 | 11 | 0.074399
Wind | Norcal | August | 8 | 12 | 0.049626
Wind | Norcal | August | 8 | 13 | 0.030854
Wind | Norcal | August | 8 | 14 | 0.043312
Wind | Norcal | August | 8 | 15 | 0.053562
Wind | Norcal | August | 8 | 16 | 0.082931
Wind | Norcal | August | 8 | 17 | 0.1365
Wind | Norcal | August | 8 | 18 | 0.2151
Wind | Norcal | August | 8 | 19 | 0.29101
Wind | Norcal | August | 8 | 20 | 0.37851
Wind | Norcal | August | 8 | 21 | 0.4613
Wind | Norcal | August | 8 | 22 | 0.4867
Wind | Norcal | August | 8 | 23 | 0.49321
Wind | Norcal | August | 8 | 24 | 0.50234
Wind | Norcal | September | 9 | 1 | 0.18399
Wind | Norcal | September | 9 | 2 | 0.18103
Wind | Norcal | September | 9 | 3 | 0.17063
Wind | Norcal | September | 9 | 4 | 0.15905
Wind | Norcal | September | 9 | 5 | 0.12223
Wind | Norcal | September | 9 | 6 | 0.098366
Wind | Norcal | September | 9 | 7 | 0.094844
Wind | Norcal | September | 9 | 8 | 0.074154
Wind | Norcal | September | 9 | 9 | 0.055234
Wind | Norcal | September | 9 | 10 | 0.033614
Wind | Norcal | September | 9 | 11 | 0.026026
Wind | Norcal | September | 9 | 12 | 0.012966
Wind | Norcal | September | 9 | 13 | 0.0089131
Wind | Norcal | September | 9 | 14 | 0.013726
Wind | Norcal | September | 9 | 15 | 0.021119
Wind | Norcal | September | 9 | 16 | 0.029386
Wind | Norcal | September | 9 | 17 | 0.051097
Wind | Norcal | September | 9 | 18 | 0.066064
Wind | Norcal | September | 9 | 19 | 0.07418
Wind | Norcal | September | 9 | 20 | 0.11215
Wind | Norcal | September | 9 | 21 | 0.1484
Wind | Norcal | September | 9 | 22 | 0.16488
Wind | Norcal | September | 9 | 23 | 0.17151
Wind | Norcal | September | 9 | 24 | 0.17473
Wind | Norcal | October | 10 | 1 | 0.076619
Wind | Norcal | October | 10 | 2 | 0.070444
Wind | Norcal | October | 10 | 3 | 0.051806
Wind | Norcal | October | 10 | 4 | 0.041717
Wind | Norcal | October | 10 | 5 | 0.034275
Wind | Norcal | October | 10 | 6 | 0.028531
Wind | Norcal | October | 10 | 7 | 0.032745
Wind | Norcal | October | 10 | 8 | 0.027338
Wind | Norcal | October | 10 | 9 | 0.025094
Wind | Norcal | October | 10 | 10 | 0.016956
Wind | Norcal | October | 10 | 11 | 0.010331
Wind | Norcal | October | 10 | 12 | 0.0082884
Wind | Norcal | October | 10 | 13 | 0.0065802
Wind | Norcal | October | 10 | 14 | 0.006943
Wind | Norcal | October | 10 | 15 | 0.0093193
Wind | Norcal | October | 10 | 16 | 0.0099045
Wind | Norcal | October | 10 | 17 | 0.0088048
Wind | Norcal | October | 10 | 18 | 0.0099388
Wind | Norcal | October | 10 | 19 | 0.017972
Wind | Norcal | October | 10 | 20 | 0.024395
Wind | Norcal | October | 10 | 21 | 0.035463
Wind | Norcal | October | 10 | 22 | 0.042833
Wind | Norcal | October | 10 | 23 | 0.055154
Wind | Norcal | October | 10 | 24 | 0.063097
Wind | Norcal | November | 11 | 1 | 0.057683
Wind | Norcal | November | 11 | 2 | 0.05076
Wind | Norcal | November | 11 | 3 | 0.046107
Wind | Norcal | November | 11 | 4 | 0.054727
Wind | Norcal | November | 11 | 5 | 0.050211
Wind | Norcal | November | 11 | 6 | 0.049896
Wind | Norcal | November | 11 | 7 | 0.047294
Wind | Norcal | November | 11 | 8 | 0.051898
Wind | Norcal | November | 11 | 9 | 0.042974
Wind | Norcal | November | 11 | 10 | 0.033407
Wind | Norcal | November | 11 | 11 | 0.029662
Wind | Norcal | November | 11 | 12 | 0.026214
Wind | Norcal | November | 11 | 13 | 0.026347
Wind | Norcal | November | 11 | 14 | 0.023571
Wind | Norcal | November | 11 | 15 | 0.025623
Wind | Norcal | November | 11 | 16 | 0.028792
Wind | Norcal | November | 11 | 17 | 0.026937
Wind | Norcal | November | 11 | 18 | 0.028299
Wind | Norcal | November | 11 | 19 | 0.034189
Wind | Norcal | November | 11 | 20 | 0.03538
Wind | Norcal | November | 11 | 21 | 0.04723
Wind | Norcal | November | 11 | 22 | 0.051317
Wind | Norcal | November | 11 | 23 | 0.058831
Wind | Norcal | November | 11 | 24 | 0.058486
Wind | Norcal | December | 12 | 1 | 0.05465
Wind | Norcal | December | 12 | 2 | 0.054549
Wind | Norcal | December | 12 | 3 | 0.052536
Wind | Norcal | December | 12 | 4 | 0.046632
Wind | Norcal | December | 12 | 5 | 0.050768
Wind | Norcal | December | 12 | 6 | 0.052292
Wind | Norcal | December | 12 | 7 | 0.045614
Wind | Norcal | December | 12 | 8 | 0.051955
Wind | Norcal | December | 12 | 9 | 0.048811
Wind | Norcal | December | 12 | 10 | 0.039991
Wind | Norcal | December | 12 | 11 | 0.037885
Wind | Norcal | December | 12 | 12 | 0.032055
Wind | Norcal | December | 12 | 13 | 0.032672
Wind | Norcal | December | 12 | 14 | 0.031719
Wind | Norcal | December | 12 | 15 | 0.034026
Wind | Norcal | December | 12 | 16 | 0.036045
Wind | Norcal | December | 12 | 17 | 0.033371
Wind | Norcal | December | 12 | 18 | 0.034194
Wind | Norcal | December | 12 | 19 | 0.04283
Wind | Norcal | December | 12 | 20 | 0.051491
Wind | Norcal | December | 12 | 21 | 0.059138
Wind | Norcal | December | 12 | 22 | 0.056704
Wind | Norcal | December | 12 | 23 | 0.052207
Wind | Norcal | December | 12 | 24 | 0.059985
Wind | Socal | January | 1 | 1 | 0.052488
Wind | Socal | January | 1 | 2 | 0.055576
Wind | Socal | January | 1 | 3 | 0.052387
Wind | Socal | January | 1 | 4 | 0.049931
Wind | Socal | January | 1 | 5 | 0.05581
Wind | Socal | January | 1 | 6 | 0.054268
Wind | Socal | January | 1 | 7 | 0.055669
Wind | Socal | January | 1 | 8 | 0.051072
Wind | Socal | January | 1 | 9 | 0.04437
Wind | Socal | January | 1 | 10 | 0.050337
Wind | Socal | January | 1 | 11 | 0.044765
Wind | Socal | January | 1 | 12 | 0.049034
Wind | Socal | January | 1 | 13 | 0.055066
Wind | Socal | January | 1 | 14 | 0.050245
Wind | Socal | January | 1 | 15 | 0.05538
Wind | Socal | January | 1 | 16 | 0.055245
Wind | Socal | January | 1 | 17 | 0.047235
Wind | Socal | January | 1 | 18 | 0.045567
Wind | Socal | January | 1 | 19 | 0.054514
Wind | Socal | January | 1 | 20 | 0.051493
Wind | Socal | January | 1 | 21 | 0.05081
Wind | Socal | January | 1 | 22 | 0.055774
Wind | Socal | January | 1 | 23 | 0.048119
Wind | Socal | January | 1 | 24 | 0.050791
Wind | Socal | February | 2 | 1 | 0.096938
Wind | Socal | February | 2 | 2 | 0.092434
Wind | Socal | February | 2 | 3 | 0.10603
Wind | Socal | February | 2 | 4 | 0.10334
Wind | Socal | February | 2 | 5 | 0.087276
Wind | Socal | February | 2 | 6 | 0.092512
Wind | Socal | February | 2 | 7 | 0.091085
Wind | Socal | February | 2 | 8 | 0.074695
Wind | Socal | February | 2 | 9 | 0.078071
Wind | Socal | February | 2 | 10 | 0.086237
Wind | Socal | February | 2 | 11 | 0.10738
Wind | Socal | February | 2 | 12 | 0.11123
Wind | Socal | February | 2 | 13 | 0.10029
Wind | Socal | February | 2 | 14 | 0.092817
Wind | Socal | February | 2 | 15 | 0.11848
Wind | Socal | February | 2 | 16 | 0.12143
Wind | Socal | February | 2 | 17 | 0.11909
Wind | Socal | February | 2 | 18 | 0.12447
Wind | Socal | February | 2 | 19 | 0.11763
Wind | Socal | February | 2 | 20 | 0.12794
Wind | Socal | February | 2 | 21 | 0.14685
Wind | Socal | February | 2 | 22 | 0.12687
Wind | Socal | February | 2 | 23 | 0.11162
Wind | Socal | February | 2 | 24 | 0.10981
Wind | Socal | March | 3 | 1 | 0.10797
Wind | Socal | March | 3 | 2 | 0.10139
Wind | Socal | March | 3 | 3 | 0.088906
Wind | Socal | March | 3 | 4 | 0.088125
Wind | Socal | March | 3 | 5 | 0.089903
Wind | Socal | March | 3 | 6 | 0.0896
Wind | Socal | March | 3 | 7 | 0.089817
Wind | Socal | March | 3 | 8 | 0.073879
Wind | Socal | March | 3 | 9 | 0.057087
Wind | Socal | March | 3 | 10 | 0.05692
Wind | Socal | March | 3 | 11 | 0.057916
Wind | Socal | March | 3 | 12 | 0.065528
Wind | Socal | March | 3 | 13 | 0.07946
Wind | Socal | March | 3 | 14 | 0.085776
Wind | Socal | March | 3 | 15 | 0.096905
Wind | Socal | March | 3 | 16 | 0.09454
Wind | Socal | March | 3 | 17 | 0.12664
Wind | Socal | March | 3 | 18 | 0.1348
Wind | Socal | March | 3 | 19 | 0.12708
Wind | Socal | March | 3 | 20 | 0.13664
Wind | Socal | March | 3 | 21 | 0.13247
Wind | Socal | March | 3 | 22 | 0.13584
Wind | Socal | March | 3 | 23 | 0.11202
Wind | Socal | March | 3 | 24 | 0.10614
Wind | Socal | April | 4 | 1 | 0.36932
Wind | Socal | April | 4 | 2 | 0.38304
Wind | Socal | April | 4 | 3 | 0.34989
Wind | Socal | April | 4 | 4 | 0.31999
Wind | Socal | April | 4 | 5 | 0.29925
Wind | Socal | April | 4 | 6 | 0.26749
Wind | Socal | April | 4 | 7 | 0.22066
Wind | Socal | April | 4 | 8 | 0.18205
Wind | Socal | April | 4 | 9 | 0.13289
Wind | Socal | April | 4 | 10 | 0.11838
Wind | Socal | April | 4 | 11 | 0.1175
Wind | Socal | April | 4 | 12 | 0.11714
Wind | Socal | April | 4 | 13 | 0.11402
Wind | Socal | April | 4 | 14 | 0.13306
Wind | Socal | April | 4 | 15 | 0.19953
Wind | Socal | April | 4 | 16 | 0.27569
Wind | Socal | April | 4 | 17 | 0.32767
Wind | Socal | April | 4 | 18 | 0.36795
Wind | Socal | April | 4 | 19 | 0.39484
Wind | Socal | April | 4 | 20 | 0.40348
Wind | Socal | April | 4 | 21 | 0.40353
Wind | Socal | April | 4 | 22 | 0.40709
Wind | Socal | April | 4 | 23 | 0.38806
Wind | Socal | April | 4 | 24 | 0.3879
Wind | Socal | May | 5 | 1 | 0.43192
Wind | Socal | May | 5 | 2 | 0.40938
Wind | Socal | May | 5 | 3 | 0.39133
Wind | Socal | May | 5 | 4 | 0.39112
Wind | Socal | May | 5 | 5 | 0.34448
Wind | Socal | May | 5 | 6 | 0.27685
Wind | Socal | May | 5 | 7 | 0.21213
Wind | Socal | May | 5 | 8 | 0.15954
Wind | Socal | May | 5 | 9 | 0.11826
Wind | Socal | May | 5 | 10 | 0.088213
Wind | Socal | May | 5 | 11 | 0.066314
Wind | Socal | May | 5 | 12 | 0.063869
Wind | Socal | May | 5 | 13 | 0.054759
Wind | Socal | May | 5 | 14 | 0.075902
Wind | Socal | May | 5 | 15 | 0.12626
Wind | Socal | May | 5 | 16 | 0.20391
Wind | Socal | May | 5 | 17 | 0.31802
Wind | Socal | May | 5 | 18 | 0.3807
Wind | Socal | May | 5 | 19 | 0.43005
Wind | Socal | May | 5 | 20 | 0.41465
Wind | Socal | May | 5 | 21 | 0.41897
Wind | Socal | May | 5 | 22 | 0.4425
Wind | Socal | May | 5 | 23 | 0.43608
Wind | Socal | May | 5 | 24 | 0.44557
Wind | Socal | June | 6 | 1 | 0.44437
Wind | Socal | June | 6 | 2 | 0.43375
Wind | Socal | June | 6 | 3 | 0.40343
Wind | Socal | June | 6 | 4 | 0.36836
Wind | Socal | June | 6 | 5 | 0.33625
Wind | Socal | June | 6 | 6 | 0.27144
Wind | Socal | June | 6 | 7 | 0.21231
Wind | Socal | June | 6 | 8 | 0.15595
Wind | Socal | June | 6 | 9 | 0.095806
Wind | Socal | June | 6 | 10 | 0.069392
Wind | Socal | June | 6 | 11 | 0.049763
Wind | Socal | June | 6 | 12 | 0.057965
Wind | Socal | June | 6 | 13 | 0.062721
Wind | Socal | June | 6 | 14 | 0.073717
Wind | Socal | June | 6 | 15 | 0.12111
Wind | Socal | June | 6 | 16 | 0.1936
Wind | Socal | June | 6 | 17 | 0.27941
Wind | Socal | June | 6 | 18 | 0.33004
Wind | Socal | June | 6 | 19 | 0.37914
Wind | Socal | June | 6 | 20 | 0.42504
Wind | Socal | June | 6 | 21 | 0.46418
Wind | Socal | June | 6 | 22 | 0.46264
Wind | Socal | June | 6 | 23 | 0.45715
Wind | Socal | June | 6 | 24 | 0.46056
Wind | Socal | July | 7 | 1 | 0.4184
Wind | Socal | July | 7 | 2 | 0.3931
Wind | Socal | July | 7 | 3 | 0.37071
Wind | Socal | July | 7 | 4 | 0.32651
Wind | Socal | July | 7 | 5 | 0.27057
Wind | Socal | July | 7 | 6 | 0.2326
Wind | Socal | July | 7 | 7 | 0.17289
Wind | Socal | July | 7 | 8 | 0.11172
Wind | Socal | July | 7 | 9 | 0.056909
Wind | Socal | July | 7 | 10 | 0.03798
Wind | Socal | July | 7 | 11 | 0.032483
Wind | Socal | July | 7 | 12 | 0.038362
Wind | Socal | July | 7 | 13 | 0.051066
Wind | Socal | July | 7 | 14 | 0.074848
Wind | Socal | July | 7 | 15 | 0.12232
Wind | Socal | July | 7 | 16 | 0.1824
Wind | Socal | July | 7 | 17 | 0.26216
Wind | Socal | July | 7 | 18 | 0.33322
Wind | Socal | July | 7 | 19 | 0.38514
Wind | Socal | July | 7 | 20 | 0.4204
Wind | Socal | July | 7 | 21 | 0.45504
Wind | Socal | July | 7 | 22 | 0.4662
Wind | Socal | July | 7 | 23 | 0.45153
Wind | Socal | July | 7 | 24 | 0.43537
Wind | Socal | August | 8 | 1 | 0.37455
Wind | Socal | August | 8 | 2 | 0.36318
Wind | Socal | August | 8 | 3 | 0.33328
Wind | Socal | August | 8 | 4 | 0.28491
Wind | Socal | August | 8 | 5 | 0.22955
Wind | Socal | August | 8 | 6 | 0.20013
Wind | Socal | August | 8 | 7 | 0.14722
Wind | Socal | August | 8 | 8 | 0.10616
Wind | Socal | August | 8 | 9 | 0.065159
Wind | Socal | August | 8 | 10 | 0.044621
Wind | Socal | August | 8 | 11 | 0.034951
Wind | Socal | August | 8 | 12 | 0.038832
Wind | Socal | August | 8 | 13 | 0.05256
Wind | Socal | August | 8 | 14 | 0.07403
Wind | Socal | August | 8 | 15 | 0.11373
Wind | Socal | August | 8 | 16 | 0.1659
Wind | Socal | August | 8 | 17 | 0.22759
Wind | Socal | August | 8 | 18 | 0.29181
Wind | Socal | August | 8 | 19 | 0.32877
Wind | Socal | August | 8 | 20 | 0.39863
Wind | Socal | August | 8 | 21 | 0.4227
Wind | Socal | August | 8 | 22 | 0.42129
Wind | Socal | August | 8 | 23 | 0.40755
Wind | Socal | August | 8 | 24 | 0.38869
Wind | Socal | September | 9 | 1 | 0.18896
Wind | Socal | September | 9 | 2 | 0.17417
Wind | Socal | September | 9 | 3 | 0.15781
Wind | Socal | September | 9 | 4 | 0.12288
Wind | Socal | September | 9 | 5 | 0.10114
Wind | Socal | September | 9 | 6 | 0.073184
Wind | Socal | September | 9 | 7 | 0.058721
Wind | Socal | September | 9 | 8 | 0.040563
Wind | Socal | September | 9 | 9 | 0.033807
Wind | Socal | September | 9 | 10 | 0.03395
Wind | Socal | September | 9 | 11 | 0.038939
Wind | Socal | September | 9 | 12 | 0.051814
Wind | Socal | September | 9 | 13 | 0.060166
Wind | Socal | September | 9 | 14 | 0.071467
Wind | Socal | September | 9 | 15 | 0.088736
Wind | Socal | September | 9 | 16 | 0.10958
Wind | Socal | September | 9 | 17 | 0.12392
Wind | Socal | September | 9 | 18 | 0.16345
Wind | Socal | September | 9 | 19 | 0.20007
Wind | Socal | September | 9 | 20 | 0.24013
Wind | Socal | September | 9 | 21 | 0.24032
Wind | Socal | September | 9 | 22 | 0.23996
Wind | Socal | September | 9 | 23 | 0.22551
Wind | Socal | September | 9 | 24 | 0.20615
Wind | Socal | October | 10 | 1 | 0.098489
Wind | Socal | October | 10 | 2 | 0.091296
Wind | Socal | October | 10 | 3 | 0.092572
Wind | Socal | October | 10 | 4 | 0.091115
Wind | Socal | October | 10 | 5 | 0.083495
Wind | Socal | October | 10 | 6 | 0.068663
Wind | Socal | October | 10 | 7 | 0.055402
Wind | Socal | October | 10 | 8 | 0.045879
Wind | Socal | October | 10 | 9 | 0.03064
Wind | Socal | October | 10 | 10 | 0.0275
Wind | Socal | October | 10 | 11 | 0.029416
Wind | Socal | October | 10 | 12 | 0.036723
Wind | Socal | October | 10 | 13 | 0.043327
Wind | Socal | October | 10 | 14 | 0.043422
Wind | Socal | October | 10 | 15 | 0.044098
Wind | Socal | October | 10 | 16 | 0.050906
Wind | Socal | October | 10 | 17 | 0.064942
Wind | Socal | October | 10 | 18 | 0.077583
Wind | Socal | October | 10 | 19 | 0.093606
Wind | Socal | October | 10 | 20 | 0.1078
Wind | Socal | October | 10 | 21 | 0.11903
Wind | Socal | October | 10 | 22 | 0.1211
Wind | Socal | October | 10 | 23 | 0.11195
Wind | Socal | October | 10 | 24 | 0.096321
Wind | Socal | November | 11 | 1 | 0.0441
Wind | Socal | November | 11 | 2 | 0.03905
Wind | Socal | November | 11 | 3 | 0.039961
Wind | Socal | November | 11 | 4 | 0.040593
Wind | Socal | November | 11 | 5 | 0.04118
Wind | Socal | November | 11 | 6 | 0.04178
Wind | Socal | November | 11 | 7 | 0.039873
Wind | Socal | November | 11 | 8 | 0.035882
Wind | Socal | November | 11 | 9 | 0.032664
Wind | Socal | November | 11 | 10 | 0.035661
Wind | Socal | November | 11 | 11 | 0.038845
Wind | Socal | November | 11 | 12 | 0.044242
Wind | Socal | November | 11 | 13 | 0.041999
Wind | Socal | November | 11 | 14 | 0.044428
Wind | Socal | November | 11 | 15 | 0.044798
Wind | Socal | November | 11 | 16 | 0.037489
Wind | Socal | November | 11 | 17 | 0.034032
Wind | Socal | November | 11 | 18 | 0.043268
Wind | Socal | November | 11 | 19 | 0.054434
Wind | Socal | November | 11 | 20 | 0.058671
Wind | Socal | November | 11 | 21 | 0.062502
Wind | Socal | November | 11 | 22 | 0.046395
Wind | Socal | November | 11 | 23 | 0.049145
Wind | Socal | November | 11 | 24 | 0.047347
Wind | Socal | December | 12 | 1 | 0.037252
Wind | Socal | December | 12 | 2 | 0.036189
Wind | Socal | December | 12 | 3 | 0.035494
Wind | Socal | December | 12 | 4 | 0.040741
Wind | Socal | December | 12 | 5 | 0.039879
Wind | Socal | December | 12 | 6 | 0.040533
Wind | Socal | December | 12 | 7 | 0.040176
Wind | Socal | December | 12 | 8 | 0.037442
Wind | Socal | December | 12 | 9 | 0.035068
Wind | Socal | December | 12 | 10 | 0.034957
Wind | Socal | December | 12 | 11 | 0.034732
Wind | Socal | December | 12 | 12 | 0.037928
Wind | Socal | December | 12 | 13 | 0.03767
Wind | Socal | December | 12 | 14 | 0.034831
Wind | Socal | December | 12 | 15 | 0.033181
Wind | Socal | December | 12 | 16 | 0.034811
Wind | Socal | December | 12 | 17 | 0.038527
Wind | Socal | December | 12 | 18 | 0.040611
Wind | Socal | December | 12 | 19 | 0.045916
Wind | Socal | December | 12 | 20 | 0.043004
Wind | Socal | December | 12 | 21 | 0.048699
Wind | Socal | December | 12 | 22 | 0.043794
Wind | Socal | December | 12 | 23 | 0.041353
Wind | Socal | December | 12 | 24 | 0.041012
Wind | AZ | January | 1 | 1 | 0.24061
Wind | AZ | January | 1 | 2 | 0.21
Wind | AZ | January | 1 | 3 | 0.19061
Wind | AZ | January | 1 | 4 | 0.21061
Wind | AZ | January | 1 | 5 | 0.23
Wind | AZ | January | 1 | 6 | 0.25
Wind | AZ | January | 1 | 7 | 0.25061
Wind | AZ | January | 1 | 8 | 0.27061
Wind | AZ | January | 1 | 9 | 0.27061
Wind | AZ | January | 1 | 10 | 0.22061
Wind | AZ | January | 1 | 11 | 0.23
Wind | AZ | January | 1 | 12 | 0.22
Wind | AZ | January | 1 | 13 | 0.17184
Wind | AZ | January | 1 | 14 | 0.17061
Wind | AZ | January | 1 | 15 | 0.19061
Wind | AZ | January | 1 | 16 | 0.17
Wind | AZ | January | 1 | 17 | 0.12061
Wind | AZ | January | 1 | 18 | 0.21061
Wind | AZ | January | 1 | 19 | 0.20061
Wind | AZ | January | 1 | 20 | 0.14122
Wind | AZ | January | 1 | 21 | 0.14
Wind | AZ | January | 1 | 22 | 0.10061
Wind | AZ | January | 1 | 23 | 0.18
Wind | AZ | January | 1 | 24 | 0.22
Wind | AZ | February | 2 | 1 | 0.2
Wind | AZ | February | 2 | 2 | 0.16
Wind | AZ | February | 2 | 3 | 0.16453
Wind | AZ | February | 2 | 4 | 0.19
Wind | AZ | February | 2 | 5 | 0.16227
Wind | AZ | February | 2 | 6 | 0.17
Wind | AZ | February | 2 | 7 | 0.15453
Wind | AZ | February | 2 | 8 | 0.16227
Wind | AZ | February | 2 | 9 | 0.15
Wind | AZ | February | 2 | 10 | 0.086793
Wind | AZ | February | 2 | 11 | 0.090001
Wind | AZ | February | 2 | 12 | 0.070001
Wind | AZ | February | 2 | 13 | 0.080001
Wind | AZ | February | 2 | 14 | 0.10226
Wind | AZ | February | 2 | 15 | 0.092265
Wind | AZ | February | 2 | 16 | 0.090001
Wind | AZ | February | 2 | 17 | 0.092265
Wind | AZ | February | 2 | 18 | 0.14227
Wind | AZ | February | 2 | 19 | 0.21226
Wind | AZ | February | 2 | 20 | 0.20679
Wind | AZ | February | 2 | 21 | 0.16227
Wind | AZ | February | 2 | 22 | 0.17
Wind | AZ | February | 2 | 23 | 0.15453
Wind | AZ | February | 2 | 24 | 0.2
Wind | AZ | March | 3 | 1 | 0.18061
Wind | AZ | March | 3 | 2 | 0.12
Wind | AZ | March | 3 | 3 | 0.12184
Wind | AZ | March | 3 | 4 | 0.12
Wind | AZ | March | 3 | 5 | 0.18061
Wind | AZ | March | 3 | 6 | 0.18
Wind | AZ | March | 3 | 7 | 0.19061
Wind | AZ | March | 3 | 8 | 0.18
Wind | AZ | March | 3 | 9 | 0.12
Wind | AZ | March | 3 | 10 | 0.11061
Wind | AZ | March | 3 | 11 | 0.15061
Wind | AZ | March | 3 | 12 | 0.2
Wind | AZ | March | 3 | 13 | 0.19061
Wind | AZ | March | 3 | 14 | 0.21
Wind | AZ | March | 3 | 15 | 0.22122
Wind | AZ | March | 3 | 16 | 0.24061
Wind | AZ | March | 3 | 17 | 0.20122
Wind | AZ | March | 3 | 18 | 0.22
Wind | AZ | March | 3 | 19 | 0.20061
Wind | AZ | March | 3 | 20 | 0.21061
Wind | AZ | March | 3 | 21 | 0.21122
Wind | AZ | March | 3 | 22 | 0.18
Wind | AZ | March | 3 | 23 | 0.2
Wind | AZ | March | 3 | 24 | 0.2
Wind | AZ | April | 4 | 1 | 0.20303
Wind | AZ | April | 4 | 2 | 0.15
Wind | AZ | April | 4 | 3 | 0.10303
Wind | AZ | April | 4 | 4 | 0.090001
Wind | AZ | April | 4 | 5 | 0.086062
Wind | AZ | April | 4 | 6 | 0.083032
Wind | AZ | April | 4 | 7 | 0.1
Wind | AZ | April | 4 | 8 | 0.060001
Wind | AZ | April | 4 | 9 | 0.040001
Wind | AZ | April | 4 | 10 | 0.033032
Wind | AZ | April | 4 | 11 | 0.043032
Wind | AZ | April | 4 | 12 | 0.050001
Wind | AZ | April | 4 | 13 | 0.050001
Wind | AZ | April | 4 | 14 | 0.093032
Wind | AZ | April | 4 | 15 | 0.080001
Wind | AZ | April | 4 | 16 | 0.16303
Wind | AZ | April | 4 | 17 | 0.2
Wind | AZ | April | 4 | 18 | 0.22
Wind | AZ | April | 4 | 19 | 0.26303
Wind | AZ | April | 4 | 20 | 0.29303
Wind | AZ | April | 4 | 21 | 0.22
Wind | AZ | April | 4 | 22 | 0.22
Wind | AZ | April | 4 | 23 | 0.2
Wind | AZ | April | 4 | 24 | 0.2
Wind | AZ | May | 5 | 1 | 0.21
Wind | AZ | May | 5 | 2 | 0.14
Wind | AZ | May | 5 | 3 | 0.090001
Wind | AZ | May | 5 | 4 | 0.070612
Wind | AZ | May | 5 | 5 | 0.070612
Wind | AZ | May | 5 | 6 | 0.090001
Wind | AZ | May | 5 | 7 | 0.050001
Wind | AZ | May | 5 | 8 | 0.020001
Wind | AZ | May | 5 | 9 | 0.020612
Wind | AZ | May | 5 | 10 | 0.030001
Wind | AZ | May | 5 | 11 | 0.030612
Wind | AZ | May | 5 | 12 | 0.040001
Wind | AZ | May | 5 | 13 | 0.050001
Wind | AZ | May | 5 | 14 | 0.070001
Wind | AZ | May | 5 | 15 | 0.090001
Wind | AZ | May | 5 | 16 | 0.12061
Wind | AZ | May | 5 | 17 | 0.17
Wind | AZ | May | 5 | 18 | 0.19
Wind | AZ | May | 5 | 19 | 0.22
Wind | AZ | May | 5 | 20 | 0.31061
Wind | AZ | May | 5 | 21 | 0.37061
Wind | AZ | May | 5 | 22 | 0.37
Wind | AZ | May | 5 | 23 | 0.30061
Wind | AZ | May | 5 | 24 | 0.23061
Wind | AZ | June | 6 | 1 | 0.20548
Wind | AZ | June | 6 | 2 | 0.13
Wind | AZ | June | 6 | 3 | 0.060001
Wind | AZ | June | 6 | 4 | 0.045476
Wind | AZ | June | 6 | 5 | 0.030001
Wind | AZ | June | 6 | 6 | 0.030001
Wind | AZ | June | 6 | 7 | 0.010001
Wind | AZ | June | 6 | 8 | 0.010001
Wind | AZ | June | 6 | 9 | 0.010001
Wind | AZ | June | 6 | 10 | 0.010001
Wind | AZ | June | 6 | 11 | 0.010001
Wind | AZ | June | 6 | 12 | 0.010001
Wind | AZ | June | 6 | 13 | 0.020001
Wind | AZ | June | 6 | 14 | 0.030001
Wind | AZ | June | 6 | 15 | 0.040001
Wind | AZ | June | 6 | 16 | 0.060001
Wind | AZ | June | 6 | 17 | 0.060001
Wind | AZ | June | 6 | 18 | 0.10548
Wind | AZ | June | 6 | 19 | 0.16548
Wind | AZ | June | 6 | 20 | 0.26643
Wind | AZ | June | 6 | 21 | 0.36
Wind | AZ | June | 6 | 22 | 0.27548
Wind | AZ | June | 6 | 23 | 0.23095
Wind | AZ | June | 6 | 24 | 0.22548
Wind | AZ | July | 7 | 1 | 0.13776
Wind | AZ | July | 7 | 2 | 0.077761
Wind | AZ | July | 7 | 3 | 0.040001
Wind | AZ | July | 7 | 4 | 0.040001
Wind | AZ | July | 7 | 5 | 0.020001
Wind | AZ | July | 7 | 6 | 0.020001
Wind | AZ | July | 7 | 7 | 0.010001
Wind | AZ | July | 7 | 8 | 1e-06
Wind | AZ | July | 7 | 9 | 1e-06
Wind | AZ | July | 7 | 10 | 1e-06
Wind | AZ | July | 7 | 11 | 0.010001
Wind | AZ | July | 7 | 12 | 0.010001
Wind | AZ | July | 7 | 13 | 0.020001
Wind | AZ | July | 7 | 14 | 0.020001
Wind | AZ | July | 7 | 15 | 0.030001
Wind | AZ | July | 7 | 16 | 0.040001
Wind | AZ | July | 7 | 17 | 0.060001
Wind | AZ | July | 7 | 18 | 0.1
Wind | AZ | July | 7 | 19 | 0.16
Wind | AZ | July | 7 | 20 | 0.31
Wind | AZ | July | 7 | 21 | 0.31776
Wind | AZ | July | 7 | 22 | 0.3
Wind | AZ | July | 7 | 23 | 0.22776
Wind | AZ | July | 7 | 24 | 0.19776
Wind | AZ | August | 8 | 1 | 0.090001
Wind | AZ | August | 8 | 2 | 0.060001
Wind | AZ | August | 8 | 3 | 0.040001
Wind | AZ | August | 8 | 4 | 0.027761
Wind | AZ | August | 8 | 5 | 0.030001
Wind | AZ | August | 8 | 6 | 0.020001
Wind | AZ | August | 8 | 7 | 0.010001
Wind | AZ | August | 8 | 8 | 0.0077612
Wind | AZ | August | 8 | 9 | 1e-06
Wind | AZ | August | 8 | 10 | 1e-06
Wind | AZ | August | 8 | 11 | 0.010001
Wind | AZ | August | 8 | 12 | 0.020001
Wind | AZ | August | 8 | 13 | 0.020001
Wind | AZ | August | 8 | 14 | 0.020001
Wind | AZ | August | 8 | 15 | 0.030001
Wind | AZ | August | 8 | 16 | 0.040001
Wind | AZ | August | 8 | 17 | 0.050001
Wind | AZ | August | 8 | 18 | 0.060001
Wind | AZ | August | 8 | 19 | 0.090001
Wind | AZ | August | 8 | 20 | 0.16
Wind | AZ | August | 8 | 21 | 0.16
Wind | AZ | August | 8 | 22 | 0.1
Wind | AZ | August | 8 | 23 | 0.11
Wind | AZ | August | 8 | 24 | 0.11
Wind | AZ | September | 9 | 1 | 0.095476
Wind | AZ | September | 9 | 2 | 0.065476
Wind | AZ | September | 9 | 3 | 0.025476
Wind | AZ | September | 9 | 4 | 0.040952
Wind | AZ | September | 9 | 5 | 0.030001
Wind | AZ | September | 9 | 6 | 0.030001
Wind | AZ | September | 9 | 7 | 0.030001
Wind | AZ | September | 9 | 8 | 0.030001
Wind | AZ | September | 9 | 9 | 0.020001
Wind | AZ | September | 9 | 10 | 0.010001
Wind | AZ | September | 9 | 11 | 0.010001
Wind | AZ | September | 9 | 12 | 0.015476
Wind | AZ | September | 9 | 13 | 0.020001
Wind | AZ | September | 9 | 14 | 0.020001
Wind | AZ | September | 9 | 15 | 0.020001
Wind | AZ | September | 9 | 16 | 0.040001
Wind | AZ | September | 9 | 17 | 0.055476
Wind | AZ | September | 9 | 18 | 0.080952
Wind | AZ | September | 9 | 19 | 0.11643
Wind | AZ | September | 9 | 20 | 0.12548
Wind | AZ | September | 9 | 21 | 0.11
Wind | AZ | September | 9 | 22 | 0.050001
Wind | AZ | September | 9 | 23 | 0.060001
Wind | AZ | September | 9 | 24 | 0.090001
Wind | AZ | October | 10 | 1 | 0.1
Wind | AZ | October | 10 | 2 | 0.070001
Wind | AZ | October | 10 | 3 | 0.040001
Wind | AZ | October | 10 | 4 | 0.050001
Wind | AZ | October | 10 | 5 | 0.050001
Wind | AZ | October | 10 | 6 | 0.050001
Wind | AZ | October | 10 | 7 | 0.070001
Wind | AZ | October | 10 | 8 | 0.050001
Wind | AZ | October | 10 | 9 | 0.050001
Wind | AZ | October | 10 | 10 | 0.030001
Wind | AZ | October | 10 | 11 | 0.030001
Wind | AZ | October | 10 | 12 | 0.027761
Wind | AZ | October | 10 | 13 | 0.020001
Wind | AZ | October | 10 | 14 | 0.020001
Wind | AZ | October | 10 | 15 | 0.020001
Wind | AZ | October | 10 | 16 | 0.020001
Wind | AZ | October | 10 | 17 | 0.030001
Wind | AZ | October | 10 | 18 | 0.070001
Wind | AZ | October | 10 | 19 | 0.067761
Wind | AZ | October | 10 | 20 | 0.070001
Wind | AZ | October | 10 | 21 | 0.070001
Wind | AZ | October | 10 | 22 | 0.050001
Wind | AZ | October | 10 | 23 | 0.077761
Wind | AZ | October | 10 | 24 | 0.11
Wind | AZ | November | 11 | 1 | 0.21
Wind | AZ | November | 11 | 2 | 0.16
Wind | AZ | November | 11 | 3 | 0.17
Wind | AZ | November | 11 | 4 | 0.17
Wind | AZ | November | 11 | 5 | 0.15303
Wind | AZ | November | 11 | 6 | 0.18
Wind | AZ | November | 11 | 7 | 0.18
Wind | AZ | November | 11 | 8 | 0.18303
Wind | AZ | November | 11 | 9 | 0.18303
Wind | AZ | November | 11 | 10 | 0.12606
Wind | AZ | November | 11 | 11 | 0.083032
Wind | AZ | November | 11 | 12 | 0.090001
Wind | AZ | November | 11 | 13 | 0.083032
Wind | AZ | November | 11 | 14 | 0.089093
Wind | AZ | November | 11 | 15 | 0.11
Wind | AZ | November | 11 | 16 | 0.090001
Wind | AZ | November | 11 | 17 | 0.093032
Wind | AZ | November | 11 | 18 | 0.10303
Wind | AZ | November | 11 | 19 | 0.1
Wind | AZ | November | 11 | 20 | 0.1
Wind | AZ | November | 11 | 21 | 0.11
Wind | AZ | November | 11 | 22 | 0.11909
Wind | AZ | November | 11 | 23 | 0.16
Wind | AZ | November | 11 | 24 | 0.22
Wind | AZ | December | 12 | 1 | 0.31122
Wind | AZ | December | 12 | 2 | 0.30061
Wind | AZ | December | 12 | 3 | 0.32245
Wind | AZ | December | 12 | 4 | 0.29061
Wind | AZ | December | 12 | 5 | 0.26061
Wind | AZ | December | 12 | 6 | 0.27
Wind | AZ | December | 12 | 7 | 0.26061
Wind | AZ | December | 12 | 8 | 0.26
Wind | AZ | December | 12 | 9 | 0.25061
Wind | AZ | December | 12 | 10 | 0.26
Wind | AZ | December | 12 | 11 | 0.26
Wind | AZ | December | 12 | 12 | 0.22
Wind | AZ | December | 12 | 13 | 0.17061
Wind | AZ | December | 12 | 14 | 0.14
Wind | AZ | December | 12 | 15 | 0.15
Wind | AZ | December | 12 | 16 | 0.13245
Wind | AZ | December | 12 | 17 | 0.17
Wind | AZ | December | 12 | 18 | 0.19
Wind | AZ | December | 12 | 19 | 0.15061
Wind | AZ | December | 12 | 20 | 0.16
Wind | AZ | December | 12 | 21 | 0.17184
Wind | AZ | December | 12 | 22 | 0.16061
Wind | AZ | December | 12 | 23 | 0.22
Wind | AZ | December | 12 | 24 | 0.26
Wind | NM | January | 1 | 1 | 0.49072
Wind | NM | January | 1 | 2 | 0.49123
Wind | NM | January | 1 | 3 | 0.44421
Wind | NM | January | 1 | 4 | 0.46374
Wind | NM | January | 1 | 5 | 0.49139
Wind | NM | January | 1 | 6 | 0.47484
Wind | NM | January | 1 | 7 | 0.45364
Wind | NM | January | 1 | 8 | 0.46241
Wind | NM | January | 1 | 9 | 0.40719
Wind | NM | January | 1 | 10 | 0.38994
Wind | NM | January | 1 | 11 | 0.41523
Wind | NM | January | 1 | 12 | 0.3586
Wind | NM | January | 1 | 13 | 0.36938
Wind | NM | January | 1 | 14 | 0.37604
Wind | NM | January | 1 | 15 | 0.4025
Wind | NM | January | 1 | 16 | 0.38265
Wind | NM | January | 1 | 17 | 0.42466
Wind | NM | January | 1 | 18 | 0.4556
Wind | NM | January | 1 | 19 | 0.48128
Wind | NM | January | 1 | 20 | 0.49072
Wind | NM | January | 1 | 21 | 0.51903
Wind | NM | January | 1 | 22 | 0.50337
Wind | NM | January | 1 | 23 | 0.53791
Wind | NM | January | 1 | 24 | 0.50016
Wind | NM | February | 2 | 1 | 0.40579
Wind | NM | February | 2 | 2 | 0.3586
Wind | NM | February | 2 | 3 | 0.36093
Wind | NM | February | 2 | 4 | 0.35382
Wind | NM | February | 2 | 5 | 0.34273
Wind | NM | February | 2 | 6 | 0.3586
Wind | NM | February | 2 | 7 | 0.3659
Wind | NM | February | 2 | 8 | 0.31374
Wind | NM | February | 2 | 9 | 0.30431
Wind | NM | February | 2 | 10 | 0.30431
Wind | NM | February | 2 | 11 | 0.34917
Wind | NM | February | 2 | 12 | 0.3582
Wind | NM | February | 2 | 13 | 0.32086
Wind | NM | February | 2 | 14 | 0.35382
Wind | NM | February | 2 | 15 | 0.39852
Wind | NM | February | 2 | 16 | 0.39545
Wind | NM | February | 2 | 17 | 0.3798
Wind | NM | February | 2 | 18 | 0.3798
Wind | NM | February | 2 | 19 | 0.41523
Wind | NM | February | 2 | 20 | 0.401
Wind | NM | February | 2 | 21 | 0.42477
Wind | NM | February | 2 | 22 | 0.43642
Wind | NM | February | 2 | 23 | 0.41523
Wind | NM | February | 2 | 24 | 0.42466
Wind | NM | March | 3 | 1 | 0.4159
Wind | NM | March | 3 | 2 | 0.4078
Wind | NM | March | 3 | 3 | 0.40786
Wind | NM | March | 3 | 4 | 0.39635
Wind | NM | March | 3 | 5 | 0.3586
Wind | NM | March | 3 | 6 | 0.37762
Wind | NM | March | 3 | 7 | 0.36804
Wind | NM | March | 3 | 8 | 0.28512
Wind | NM | March | 3 | 9 | 0.21772
Wind | NM | March | 3 | 10 | 0.22548
Wind | NM | March | 3 | 11 | 0.23592
Wind | NM | March | 3 | 12 | 0.22018
Wind | NM | March | 3 | 13 | 0.22682
Wind | NM | March | 3 | 14 | 0.2548
Wind | NM | March | 3 | 15 | 0.28311
Wind | NM | March | 3 | 16 | 0.29255
Wind | NM | March | 3 | 17 | 0.27367
Wind | NM | March | 3 | 18 | 0.31209
Wind | NM | March | 3 | 19 | 0.33973
Wind | NM | March | 3 | 20 | 0.37748
Wind | NM | March | 3 | 21 | 0.40579
Wind | NM | March | 3 | 22 | 0.38691
Wind | NM | March | 3 | 23 | 0.40579
Wind | NM | March | 3 | 24 | 0.41523
Wind | NM | April | 4 | 1 | 0.40579
Wind | NM | April | 4 | 2 | 0.41512
Wind | NM | April | 4 | 3 | 0.38689
Wind | NM | April | 4 | 4 | 0.35847
Wind | NM | April | 4 | 5 | 0.38228
Wind | NM | April | 4 | 6 | 0.40562
Wind | NM | April | 4 | 7 | 0.33973
Wind | NM | April | 4 | 8 | 0.29255
Wind | NM | April | 4 | 9 | 0.29246
Wind | NM | April | 4 | 10 | 0.29246
Wind | NM | April | 4 | 11 | 0.29255
Wind | NM | April | 4 | 12 | 0.33096
Wind | NM | April | 4 | 13 | 0.36804
Wind | NM | April | 4 | 14 | 0.38231
Wind | NM | April | 4 | 15 | 0.40085
Wind | NM | April | 4 | 16 | 0.41514
Wind | NM | April | 4 | 17 | 0.44208
Wind | NM | April | 4 | 18 | 0.42458
Wind | NM | April | 4 | 19 | 0.39635
Wind | NM | April | 4 | 20 | 0.40579
Wind | NM | April | 4 | 21 | 0.41523
Wind | NM | April | 4 | 22 | 0.46495
Wind | NM | April | 4 | 23 | 0.43068
Wind | NM | April | 4 | 24 | 0.43401
Wind | NM | May | 5 | 1 | 0.37748
Wind | NM | May | 5 | 2 | 0.3586
Wind | NM | May | 5 | 3 | 0.33029
Wind | NM | May | 5 | 4 | 0.30198
Wind | NM | May | 5 | 5 | 0.28118
Wind | NM | May | 5 | 6 | 0.26423
Wind | NM | May | 5 | 7 | 0.18874
Wind | NM | May | 5 | 8 | 0.17839
Wind | NM | May | 5 | 9 | 0.1793
Wind | NM | May | 5 | 10 | 0.19818
Wind | NM | May | 5 | 11 | 0.22716
Wind | NM | May | 5 | 12 | 0.2548
Wind | NM | May | 5 | 13 | 0.28311
Wind | NM | May | 5 | 14 | 0.33029
Wind | NM | May | 5 | 15 | 0.36804
Wind | NM | May | 5 | 16 | 0.37815
Wind | NM | May | 5 | 17 | 0.38691
Wind | NM | May | 5 | 18 | 0.40595
Wind | NM | May | 5 | 19 | 0.37748
Wind | NM | May | 5 | 20 | 0.38759
Wind | NM | May | 5 | 21 | 0.36871
Wind | NM | May | 5 | 22 | 0.38397
Wind | NM | May | 5 | 23 | 0.38759
Wind | NM | May | 5 | 24 | 0.38
Wind | NM | June | 6 | 1 | 0.34789
Wind | NM | June | 6 | 2 | 0.28311
Wind | NM | June | 6 | 3 | 0.2719
Wind | NM | June | 6 | 4 | 0.2719
Wind | NM | June | 6 | 5 | 0.23415
Wind | NM | June | 6 | 6 | 0.21351
Wind | NM | June | 6 | 7 | 0.12241
Wind | NM | June | 6 | 8 | 0.11324
Wind | NM | June | 6 | 9 | 0.09437
Wind | NM | June | 6 | 10 | 0.075496
Wind | NM | June | 6 | 11 | 0.083161
Wind | NM | June | 6 | 12 | 0.11103
Wind | NM | June | 6 | 13 | 0.14922
Wind | NM | June | 6 | 14 | 0.19766
Wind | NM | June | 6 | 15 | 0.24536
Wind | NM | June | 6 | 16 | 0.26423
Wind | NM | June | 6 | 17 | 0.28192
Wind | NM | June | 6 | 18 | 0.29255
Wind | NM | June | 6 | 19 | 0.30198
Wind | NM | June | 6 | 20 | 0.31731
Wind | NM | June | 6 | 21 | 0.32086
Wind | NM | June | 6 | 22 | 0.33029
Wind | NM | June | 6 | 23 | 0.33796
Wind | NM | June | 6 | 24 | 0.35797
Wind | NM | July | 7 | 1 | 0.20761
Wind | NM | July | 7 | 2 | 0.13346
Wind | NM | July | 7 | 3 | 0.11324
Wind | NM | July | 7 | 4 | 0.097152
Wind | NM | July | 7 | 5 | 0.068962
Wind | NM | July | 7 | 6 | 0.056622
Wind | NM | July | 7 | 7 | 0.025848
Wind | NM | July | 7 | 8 | 0.018875
Wind | NM | July | 7 | 9 | 0.018875
Wind | NM | July | 7 | 10 | 0.025038
Wind | NM | July | 7 | 11 | 0.018875
Wind | NM | July | 7 | 12 | 0.028312
Wind | NM | July | 7 | 13 | 0.075496
Wind | NM | July | 7 | 14 | 0.09437
Wind | NM | July | 7 | 15 | 0.13321
Wind | NM | July | 7 | 16 | 0.16987
Wind | NM | July | 7 | 17 | 0.20761
Wind | NM | July | 7 | 18 | 0.20727
Wind | NM | July | 7 | 19 | 0.23169
Wind | NM | July | 7 | 20 | 0.23169
Wind | NM | July | 7 | 21 | 0.24112
Wind | NM | July | 7 | 22 | 0.21281
Wind | NM | July | 7 | 23 | 0.19818
Wind | NM | July | 7 | 24 | 0.22649
Wind | NM | August | 8 | 1 | 0.20338
Wind | NM | August | 8 | 2 | 0.15099
Wind | NM | August | 8 | 3 | 0.10901
Wind | NM | August | 8 | 4 | 0.09437
Wind | NM | August | 8 | 5 | 0.056622
Wind | NM | August | 8 | 6 | 0.062915
Wind | NM | August | 8 | 7 | 0.028312
Wind | NM | August | 8 | 8 | 0.018875
Wind | NM | August | 8 | 9 | 0.018875
Wind | NM | August | 8 | 10 | 0.018875
Wind | NM | August | 8 | 11 | 0.018875
Wind | NM | August | 8 | 12 | 0.047186
Wind | NM | August | 8 | 13 | 0.066059
Wind | NM | August | 8 | 14 | 0.09437
Wind | NM | August | 8 | 15 | 0.12268
Wind | NM | August | 8 | 16 | 0.14155
Wind | NM | August | 8 | 17 | 0.17506
Wind | NM | August | 8 | 18 | 0.19818
Wind | NM | August | 8 | 19 | 0.19818
Wind | NM | August | 8 | 20 | 0.19818
Wind | NM | August | 8 | 21 | 0.17217
Wind | NM | August | 8 | 22 | 0.16563
Wind | NM | August | 8 | 23 | 0.18874
Wind | NM | August | 8 | 24 | 0.19818
Wind | NM | September | 9 | 1 | 0.1964
Wind | NM | September | 9 | 2 | 0.15866
Wind | NM | September | 9 | 3 | 0.14149
Wind | NM | September | 9 | 4 | 0.15099
Wind | NM | September | 9 | 5 | 0.14069
Wind | NM | September | 9 | 6 | 0.16043
Wind | NM | September | 9 | 7 | 0.12696
Wind | NM | September | 9 | 8 | 0.075496
Wind | NM | September | 9 | 9 | 0.049415
Wind | NM | September | 9 | 10 | 0.045326
Wind | NM | September | 9 | 11 | 0.047186
Wind | NM | September | 9 | 12 | 0.047186
Wind | NM | September | 9 | 13 | 0.072657
Wind | NM | September | 9 | 14 | 0.065087
Wind | NM | September | 9 | 15 | 0.10381
Wind | NM | September | 9 | 16 | 0.11744
Wind | NM | September | 9 | 17 | 0.17753
Wind | NM | September | 9 | 18 | 0.20761
Wind | NM | September | 9 | 19 | 0.22649
Wind | NM | September | 9 | 20 | 0.2548
Wind | NM | September | 9 | 21 | 0.19818
Wind | NM | September | 9 | 22 | 0.19071
Wind | NM | September | 9 | 23 | 0.17885
Wind | NM | September | 9 | 24 | 0.21705
Wind | NM | October | 10 | 1 | 0.30198
Wind | NM | October | 10 | 2 | 0.24536
Wind | NM | October | 10 | 3 | 0.22982
Wind | NM | October | 10 | 4 | 0.21705
Wind | NM | October | 10 | 5 | 0.19903
Wind | NM | October | 10 | 6 | 0.18874
Wind | NM | October | 10 | 7 | 0.14013
Wind | NM | October | 10 | 8 | 0.085298
Wind | NM | October | 10 | 9 | 0.084989
Wind | NM | October | 10 | 10 | 0.084933
Wind | NM | October | 10 | 11 | 0.090132
Wind | NM | October | 10 | 12 | 0.10381
Wind | NM | October | 10 | 13 | 0.10381
Wind | NM | October | 10 | 14 | 0.113
Wind | NM | October | 10 | 15 | 0.12268
Wind | NM | October | 10 | 16 | 0.16987
Wind | NM | October | 10 | 17 | 0.18874
Wind | NM | October | 10 | 18 | 0.213
Wind | NM | October | 10 | 19 | 0.23592
Wind | NM | October | 10 | 20 | 0.26217
Wind | NM | October | 10 | 21 | 0.27463
Wind | NM | October | 10 | 22 | 0.26943
Wind | NM | October | 10 | 23 | 0.23568
Wind | NM | October | 10 | 24 | 0.26943
Wind | NM | November | 11 | 1 | 0.37936
Wind | NM | November | 11 | 2 | 0.40939
Wind | NM | November | 11 | 3 | 0.36804
Wind | NM | November | 11 | 4 | 0.35235
Wind | NM | November | 11 | 5 | 0.3851
Wind | NM | November | 11 | 6 | 0.38683
Wind | NM | November | 11 | 7 | 0.39618
Wind | NM | November | 11 | 8 | 0.33973
Wind | NM | November | 11 | 9 | 0.25469
Wind | NM | November | 11 | 10 | 0.21701
Wind | NM | November | 11 | 11 | 0.25471
Wind | NM | November | 11 | 12 | 0.24527
Wind | NM | November | 11 | 13 | 0.2735
Wind | NM | November | 11 | 14 | 0.28311
Wind | NM | November | 11 | 15 | 0.28311
Wind | NM | November | 11 | 16 | 0.29236
Wind | NM | November | 11 | 17 | 0.33961
Wind | NM | November | 11 | 18 | 0.37748
Wind | NM | November | 11 | 19 | 0.40579
Wind | NM | November | 11 | 20 | 0.42466
Wind | NM | November | 11 | 21 | 0.40579
Wind | NM | November | 11 | 22 | 0.43072
Wind | NM | November | 11 | 23 | 0.4057
Wind | NM | November | 11 | 24 | 0.41523
Wind | NM | December | 12 | 1 | 0.49072
Wind | NM | December | 12 | 2 | 0.51903
Wind | NM | December | 12 | 3 | 0.4556
Wind | NM | December | 12 | 4 | 0.4341
Wind | NM | December | 12 | 5 | 0.45364
Wind | NM | December | 12 | 6 | 0.48128
Wind | NM | December | 12 | 7 | 0.50959
Wind | NM | December | 12 | 8 | 0.49072
Wind | NM | December | 12 | 9 | 0.42734
Wind | NM | December | 12 | 10 | 0.42533
Wind | NM | December | 12 | 11 | 0.45297
Wind | NM | December | 12 | 12 | 0.44354
Wind | NM | December | 12 | 13 | 0.4341
Wind | NM | December | 12 | 14 | 0.46241
Wind | NM | December | 12 | 15 | 0.47185
Wind | NM | December | 12 | 16 | 0.48128
Wind | NM | December | 12 | 17 | 0.5015
Wind | NM | December | 12 | 18 | 0.52847
Wind | NM | December | 12 | 19 | 0.52847
Wind | NM | December | 12 | 20 | 0.50268
Wind | NM | December | 12 | 21 | 0.51903
Wind | NM | December | 12 | 22 | 0.55678
Wind | NM | December | 12 | 23 | 0.52258
Wind | NM | December | 12 | 24 | 0.49072
Wind | WA/OR | January | 1 | 1 | 0.24061
Wind | WA/OR | January | 1 | 2 | 0.21
Wind | WA/OR | January | 1 | 3 | 0.19061
Wind | WA/OR | January | 1 | 4 | 0.21061
Wind | WA/OR | January | 1 | 5 | 0.23
Wind | WA/OR | January | 1 | 6 | 0.25
Wind | WA/OR | January | 1 | 7 | 0.25061
Wind | WA/OR | January | 1 | 8 | 0.27061
Wind | WA/OR | January | 1 | 9 | 0.27061
Wind | WA/OR | January | 1 | 10 | 0.22061
Wind | WA/OR | January | 1 | 11 | 0.23
Wind | WA/OR | January | 1 | 12 | 0.22
Wind | WA/OR | January | 1 | 13 | 0.17184
Wind | WA/OR | January | 1 | 14 | 0.17061
Wind | WA/OR | January | 1 | 15 | 0.19061
Wind | WA/OR | January | 1 | 16 | 0.17
Wind | WA/OR | January | 1 | 17 | 0.12061
Wind | WA/OR | January | 1 | 18 | 0.21061
Wind | WA/OR | January | 1 | 19 | 0.20061
Wind | WA/OR | January | 1 | 20 | 0.14122
Wind | WA/OR | January | 1 | 21 | 0.14
Wind | WA/OR | January | 1 | 22 | 0.10061
Wind | WA/OR | January | 1 | 23 | 0.18
Wind | WA/OR | January | 1 | 24 | 0.22
Wind | WA/OR | February | 2 | 1 | 0.2
Wind | WA/OR | February | 2 | 2 | 0.16
Wind | WA/OR | February | 2 | 3 | 0.16453
Wind | WA/OR | February | 2 | 4 | 0.19
Wind | WA/OR | February | 2 | 5 | 0.16227
Wind | WA/OR | February | 2 | 6 | 0.17
Wind | WA/OR | February | 2 | 7 | 0.15453
Wind | WA/OR | February | 2 | 8 | 0.16227
Wind | WA/OR | February | 2 | 9 | 0.15
Wind | WA/OR | February | 2 | 10 | 0.086793
Wind | WA/OR | February | 2 | 11 | 0.090001
Wind | WA/OR | February | 2 | 12 | 0.070001
Wind | WA/OR | February | 2 | 13 | 0.080001
Wind | WA/OR | February | 2 | 14 | 0.10226
Wind | WA/OR | February | 2 | 15 | 0.092265
Wind | WA/OR | February | 2 | 16 | 0.090001
Wind | WA/OR | February | 2 | 17 | 0.092265
Wind | WA/OR | February | 2 | 18 | 0.14227
Wind | WA/OR | February | 2 | 19 | 0.21226
Wind | WA/OR | February | 2 | 20 | 0.20679
Wind | WA/OR | February | 2 | 21 | 0.16227
Wind | WA/OR | February | 2 | 22 | 0.17
Wind | WA/OR | February | 2 | 23 | 0.15453
Wind | WA/OR | February | 2 | 24 | 0.2
Wind | WA/OR | March | 3 | 1 | 0.18061
Wind | WA/OR | March | 3 | 2 | 0.12
Wind | WA/OR | March | 3 | 3 | 0.12184
Wind | WA/OR | March | 3 | 4 | 0.12
Wind | WA/OR | March | 3 | 5 | 0.18061
Wind | WA/OR | March | 3 | 6 | 0.18
Wind | WA/OR | March | 3 | 7 | 0.19061
Wind | WA/OR | March | 3 | 8 | 0.18
Wind | WA/OR | March | 3 | 9 | 0.12
Wind | WA/OR | March | 3 | 10 | 0.11061
Wind | WA/OR | March | 3 | 11 | 0.15061
Wind | WA/OR | March | 3 | 12 | 0.2
Wind | WA/OR | March | 3 | 13 | 0.19061
Wind | WA/OR | March | 3 | 14 | 0.21
Wind | WA/OR | March | 3 | 15 | 0.22122
Wind | WA/OR | March | 3 | 16 | 0.24061
Wind | WA/OR | March | 3 | 17 | 0.20122
Wind | WA/OR | March | 3 | 18 | 0.22
Wind | WA/OR | March | 3 | 19 | 0.20061
Wind | WA/OR | March | 3 | 20 | 0.21061
Wind | WA/OR | March | 3 | 21 | 0.21122
Wind | WA/OR | March | 3 | 22 | 0.18
Wind | WA/OR | March | 3 | 23 | 0.2
Wind | WA/OR | March | 3 | 24 | 0.2
Wind | WA/OR | April | 4 | 1 | 0.20303
Wind | WA/OR | April | 4 | 2 | 0.15
Wind | WA/OR | April | 4 | 3 | 0.10303
Wind | WA/OR | April | 4 | 4 | 0.090001
Wind | WA/OR | April | 4 | 5 | 0.086062
Wind | WA/OR | April | 4 | 6 | 0.083032
Wind | WA/OR | April | 4 | 7 | 0.1
Wind | WA/OR | April | 4 | 8 | 0.060001
Wind | WA/OR | April | 4 | 9 | 0.040001
Wind | WA/OR | April | 4 | 10 | 0.033032
Wind | WA/OR | April | 4 | 11 | 0.043032
Wind | WA/OR | April | 4 | 12 | 0.050001
Wind | WA/OR | April | 4 | 13 | 0.050001
Wind | WA/OR | April | 4 | 14 | 0.093032
Wind | WA/OR | April | 4 | 15 | 0.080001
Wind | WA/OR | April | 4 | 16 | 0.16303
Wind | WA/OR | April | 4 | 17 | 0.2
Wind | WA/OR | April | 4 | 18 | 0.22
Wind | WA/OR | April | 4 | 19 | 0.26303
Wind | WA/OR | April | 4 | 20 | 0.29303
Wind | WA/OR | April | 4 | 21 | 0.22
Wind | WA/OR | April | 4 | 22 | 0.22
Wind | WA/OR | April | 4 | 23 | 0.2
Wind | WA/OR | April | 4 | 24 | 0.2
Wind | WA/OR | May | 5 | 1 | 0.21
Wind | WA/OR | May | 5 | 2 | 0.14
Wind | WA/OR | May | 5 | 3 | 0.090001
Wind | WA/OR | May | 5 | 4 | 0.070612
Wind | WA/OR | May | 5 | 5 | 0.070612
Wind | WA/OR | May | 5 | 6 | 0.090001
Wind | WA/OR | May | 5 | 7 | 0.050001
Wind | WA/OR | May | 5 | 8 | 0.020001
Wind | WA/OR | May | 5 | 9 | 0.020612
Wind | WA/OR | May | 5 | 10 | 0.030001
Wind | WA/OR | May | 5 | 11 | 0.030612
Wind | WA/OR | May | 5 | 12 | 0.040001
Wind | WA/OR | May | 5 | 13 | 0.050001
Wind | WA/OR | May | 5 | 14 | 0.070001
Wind | WA/OR | May | 5 | 15 | 0.090001
Wind | WA/OR | May | 5 | 16 | 0.12061
Wind | WA/OR | May | 5 | 17 | 0.17
Wind | WA/OR | May | 5 | 18 | 0.19
Wind | WA/OR | May | 5 | 19 | 0.22
Wind | WA/OR | May | 5 | 20 | 0.31061
Wind | WA/OR | May | 5 | 21 | 0.37061
Wind | WA/OR | May | 5 | 22 | 0.37
Wind | WA/OR | May | 5 | 23 | 0.30061
Wind | WA/OR | May | 5 | 24 | 0.23061
Wind | WA/OR | June | 6 | 1 | 0.20548
Wind | WA/OR | June | 6 | 2 | 0.13
Wind | WA/OR | June | 6 | 3 | 0.060001
Wind | WA/OR | June | 6 | 4 | 0.045476
Wind | WA/OR | June | 6 | 5 | 0.030001
Wind | WA/OR | June | 6 | 6 | 0.030001
Wind | WA/OR | June | 6 | 7 | 0.010001
Wind | WA/OR | June | 6 | 8 | 0.010001
Wind | WA/OR | June | 6 | 9 | 0.010001
Wind | WA/OR | June | 6 | 10 | 0.010001
Wind | WA/OR | June | 6 | 11 | 0.010001
Wind | WA/OR | June | 6 | 12 | 0.010001
Wind | WA/OR | June | 6 | 13 | 0.020001
Wind | WA/OR | June | 6 | 14 | 0.030001
Wind | WA/OR | June | 6 | 15 | 0.040001
Wind | WA/OR | June | 6 | 16 | 0.060001
Wind | WA/OR | June | 6 | 17 | 0.060001
Wind | WA/OR | June | 6 | 18 | 0.10548
Wind | WA/OR | June | 6 | 19 | 0.16548
Wind | WA/OR | June | 6 | 20 | 0.26643
Wind | WA/OR | June | 6 | 21 | 0.36
Wind | WA/OR | June | 6 | 22 | 0.27548
Wind | WA/OR | June | 6 | 23 | 0.23095
Wind | WA/OR | June | 6 | 24 | 0.22548
Wind | WA/OR | July | 7 | 1 | 0.13776
Wind | WA/OR | July | 7 | 2 | 0.077761
Wind | WA/OR | July | 7 | 3 | 0.040001
Wind | WA/OR | July | 7 | 4 | 0.040001
Wind | WA/OR | July | 7 | 5 | 0.020001
Wind | WA/OR | July | 7 | 6 | 0.020001
Wind | WA/OR | July | 7 | 7 | 0.010001
Wind | WA/OR | July | 7 | 8 | 1e-06
Wind | WA/OR | July | 7 | 9 | 1e-06
Wind | WA/OR | July | 7 | 10 | 1e-06
Wind | WA/OR | July | 7 | 11 | 0.010001
Wind | WA/OR | July | 7 | 12 | 0.010001
Wind | WA/OR | July | 7 | 13 | 0.020001
Wind | WA/OR | July | 7 | 14 | 0.020001
Wind | WA/OR | July | 7 | 15 | 0.030001
Wind | WA/OR | July | 7 | 16 | 0.040001
Wind | WA/OR | July | 7 | 17 | 0.060001
Wind | WA/OR | July | 7 | 18 | 0.1
Wind | WA/OR | July | 7 | 19 | 0.16
Wind | WA/OR | July | 7 | 20 | 0.31
Wind | WA/OR | July | 7 | 21 | 0.31776
Wind | WA/OR | July | 7 | 22 | 0.3
Wind | WA/OR | July | 7 | 23 | 0.22776
Wind | WA/OR | July | 7 | 24 | 0.19776
Wind | WA/OR | August | 8 | 1 | 0.090001
Wind | WA/OR | August | 8 | 2 | 0.060001
Wind | WA/OR | August | 8 | 3 | 0.040001
Wind | WA/OR | August | 8 | 4 | 0.027761
Wind | WA/OR | August | 8 | 5 | 0.030001
Wind | WA/OR | August | 8 | 6 | 0.020001
Wind | WA/OR | August | 8 | 7 | 0.010001
Wind | WA/OR | August | 8 | 8 | 0.0077612
Wind | WA/OR | August | 8 | 9 | 1e-06
Wind | WA/OR | August | 8 | 10 | 1e-06
Wind | WA/OR | August | 8 | 11 | 0.010001
Wind | WA/OR | August | 8 | 12 | 0.020001
Wind | WA/OR | August | 8 | 13 | 0.020001
Wind | WA/OR | August | 8 | 14 | 0.020001
Wind | WA/OR | August | 8 | 15 | 0.030001
Wind | WA/OR | August | 8 | 16 | 0.040001
Wind | WA/OR | August | 8 | 17 | 0.050001
Wind | WA/OR | August | 8 | 18 | 0.060001
Wind | WA/OR | August | 8 | 19 | 0.090001
Wind | WA/OR | August | 8 | 20 | 0.16
Wind | WA/OR | August | 8 | 21 | 0.16
Wind | WA/OR | August | 8 | 22 | 0.1
Wind | WA/OR | August | 8 | 23 | 0.11
Wind | WA/OR | August | 8 | 24 | 0.11
Wind | WA/OR | September | 9 | 1 | 0.095476
Wind | WA/OR | September | 9 | 2 | 0.065476
Wind | WA/OR | September | 9 | 3 | 0.025476
Wind | WA/OR | September | 9 | 4 | 0.040952
Wind | WA/OR | September | 9 | 5 | 0.030001
Wind | WA/OR | September | 9 | 6 | 0.030001
Wind | WA/OR | September | 9 | 7 | 0.030001
Wind | WA/OR | September | 9 | 8 | 0.030001
Wind | WA/OR | September | 9 | 9 | 0.020001
Wind | WA/OR | September | 9 | 10 | 0.010001
Wind | WA/OR | September | 9 | 11 | 0.010001
Wind | WA/OR | September | 9 | 12 | 0.015476
Wind | WA/OR | September | 9 | 13 | 0.020001
Wind | WA/OR | September | 9 | 14 | 0.020001
Wind | WA/OR | September | 9 | 15 | 0.020001
Wind | WA/OR | September | 9 | 16 | 0.040001
Wind | WA/OR | September | 9 | 17 | 0.055476
Wind | WA/OR | September | 9 | 18 | 0.080952
Wind | WA/OR | September | 9 | 19 | 0.11643
Wind | WA/OR | September | 9 | 20 | 0.12548
Wind | WA/OR | September | 9 | 21 | 0.11
Wind | WA/OR | September | 9 | 22 | 0.050001
Wind | WA/OR | September | 9 | 23 | 0.060001
Wind | WA/OR | September | 9 | 24 | 0.090001
Wind | WA/OR | October | 10 | 1 | 0.1
Wind | WA/OR | October | 10 | 2 | 0.070001
Wind | WA/OR | October | 10 | 3 | 0.040001
Wind | WA/OR | October | 10 | 4 | 0.050001
Wind | WA/OR | October | 10 | 5 | 0.050001
Wind | WA/OR | October | 10 | 6 | 0.050001
Wind | WA/OR | October | 10 | 7 | 0.070001
Wind | WA/OR | October | 10 | 8 | 0.050001
Wind | WA/OR | October | 10 | 9 | 0.050001
Wind | WA/OR | October | 10 | 10 | 0.030001
Wind | WA/OR | October | 10 | 11 | 0.030001
Wind | WA/OR | October | 10 | 12 | 0.027761
Wind | WA/OR | October | 10 | 13 | 0.020001
Wind | WA/OR | October | 10 | 14 | 0.020001
Wind | WA/OR | October | 10 | 15 | 0.020001
Wind | WA/OR | October | 10 | 16 | 0.020001
Wind | WA/OR | October | 10 | 17 | 0.030001
Wind | WA/OR | October | 10 | 18 | 0.070001
Wind | WA/OR | October | 10 | 19 | 0.067761
Wind | WA/OR | October | 10 | 20 | 0.070001
Wind | WA/OR | October | 10 | 21 | 0.070001
Wind | WA/OR | October | 10 | 22 | 0.050001
Wind | WA/OR | October | 10 | 23 | 0.077761
Wind | WA/OR | October | 10 | 24 | 0.11
Wind | WA/OR | November | 11 | 1 | 0.21
Wind | WA/OR | November | 11 | 2 | 0.16
Wind | WA/OR | November | 11 | 3 | 0.17
Wind | WA/OR | November | 11 | 4 | 0.17
Wind | WA/OR | November | 11 | 5 | 0.15303
Wind | WA/OR | November | 11 | 6 | 0.18
Wind | WA/OR | November | 11 | 7 | 0.18
Wind | WA/OR | November | 11 | 8 | 0.18303
Wind | WA/OR | November | 11 | 9 | 0.18303
Wind | WA/OR | November | 11 | 10 | 0.12606
Wind | WA/OR | November | 11 | 11 | 0.083032
Wind | WA/OR | November | 11 | 12 | 0.090001
Wind | WA/OR | November | 11 | 13 | 0.083032
Wind | WA/OR | November | 11 | 14 | 0.089093
Wind | WA/OR | November | 11 | 15 | 0.11
Wind | WA/OR | November | 11 | 16 | 0.090001
Wind | WA/OR | November | 11 | 17 | 0.093032
Wind | WA/OR | November | 11 | 18 | 0.10303
Wind | WA/OR | November | 11 | 19 | 0.1
Wind | WA/OR | November | 11 | 20 | 0.1
Wind | WA/OR | November | 11 | 21 | 0.11
Wind | WA/OR | November | 11 | 22 | 0.11909
Wind | WA/OR | November | 11 | 23 | 0.16
Wind | WA/OR | November | 11 | 24 | 0.22
Wind | WA/OR | December | 12 | 1 | 0.31122
Wind | WA/OR | December | 12 | 2 | 0.30061
Wind | WA/OR | December | 12 | 3 | 0.32245
Wind | WA/OR | December | 12 | 4 | 0.29061
Wind | WA/OR | December | 12 | 5 | 0.26061
Wind | WA/OR | December | 12 | 6 | 0.27
Wind | WA/OR | December | 12 | 7 | 0.26061
Wind | WA/OR | December | 12 | 8 | 0.26
Wind | WA/OR | December | 12 | 9 | 0.25061
Wind | WA/OR | December | 12 | 10 | 0.26
Wind | WA/OR | December | 12 | 11 | 0.26
Wind | WA/OR | December | 12 | 12 | 0.22
Wind | WA/OR | December | 12 | 13 | 0.17061
Wind | WA/OR | December | 12 | 14 | 0.14
Wind | WA/OR | December | 12 | 15 | 0.15
Wind | WA/OR | December | 12 | 16 | 0.13245
Wind | WA/OR | December | 12 | 17 | 0.17
Wind | WA/OR | December | 12 | 18 | 0.19
Wind | WA/OR | December | 12 | 19 | 0.15061
Wind | WA/OR | December | 12 | 20 | 0.16
Wind | WA/OR | December | 12 | 21 | 0.17184
Wind | WA/OR | December | 12 | 22 | 0.16061
Wind | WA/OR | December | 12 | 23 | 0.22
Wind | WA/OR | December | 12 | 24 | 0.26

## NQC list
Resource ID | Local Area | Generator Name | JAN | FEB | MAR | APR | MAY | JUN | JUL | AUG | SEP | OCT | NOV | DEC | Dispatchable | Path Designation | Deliverability Status | Deliverability MW | Comments
7STDRD_1_SOLAR1 | Kern | Shafter Solar | 0.08 | 0.6 | 0.7 | 0.88 | 1.28 | 2.62 | 2.88 | 2.48 | 2.22 | 1.48 | 1.14 | 0.7 | N | North | FC
ACACIA_6_SOLAR | Big Creek-Ventura | West Antelope Solar | 0.08 | 0.6 | 0.7 | 0.88 | 1.28 | 2.62 | 2.88 | 2.48 | 2.22 | 1.48 | 1.14 | 0.7 | N | South | FC
ADERA_1_SOLAR1 | Fresno | Adera Solar | 0 | 0 | 0 | 0 | 0 | 0 | 0 | 0 | 0 | 0 | 0 | 0 | N | North | EO
ADLIN_1_UNITS | NCNB | GEYSERS AIDLIN AGGREGATE | 22 | 22 | 22 | 22 | 22 | 22 | 22 | 22 | 22 | 22 | 22 | 22 | Y | North | FC
ADMEST_6_SOLAR | Fresno | Adams East | 0.08 | 0.57 | 0.67 | 0.84 | 1.22 | 2.49 | 2.74 | 2.36 | 2.11 | 1.41 | 1.08 | 0.67 | N | North | ID | 100% | 24TPD - Waiting for Manning and many other projects.
ADOBEE_1_SOLAR | CAISO System | Adobe Solar | 0.08 | 0.6 | 0.7 | 0.88 | 1.28 | 2.62 | 2.88 | 2.48 | 2.22 | 1.48 | 1.14 | 0.7 | N | North | FC
AGRICO_6_PL3N5 | Fresno | Fresno Peaker | 22.69 | 22.69 | 22.69 | 22.69 | 22.69 | 22.69 | 22.69 | 22.69 | 22.69 | 22.69 | 22.69 | 22.69 | Y | North | FC
AGRICO_7_UNIT | Fresno | Fresno Cogen | 50.6 | 50.6 | 50.6 | 50.6 | 50.6 | 50.6 | 50.6 | 50.6 | 50.6 | 50.6 | 50.6 | 50.6 | Y | North | FC
AGUCAL_5_SOLAR1 | CAISO System | Agua Caliente Solar | 0 | 0 | 0 | 0 | 0 | 0 | 0 | 0 | 0 | 0 | 0 | 0 | N | South | EO
AKINGS_6_AMESR1 | Fresno | American Kings Solar | 0.49 | 3.69 | 4.31 | 5.41 | 7.87 | 16.11 | 17.71 | 15.25 | 13.65 | 9.1 | 7.01 | 4.31 | N | North | FC
ALAMIT_2_PL1X3 | LA Basin | Alamitos Energy Center Unit 7 | 674.7 | 674.7 | 674.7 | 674.7 | 674.7 | 674.7 | 674.7 | 674.7 | 674.7 | 674.7 | 674.7 | 674.7 | Y | South | FC
ALAMIT_7_ES1 | LA Basin | Alamitos Energy Storage | 100 | 100 | 100 | 100 | 100 | 100 | 100 | 100 | 100 | 100 | 100 | 100 | Y | South | FC
ALAMIT_7_UNIT 3 | LA Basin | ALAMITOS GEN STA. UNIT 3 | 326.76 | 326.76 | 326.76 | 326.76 | 326.76 | 326.76 | 326.76 | 326.76 | 326.76 | 326.76 | 326.76 | 326.76 | Y | South | FC
ALAMIT_7_UNIT 4 | LA Basin | ALAMITOS GEN STA. UNIT 4 | 334.43 | 334.43 | 334.43 | 334.43 | 334.43 | 334.43 | 334.43 | 334.43 | 334.43 | 334.43 | 334.43 | 334.43 | Y | South | FC
ALAMIT_7_UNIT 5 | LA Basin | ALAMITOS GEN STA. UNIT 5 | 480 | 480 | 480 | 480 | 480 | 480 | 480 | 480 | 480 | 480 | 480 | 480 | Y | South | FC
ALAMO_6_UNIT | Big Creek-Ventura | ALAMO POWER PLANT | 13.22 | 14 | 12.02 | 13.92 | 13.71 | 14 | 14 | 14 | 9.54 | 9.72 | 13.63 | 11.53 | Y | South | FC
ALLGNY_6_HYDRO1 | Sierra | Salmon Creek Hydroelectric Project | 0.14 | 0.25 | 0.32 | 0.48 | 0.48 | 0.14 | 0.03 | 0 | 0 | 0.03 | 0.14 | 0.08 | N | North | FC
ALMASL_2_AL6BT6 | CAISO System | Almasol 6 BES | 50 | 50 | 50 | 50 | 50 | 50 | 50 | 50 | 50 | 50 | 50 | 50 | Y | South | FC |  | Co-located with ALMASL_2_GS6SR6
ALMASL_2_GS1SR1 | CAISO System | Almasol Generating Station 1 | 0.5 | 3.75 | 4.38 | 5.5 | 8 | 16.38 | 18 | 15.5 | 13.88 | 9.25 | 7.13 | 4.38 | N | South | FC
ALMASL_2_GS4SR4 | CAISO System | Almasol Generating Station 4 | 0.4 | 3 | 3.5 | 4.4 | 6.4 | 13.1 | 14.4 | 12.4 | 11.1 | 7.4 | 5.7 | 3.5 | N | South | FC
ALMASL_2_GS6SR6 | CAISO System | Almasol Generating Station 6 | 0.24 | 2.11 | 2.56 | 3.43 | 5.1 | 10.48 | 11.34 | 9.58 | 8.31 | 5.34 | 3.8 | 1.96 | N | South | FC |  | Co-located with ALMASL_2_AL6BT6
ALMASL_2_GS7SR7 | CAISO System | Almasol Generating Station 7 | 0.53 | 3.96 | 4.62 | 5.81 | 8.45 | 17.29 | 19.01 | 16.37 | 14.65 | 9.77 | 7.52 | 4.62 | N | South | FC
ALMEGT_1_UNIT 1 | Bay Area | ALAMEDA GT UNIT 1 | 23.4 | 23.4 | 23.4 | 23.4 | 23.4 | 23.4 | 23.4 | 23.4 | 23.4 | 23.4 | 23.4 | 23.4 | Y | North | FC
ALMEGT_1_UNIT 2 | Bay Area | ALAMEDA GT UNIT 2 | 23.5 | 23.5 | 23.5 | 23.5 | 23.5 | 23.5 | 23.5 | 23.5 | 23.5 | 23.5 | 23.5 | 23.5 | Y | North | FC
ALPSLR_1_NTHSLR | CAISO System | Alpaugh North, LLC | 0.08 | 0.6 | 0.7 | 0.88 | 1.28 | 2.62 | 2.88 | 2.48 | 2.22 | 1.48 | 1.14 | 0.7 | N | North | FC
ALPSLR_1_SPSSLR | CAISO System | Alpaugh 50 LLC | 0.2 | 1.5 | 1.75 | 2.2 | 3.2 | 6.55 | 7.2 | 6.2 | 5.55 | 3.7 | 2.85 | 1.75 | N | North | FC
ALT6DN_2_WIND7 | CAISO System | Pinyon Pines 1 | 29.03 | 30.88 | 27.13 | 25.99 | 27.64 | 25.34 | 23.54 | 17.89 | 18.48 | 17.14 | 23.1 | 27.98 | N | South | FC
ALT6DS_2_WIND9 | CAISO System | Pinyon Pines 2 | 23.32 | 24.81 | 21.8 | 20.88 | 22.21 | 20.35 | 18.91 | 14.37 | 14.84 | 13.77 | 18.56 | 22.48 | N | South | FC
ALTA3A_2_CPCE4 | CAISO System | Alta Wind 4 | 18.02 | 19.17 | 16.84 | 16.14 | 17.16 | 15.73 | 14.61 | 11.1 | 11.47 | 10.64 | 14.34 | 17.37 | N | South | FC
ALTA3A_2_CPCE5 | CAISO System | Alta Wind 5 | 29.69 | 31.57 | 27.74 | 26.58 | 28.26 | 25.91 | 24.07 | 18.29 | 18.89 | 17.53 | 23.62 | 28.61 | N | South | FC
ALTA3A_2_CPCE8 | CAISO System | Alta Wind 8 | 26.51 | 28.19 | 24.77 | 23.73 | 25.23 | 23.13 | 21.49 | 16.33 | 16.87 | 15.65 | 21.09 | 25.55 | N | South | FC
ALTA4A_2_CPCW1 | CAISO System | Alta Wind 1 | 26.51 | 28.19 | 24.77 | 23.73 | 25.23 | 23.13 | 21.49 | 16.33 | 16.87 | 15.65 | 21.09 | 25.55 | N | South | FC
ALTA4B_2_CPCW2 | CAISO System | Alta Wind 2 | 26.51 | 28.19 | 24.77 | 23.73 | 25.23 | 23.13 | 21.49 | 16.33 | 16.87 | 15.65 | 21.09 | 25.55 | N | South | FC
ALTA4B_2_CPCW3 | CAISO System | Alta Wind 3 | 26.51 | 28.19 | 24.77 | 23.73 | 25.23 | 23.13 | 21.49 | 16.33 | 16.87 | 15.65 | 21.09 | 25.55 | N | South | FC
ALTA4B_2_CPCW6 | CAISO System | Mustang Hills | 26.51 | 28.19 | 24.77 | 23.73 | 25.23 | 23.13 | 21.49 | 16.33 | 16.87 | 15.65 | 21.09 | 25.55 | N | South | FC
ALTA6B_2_WIND11 | CAISO System | Alta Wind 11 | 15.58 | 16.57 | 14.56 | 13.95 | 14.83 | 13.59 | 12.63 | 9.6 | 9.91 | 9.2 | 12.39 | 15.01 | N | South | FC
ALTA6E_2_WIND10 | CAISO System | Alta Wind 10 | 23.83 | 25.34 | 22.27 | 21.33 | 22.68 | 20.79 | 19.32 | 14.68 | 15.16 | 14.07 | 18.96 | 22.96 | N | South | FC
ALTWD_2_AT3WD3 | LA Basin | Altech 3 | 1.73 | 1.84 | 1.62 | 1.55 | 1.65 | 1.51 | 1.4 | 1.07 | 1.1 | 1.02 | 1.38 | 1.67 | N | South | FC
ALTWD_2_COAWD1 | LA Basin | Coachella 1 | 8.91 | 9.47 | 8.32 | 7.97 | 8.48 | 7.77 | 7.22 | 5.49 | 5.67 | 5.26 | 7.09 | 8.58 | N | South | FC
ANAHM_2_CANYN1 | LA Basin | CANYON POWER PLANT UNIT 1 | 49.21 | 49.21 | 49.21 | 49.21 | 49.21 | 49.21 | 49.21 | 49.21 | 49.21 | 49.21 | 49.21 | 49.21 | Y | South | FC
ANAHM_2_CANYN2 | LA Basin | CANYON POWER PLANT UNIT 2 | 48.04 | 48.04 | 48.04 | 48.04 | 48.04 | 48.04 | 48.04 | 48.04 | 48.04 | 48.04 | 48.04 | 48.04 | Y | South | FC
ANAHM_2_CANYN3 | LA Basin | CANYON POWER PLANT UNIT 3 | 46.49 | 46.49 | 46.49 | 46.49 | 46.49 | 46.49 | 46.49 | 46.49 | 46.49 | 46.49 | 46.49 | 46.49 | Y | South | FC
ANAHM_2_CANYN4 | LA Basin | CANYON POWER PLANT UNIT 4 | 49.8 | 49.8 | 49.8 | 49.8 | 49.8 | 49.8 | 49.8 | 49.8 | 49.8 | 49.8 | 49.8 | 49.8 | Y | South | FC
APLHIL_1_SFKHY1 | Sierra | South Fork Powerhouse | 0 | 0 | 0 | 0 | 0 | 0 | 0 | 0 | 0 | 0 | 0 | 0 | Y | North | EO
AQUAWS_2_AQWSR1 | CAISO System | Aquamarine Westside | 1 | 7.5 | 8.75 | 11 | 16 | 32.75 | 36 | 31 | 27.75 | 18.5 | 14.25 | 8.75 | N | North | ID | 100% | C8 - Waiting for QC8RAS-08 RAS and possibly other
ARBWD_6_QF | CAISO System | Wind Resource II | 3.53 | 3.75 | 3.29 | 3.16 | 3.36 | 3.08 | 2.86 | 2.17 | 2.24 | 2.08 | 2.8 | 3.4 | N | South | FC
ARCOGN_2_UNITS | LA Basin | WATSON COGENERATION | 305 | 305 | 305 | 305 | 305 | 305 | 305 | 305 | 305 | 305 | 305 | 305 | Y | South | FC
ARLNTN_2_AR1SR1 | CAISO System | Arlington | 0 | 0.62 | 0.91 | 1.79 | 2.85 | 6.01 | 6.2 | 4.82 | 3.57 | 1.81 | 0.5 | 0 | N | South | ID | 100% | C8 - Waiting for West of Colorado River cRAS and possibly other-Co-located with SUNCAT_2_A2ABT2, SUNCAT_2_A2BSR2
ARLNTN_2_ASUSR1 | CAISO System | Arlington Solar Unit 1 | 0.17 | 1.94 | 2.43 | 3.51 | 5.39 | 11.13 | 12.02 | 9.85 | 8.11 | 4.68 | 2.99 | 0.83 | N | South | ID | 100% | C8 - Waiting for West of Colorado River cRAS.-Co-located with SUNCAT_2_A1BBT1, SUNCAT_2_A1ABT1
ARVINN_6_ORION1 | CAISO System | Orion 1 Solar | 0.05 | 0.36 | 0.42 | 0.53 | 0.77 | 1.57 | 1.73 | 1.49 | 1.33 | 0.89 | 0.68 | 0.42 | N | North | FC
ARVINN_6_ORION2 | CAISO System | Orion 2 Solar | 0.03 | 0.24 | 0.28 | 0.35 | 0.51 | 1.05 | 1.15 | 0.99 | 0.89 | 0.59 | 0.46 | 0.28 | N | North | FC
ASTORA_2_SOLAR1 | CAISO System | Astoria 1 | 0.4 | 3 | 3.5 | 4.4 | 6.4 | 13.1 | 14.4 | 12.4 | 11.1 | 7.4 | 5.7 | 3.5 | N | South | FC
ASTORA_2_SOLAR2 | CAISO System | Astoria 2 | 0.3 | 2.25 | 2.63 | 3.3 | 4.8 | 9.83 | 10.8 | 9.3 | 8.33 | 5.55 | 4.28 | 2.63 | N | South | FC
ATHOS_5_AP1X2 | CAISO System | Athos Power Plant | 1 | 7.5 | 8.75 | 11 | 16 | 32.75 | 36 | 31 | 27.75 | 18.5 | 14.25 | 8.75 | N | South | FC
ATHOS_5_AP2X2 | CAISO System | Athos Power Plant 2 | 0.8 | 6 | 7 | 8.8 | 12.8 | 26.2 | 28.8 | 24.8 | 22.2 | 14.8 | 11.4 | 7 | N | South | FC
ATWEL2_1_SOLAR1 | CAISO System | Atwell West | 0.08 | 0.6 | 0.7 | 0.88 | 1.28 | 2.62 | 2.88 | 2.48 | 2.22 | 1.48 | 1.14 | 0.7 | N | North | FC
ATWELL_1_SOLAR | CAISO System | Atwell Island PV Solar Generating Faci. | 0.08 | 0.6 | 0.7 | 0.88 | 1.28 | 2.62 | 2.88 | 2.48 | 2.22 | 1.48 | 1.14 | 0.7 | N | North | FC
AVENAL_6_AVPARK | Fresno | Avenal Park Solar Project | 0.02 | 0.18 | 0.21 | 0.26 | 0.38 | 0.79 | 0.86 | 0.74 | 0.67 | 0.44 | 0.34 | 0.21 | N | North | ID | 100% | 18DGD Waiting for Reconductor Los Banos-Padre Flat-Panoche 230 kV, QC8RAS-08 RAS and possibly other
AVENAL_6_AVSLR1 | Fresno | Avenal Solar 1 | 0 | 0 | 0 | 0 | 0 | 0 | 0 | 0 | 0 | 0 | 0 | 0 | N | North | EO
AVENAL_6_AVSLR2 | Fresno | Avenal Solar 2 | 0 | 0 | 0 | 0 | 0 | 0 | 0 | 0 | 0 | 0 | 0 | 0 | N | North | EO
AVENAL_6_SANDDG | Fresno | Sand Drag Solar Project | 0.07 | 0.48 | 0.56 | 0.7 | 1.02 | 2.08 | 2.29 | 1.97 | 1.76 | 1.18 | 0.9 | 0.56 | N | North | ID | 83.58% | 18DGD (83.58% or 15.88 MW of 19 MW) Waiting for Reconductor Los Banos-Padre Flat-Panoche 230 kV, Gates #13 500/230 kV and possibly other
AVENAL_6_SUNCTY | Fresno | Sun City Solar Project | 0.08 | 0.6 | 0.7 | 0.88 | 1.28 | 2.62 | 2.88 | 2.48 | 2.22 | 1.48 | 1.14 | 0.7 | N | North | ID | 100% | 18DGD Waiting for Reconductor Los Banos-Padre Flat-Panoche 230 kV, QC8RAS-08 RAS and possibly other
AVSOLR_2_SOLAR | CAISO System | AV SOLAR RANCH 1 | 0.97 | 7.25 | 8.45 | 10.63 | 15.46 | 31.64 | 34.78 | 29.95 | 26.81 | 17.87 | 13.77 | 8.45 | N | South | FC
BAHIA_2_LKHSR1 | CAISO System | Lake Herman Solar | 0 | 0 | 0 | 0 | 0 | 0 | 0 | 0 | 0 | 0 | 0 | 0 | N | North | EO
BALCHS_7_UNIT 1 | Fresno | BALCH 1 PH UNIT 1 | 24.8 | 24.8 | 24.8 | 24.8 | 24.8 | 24.8 | 31 | 31 | 31 | 28.2 | 24.8 | 24.8 | Y | North | FC
BALCHS_7_UNIT 2 | Fresno | BALCH 2 PH UNIT 2 | 42 | 42 | 0 | 42 | 52.5 | 52.5 | 52.5 | 52.5 | 52.5 | 52.5 | 52.5 | 52.5 | Y | North | FC
BALCHS_7_UNIT 3 | Fresno | BALCH 2 PH UNIT 3 | 43.68 | 0 | 24.8 | 43.68 | 54.18 | 54.6 | 54.6 | 54.6 | 54.6 | 54.6 | 54.6 | 43.68 | Y | North | FC
BANKPP_2_NSPIN | Bay Area | BANKPP_2_NSPIN | 127 | 127 | 127 | 127 | 127 | 127 | 127 | 127 | 127 | 127 | 127 | 127 | Y | North | FC
BARRE_2_ALASB1 | LA Basin | Los Alamitos 1 | 5.02 | 5.21 | 5.25 | 5.34 | 5.5 | 6.04 | 6.13 | 5.96 | 5.83 | 5.52 | 5.37 | 5.18 | Y | South | FC
BARRE_2_QF | LA Basin | BARRE QFS | 0 | 0 | 0.01 | 0.01 | 0 | 0 | 0 | 0 | 0 | 0 | 0 | 0 | N | South | FC
BARRE_6_PEAKER | LA Basin | Barre Peaker | 49 | 49 | 49 | 49 | 49 | 49 | 49 | 49 | 49 | 49 | 49 | 49 | Y | South | FC
BASICE_2_UNITS | CAISO System | King City Cogen | 120 | 120 | 120 | 120 | 120 | 120 | 120 | 120 | 120 | 120 | 120 | 120 | Y | North | FC
BDGRCK_1_UNITS | Kern | BADGER CREEK LIMITED | 48.08 | 48.08 | 48.08 | 48.08 | 48.08 | 48.08 | 48.08 | 48.08 | 48.08 | 48.08 | 48.08 | 48.08 | Y | North | FC
BEARDS_7_UNIT 1 | Stockton | Beardsley Hydro | 4.3 | 2.74 | 2 | 6.54 | 5.96 | 9.1 | 5.54 | 5.94 | 3.8 | 3.2 | 2.72 | 6.18 | Y | North | FC
BEARMT_1_UNIT | Kern | Bear Mountain Limited | 49.21 | 49.21 | 49.21 | 49.21 | 49.21 | 49.21 | 49.21 | 49.21 | 49.21 | 49.21 | 49.21 | 49.21 | Y | North | FC
BELDEN_7_UNIT 1 | Sierra | BELDEN HYDRO | 1.6 | 1.6 | 0 | 0 | 0 | 35.2 | 38.7 | 38.7 | 38.7 | 38.7 | 0 | 1.6 | Y | North | FC | 38.7 | Behind Rio Oso 230-115 kV transformer(s) constraint - Flow impact based reduction applied
BGSKYN_2_AS2SR1 | Big Creek-Ventura | Antelope Solar 2 | 0.34 | 2.71 | 3.2 | 4.14 | 6.06 | 12.39 | 13.56 | 11.58 | 10.19 | 6.66 | 4.93 | 2.79 | N | South | ID | 100% | Waiting for Tehachapi CRAS. Co-located
BGSKYN_2_ASPSR2 | Big Creek-Ventura | Antelope Solar 2 San Pablo | 0.32 | 2.58 | 3.05 | 3.94 | 5.77 | 11.8 | 12.91 | 11.03 | 9.7 | 6.35 | 4.7 | 2.66 | N | South | ID | 100% | Waiting for Tehachapi CRAS. Co-located
BGSKYN_2_ASSR1B | Big Creek-Ventura | Antelope Solar 1B | 6.94 | 9.5 | 11.05 | 14.17 | 15.09 | 14.73 | 14.53 | 13.42 | 12.18 | 10.49 | 7.16 | 5.7 | N | South | ID | 100% | Waiting for Tehachapi CRAS. Co-located
BGSKYN_2_ASSR3A | Big Creek-Ventura | Antelope Solar 3A | 0.05 | 0.39 | 0.46 | 0.59 | 0.87 | 1.77 | 1.94 | 1.65 | 1.46 | 0.95 | 0.7 | 0.4 | N | South | ID | 100% | Waiting for Tehachapi CRAS. Co-located
BGSKYN_2_ASSR3B | Big Creek-Ventura | Antelope Solar 3B | 0.02 | 0.13 | 0.15 | 0.2 | 0.29 | 0.59 | 0.65 | 0.55 | 0.49 | 0.32 | 0.23 | 0.13 | N | South | ID | 100% | Waiting for Tehachapi CRAS. Co-located
BGSKYN_2_BS3SR3 | Big Creek-Ventura | Big Sky Solar 3 | 0.06 | 0.52 | 0.61 | 0.79 | 1.15 | 2.36 | 2.58 | 2.21 | 1.94 | 1.27 | 0.94 | 0.53 | N | South | FC |  | Co-located
BIGCRK_2_EXESWD | Big Creek-Ventura | BIG CREEK HYDRO PROJECT PSP | 490.44 | 553.8 | 507 | 561.6 | 700 | 728.6 | 706.43 | 700 | 700 | 455.76 | 483 | 498.28 | Y | South | FC
BIGCRK_7_DAM7 | Big Creek-Ventura | DAM 7 AT BIG CREEK (FISHWATER GEN) | 0 | 0 | 0 | 0 | 0 | 0 | 0 | 0 | 0 | 0 | 0 | 0 | N | South | EO
BIGCRK_7_MAMRES | Big Creek-Ventura | MAMMOTH POOL RESERVOIR (FISHWATER | 0 | 0 | 0 | 0 | 0 | 0 | 0 | 0 | 0 | 0 | 0 | 0 | N | South | EO
BIGSKY_2_AS2BT1 | Big Creek-Ventura | Antelope Solar 2 LAB | 127 | 127 | 127 | 127 | 127 | 127 | 127 | 127 | 127 | 127 | 127 | 127 | Y | South | ID | 100% | Waiting for Tehachapi CRAS. Co-located
BIGSKY_2_ASLBT2 | Big Creek-Ventura | Antelope Solar 2 Luna | 100 | 100 | 100 | 100 | 100 | 100 | 100 | 100 | 100 | 100 | 100 | 100 | Y | South | ID | 100% | Waiting for Tehachapi CRAS
BIGSKY_2_BSKSR6 | Big Creek-Ventura | Big Sky Solar 6 | 0.06 | 0.52 | 0.61 | 0.79 | 1.15 | 2.36 | 2.58 | 2.21 | 1.94 | 1.27 | 0.94 | 0.53 | N | South | FC |  | Co-located
BIGSKY_2_BSKSR7 | Big Creek-Ventura | Big Sky Solar 7 | 0.06 | 0.52 | 0.61 | 0.79 | 1.15 | 2.36 | 2.58 | 2.21 | 1.94 | 1.27 | 0.94 | 0.53 | N | South | FC |  | Co-located
BIGSKY_2_BSKSR8 | Big Creek-Ventura | Big Sky Solar 8 | 0.06 | 0.52 | 0.61 | 0.79 | 1.15 | 2.36 | 2.58 | 2.21 | 1.94 | 1.27 | 0.94 | 0.53 | N | South | FC |  | Co-located
BIGSKY_2_SOLAR1 | Big Creek-Ventura | Antelope Big Sky Ranch | 0.08 | 0.6 | 0.7 | 0.88 | 1.28 | 2.62 | 2.88 | 2.48 | 2.22 | 1.48 | 1.14 | 0.7 | N | South | FC |  | Co-located
BIGSKY_2_SOLAR2 | Big Creek-Ventura | Big Sky Solar 4 | 16.29 | 22.17 | 26.04 | 32.99 | 34.97 | 34.31 | 34.61 | 31.53 | 28.76 | 24.78 | 16.97 | 12.6 | N | South | FC |  | Co-located
BIGSKY_2_SOLAR3 | Big Creek-Ventura | Big Sky Summer | 0.08 | 0.6 | 0.7 | 0.88 | 1.28 | 2.62 | 2.88 | 2.48 | 2.22 | 1.48 | 1.14 | 0.7 | N | South | FC |  | Co-located
BIGSKY_2_SOLAR4 | Big Creek-Ventura | Western Antelope Blue Sky Ranch B | 8.18 | 11.27 | 12.98 | 16.84 | 18.02 | 17.5 | 16.89 | 15.82 | 14.27 | 12.28 | 8.35 | 6.21 | N | South | FC |  | Co-located
BIGSKY_2_SOLAR5 | Big Creek-Ventura | Big Sky Solar 2 | 0.02 | 0.13 | 0.15 | 0.2 | 0.29 | 0.59 | 0.65 | 0.55 | 0.49 | 0.32 | 0.23 | 0.13 | N | South | FC |  | Co-located
BIGSKY_2_SOLAR6 | Big Creek-Ventura | Solverde 1 | 0.28 | 2.2 | 2.59 | 3.35 | 4.91 | 10.03 | 10.97 | 9.37 | 8.25 | 5.39 | 3.99 | 2.26 | N | South | FC |  | Co-located
BIGSKY_2_SOLAR7 | Big Creek-Ventura | Big Sky Solar 1 | 0.2 | 1.5 | 1.75 | 2.2 | 3.2 | 6.55 | 7.2 | 6.2 | 5.55 | 3.7 | 2.85 | 1.75 | N | South | FC |  | Co-located
BIOMAS_1_UNIT 1 | Sierra | WOODLAND BIOMASS | 15.98 | 15.69 | 7.86 | 8.07 | 8.06 | 7.5 | 7.93 | 8.07 | 15.24 | 8.03 | 12.07 | 16.22 | N | North | FC
BISHOP_1_ALAMO | CAISO System | BISHOP CREEK PLANT 2 AND 6 | 3.13 | 2.38 | 2.6 | 3.84 | 7.55 | 7.84 | 6.7 | 6.15 | 4.45 | 3.01 | 2.57 | 2.08 | N | South | FC
BISHOP_1_UNITS | CAISO System | BISHOP CREEK PLANT 3 AND 4 | 4.91 | 3.68 | 2.96 | 6.32 | 10.33 | 10.75 | 9.38 | 7.28 | 6.91 | 5.04 | 4.13 | 4.3 | N | South | FC
BKRFLD_2_SOLAR1 | Kern | Bakersfield 111 | 0.01 | 0.04 | 0.05 | 0.06 | 0.09 | 0.18 | 0.2 | 0.17 | 0.15 | 0.1 | 0.08 | 0.05 | N | North | FC
BLACK_7_UNIT 1 | CAISO System | JAMES B. BLACK 1 | 84.2 | 82.4 | 82.4 | 82.4 | 84 | 84.6 | 84.4 | 84.4 | 82 | 68 | 68 | 84 | Y | North | FC
BLACK_7_UNIT 2 | CAISO System | JAMES B. BLACK 2 | 83.48 | 83.28 | 83.28 | 82 | 83.28 | 83.88 | 84.08 | 84.08 | 84.08 | 67.28 | 83.48 | 83.28 | Y | North | FC
BLAST_1_WIND | LA Basin | Mountain View IV Wind | 8.66 | 9.21 | 8.09 | 7.75 | 8.24 | 7.56 | 7.02 | 5.33 | 5.51 | 5.11 | 6.89 | 8.35 | N | South | FC
BLCKBT_2_STONEY | CAISO System | BLACK BUTTE HYDRO | 2.04 | 1.6 | 1.3 | 3.5 | 2.7 | 2.57 | 2.02 | 1.83 | 1.5 | 1.5 | 2.1 | 2.51 | Y | North | FC
BLCKWL_6_SOLAR1 | CAISO System | Blackwell Solar | 0.05 | 0.36 | 0.42 | 0.53 | 0.77 | 1.57 | 1.73 | 1.49 | 1.33 | 0.89 | 0.68 | 0.42 | N | North | FC
BLKCRK_2_GMCBT1 | CAISO System | Genesis McCoy Bess | 230 | 230 | 230 | 230 | 230 | 230 | 230 | 230 | 230 | 230 | 230 | 230 | Y | South | FC |  | Co-located with BLKCRK_2_SOLAR1, GENESI_2_STG
BLKCRK_2_SOLAR1 | CAISO System | McCoy Station | 0 | 0 | 0 | 0 | 0 | 0 | 0 | 0 | 0 | 0 | 0 | 0 | N | South | EO |  | Co-located with BLKCRK_2_GMCBT1, GENESI_2_STG
BLKDIA_2_BDEBT1 | Bay Area | Black Diamond Energy Storage | 200 | 200 | 200 | 200 | 200 | 200 | 200 | 200 | 200 | 200 | 200 | 200 | Y | North | FC
BLM W_2_COSBT1 | CAISO System | Coso Battery Storage | 60 | 60 | 60 | 60 | 60 | 60 | 60 | 60 | 60 | 60 | 60 | 60 | Y | South | FC
BLM_2_UNITS | CAISO System | BLM EAST Facility | 47 | 47 | 47 | 47 | 47 | 47 | 47 | 47 | 47 | 47 | 47 | 47 | Y | South | PD | 47.00 | NQC reduction required due to transfer of deliverability to a new resource. (Adjustment already applied Jan-Dec.)
BLYTHE_1_SOLAR1 | CAISO System | Blythe Solar 1 Project | 0 | 0 | 0 | 0 | 0 | 0 | 0 | 0 | 0 | 0 | 0 | 0 | N | South | EO
BLYTHE_1_SOLAR2 | CAISO System | Blythe Green 1 | 0 | 0 | 0 | 0 | 0 | 0 | 0 | 0 | 0 | 0 | 0 | 0 | N | South | EO
BNNIEN_7_ALTAPH | Sierra | ALTA POWER HOUSE | 0.34 | 0.3 | 0.3 | 0.4 | 0.2 | 0.39 | 0.4 | 0.61 | 0.42 | 0.53 | 0.41 | 0.3 | N | North | FC
BOGUE_1_UNITA1 | Sierra | Feather River Energy Center, Unit #1 | 47.38 | 47.38 | 47.38 | 47.38 | 47.38 | 47.38 | 47.38 | 47.38 | 47.38 | 47.38 | 47.38 | 47.38 | Y | North | FC
BORDER_6_UNITA1 | San Diego-IV | CalPeak Power Border Unit 1 | 51.25 | 51.25 | 51.25 | 51.25 | 51.25 | 51.25 | 51.25 | 51.25 | 51.25 | 51.25 | 51.25 | 51.25 | Y | South | FC
BOWMN_6_HYDRO | Sierra | NID Hydro Bowman Powerhouse | 0.15 | 0.06 | 0.07 | 0.21 | 1.6 | 1.23 | 2.18 | 2 | 1.5 | 1.03 | 0.24 | 0.18 | N | North | FC
BRDGVL_7_BAKER | Humboldt | Baker Station Hydro | 0.47 | 0.45 | 0.37 | 0.28 | 0.13 | 0.01 | 0 | 0 | 0 | 0.01 | 0.06 | 0.46 | N | North | FC
BRDSLD_2_HIWIND | Bay Area | High Winds Energy Center | 53.2 | 57.07 | 50.9 | 53.78 | 55.64 | 41.04 | 36.5 | 34.28 | 35.2 | 29.49 | 37.26 | 47.63 | N | North | FC
BRDSLD_2_MTZUM2 | Bay Area | NextEra Energy Montezuma Wind II | 25.68 | 27.55 | 24.57 | 25.96 | 26.86 | 19.81 | 17.62 | 16.55 | 16.99 | 14.24 | 17.99 | 22.99 | N | North | FC
BRDSLD_2_MTZUMA | Bay Area | FPL Energy Montezuma Wind | 12.08 | 12.97 | 11.56 | 12.22 | 12.64 | 9.32 | 8.29 | 7.79 | 8 | 6.7 | 8.46 | 10.82 | N | North | FC
BRDSLD_2_SHILO1 | Bay Area | Shiloh I Wind Project | 49.26 | 52.85 | 47.13 | 49.79 | 51.51 | 38 | 33.8 | 31.74 | 32.59 | 27.31 | 34.5 | 44.1 | N | North | FC
BRDSLD_2_SHILO2 | Bay Area | SHILOH WIND PROJECT 2 | 49.26 | 52.85 | 47.13 | 49.79 | 51.51 | 38 | 33.8 | 31.74 | 32.59 | 27.31 | 34.5 | 44.1 | N | North | FC
BRDSLD_2_SHLO3A | Bay Area | Shiloh III Wind Project, LLC | 33.66 | 36.11 | 32.21 | 34.03 | 35.2 | 25.97 | 23.09 | 21.69 | 22.27 | 18.66 | 23.58 | 30.14 | N | North | FC
BRDSLD_2_SHLO3B | Bay Area | Shiloh IV Wind Project | 32.84 | 35.23 | 31.42 | 33.2 | 34.34 | 25.33 | 22.53 | 21.16 | 21.73 | 18.21 | 23 | 29.4 | N | North | FC
BREGGO_6_DEGRSL | San Diego-IV | Desert Green Solar Farm | 0.03 | 0.19 | 0.22 | 0.28 | 0.4 | 0.83 | 0.91 | 0.78 | 0.7 | 0.47 | 0.36 | 0.22 | N | South | FC
BREGGO_6_SOLAR | San Diego-IV | NRG Borrego Solar One | 0.1 | 0.78 | 0.91 | 1.14 | 1.66 | 3.41 | 3.74 | 3.22 | 2.89 | 1.92 | 1.48 | 0.91 | N | South | FC
BRODIE_2_WIND | CAISO System | Coram Brodie Wind Project | 18.02 | 19.17 | 16.84 | 16.14 | 17.16 | 15.73 | 14.61 | 11.1 | 11.47 | 10.64 | 14.34 | 17.37 | N | South | FC
BUCKBL_2_PL1X3 | CAISO System | Blythe Energy Center | 493.63 | 493.63 | 493.63 | 493.63 | 493.63 | 493.63 | 493.63 | 493.63 | 493.63 | 493.63 | 493.63 | 493.63 | Y | South | FC
BUCKCK_2_HYDRO | Sierra | Lassen Station Hydro | 0.13 | 0.13 | 0.13 | 0.13 | 0.13 | 0.13 | 0.08 | 0.08 | 0 | 0.02 | 0.13 | 0.13 | N | North | FC |  | Behind Rio Oso 230-115 kV transformer(s) constraint - Flow impact based reduction applied
BUCKCK_7_OAKFLT | Sierra | Oak Flat | 0.34 | 0.34 | 0.34 | 0.34 | 0.34 | 0.34 | 0.34 | 0.34 | 0.2 | 0.21 | 0.2 | 0.22 | N | North | FC |  | Behind Rio Oso 230-115 kV transformer(s) constraint - Flow impact based reduction applied
BUCKCK_7_PL1X2 | Sierra | BUCKS CREEK AGGREGATE | 24.86 | 24.86 | 24.86 | 24.86 | 24.86 | 24.86 | 24.86 | 24.86 | 24.86 | 24.86 | 24.86 | 24.86 | Y | North | FC | 24.86 | Behind Rio Oso 230-115 kV transformer(s) constraint - Flow impact based reduction applied
BUCKWD_1_NPALM1 | LA Basin | North Palm Springs 1A | 0.01 | 0.07 | 0.08 | 0.11 | 0.15 | 0.31 | 0.35 | 0.3 | 0.27 | 0.18 | 0.14 | 0.08 | N | South | FC
BUCKWD_1_QF | LA Basin | Buckwind Re-powering project | 2.92 | 3.1 | 2.72 | 2.61 | 2.78 | 2.54 | 2.36 | 1.8 | 1.86 | 1.72 | 2.32 | 2.81 | N | South | FC
BUCKWD_7_WINTCV | LA Basin | Wintec Energy, Ltd. | 0.23 | 0.25 | 0.22 | 0.21 | 0.22 | 0.2 | 0.19 | 0.14 | 0.15 | 0.14 | 0.19 | 0.22 | N | South | FC
BURNYF_2_UNIT 1 | CAISO System | Burney Forest Power | 28.71 | 29 | 28.68 | 29 | 29 | 28.85 | 29 | 29 | 29 | 28.56 | 28.88 | 29 | N | North | FC
BUTTVL_7_UNIT 1 | CAISO System | BUTT VALLEY HYDRO | 38.8 | 31.6 | 31.6 | 31.2 | 32.4 | 32.4 | 39.2 | 39.2 | 39.5 | 32.4 | 32.4 | 38.8 | Y | North | FC
CABALO_2_M2BSR1 | Fresno | Mustang 2 Barbaro Solar | 0.2 | 1.5 | 1.75 | 2.2 | 3.2 | 6.55 | 7.2 | 6.2 | 5.55 | 3.7 | 2.85 | 1.75 | N | North | ID | 100% | C7 - Waiting for Bellota-Warnerville 230 kV reconductoring and possibly other
CABALO_2_M2WSR2 | Fresno | Mustang 2 Whirlaway Solar | 0.4 | 3 | 3.5 | 4.4 | 6.4 | 13.1 | 14.4 | 12.4 | 11.1 | 7.4 | 5.7 | 3.5 | Y | North | ID | 100% | C7 - Waiting for Bellota-Warnerville 230 kV reconductoring and possibly other
CABZON_1_WINDA1 | LA Basin | Cabazon Wind Project | 7.24 | 7.71 | 6.77 | 6.49 | 6.9 | 6.32 | 5.87 | 4.46 | 4.61 | 4.28 | 5.76 | 6.98 | N | South | FC
CALFTN_2_CFSBT1 | CAISO System | California Flats Solar Battery | 60 | 60 | 60 | 60 | 60 | 60 | 60 | 60 | 60 | 60 | 60 | 60 | Y | North | FC |  | Co-located with CALFTN_2_SOLAR (PD)
CALFTN_2_SOLAR | CAISO System | California Flats North | 0.25 | 2.22 | 2.54 | 3.5 | 5.37 | 11.17 | 12.29 | 10.3 | 8.76 | 5.3 | 3.6 | 1.63 | N | North | ID | 82.00% | Co-located with CALFTN_2_CFSBT1
CALFTS_2_CFSSR1 | CAISO System | California Flats Solar South | 0.6 | 4.5 | 5.25 | 6.6 | 9.6 | 19.65 | 21.6 | 18.6 | 16.65 | 11.1 | 8.55 | 5.25 | N | North | FC
CALGEN_1_UNITS | CAISO System | Coso Navy 1 | 80 | 80 | 80 | 80 | 80 | 80 | 80 | 80 | 80 | 80 | 80 | 80 | Y | South | FC
CALPIN_1_AGNEW | Bay Area | Agnews Power Plant | 28.56 | 28.56 | 28.56 | 28.56 | 28.56 | 28.56 | 28.56 | 28.56 | 28.56 | 28.56 | 28.56 | 28.56 | Y | North | FC
CAMCHE_1_PL1X3 | Stockton | CAMANCHE UNITS 1, 2 & 3 AGGREGATE | 1.62 | 1.67 | 1.74 | 1.99 | 2.31 | 0.99 | 0.83 | 0.88 | 0.48 | 0.52 | 0.95 | 1.4 | N | North | FC
CAMLOT_2_SOLAR1 | CAISO System | Camelot | 0.18 | 1.35 | 1.58 | 1.98 | 2.88 | 5.9 | 6.48 | 5.58 | 5 | 3.33 | 2.57 | 1.58 | N | South | FC
CAMLOT_2_SOLAR2 | CAISO System | Columbia Two | 0.06 | 0.45 | 0.53 | 0.66 | 0.96 | 1.97 | 2.16 | 1.86 | 1.67 | 1.11 | 0.86 | 0.53 | N | South | FC
CAMPFW_7_FARWST | Sierra | CAMP FAR WEST HYDRO | 0 | 2.08 | 5.6 | 5.44 | 2.64 | 2.48 | 3.36 | 2.94 | 0 | 0 | 0 | 0 | Y | North | FC
CANTUA_1_SOLAR | Fresno | Cantua Solar Station | 0.08 | 0.6 | 0.7 | 0.88 | 1.28 | 2.62 | 2.88 | 2.48 | 2.22 | 1.48 | 1.14 | 0.7 | N | North | FC
CAPWD_1_QF | LA Basin | Edom Hills Wind Farm | 3.45 | 3.67 | 3.23 | 3.09 | 3.29 | 3.01 | 2.8 | 2.13 | 2.2 | 2.04 | 2.75 | 3.33 | N | South | FC
CARBOU_7_PL2X3 | CAISO System | CARIBOU PH 1 UNIT 2 & 3 AGGREGATE | 19.2 | 1.6 | 0 | 0 | 0 | 0 | 28.8 | 35.36 | 20.8 | 12 | 0 | 7.2 | Y | North | FC
CARBOU_7_PL4X5 | CAISO System | CARIBOU PH 2 UNIT 4 & 5 AGGREGATE | 42.34 | 36.4 | 32 | 16.8 | 18.98 | 67.6 | 101.18 | 103.18 | 103.2 | 72 | 25.22 | 24.84 | Y | North | FC
CARBOU_7_UNIT 1 | CAISO System | CARIBOU PH 1 UNIT 1 | 4 | 1.6 | 0 | 0 | 0 | 0 | 9.12 | 19.2 | 18.4 | 0 | 0 | 0 | Y | North | FC
CARLS1_2_CARCT1 | San Diego-IV | Carlsbad 1 | 422 | 422 | 422 | 422 | 422 | 422 | 422 | 422 | 422 | 422 | 422 | 422 | Y | South | FC
CARLS2_1_CARCT1 | San Diego-IV | Carlsbad 2 | 105.5 | 105.5 | 105.5 | 105.5 | 105.5 | 105.5 | 105.5 | 105.5 | 105.5 | 105.5 | 105.5 | 105.5 | Y | South | FC
CASADB_1_CD4GT1 | CAISO System | Casa Diablo 4 | 31 | 31 | 31 | 31 | 31 | 31 | 31 | 31 | 31 | 31 | 31 | 31 | Y | South | FC
CATLNA_2_SOLAR | CAISO System | Catalina Solar - Phases 1 and 2 | 0.44 | 3.3 | 3.85 | 4.84 | 7.04 | 14.41 | 15.84 | 13.64 | 12.21 | 8.14 | 6.27 | 3.85 | N | South | FC
CATLNA_2_SOLAR2 | CAISO System | Catalina Solar 2 | 0.07 | 0.54 | 0.63 | 0.79 | 1.15 | 2.36 | 2.59 | 2.23 | 2 | 1.33 | 1.03 | 0.63 | N | South | FC
CAVLSR_2_BSOLAR | CAISO System | California Valley Solar Ranch-Phase B | 0.16 | 1.2 | 1.4 | 1.76 | 2.56 | 5.24 | 5.76 | 4.96 | 4.44 | 2.96 | 2.28 | 1.4 | N | North | FC
CAVLSR_2_RSOLAR | CAISO System | California Valley Solar Ranch-Phase A | 0.84 | 6.3 | 7.35 | 9.24 | 13.44 | 27.51 | 30.24 | 26.04 | 23.31 | 15.54 | 11.97 | 7.35 | N | North | FC
CAYTNO_2_VASCO | Bay Area | Vasco Road | 3.9 | 4.01 | 4.09 | 4.07 | 4.05 | 4.05 | 4.03 | 4 | 4.03 | 3.65 | 3.98 | 4.1 | N | North | FC
CDWR07_2_GEN | CAISO System | CDWR07_2_GEN | 115.6 | 115.6 | 115.6 | 115.6 | 115.6 | 115.6 | 115.6 | 115.6 | 115.6 | 115.6 | 115.6 | 115.6 | Y | North | FC
CEDRCK_6_UNIT | CAISO System | Water Wheel Ranch | 0.29 | 0.33 | 0.32 | 0.52 | 0.45 | 0.19 | 0.07 | 0.06 | 0.05 | 0.08 | 0.12 | 0.17 | N | North | FC
CEDUCR_2_SOLAR1 | Big Creek-Ventura | Ducor Solar 1 | 0 | 0 | 0 | 0 | 0 | 0 | 0 | 0 | 0 | 0 | 0 | 0 | N | South | EO
CEDUCR_2_SOLAR2 | Big Creek-Ventura | Ducor Solar 2 | 0 | 0 | 0 | 0 | 0 | 0 | 0 | 0 | 0 | 0 | 0 | 0 | N | South | EO
CEDUCR_2_SOLAR3 | Big Creek-Ventura | Ducor Solar 3 | 0 | 0 | 0 | 0 | 0 | 0 | 0 | 0 | 0 | 0 | 0 | 0 | N | South | EO
CEDUCR_2_SOLAR4 | Big Creek-Ventura | Ducor Solar 4 | 0 | 0 | 0 | 0 | 0 | 0 | 0 | 0 | 0 | 0 | 0 | 0 | N | South | EO
CENT40_1_C40SR1 | Stockton | CENTRAL 40 | 0.16 | 1.2 | 1.4 | 1.76 | 2.56 | 5.24 | 5.76 | 4.96 | 4.44 | 2.96 | 2.28 | 1.4 | N | North | FC
CENTER_2_RHONDO | LA Basin | MWD Rio Hondo Hydroelectric Recovery Pla | 0 | 0 | 0 | 0 | 0 | 0 | 0 | 0 | 0 | 0 | 0 | 0 | Y | South | FC
CENTER_2_SOLAR1 | LA Basin | Pico Rivera | 0 | 0 | 0 | 0 | 0 | 0 | 0 | 0 | 0 | 0 | 0 | 0 | N | South | EO
CENTER_2_TECNG1 | LA Basin | TECHNICAST | 0 | 0 | 0 | 0 | 0 | 0 | 0 | 0 | 0 | 0 | 0 | 0 | N | South | EO
CENTER_6_PEAKER | LA Basin | Center Peaker | 47.3 | 47.3 | 47.3 | 47.3 | 47.3 | 47.3 | 47.3 | 47.3 | 47.3 | 47.3 | 47.3 | 47.3 | Y | South | FC
CENTPD_2_BMSSX2 | CAISO System | Blythe Mesa Solar | 0.53 | 4.69 | 5.63 | 7.54 | 11.26 | 23.15 | 25.23 | 21.36 | 18.5 | 11.71 | 8.2 | 3.97 | N | South | FC |  | Co-located with CENTPD_2_BMSX2
CENTPD_2_BMSX2 | CAISO System | Blythe Mesa Solar 2 BESS | 112 | 112 | 112 | 112 | 112 | 112 | 112 | 112 | 112 | 112 | 112 | 112 | Y | South | FC |  | Co-located with CENTPD_2_BMSSX2
CENTRY_6_PL1X4 | LA Basin | CENTURY GENERATING PLANT (AGGREGATE) | 40 | 40 | 40 | 40 | 40 | 40 | 40 | 40 | 40 | 40 | 40 | 40 | Y | South | FC
CHALK_1_UNIT | CAISO System | CHALK CLIFF LIMITED | 48.67 | 48.67 | 48.67 | 48.67 | 48.67 | 48.67 | 48.67 | 48.67 | 48.67 | 48.67 | 48.67 | 48.67 | Y | North | FC
CHARMN_2_PGONG1 | Big Creek-Ventura | PROCTER AND GAMBLE OXNARD I | 19.17 | 18.8 | 17.87 | 18.55 | 18.27 | 18.02 | 18.39 | 19.61 | 18.64 | 18.9 | 15.88 | 18.73 | N | South | FC
CHESTN_2_CHWBX2 | CAISO System | Chestnut Westside BESS | 135 | 135 | 135 | 135 | 135 | 135 | 135 | 135 | 135 | 135 | 135 | 135 | Y | North | ID | 100% | 23TPD - Waiting for QC8RAS-08 RAS, Manning and possibly other. Co-located with CHESTN_2_CHWSX2.
CHESTN_2_CHWSX2 | CAISO System | Chestnut Westside PV | 0.16 | 2.06 | 2.6 | 3.84 | 5.92 | 12.24 | 13.2 | 10.92 | 9.02 | 5.28 | 3.08 | 0.6 | N | North | ID | 100% | C8 - Waiting for QC8RAS-08 RAS and possibly other. Co-located with CHESTN_2_CHWBX2. Max 15 MWs NQC.
CHEVCD_6_UNIT | CAISO System | CHEVRON USA (TAFT/CADET) | 1.05 | 1.72 | 1.6 | 1.42 | 1.32 | 1.73 | 1.51 | 1.59 | 1.63 | 1.53 | 1.77 | 1.46 | N | North | FC
CHEVCO_6_UNIT 1 | Fresno | CHEVRON USA (COALINGA) | 1.11 | 0.99 | 1.31 | 1.13 | 1.63 | 1.87 | 1.73 | 2.24 | 2.54 | 1.9 | 1.25 | 1.08 | N | North | FC
CHEVCO_6_UNIT 2 | Fresno | AERA ENERGY LLC. (COALINGA) | 0.92 | 0.92 | 1.03 | 0.96 | 0.93 | 0.84 | 0.76 | 0.73 | 0.79 | 0.95 | 1.01 | 1.05 | N | North | FC
CHEVCY_1_UNIT | CAISO System | CHEVRON USA (CYMRIC) | 3.74 | 3.14 | 2.49 | 2.77 | 2.69 | 2.92 | 2.78 | 1.98 | 1.79 | 2 | 1.75 | 2.15 | N | North | FC
CHEVMN_2_UNITS | LA Basin | CHEVRON U.S.A. UNITS 1 & 2 AGGREGATE | 3.84 | 4.11 | 8.28 | 26.35 | 6.88 | 5.52 | 13.32 | 7.93 | 13.95 | 7.64 | 6.21 | 1.26 | N | South | FC
CHICPK_7_UNIT 1 | Sierra | Chicago Park Powerhouse | 25.04 | 24.54 | 20.24 | 20 | 20.8 | 24 | 28.06 | 28.04 | 8.8 | 8 | 19.2 | 26.03 | Y | North | FC
CHILLS_1_SYCENG | San Diego-IV | Sycamore Energy 1 | 0.78 | 0.77 | 0.87 | 0.92 | 0.88 | 0.83 | 0.98 | 1 | 0.99 | 0.95 | 0.93 | 0.95 | N | South | FC
CHILLS_7_UNITA1 | San Diego-IV | Sycamore Energy 2 | 1.82 | 2 | 2 | 2 | 1.4 | 1.68 | 1.56 | 1.52 | 1.74 | 1.75 | 1.8 | 1.61 | Y | South | FC
CHINO_2_APEBT1 | LA Basin | Pomona Energy Storage | 20 | 20 | 20 | 20 | 20 | 20 | 20 | 20 | 20 | 20 | 20 | 20 | Y | South | FC
CHINO_2_JURUPA | LA Basin | Jurupa | 0 | 0 | 0 | 0 | 0 | 0 | 0 | 0 | 0 | 0 | 0 | 0 | N | South | EO
CHINO_2_PESBT1 | LA Basin | Pomona Energy Storage 2 | 10 | 10 | 10 | 10 | 10 | 10 | 10 | 10 | 10 | 10 | 10 | 10 | Y | South | FC
CHINO_2_QF | LA Basin | CHINO QFS | 0 | 0.02 | 0 | 0 | 0 | 0 | 0 | 0 | 0 | 0 | 0 | 0 | N | South | FC
CHINO_2_SASOLR | LA Basin | SS San Antonio West LLC | 0 | 0 | 0 | 0 | 0 | 0 | 0 | 0 | 0 | 0 | 0 | 0 | N | South | EO
CHINO_2_SOLAR2 | LA Basin | Kona Solar - Terra Francesca | 0 | 0 | 0 | 0 | 0 | 0 | 0 | 0 | 0 | 0 | 0 | 0 | N | South | EO
CHINO_6_CIMGEN | LA Basin | Chino Co-Generation | 26 | 26 | 26 | 26 | 26 | 26 | 26 | 26 | 26 | 26 | 26 | 26 | Y | South | FC
CHWCHL_1_UNIT | Fresno | CHOW 2 PEAKER PLANT | 48 | 48 | 48 | 48 | 48 | 48 | 48 | 48 | 48 | 48 | 48 | 48 | Y | North | FC
CLOVDL_1_SOLAR | NCNB | Cloverdale Solar I | 0.01 | 0.05 | 0.05 | 0.07 | 0.1 | 0.2 | 0.22 | 0.19 | 0.17 | 0.11 | 0.09 | 0.05 | N | North | FC
CLOVER_2_UNIT | CAISO System | Clover Creek | 0.47 | 0.47 | 0.38 | 0.55 | 0.45 | 0.26 | 0.1 | 0.04 | 0.01 | 0 | 0.14 | 0.33 | N | North | FC
CLRMTK_1_QF | Bay Area | SMALL QF AGGREGATION - OAKLAND | 0 | 0 | 0 | 0 | 0 | 0 | 0 | 0 | 0 | 0 | 0 | 0 | N | North | FC
CMBLND_2_DS2BT1 | CAISO System | Daggett 2 a BESS | 52 | 52 | 52 | 52 | 52 | 52 | 52 | 52 | 52 | 52 | 52 | 52 | Y | South | ID | 100% | Waiting for Mojave RAS. Co-located with CMBLND_2_DS2SR1.
CMBLND_2_DS2BT2 | CAISO System | Daggett 2 b BESS | 33 | 33 | 33 | 33 | 33 | 33 | 33 | 33 | 33 | 33 | 33 | 33 | Y | South | ID | 100% | Waiting for Mojave RAS. Co-located with CMBLND_2_DS2SR2.
CMBLND_2_DS2BT3 | CAISO System | Daggett 2 c BESS | 46 | 46 | 46 | 46 | 46 | 46 | 46 | 46 | 46 | 46 | 46 | 46 | Y | South | ID | 100% | Waiting for Mojave RAS. Co-located with CMBLND_2_DS2SR3.
CMBLND_2_DS2SR1 | CAISO System | Daggett 2 a PV | 0.09 | 1.01 | 1.25 | 1.79 | 2.74 | 5.66 | 6.12 | 5.1 | 4.28 | 2.57 | 1.59 | 0.48 | N | South | ID | 100% | Waiting for Mojave RAS. Co-located with CMBLND_2_DS2BT1.
CMBLND_2_DS2SR2 | CAISO System | Daggett 2 b PV | 0.15 | 1.35 | 1.63 | 2.18 | 3.26 | 6.7 | 7.31 | 6.18 | 5.35 | 3.39 | 2.37 | 1.14 | N | South | ID | 100% | Waiting for Mojave RAS. Co-located with CMBLND_2_DS2BT2.
CMBLND_2_DS2SR3 | CAISO System | Daggett 2 c PV |  | 0.73 | 0.92 | 1.34 | 2.08 | 4.29 | 4.63 | 3.83 | 3.18 | 1.86 | 1.1 | 0.23 | N | South | ID | 100% | Waiting for Mojave RAS. Co-located with CMBLND_2_DS2BT3
CNTNLA_2_SOLAR1 | San Diego-IV | Centinela Solar Energy I | 0.5 | 3.75 | 4.38 | 5.5 | 8 | 16.38 | 18 | 15.5 | 13.88 | 9.25 | 7.13 | 4.38 | N | South | FC
CNTNLA_2_SOLAR2 | San Diego-IV | Centinels Solar Energy 2 | 0.18 | 1.37 | 1.6 | 2.01 | 2.92 | 5.97 | 6.57 | 5.65 | 5.06 | 3.37 | 2.6 | 1.6 | N | South | FC
COCOPP_2_CTG1 | Bay Area | Marsh Landing 1 | 203.08 | 202.82 | 202.21 | 199.04 | 197.87 | 194.63 | 193.62 | 193.09 | 194.72 | 198.97 | 200.43 | 203.72 | Y | North | FC
COCOPP_2_CTG2 | Bay Area | Marsh Landing 2 | 202.25 | 201.68 | 201.36 | 198.21 | 197.04 | 193.81 | 192.86 | 192.32 | 193.95 | 198.13 | 199.65 | 202.7 | Y | North | FC
COCOPP_2_CTG3 | Bay Area | Marsh Landing 3 | 201.79 | 201.31 | 200.92 | 197.81 | 196.72 | 193.1 | 192.03 | 191.57 | 193.18 | 197.81 | 199.11 | 202.45 | Y | North | FC
COCOPP_2_CTG4 | Bay Area | Marsh Landing 4 | 203.72 | 203.2 | 202.81 | 199.67 | 198.47 | 194.44 | 193.36 | 192.89 | 194.53 | 199.67 | 200.98 | 204.2 | Y | North | FC
COCOSB_6_SOLAR | Bay Area | Oakley Solar Project | 0 | 0 | 0 | 0 | 0 | 0 | 0 | 0 | 0 | 0 | 0 | 0 | N | North | EO
COGNAT_1_UNIT | CAISO System | Stockton Biomas | 44.87 | 45 | 44.81 | 45 | 44.73 | 45 | 45 | 45 | 45 | 44.87 | 45 | 44.94 | N | North | FC
COLEMN_2_UNIT | CAISO System | Coleman | 4.18 | 5.05 | 5.07 | 4.79 | 4.92 | 2.89 | 2.14 | 0.28 | 1.11 | 1.3 | 1.7 | 3.27 | N | North | FC
COLGAT_7_UNIT 1 | Sierra | Colgate Powerhouse Unit 1 | 141.6 | 141.6 | 141.6 | 141.6 | 141.6 | 141.6 | 141.6 | 141.6 | 141.6 | 141.6 | 141.6 | 141.6 | Y | North | FC |  | Behind Rio Oso 230-115 kV transformers constraint - Flow impact based reduction applied
COLGAT_7_UNIT 2 | Sierra | Colgate Powerhouse Unit 2 | 139.74 | 139.74 | 139.74 | 139.74 | 139.74 | 139.74 | 139.74 | 139.74 | 139.74 | 139.74 | 139.74 | 139.74 | Y | North | FC |  | Behind Rio Oso 230-115 kV transformers constraint - Flow impact based reduction applied
COLPIN_6_COLLNS | CAISO System | Collins Pine | 0 | 0 | 0 | 0 | 0 | 0 | 0 | 0 | 0 | 0 | 0 | 0 | N | North | EO
COLTON_6_AGUAM1 | LA Basin | AGUA MANSA UNIT 1 (CITY OF COLTON) | 43 | 43 | 43 | 43 | 43 | 43 | 43 | 43 | 43 | 43 | 43 | 43 | Y | South | FC
COLUSA_2_PL1X3 | CAISO System | Colusa Generating Station | 630 | 630 | 630 | 630 | 618 | 612 | 606 | 604 | 607 | 614 | 623 | 628 | Y | North | FC
COLVIL_7_PL1X2 | CAISO System | COLLIERVILLE HYDRO UNIT 1 & 2 AGGREGATE | 246.86 | 246.86 | 246.86 | 246.86 | 246.86 | 246.86 | 246.86 | 246.86 | 246.86 | 246.86 | 246.86 | 246.86 | Y | North | FC
CONTRL_1_CASAD1 | CAISO System | Mammoth G1 | 6.97 | 7.2 | 6.97 | 6.85 | 6.73 | 5.74 | 5.1 | 5.35 | 5.53 | 5.64 | 6.99 | 6.64 | N | South | FC
CONTRL_1_CASAD2 | CAISO System | Mammoth G2 | 10.11 | 9.97 | 9.45 | 8.35 | 8.63 | 8.23 | 9.41 | 9.28 | 9.17 | 9.16 | 9.99 | 10.2 | Y | South | FC
CONTRL_1_CASAD3 | CAISO System | Mammoth G3 | 12.35 | 12.89 | 13.08 | 12.43 | 11.48 | 9.69 | 8.75 | 9.02 | 9.88 | 10.72 | 12.99 | 13.07 | N | South | FC
CONTRL_1_LUNDY | CAISO System | LUNDY | 0.33 | 0.32 | 0.35 | 0.37 | 1.06 | 1.54 | 1.1 | 0.39 | 0.28 | 0.16 | 0.41 | 0.32 | N | South | FC
CONTRL_1_OXBOW | CAISO System | Dixie Valley Geo | 59.46 | 57.37 | 57.75 | 43.02 | 46.29 | 55.03 | 54.04 | 53.91 | 54.61 | 46.22 | 59.38 | 58.79 | N | South | FC
CONTRL_1_POOLE | CAISO System | POOLE HYDRO PLANT 1 | 0.96 | 0.8 | 0.48 | 0.76 | 1.6 | 8.27 | 5.42 | 1.46 | 10.9 | 0.31 | 0.48 | 0.8 | Y | South | FC
CONTRL_1_QF | CAISO System | CONTROL QFS | 0.56 | 0.6 | 0.59 | 0.84 | 0.57 | 0.67 | 0.64 | 0.59 | 0.66 | 0.53 | 0.56 | 0.53 | N | South | FC
CONTRL_1_RUSHCK | CAISO System | RUSH CREEK | 0.8 | 0.82 | 4.82 | 0.82 | 0.8 | 9.45 | 9.46 | 1.82 | 11.94 | 1.01 | 0.97 | 0.8 | Y | South | FC
COPMT2_2_SOLAR2 | CAISO System | CMS2 | 0.62 | 4.65 | 5.43 | 6.82 | 9.92 | 20.31 | 22.32 | 19.22 | 17.21 | 11.47 | 8.84 | 5.43 | N | South | FC
COPMT4_2_SOLAR4 | CAISO System | Copper Mountain Solar 4 | 0.37 | 2.76 | 3.22 | 4.05 | 5.89 | 12.05 | 13.25 | 11.41 | 10.21 | 6.81 | 5.24 | 3.22 | N | South | FC
COPMTN_2_CM10 | CAISO System | Copper Mountain 10 | 0.04 | 0.3 | 0.35 | 0.44 | 0.64 | 1.31 | 1.44 | 1.24 | 1.11 | 0.74 | 0.57 | 0.35 | N | South | PD | 7.25
COPMTN_2_SOLAR1 | CAISO System | Copper Mountain 48 | 0.19 | 1.44 | 1.68 | 2.11 | 3.07 | 6.29 | 6.91 | 5.95 | 5.33 | 3.55 | 2.74 | 1.68 | N | South | PD | 16.50
CORCAN_1_SOLAR1 | Fresno | CID Solar | 0.08 | 0.6 | 0.7 | 0.88 | 1.28 | 2.62 | 2.88 | 2.48 | 2.22 | 1.48 | 1.14 | 0.7 | N | North | FC
CORCAN_1_SOLAR2 | Fresno | Corcoran City | 0.04 | 0.33 | 0.39 | 0.48 | 0.7 | 1.44 | 1.58 | 1.36 | 1.22 | 0.81 | 0.63 | 0.39 | N | North | FC
CORONS_2_SOLAR | LA Basin | Master Development Corona | 0 | 0 | 0 | 0 | 0 | 0 | 0 | 0 | 0 | 0 | 0 | 0 | N | South | EO
CORONS_6_CLRWTR | LA Basin | Clearwater Power Plant | 28 | 28 | 28 | 28 | 28 | 28 | 28 | 28 | 28 | 28 | 28 | 28 | Y | South | FC
CORRAL_6_SJOAQN | CAISO System | Ameresco San Joaquin | 4.26 | 4.1 | 4.3 | 4.2 | 4.27 | 4.26 | 4.21 | 3.91 | 3.97 | 4.17 | 4.24 | 4.3 | N | North | FC
COTTLE_2_FRNKNH | CAISO System | Frankenheimer Power Plant | 0 | 0 | 0 | 0 | 0 | 0 | 0 | 0.72 | 0.61 | 0 | 0 | 0 | N | North | FC
COVERD_2_HCKHY1 | CAISO System | HATCHET CREEK | 1.77 | 1.66 | 1.39 | 2.53 | 1.57 | 0.24 | 0 | 0 | 0 | 0.14 | 0.09 | 0.41 | N | North | FC
COVERD_2_MCKHY1 | CAISO System | Montgomery Creek Hydro | 1.15 | 0.81 | 0.85 | 0.98 | 0.54 | 0.09 | 0 | 0 | 0 | 0.08 | 0 | 0.62 | N | North | FC
COVERD_2_QFUNTS | CAISO System | Cove Hydroelectric Project | 0.78 | 1.58 | 1.66 | 3.3 | 3.3 | 0.8 | 0.22 | 0 | 0 | 0 | 0 | 0.24 | Y | North | FC
COVERD_2_RCKHY1 | CAISO System | ROARING CREEK | 1.01 | 1.07 | 0.22 | 0.49 | 0.18 | 0.15 | 0.01 | 0 | 0 | 0.04 | 0.09 | 0.27 | N | North | FC
COWCRK_2_UNIT | CAISO System | Cow Creek Hydro | 0.69 | 0.93 | 0.75 | 0.87 | 0.58 | 0.41 | 0.19 | 0.1 | 0.09 | 0.17 | 0.55 | 0.82 | N | North | FC
CPVERD_2_SOLAR | San Diego-IV | Campo Verde Solar | 0.56 | 4.17 | 4.87 | 6.12 | 8.9 | 18.21 | 20.02 | 17.24 | 15.43 | 10.29 | 7.92 | 4.87 | N | South | FC
CRELMN_6_RAMON1 | San Diego-IV | Ramona 1 | 0.01 | 0.06 | 0.07 | 0.09 | 0.13 | 0.26 | 0.29 | 0.25 | 0.22 | 0.15 | 0.11 | 0.07 | N | South | FC
CRELMN_6_RAMON2 | San Diego-IV | Ramona 2 | 0.02 | 0.15 | 0.18 | 0.22 | 0.32 | 0.66 | 0.72 | 0.62 | 0.56 | 0.37 | 0.29 | 0.18 | N | South | FC
CRELMN_6_RAMSR3 | San Diego-IV | Ramona Solar Energy | 0.02 | 0.1 | 0.12 | 0.15 | 0.22 | 0.46 | 0.5 | 0.43 | 0.38 | 0.26 | 0.2 | 0.12 | N | South | PD | 80.00%
CRESSY_1_PARKER | Fresno | PARKER POWERHOUSE | 0 | 0 | 0.01 | 0.33 | 0.8 | 0.9 | 0.92 | 1.03 | 0.51 | 0.28 | 0 | 0 | N | North | FC
CRESTA_7_PL1X2 | Sierra | CRESTA PH UNIT 1 & 2 AGGREGATE | 22.06 | 22.06 | 22.06 | 22.06 | 22.06 | 22.06 | 22.06 | 22.06 | 22.06 | 22.06 | 15.7 | 22.06 | Y | North | FC | 22.06 | Behind Rio Oso 230-115 kV transformer(s) constraint - Flow impact based reduction applied
CRIMSN_2_CRMBT1 | CAISO System | Crimson | 200 | 200 | 200 | 200 | 200 | 200 | 200 | 200 | 200 | 200 | 200 | 200 | Y | South | ID | 100% | Waiting for West of Colorado River cRAS.
CRIMSN_2_CRMBT2 | CAISO System | Crimson 2 | 150 | 150 | 150 | 150 | 150 | 150 | 150 | 150 | 150 | 150 | 150 | 150 | Y | South | ID | 100% | Waiting for West of Colorado River cRAS.
CRNEVL_6_CRNVA | Fresno | Crane Valley | 0 | 0 | 0 | 0 | 0 | 0 | 0 | 0 | 0.11 | 0.37 | 0.16 | 0.12 | N | North | FC
CRNEVL_6_SJQN 2 | Fresno | SAN JOAQUIN 2 | 0 | 0 | 0 | 0 | 0 | 0 | 0 | 0 | 0.01 | 0 | 0.28 | 0.35 | N | North | FC
CROKET_7_UNIT | Bay Area | CROCKETT COGEN | 217.11 | 217.33 | 145.95 | 226.42 | 223.9 | 225.62 | 221.95 | 223 | 215.29 | 218.19 | 211.4 | 206.77 | N | North | FC
CRSTWD_6_KUMYAY | San Diego-IV | Kumeyaay Wind Farm | 8.84 | 9.4 | 8.26 | 7.91 | 8.41 | 7.71 | 7.16 | 5.44 | 5.62 | 5.22 | 7.03 | 8.52 | N | South | FC
CRWCKS_1_SOLAR1 | Stockton | Crow Creek Solar 1 | 0 | 0 | 0 | 0 | 0 | 0 | 0 | 0 | 0 | 0 | 0 | 0 | N | North | EO
CSCCOG_1_UNIT 1 | Bay Area | SANTA CLARA CO-GEN | 6 | 6 | 6 | 6 | 6 | 6 | 6 | 6 | 6 | 6 | 6 | 6 | Y | North | FC
CSCGNR_1_UNIT 1 | Bay Area | GIANERA PEAKER UNIT 1 | 24 | 24 | 24 | 24 | 24 | 24 | 24 | 24 | 24 | 24 | 24 | 24 | Y | North | FC
CSCGNR_1_UNIT 2 | Bay Area | GIANERA PEAKER UNIT 2 | 24 | 24 | 24 | 24 | 24 | 24 | 24 | 24 | 24 | 24 | 24 | 24 | Y | North | FC
CSLR4S_2_SOLAR | San Diego-IV | Csolar IV South | 0.52 | 3.9 | 4.55 | 5.72 | 8.32 | 17.03 | 18.72 | 16.12 | 14.43 | 9.62 | 7.41 | 4.55 | N | South | FC
CSTOGA_6_LNDFIL | NCNB | Clover Flat Land Fill Gas | 0 | 0 | 0 | 0 | 0 | 0 | 0 | 0 | 0 | 0 | 0 | 0 | N | North | EO
CSTRVL_7_PL1X2 | CAISO System | Marina Land Fill Gas | 4.13 | 3.51 | 3.69 | 4.01 | 3.63 | 3.95 | 4.16 | 4.14 | 4.17 | 3.86 | 3.98 | 3.73 | Y | North | FC
CSTRVL_7_QFUNTS | CAISO System | Castroville QF Aggregate | 0.04 | 0.06 | 0.15 | 0.07 | 0.04 | 0.08 | 0.07 | 0.09 | 0.09 | 0.07 | 0.05 | 0.03 | N | North | FC
CTNWDP_1_QF | CAISO System | SMALL QF AGGREGATION - BURNEY | 0.04 | 0.04 | 0.04 | 0.04 | 0.03 | 0.03 | 0.02 | 0.02 | 0.01 | 0.02 | 0.03 | 0.04 | N | North | FC
CUMBIA_1_SOLAR | Bay Area | Columbia Solar Energy II | 0.08 | 0.57 | 0.67 | 0.84 | 1.22 | 2.49 | 2.74 | 2.36 | 2.11 | 1.41 | 1.08 | 0.67 | N | North | FC
CUMMNG_6_SUNCT1 | CAISO System | SunSelect 1 | 3.33 | 3.39 | 3.04 | 3.01 | 3.34 | 3.54 | 3.53 | 3.56 | 3.4 | 3.16 | 3.38 | 3.45 | Y | South | FC
CURTIS_1_CANLCK | Fresno | Canal Creek Powerhouse | 0 | 0 | 0 | 0 | 0 | 0 | 0 | 0 | 0 | 0 | 0 | 0 | N | North | FC
CURTIS_1_FARFLD | Fresno | Fairfield Powerhouse | 0 | 0 | 0 | 0.01 | 0.24 | 0.31 | 0.26 | 0.28 | 0.08 | 0 | 0 | 0 | N | North | FC
CUYAMA_6_SB3SB1 | CAISO System | SEPV Barbara 3 |  | 3 | 3 | 3 | 3 | 3 | 3 | 3 | 3 | 3 | 3 | 3 | Y | North | ID | 100% | Waiting for QC8RAS-08 as potentially more
CUYAMS_6_CUYSR1 | CAISO System | Cuyama Solar | 0.16 | 1.2 | 1.4 | 1.76 | 2.56 | 5.24 | 5.76 | 4.96 | 4.44 | 2.96 | 2.28 | 1.4 | N | North | FC
DAIRLD_1_MD1SL1 | Fresno | Madera 1 | 0 | 0 | 0 | 0 | 0 | 0 | 0 | 0 | 0 | 0 | 0 | 0 | N | North | EO
DAIRLD_1_MD2BM1 | Fresno | Madera Digester Genset 2 | 0 | 0 | 0 | 0 | 0 | 0 | 0 | 0 | 0 | 0 | 0 | 0 | N | North | EO
DAVIS_1_SOLAR1 | Sierra | Grasslands 3 | 0 | 0 | 0 | 0 | 0 | 0 | 0 | 0 | 0 | 0 | 0 | 0 | N | North | EO
DAVIS_1_SOLAR2 | Sierra | Grasslands 4 | 0 | 0 | 0 | 0 | 0 | 0 | 0 | 0 | 0 | 0 | 0 | 0 | N | North | EO
DAVIS_7_MNMETH | Sierra | MM Yolo Power LLC | 2.14 | 2.4 | 2.42 | 2.4 | 1.94 | 2.01 | 2 | 2.26 | 2.32 | 2.39 | 2.37 | 2.24 | N | North | FC
DEADCK_1_UNIT | Sierra | DEADCK_1_UNIT | 0.07 | 0.05 | 0.08 | 0.15 | 0 | 0.06 | 0 | 0 | 0 | 0 | 0 | 0 | N | North | FC
DEERCR_6_UNIT 1 | Sierra | DEER CREEK | 1.2 | 1.26 | 0.73 | 0.76 | 2.63 | 3.17 | 3.25 | 3.41 | 3.3 | 2.66 | 1.5 | 1.29 | N | North | FC
DELAMO_2_ALASB2 | LA Basin | Los Alamitos 2 | 5.02 | 5.21 | 5.25 | 5.34 | 5.5 | 6.04 | 6.13 | 5.96 | 5.83 | 5.52 | 5.37 | 5.18 | Y | South | FC
DELAMO_2_SOLAR1 | LA Basin | Golden Springs Building H | 0.01 | 0.05 | 0.05 | 0.07 | 0.1 | 0.2 | 0.22 | 0.19 | 0.17 | 0.11 | 0.09 | 0.05 | N | South | FC
DELAMO_2_SOLAR2 | LA Basin | Golden Springs Building M | 0.01 | 0.05 | 0.06 | 0.08 | 0.11 | 0.23 | 0.25 | 0.22 | 0.19 | 0.13 | 0.1 | 0.06 | N | South | FC
DELAMO_2_SOLAR3 | LA Basin | Golden Springs Building G | 0.01 | 0.04 | 0.04 | 0.06 | 0.08 | 0.16 | 0.18 | 0.16 | 0.14 | 0.09 | 0.07 | 0.04 | N | South | FC
DELAMO_2_SOLAR4 | LA Basin | Golden Springs Building F | 0.01 | 0.04 | 0.05 | 0.06 | 0.08 | 0.17 | 0.19 | 0.16 | 0.14 | 0.1 | 0.07 | 0.05 | N | South | FC
DELAMO_2_SOLAR5 | LA Basin | Golden Springs Building L | 0 | 0.03 | 0.04 | 0.04 | 0.06 | 0.13 | 0.14 | 0.12 | 0.11 | 0.07 | 0.06 | 0.04 | N | South | FC
DELAMO_2_SOLAR6 | LA Basin | Freeway Springs | 0.01 | 0.06 | 0.07 | 0.09 | 0.13 | 0.26 | 0.29 | 0.25 | 0.22 | 0.15 | 0.11 | 0.07 | N | South | FC
DELAMO_2_SOLRC1 | LA Basin | Golden Springs Building C1 | 0 | 0 | 0 | 0 | 0 | 0 | 0 | 0 | 0 | 0 | 0 | 0 | N | South | EO
DELAMO_2_SOLRD | LA Basin | Golden Solar Building D | 0 | 0 | 0 | 0 | 0 | 0 | 0 | 0 | 0 | 0 | 0 | 0 | N | South | EO
DELSUR_6_BSOLAR | Big Creek-Ventura | Central Antelope Dry Ranch B | 0.01 | 0.09 | 0.11 | 0.13 | 0.19 | 0.39 | 0.43 | 0.37 | 0.33 | 0.22 | 0.17 | 0.11 | N | South | FC
DELSUR_6_CREST | Big Creek-Ventura | Delsur Aggregate Solar Resources | 0 | 0 | 0 | 0 | 0 | 0 | 0 | 0 | 0 | 0 | 0 | 0 | N | South | EO
DELSUR_6_DRYFRB | Big Creek-Ventura | Dry Farm Ranch B | 0.02 | 0.15 | 0.18 | 0.22 | 0.32 | 0.66 | 0.72 | 0.62 | 0.56 | 0.37 | 0.29 | 0.18 | N | South | FC
DELSUR_6_SOLAR1 | Big Creek-Ventura | Summer Solar North | 0.03 | 0.2 | 0.23 | 0.29 | 0.42 | 0.85 | 0.94 | 0.81 | 0.72 | 0.48 | 0.37 | 0.23 | N | South | FC
DELSUR_6_SOLAR4 | Big Creek-Ventura | Radiance Solar 4 | 0 | 0 | 0 | 0 | 0 | 0 | 0 | 0 | 0 | 0 | 0 | 0 | N | South | EO
DELSUR_6_SOLAR5 | Big Creek-Ventura | Radiance Solar 5 | 0 | 0 | 0 | 0 | 0 | 0 | 0 | 0 | 0 | 0 | 0 | 0 | N | South | EO
DELTA_2_PL1X4 | Bay Area | DELTA ENERGY CENTER AGGREGATE | 880 | 880 | 880 | 875 | 880 | 880 | 873 | 873 | 873 | 880 | 880 | 880 | Y | North | FC
DEVERS_1_SEPV05 | LA Basin | SEPV 5 | 0 | 0 | 0 | 0 | 0 | 0 | 0 | 0 | 0 | 0 | 0 | 0 | N | South | EO
DEVERS_1_SOLAR | LA Basin | Cascade Solar | 0 | 0 | 0 | 0 | 0 | 0 | 0 | 0 | 0 | 0 | 0 | 0 | N | South | EO
DEVERS_1_SOLAR1 | LA Basin | SEPV8 | 0 | 0 | 0 | 0 | 0 | 0 | 0 | 0 | 0 | 0 | 0 | 0 | N | South | EO
DEVERS_1_SOLAR2 | LA Basin | SEPV9 | 0 | 0 | 0 | 0 | 0 | 0 | 0 | 0 | 0 | 0 | 0 | 0 | N | South | EO
DEVERS_2_CS2SR4 | LA Basin | Caliente Solar 2 | 0 | 0 | 0 | 0 | 0 | 0 | 0 | 0 | 0 | 0 | 0 | 0 | N | South | EO
DEVERS_2_DHSPG2 | LA Basin | Desert Hot Springs 2 | 0 | 0 | 0 | 0 | 0 | 0 | 0 | 0 | 0 | 0 | 0 | 0 | N | South | EO
DEXZEL_1_UNIT | Kern | Western Power and Steam Cogeneration | 20 | 20 | 20 | 20 | 20 | 20 | 20 | 20 | 20 | 20 | 20 | 20 | Y | North | FC
DIABLO_7_UNIT 1 | CAISO System | Diablo Canyon Unit 1 | 1140 | 1140 | 1140 | 1140 | 1140 | 1140 | 1140 | 1140 | 1140 | 1140 | 1140 | 1140 | N | North | FC
DIABLO_7_UNIT 2 | CAISO System | Diablo Canyon Unit 2 | 1140 | 1140 | 1140 | 1140 | 1140 | 1140 | 1140 | 1140 | 1140 | 1140 | 1140 | 1140 | N | North | FC
DISCOV_1_CHEVRN | Kern | CHEVRON USA (EASTRIDGE) | 4.7 | 7.04 | 5.36 | 4.58 | 4.9 | 5.21 | 5.07 | 6.33 | 6.34 | 3.62 | 4.2 | 4.22 | N | North | FC
DIXNLD_1_LNDFL | Bay Area | Zero Waste Energy | 0.72 | 0.67 | 0.75 | 0.84 | 0.81 | 0.84 | 0.87 | 0.87 | 0.88 | 0.89 | 0.87 | 0.86 | N | North | FC
DMDVLY_1_UNITS | LA Basin | Diamond Valley Lake Pump Gen | 1.6 | 5.28 | 0.84 | 0.88 | 2.5 | 0.95 | 0.24 | 0.6 | 0 | 0 | 0 | 0 | N | South | FC
DONNLS_7_UNIT | Stockton | Donnells Hydro | 72 | 72 | 72 | 72 | 72 | 72 | 72 | 72 | 72 | 72 | 72 | 72 | Y | North | FC
DOSMGO_2_NSPIN | CAISO System | DOSMGO_2_NSPIN | 16.26 | 16.26 | 16.26 | 16.26 | 15.21 | 16.26 | 16.26 | 16.26 | 16.26 | 13.64 | 16.26 | 16.26 | Y | North | FC
DOUBLC_1_UNITS | Kern | DOUBLE "C" LIMITED | 52.23 | 52.23 | 52.23 | 52.23 | 52.23 | 52.23 | 52.23 | 52.23 | 52.23 | 52.23 | 52.23 | 52.23 | Y | North | FC
DRACKR_2_D4SR4B | CAISO System | Dracker Solar Unit 4B | 0.25 | 1.88 | 2.19 | 2.75 | 4 | 8.19 | 9 | 7.75 | 6.94 | 4.63 | 3.56 | 2.19 | N | South | FC
DRACKR_2_DS3SR3 | CAISO System | Dracker Solar Unit 3 | 0 | 0 | 0 | 0 | 0 | 0 | 0 | 0 | 0 | 0 | 0 | 0 | N | South | EO |  | Co-located with DRACKR_2_DSUBT3
DRACKR_2_DS4SR4 | CAISO System | Dracker Solar Unit 4A | 0.11 | 1.01 | 1.17 | 1.87 | 2.81 | 5.66 | 6.07 | 5.15 | 4.43 | 2.71 | 1.7 | 0.52 | N | South | FC |  | Co-located with DRACKR_2_DSUBT4
DRACKR_2_DSUBT1 | CAISO System | Dracker Solar Unit 1 BESS | 63 | 63 | 63 | 63 | 63 | 63 | 63 | 63 | 63 | 63 | 63 | 63 | Y | South | FC |  | Co-located with DRACKR_2_SOLAR1
DRACKR_2_DSUBT2 | CAISO System | Dracker Solar Unit 2 BESS | 115 | 115 | 115 | 115 | 115 | 115 | 115 | 115 | 115 | 115 | 115 | 115 | Y | South | FC |  | Co-located with DRACKR_2_SOLAR2
DRACKR_2_DSUBT3 | CAISO System | Dracker Solar Unit 3 BESS | 115 | 115 | 115 | 115 | 115 | 115 | 115 | 115 | 115 | 115 | 115 | 101.05 | Y | South | FC |  | Co-located with DRACKR_2_DS3SR3 EO
DRACKR_2_DSUBT4 | CAISO System | Dracker Solar Unit 4 BESS | 47 | 47 | 47 | 47 | 47 | 47 | 47 | 47 | 47 | 47 | 47 | 47 | Y | South | FC |  | Co-located with DRACKR_2_DS4SR4
DRACKR_2_SOLAR1 | CAISO System | Dracker Solar Unit 1 | 0.23 | 2.02 | 2.58 | 3.63 | 5.47 | 11.01 | 11.67 | 9.87 | 8.49 | 5.38 | 3.6 | 1.65 | N | South | FC |  | Co-located with DRACKR_2_DSUBT1
DRACKR_2_SOLAR2 | CAISO System | Dracker Solar Unit 2 | 0 | 0 | 0 | 0 | 0 | 0 | 0 | 0 | 0 | 0 | 0 | 0 | N | South | EO |  | Co-located with DRACKR_2_DSUBT2
DREWS_6_PL1X4 | LA Basin | Drews Generating Plant | 40 | 40 | 40 | 40 | 40 | 40 | 40 | 40 | 40 | 40 | 40 | 40 | Y | South | FC
DRUM_7_PL1X2 | Sierra | Drum PH 1 Units 1 & 2 Aggregate | 9.6 | 0 | 0 | 0 | 0 | 0 | 10.4 | 10.4 | 0 | 0 | 9.6 | 10.4 | Y | North | FC
DRUM_7_PL3X4 | Sierra | Drum PH 1 Units 3 & 4 Aggregate | 12.8 | 0 | 0 | 0 | 12.8 | 12.8 | 12.8 | 12.8 | 0 | 0 | 12.8 | 12.8 | Y | North | FC
DRUM_7_UNIT 5 | Sierra | DRUM PH 2 UNIT 5 | 39.2 | 44.24 | 43.6 | 38.8 | 41.74 | 39.2 | 48.1 | 47.74 | 27.28 | 0 | 36 | 44.06 | Y | North | FC
DSABLA_7_UNIT | CAISO System | De Sabla Hydro | 5.85 | 6.81 | 6.42 | 4.13 | 5.7 | 6.4 | 7.32 | 5.87 | 3.26 | 2.05 | 3.09 | 3.85 | N | North | FC
DSFLWR_2_W9CSB1 | CAISO System | Willy 9 Chap 1 | 0.41 | 3.06 | 3.57 | 4.49 | 6.53 | 13.36 | 14.69 | 12.65 | 11.32 | 7.55 | 5.81 | 3.57 | N | South | ID | 100% | Waiting for Whirlwind CRAS - Solar only for now - future hybrid
DSFLWR_2_W9CSB2 | CAISO System | Willy 9 Chap 2 | 0.29 | 2.16 | 2.52 | 3.17 | 4.61 | 9.43 | 10.37 | 8.93 | 7.99 | 5.33 | 4.1 | 2.52 | N | South | ID | 100% | Waiting for Whirlwind CRAS - Solar only for now - future hybrid
DSFLWR_2_WS2SR1 | CAISO System | Willow Springs 2 | 0.4 | 3 | 3.5 | 4.4 | 6.4 | 13.1 | 14.4 | 12.4 | 11.1 | 7.4 | 5.7 | 3.5 | N | South | FC
DSRTHV_2_DH1SR1 | CAISO System | Desert Harvest | 0.32 | 2.4 | 2.8 | 3.52 | 5.12 | 10.48 | 11.52 | 9.92 | 8.88 | 5.92 | 4.56 | 2.8 | N | South | FC
DSRTHV_2_DH2BT1 | CAISO System | Desert Harvest BESS | 35 | 35 | 35 | 35 | 35 | 35 | 35 | 35 | 35 | 35 | 35 | 35 | Y | South | PD | 35.00 | Co-located with DSRTHV_2_DH2SR2
DSRTHV_2_DH2SR2 | CAISO System | Desert Harvest 2 | 0.17 | 1.49 | 1.77 | 2.41 | 3.54 | 7.15 | 7.7 | 6.45 | 5.71 | 3.71 | 2.62 | 1.28 | N | South | FC |  | Co-located with DSRTHV_2_DH2BT1 (PD)
DSRTSL_2_SOLAR1 | CAISO System | Desert Stateline | 1.18 | 8.89 | 10.37 | 13.03 | 18.96 | 38.8 | 42.65 | 36.73 | 32.88 | 21.92 | 16.88 | 10.37 | N | South | FC
DSRTSN_2_DS2X2 | CAISO System | Desert Sunlight PV II Storage | 230 | 230 | 230 | 230 | 230 | 230 | 230 | 230 | 230 | 230 | 230 | 230 | Y | South | FC |  | Co-located with DSRTSN_2_SOLAR2
DSRTSN_2_SOLAR1 | CAISO System | Desert Sunlight 300 | 1.2 | 9 | 10.5 | 13.2 | 19.2 | 39.3 | 43.2 | 37.2 | 33.3 | 22.2 | 17.1 | 10.5 | N | South | FC
DSRTSN_2_SOLAR2 | CAISO System | Desert Sunlight 250 | 0.24 | 1.6 | 3.98 | 5.55 | 7.33 | 15.85 | 17.3 | 14.83 | 12.25 | 7.52 | 4.72 | 1.32 | N | South | FC |  | Co-located with DSRTSN_2_DS2X2
DTCHWD_2_BT3WND | CAISO System | Brookfield Tehachapi 3 | 0.8 | 0.85 | 0.74 | 0.71 | 0.76 | 0.69 | 0.64 | 0.49 | 0.51 | 0.47 | 0.63 | 0.77 | N | South | FC
DTCHWD_2_BT4WND | CAISO System | Brookfield Tehachapi 4 | 1.15 | 1.23 | 1.08 | 1.03 | 1.1 | 1.01 | 0.93 | 0.71 | 0.73 | 0.68 | 0.92 | 1.11 | N | South | FC
DUANE_1_PL1X3 | Bay Area | DONALD VON RAESFELD POWER PROJECT | 147.8 | 147.8 | 147.8 | 147.8 | 143.5 | 143.5 | 143.5 | 143.5 | 143.5 | 147.8 | 147.8 | 147.8 | Y | North | FC
DUTCH1_7_UNIT 1 | Sierra | DUTCH FLAT 1 PH | 17.6 | 17.6 | 6.8 | 16.8 | 15.2 | 17.2 | 19.28 | 20.78 | 12.8 | 9.6 | 17.6 | 20.2 | Y | North | FC
DUTCH2_7_UNIT 1 | Sierra | DUTCH FLAT 2 PH | 5.2 | 16 | 17.2 | 5.6 | 5.6 | 5.6 | 16 | 16.76 | 0 | 0 | 2.8 | 5.6 | Y | North | FC
DVLCYN_1_UNITS | LA Basin | DEVIL CANYON HYDRO UNITS 1-4 AGGREGATE | 146.91 | 82.76 | 106.43 | 145.35 | 134.52 | 146.86 | 134.22 | 140.09 | 138.61 | 137.34 | 146.49 | 132.7 | Y | South | FC
DYERSM_6_DSWWD1 | CAISO System | Dyer Summit Wind Repower | 14.71 | 15.78 | 14.08 | 14.87 | 15.39 | 11.35 | 10.09 | 9.48 | 9.73 | 8.16 | 10.3 | 13.17 | N | North | FC
EASTWD_7_UNIT | Big Creek-Ventura | EASTWOOD PUMP-GEN | 199 | 199 | 199 | 199 | 199 | 199 | 199 | 199 | 199 | 199 | 199 | 199 | Y | South | FC
EDMONS_2_NSPIN | Big Creek-Ventura | EDMONS_2_NSPIN | 236 | 236 | 236 | 236 | 236 | 236 | 236 | 236 | 236 | 236 | 236 | 236 | Y | South | FC
EDWARD_2_E21SB1 | CAISO System | EdSan 2 Edwards 1A | 71.29 | 73.62 | 74.16 | 75.26 | 77.39 | 84.13 | 85.3 | 83.08 | 81.42 | 77.56 | 75.53 | 73.1 | Y | South | ID | 100% | Hybrid - C10 - Waiting for Tehachapi cRAS and possibly other - PV 130.0 MW and ESS 71.0 MW
EDWARD_2_E23SB1 | CAISO System | EdSan 2 Edwards 3 | 6.08 | 6.61 | 6.72 | 6.93 | 7.37 | 8.81 | 9.08 | 8.63 | 8.33 | 7.52 | 7.12 | 6.63 | Y | South | ID | 100% | C10 - Waiting for Tehachapi cRAS
EDWARD_2_ES2BT3 | CAISO System | EdSan 2 | 66.26 | 68.35 | 68.83 | 69.84 | 71.76 | 77.84 | 78.89 | 76.88 | 75.37 | 71.88 | 70.05 | 67.86 | Y | South | ID | 100% | Hybrid - C10 - Waiting for Tehachapi cRAS and possibly other - PV 118.0 MW and ESS 66.0 MW
EDWARD_2_ESSSB1 | CAISO System | Sanborn Solar 2 Edwards 5 | 0.46 | 3.48 | 4.06 | 5.1 | 7.42 | 15.2 | 16.7 | 14.38 | 12.88 | 8.58 | 6.61 | 4.06 | Y | South | ID | 100% | Waiting for Tehachapi CRAS.
EDWARD_2_ESSSB2 | CAISO System | Sanborn Solar 2 | 0.53 | 3.96 | 4.62 | 5.81 | 8.45 | 17.29 | 19.01 | 16.37 | 14.65 | 9.77 | 7.52 | 4.62 | Y | South | ID | 100% | Waiting for Tehachapi CRAS.
EEKTMN_6_SOLAR1 | Fresno | EE K Solar 1 | 0 | 0 | 0 | 0 | 0 | 0 | 0 | 0 | 0 | 0 | 0 | 0 | N | North | EO
ELCAJN_6_EB1BT1 | San Diego-IV | Eastern BESS 1 | 7.5 | 7.5 | 7.5 | 7.5 | 7.5 | 7.5 | 7.5 | 7.5 | 7.5 | 7.5 | 7.5 | 7.5 | Y | South | FC
ELCAJN_6_LM6K | San Diego-IV | El Cajon Energy Center | 48.1 | 48.1 | 48.1 | 48.1 | 48.1 | 48.1 | 48.1 | 48.1 | 48.1 | 48.1 | 48.1 | 48.1 | Y | South | FC
ELCAJN_6_UNITA1 | San Diego-IV | Cuyamaca Peak Energy Plant | 45.42 | 45.42 | 45.42 | 45.42 | 45.42 | 45.42 | 45.42 | 45.42 | 45.42 | 45.42 | 45.42 | 45.42 | Y | South | FC
ELCAP_1_SOLAR | Fresno | 2097 Helton | 0 | 0 | 0 | 0 | 0 | 0 | 0 | 0 | 0 | 0 | 0 | 0 | N | North | EO
ELDORO_7_UNIT 1 | Sierra | El Dorado Unit 1 | 2.28 | 3.32 | 2.76 | 5.08 | 7.4 | 4.29 | 4.39 | 4.1 | 5.44 | 0.14 | 0 | 0 | N | North | FC
ELDORO_7_UNIT 2 | Sierra | El Dorado Unit 2 | 4.82 | 3.61 | 1.16 | 4.93 | 7.78 | 4.33 | 2.04 | 5.19 | 3.49 | 0.14 | 0 | 0 | N | North | FC
ELECTR_7_PL1X3 | CAISO System | ELECTRA PH UNIT 1 & 2 AGGREGATE | 49.6 | 48 | 50.76 | 25.4 | 48.6 | 55.9 | 50.88 | 61.83 | 63.68 | 50.9 | 52.8 | 55.6 | Y | North | FC
ELKCRK_6_STONYG | CAISO System | STONEY GORGE HYDRO AGGREGATE | 1.8 | 2.4 | 2.7 | 2.2 | 1.6 | 1.7 | 2.2 | 2 | 1.4 | 0.4 | 0.1 | 0.9 | Y | North | FC
ELKHIL_2_PL1X3 | CAISO System | ELK HILLS COMBINED CYCLE (AGGREGATE) | 400 | 400 | 400 | 400 | 400 | 400 | 400 | 400 | 400 | 400 | 400 | 400 | Y | North | FC
ELKHRN_1_EESX3 | Bay Area | Elkhorn Energy Storage | 182.5 | 182.5 | 182.5 | 182.5 | 182.5 | 182.5 | 182.5 | 182.5 | 182.5 | 182.5 | 182.5 | 182.5 | Y | North | FC
ELLIS_2_QF | LA Basin | ELLIS QFS | 2.08 | 2.23 | 1.7 | 1.97 | 1.92 | 2.2 | 1.6 | 0.76 | 1 | 1 | 1.01 | 0.98 | N | South | FC
ELSEGN_2_UN1011 | LA Basin | El Segundo Energy Center 5/6 | 274.31 | 274.31 | 274.31 | 274.31 | 274.31 | 274.31 | 274.31 | 274.31 | 274.31 | 274.31 | 274.31 | 274.31 | Y | South | FC
ELSEGN_2_UN2021 | LA Basin | El Segundo Energy Center 7/8 | 271.74 | 271.74 | 271.74 | 271.74 | 271.74 | 271.74 | 271.74 | 271.74 | 271.74 | 271.74 | 271.74 | 271.74 | Y | South | FC
ENERSJ_2_WIND | San Diego-IV | ESJ Wind Energy | 26.68 | 28.38 | 24.93 | 23.89 | 25.4 | 23.28 | 21.63 | 16.44 | 16.98 | 15.75 | 21.23 | 25.72 | N | South | FC
ENERSJ_5_ESJWD2 | San Diego-IV | Energia Sierra Juarez Wind 2 | 18.55 | 19.73 | 17.34 | 16.61 | 17.66 | 16.19 | 15.04 | 11.43 | 11.81 | 10.95 | 14.76 | 17.88 | N | South | FC
ENWIND_2_WIND1 | CAISO System | Cameron Ridge | 8.32 | 8.85 | 7.78 | 7.45 | 7.92 | 7.26 | 6.75 | 5.13 | 5.3 | 4.91 | 6.62 | 8.02 | N | South | FC
ENWIND_2_WIND2 | CAISO System | Ridgetop I | 6.76 | 7.19 | 6.31 | 6.05 | 6.43 | 5.9 | 5.48 | 4.16 | 4.3 | 3.99 | 5.38 | 6.51 | N | South | FC
ESCNDO_6_EB1BT1 | San Diego-IV | Escondido BESS 1 | 10 | 10 | 10 | 10 | 10 | 10 | 10 | 10 | 10 | 10 | 10 | 10 | Y | South | FC
ESCNDO_6_EB2BT2 | San Diego-IV | Escondido BESS 2 | 10 | 10 | 10 | 10 | 10 | 10 | 10 | 10 | 10 | 10 | 10 | 10 | Y | South | FC
ESCNDO_6_EB3BT3 | San Diego-IV | Escondido BESS 3 | 10 | 10 | 10 | 10 | 10 | 10 | 10 | 10 | 10 | 10 | 10 | 10 | Y | South | FC
ESCNDO_6_PL1X2 | San Diego-IV | MMC Escondido Aggregate | 48.71 | 48.71 | 48.71 | 48.71 | 48.71 | 48.71 | 48.71 | 48.71 | 48.71 | 48.71 | 48.71 | 48.71 | Y | South | FC
ESCNDO_6_UNITB1 | San Diego-IV | CalPeak Power Enterprise Unit 1 | 48.04 | 48.04 | 48.04 | 48.04 | 48.04 | 48.04 | 48.04 | 48.04 | 48.04 | 48.04 | 48.04 | 48.04 | Y | South | FC
ESCO_6_GLMQF | San Diego-IV | Goal Line Cogen | 49.9 | 49.9 | 49.9 | 49.9 | 49.9 | 49.9 | 49.9 | 49.9 | 49.9 | 49.9 | 49.9 | 49.9 | Y | South | FC
ESNHWR_2_WC1BT1 | LA Basin | Wildcat I BESS | 1.5 | 1.5 | 1.5 | 1.5 | 1.5 | 1.5 | 1.5 | 1.5 | 1.5 | 1.5 | 1.5 | 1.5 | Y | South | ID | 100% | Waiting for confirmation of Queue/WDAT number.
ESQUON_6_LNDFIL | CAISO System | Neal Road Landfill Generating Facility | 0 | 0 | 0 | 0 | 0 | 0 | 0 | 0 | 0 | 0 | 0 | 0 | N | North | EO
ESTWND_2_OPPWD1 | CAISO System | Oasis Power Plant Eastwind | 10.1 | 10.74 | 9.44 | 9.04 | 9.61 | 8.81 | 8.19 | 6.22 | 6.43 | 5.96 | 8.03 | 9.73 | N | South | FC
ETIWND_2_CHMPNE | LA Basin | Champagne | 0 | 0 | 0 | 0 | 0 | 0 | 0 | 0 | 0 | 0 | 0 | 0 | N | South | EO
ETIWND_2_FONTNA | LA Basin | FONTANALYTLE CREEK POWERHOUSE P | 0.94 | 1.02 | 0.53 | 0.78 | 0.78 | 0.57 | 0.5 | 0.38 | 0.42 | 0.46 | 0.59 | 0.57 | N | South | FC
ETIWND_2_SOLAR1 | LA Basin | Dedeaux Ontario | 0 | 0.03 | 0.04 | 0.04 | 0.06 | 0.13 | 0.14 | 0.12 | 0.11 | 0.07 | 0.06 | 0.04 | N | South | FC
ETIWND_2_SOLAR2 | LA Basin | Rochester | 0 | 0 | 0 | 0 | 0 | 0 | 0 | 0 | 0 | 0 | 0 | 0 | N | South | EO
ETIWND_2_SOLAR5 | LA Basin | Dulles | 0 | 0 | 0 | 0 | 0 | 0 | 0 | 0 | 0 | 0 | 0 | 0 | N | South | EO
ETIWND_2_UNIT1 | LA Basin | ETIWND_2_UNIT1 | 33.6 | 33.6 | 33.6 | 33.6 | 33.6 | 33.6 | 33.6 | 33.6 | 33.6 | 33.6 | 33.6 | 33.6 | Y | South | FC
ETIWND_6_GRPLND | LA Basin | Grapeland Peaker | 45.64 | 45.64 | 45.64 | 45.64 | 45.64 | 45.64 | 45.64 | 45.64 | 45.64 | 45.64 | 45.64 | 45.64 | Y | South | FC
ETIWND_6_MWDETI | LA Basin | ETIWANDA RECOVERY HYDRO | 1.21 | 2.98 | 0 | 0 | 0 | 0 | 0 | 0 | 0 | 0 | 0 | 0 | N | South | FC
EXCHEC_7_UNIT 1 | Fresno | EXCHEQUER HYDRO | 94.5 | 94.5 | 94.5 | 94.5 | 94.5 | 94.5 | 94.5 | 94.5 | 94.5 | 94.5 | 94.5 | 94.5 | Y | North | FC
EXCLSG_1_SOLAR | Fresno | Excelsior Solar | 0.24 | 1.8 | 2.1 | 2.64 | 3.84 | 7.86 | 8.64 | 7.44 | 6.66 | 4.44 | 3.42 | 2.1 | N | North | FC
FALBRK_6_FESBT1 | San Diego-IV | Fallbrook Energy Storage | 40 | 40 | 40 | 40 | 40 | 40 | 40 | 40 | 40 | 40 | 40 | 40 | Y | South | FC
FELLOW_7_QFUNTS | CAISO System | Fellow QF Aggregate | 2.44 | 2.39 | 2.43 | 2.42 | 2.73 | 2.7 | 2.58 | 2.6 | 2.76 | 2.82 | 2.78 | 2.82 | N | North | FC
FIFTHS_2_FSSBT | CAISO System | Fifth Standard Battery | 137 | 137 | 137 | 137 | 137 | 137 | 137 | 137 | 137 | 137 | 137 | 137 | Y | North | FC |  | Co-located with FIFTHS_2_FSSR1
FLOWD2_2_FPLWND | CAISO System | DIABLO WINDS | 5.91 | 6.34 | 5.66 | 5.98 | 6.18 | 4.56 | 4.06 | 3.81 | 3.91 | 3.28 | 4.14 | 5.29 | N | North | FC
FLOWD_2_RT2WD2 | CAISO System | Ridgetop 2 | 4.84 | 5.15 | 4.52 | 4.33 | 4.61 | 4.22 | 3.92 | 2.98 | 3.08 | 2.86 | 3.85 | 4.66 | N | South | FC
FLOWD_2_WIND1 | CAISO System | Cameron Ridge 2 | 2.1 | 2.24 | 1.97 | 1.88 | 2 | 1.83 | 1.7 | 1.3 | 1.34 | 1.24 | 1.67 | 2.03 | N | South | FC
FMEADO_6_HELLHL | Sierra | FMEADO_6_HELLHL | 0.21 | 0.21 | 0.28 | 0.39 | 0.12 | 0.47 | 0.44 | 0.4 | 0.24 | 0.23 | 0.21 | 0.19 | N | North | FC
FMEADO_7_UNIT | Sierra | FRENCH MEADOWS HYDRO | 16 | 16 | 16 | 16 | 16 | 16 | 16 | 16 | 16 | 16 | 16 | 16 | Y | North | FC
FORBST_7_UNIT 1 | Sierra | FORBESTOWN HYDRO | 37.5 | 37.5 | 37.5 | 37.5 | 37.5 | 37.5 | 37.5 | 37.5 | 37.5 | 37.5 | 37.5 | 37.5 | Y | North | FC
FORKBU_6_UNIT | CAISO System | Forks of Butte Hydro | 6.93 | 7.31 | 7.08 | 9.2 | 7.35 | 9.85 | 9.84 | 9.07 | 8.26 | 6.19 | 6.63 | 6.37 | N | North | FC
FRESHW_1_SOLAR1 | Fresno | Corcoran 3 | 0 | 0 | 0 | 0 | 0 | 0 | 0 | 0 | 0 | 0 | 0 | 0 | N | North | EO
FRIANT_6_UNITS | Fresno | FRIANT DAM | 3.74 | 2.68 | 1.36 | 1.72 | 3.8 | 7.65 | 7.09 | 4.13 | 2.57 | 2.31 | 0.59 | 1.67 | N | North | FC
FRNTBW_6_SOLAR1 | CAISO System | Frontier Solar | 0.08 | 0.6 | 0.7 | 0.88 | 1.28 | 2.62 | 2.88 | 2.48 | 2.22 | 1.48 | 1.14 | 0.7 | N | North | FC
FROGTN_1_UTICAA | Stockton | Angels Powerhouse | 0.8 | 0.72 | 0.72 | 0.64 | 0.46 | 0.31 | 0.3 | 0.23 | 0.34 | 0.43 | 0 | 0.72 | N | North | FC
FROGTN_1_UTICAM | Stockton | Murphys Powerhouse | 1.66 | 1.56 | 1.58 | 1.45 | 1.36 | 1.27 | 1.24 | 1.26 | 1.25 | 1.26 | 0 | 1.45 | N | North | FC
FTSWRD_6_TRFORK | Humboldt | Three Forks Water Power Project | 0.57 | 0.5 | 0.29 | 0.53 | 0.54 | 0.3 | 0.22 | 0.11 | 0.16 | 0.09 | 0.14 | 0.17 | N | North | PD | 80.00%
FTSWRD_7_QFUNTS | Humboldt | FTSWRD_7_QFUNTS | 0 | 0 | 0 | 0 | 0 | 0 | 0 | 0 | 0 | 0 | 0 | 0 | N | North | FC
FULTON_1_QF | NCNB | SMALL QF AGGREGATION - ZENIA | 0.12 | 0.11 | 0.1 | 0.11 | 0.1 | 0.07 | 0.04 | 0.02 | 0.03 | 0.04 | 0.06 | 0.07 | N | North | FC
GALE_1_SR3SR3 | CAISO System | Sunray 3 | 0.06 | 0.41 | 0.48 | 0.61 | 0.88 | 1.81 | 1.99 | 1.71 | 1.53 | 1.02 | 0.79 | 0.48 | N | South | FC
GANSO_1_WSTBM1 | CAISO System | Weststar Dairy Biogas | 0 | 0 | 0 | 0 | 0 | 0 | 0 | 0 | 0 | 0 | 0 | 0 | N | North | EO
GARLND_2_GARBT1 | CAISO System | Garland B BESS | 88 | 88 | 88 | 88 | 88 | 88 | 88 | 88 | 88 | 88 | 88 | 88 | Y | South | FC |  | Co-located with GARLND_2_GASLR, GARLND_2_GASLRA
GARLND_2_GASLR | CAISO System | Garland B | 0.44 | 3.74 | 4.45 | 5.65 | 8.57 | 18.55 | 20.6 | 17.44 | 14.87 | 9.23 | 6.4 | 3.28 | N | South | FC |  | Co-located with GARLND_2_GARBT1, GARLND_2_GASLRA
GARLND_2_GASLRA | CAISO System | Garland A | 0.08 | 0.6 | 0.7 | 0.88 | 1.28 | 2.62 | 2.88 | 2.48 | 2.22 | 1.48 | 1.14 | 0.7 | N | South | FC |  | Co-located with GARLND_2_GARBT1, GARLND_2_GASLR
GARNET_1_SOLAR | LA Basin | North Palm Springs 4A | 0 | 0 | 0 | 0 | 0 | 0 | 0 | 0 | 0 | 0 | 0 | 0 | N | South | EO
GARNET_1_SOLAR2 | LA Basin | Garnet Solar Power Generation Station 1 | 0.02 | 0.12 | 0.14 | 0.18 | 0.26 | 0.52 | 0.58 | 0.5 | 0.44 | 0.3 | 0.23 | 0.14 | N | South | FC
GARNET_1_WIND | LA Basin | GARNET WIND ENERGY CENTER | 1.15 | 1.22 | 1.07 | 1.03 | 1.09 | 1 | 0.93 | 0.71 | 0.73 | 0.68 | 0.91 | 1.11 | N | South | FC
GARNET_1_WINDS | LA Basin | Garnet Winds Aggregation | 3.98 | 4.23 | 3.72 | 3.56 | 3.79 | 3.47 | 3.22 | 2.45 | 2.53 | 2.35 | 3.16 | 3.83 | N | South | FC
GARNET_1_WT3WND | LA Basin | Wagner Wind | 0 | 0 | 0 | 0 | 0 | 0 | 0 | 0 | 0 | 0 | 0 | 0 | N | South | EO
GARNET_2_COAWD2 | LA Basin | Coachella 2 | 1.91 | 2.03 | 1.78 | 1.71 | 1.82 | 1.67 | 1.55 | 1.18 | 1.21 | 1.13 | 1.52 | 1.84 | N | South | FC
GARNET_2_HYDRO | LA Basin | Whitewater Hydro | 0.07 | 0 | 0 | 0 | 0 | 0 | 0 | 0 | 0.08 | 0.27 | 0.24 | 0.54 | N | South | FC
GARNET_2_WIND1 | LA Basin | Phoenix | 1.98 | 2.1 | 1.85 | 1.77 | 1.88 | 1.73 | 1.6 | 1.22 | 1.26 | 1.17 | 1.57 | 1.91 | N | South | FC
GARNET_2_WIND2 | LA Basin | Karen Avenue Wind Farm | 2.07 | 2.2 | 1.93 | 1.85 | 1.97 | 1.8 | 1.68 | 1.27 | 1.32 | 1.22 | 1.64 | 1.99 | N | South | FC
GARNET_2_WIND3 | LA Basin | San Gorgonio East | 2.23 | 2.37 | 2.08 | 1.99 | 2.12 | 1.94 | 1.81 | 1.37 | 1.42 | 1.31 | 1.77 | 2.15 | N | South | FC
GARNET_2_WIND4 | LA Basin | Windustries | 1.73 | 1.84 | 1.62 | 1.55 | 1.65 | 1.51 | 1.4 | 1.07 | 1.1 | 1.02 | 1.38 | 1.67 | N | South | FC
GARNET_2_WIND5 | LA Basin | Eastwind | 0.53 | 0.56 | 0.5 | 0.47 | 0.5 | 0.46 | 0.43 | 0.33 | 0.34 | 0.31 | 0.42 | 0.51 | N | South | FC
GASKW1_2_GW1SR1 | CAISO System | Gaskell West 1 | 0.08 | 0.6 | 0.7 | 0.88 | 1.28 | 2.62 | 2.88 | 2.48 | 2.22 | 1.48 | 1.14 | 0.7 | N | South | FC
GASKW1_2_GW2BT1 | CAISO System | Gaskell West 2 BESS | 20 | 20 | 20 | 20 | 20 | 20 | 20 | 20 | 20 | 20 | 20 | 20 | Y | South | ID | 100% | Waiting for the Whirlwind and Tehachapi CRAS. Co-located with GASKW1_2_GW2SR1, GASKW1_2_GW2SR2
GASKW1_2_GW2SR1 | CAISO System | Gaskell West 2a | 0.04 | 0.35 | 0.42 | 0.56 | 0.83 | 1.71 | 1.86 | 1.58 | 1.37 | 0.88 | 0.62 | 0.31 | N | South | ID | 100% | Waiting for the Whirlwind and Tehachapi CRAS. Co-located with GASKW1_2_GW2SR2, GASKW1_2_GW2BT1
GASKW1_2_GW2SR2 | CAISO System | Gaskell West 2b | 0.07 | 0.64 | 0.76 | 1.01 | 1.51 | 3.09 | 3.37 | 2.86 | 2.49 | 1.59 | 1.13 | 0.57 | N | South | ID | 100% | Waiting for the Whirlwind and Tehachapi CRAS. Co-located with GASKW1_2_GW2SR1, GASKW1_2_GW2BT1
GASKW1_2_GW3SR1 | CAISO System | Gaskell West 3 | 0.08 | 0.6 | 0.7 | 0.88 | 1.28 | 2.62 | 2.88 | 2.48 | 2.22 | 1.48 | 1.14 | 0.7 | N | South | ID | 100% | Waiting for the Whirlwind and Tehachapi CRAS
GASKW1_2_GW4SR1 | CAISO System | Gaskell West 4 | 0.08 | 0.6 | 0.7 | 0.88 | 1.28 | 2.62 | 2.88 | 2.48 | 2.22 | 1.48 | 1.14 | 0.7 | N | South | ID | 100% | Waiting for the Whirlwind and Tehachapi CRAS
GASKW1_2_GW5SR1 | CAISO System | Gaskell West 5 | 0.08 | 0.6 | 0.7 | 0.88 | 1.28 | 2.62 | 2.88 | 2.48 | 2.22 | 1.48 | 1.14 | 0.7 | N | South | ID | 100% | Waiting for the Whirlwind and Tehachapi CRAS
GATES_2_SOLAR | CAISO System | Gates Solar Station | 0.08 | 0.6 | 0.7 | 0.88 | 1.28 | 2.62 | 2.88 | 2.48 | 2.22 | 1.48 | 1.14 | 0.7 | N | North | FC
GATES_2_WSOLAR | CAISO System | West Gates Solar Station | 0.04 | 0.3 | 0.35 | 0.44 | 0.64 | 1.31 | 1.44 | 1.24 | 1.11 | 0.74 | 0.57 | 0.35 | N | North | FC
GATEWY_2_GESBT1 | San Diego-IV | Gateway Energy Storage | 175 | 175 | 175 | 175 | 175 | 175 | 175 | 175 | 175 | 175 | 175 | 175 | Y | South | FC
GATWAY_2_PL1X3 | Bay Area | GATEWAY GENERATING STATION | 546 | 548 | 545 | 531 | 519 | 504 | 494 | 500 | 504 | 519 | 538 | 546 | Y | North | FC
GENESI_2_STG | CAISO System | Genesis Station | 0.3 | 4.48 | 6.12 | 8.53 | 12.8 | 26.02 | 28.21 | 23.89 | 20.48 | 12.88 | 8.4 | 2.46 | N | South | FC |  | Co-located with BLKCRK_2_SOLAR1, BLKCRK_2_GMCBT1
GEYS11_7_UNIT11 | NCNB | GEYSERS UNIT 11 (HEALDSBURG) | 68 | 68 | 68 | 68 | 68 | 68 | 68 | 68 | 68 | 68 | 68 | 68 | Y | North | FC
GEYS12_7_UNIT12 | NCNB | GEYSERS UNIT 12 (HEALDSBURG) | 50 | 50 | 50 | 50 | 50 | 50 | 50 | 50 | 50 | 50 | 50 | 50 | Y | North | FC
GEYS13_7_UNIT13 | NCNB | GEYSERS UNIT 13 (HEALDSBURG) | 56 | 56 | 56 | 56 | 56 | 56 | 56 | 56 | 56 | 56 | 56 | 56 | Y | North | FC
GEYS14_7_UNIT14 | NCNB | GEYSERS UNIT 14 (HEALDSBURG) | 70 | 70 | 70 | 70 | 70 | 70 | 70 | 70 | 70 | 70 | 70 | 70 | Y | North | FC
GEYS16_7_UNIT16 | NCNB | GEYSERS UNIT 16 (HEALDSBURG) | 63 | 63 | 63 | 63 | 63 | 63 | 63 | 63 | 63 | 63 | 63 | 63 | Y | North | FC
GEYS17_7_UNIT17 | NCNB | GEYSERS UNIT 17 (HEALDSBURG) | 75.5 | 75.5 | 75.5 | 75.5 | 75.5 | 75.5 | 75.5 | 75.5 | 75.5 | 75.5 | 75.5 | 75.5 | Y | North | FC
GEYS18_7_UNIT18 | NCNB | GEYSERS UNIT 18 (HEALDSBURG) | 72 | 72 | 72 | 72 | 72 | 72 | 72 | 72 | 72 | 72 | 72 | 72 | Y | North | FC
GEYS20_7_UNIT20 | NCNB | GEYSERS UNIT 20 (HEALDSBURG) | 50 | 50 | 50 | 50 | 50 | 50 | 50 | 50 | 50 | 50 | 50 | 50 | Y | North | FC
GIFENS_6_BUGSL1 | Fresno | Burford Giffen | 0.08 | 0.6 | 0.7 | 0.88 | 1.28 | 2.62 | 2.88 | 2.48 | 2.22 | 1.48 | 1.14 | 0.7 | N | North | FC
GIFFEN_6_SOLAR | Fresno | Giffen Solar Station | 0.04 | 0.3 | 0.35 | 0.44 | 0.64 | 1.31 | 1.44 | 1.24 | 1.11 | 0.74 | 0.57 | 0.35 | N | North | FC
GIFFEN_6_SOLAR1 | Fresno | Aspiration Solar G | 0 | 0 | 0 | 0 | 0 | 0 | 0 | 0 | 0 | 0 | 0 | 0 | N | North | EO
GILROY_1_UNIT | Bay Area | GILROY COGEN AGGREGATE | 120 | 120 | 120 | 120 | 115 | 115 | 115 | 115 | 115 | 120 | 120 | 120 | Y | North | FC
GILRPP_1_PL1X2 | Bay Area | GILROY ENERGY CENTER UNITS 1&2 AGGREGATE | 95.2 | 95.2 | 95.2 | 95.2 | 95.2 | 95.2 | 95.2 | 95.2 | 95.2 | 95.2 | 95.2 | 95.2 | Y | North | FC
GILRPP_1_PL3X4 | Bay Area | GILROY ENERGY CENTER, UNIT #3 | 46.2 | 46.2 | 46.2 | 46.2 | 46.2 | 46.2 | 46.2 | 46.2 | 46.2 | 46.2 | 46.2 | 46.2 | Y | North | FC
GLDFGR_6_SOLAR1 | Big Creek-Ventura | Portal Ridge B | 0.08 | 0.6 | 0.7 | 0.88 | 1.28 | 2.62 | 2.88 | 2.48 | 2.22 | 1.48 | 1.14 | 0.7 | N | South | FC
GLDFGR_6_SOLAR2 | Big Creek-Ventura | Portal Ridge C | 0.05 | 0.34 | 0.4 | 0.5 | 0.73 | 1.49 | 1.64 | 1.41 | 1.27 | 0.84 | 0.65 | 0.4 | N | South | FC
GLDTWN_6_COLUM3 | CAISO System | Columbia 3 | 0.04 | 0.3 | 0.35 | 0.44 | 0.64 | 1.31 | 1.44 | 1.24 | 1.11 | 0.74 | 0.57 | 0.35 | N | South | FC
GLDTWN_6_SOLAR | CAISO System | Rio Grande | 0.02 | 0.15 | 0.18 | 0.22 | 0.32 | 0.66 | 0.72 | 0.62 | 0.56 | 0.37 | 0.29 | 0.18 | N | South | FC
GLNARM_2_UNIT 5 | LA Basin | Glenarm Turbine 5 | 65 | 65 | 65 | 65 | 65 | 65 | 65 | 65 | 65 | 65 | 65 | 65 | Y | South | PD | 65.00
GLNARM_7_UNIT 1 | LA Basin | GLEN ARM UNIT 1 | 22.13 | 22.13 | 22.13 | 22.13 | 22.13 | 22.13 | 22.13 | 22.13 | 22.13 | 22.13 | 22.13 | 22.13 | Y | South | FC
GLNARM_7_UNIT 2 | LA Basin | GLEN ARM UNIT 2 | 22.38 | 22.38 | 22.38 | 22.38 | 22.38 | 22.38 | 22.38 | 22.38 | 22.38 | 22.38 | 22.38 | 22.38 | Y | South | FC
GLNARM_7_UNIT 3 | LA Basin | GLEN ARM UNIT 3 | 44.83 | 44.83 | 44.83 | 44.83 | 44.83 | 44.83 | 44.83 | 44.83 | 44.83 | 44.83 | 44.83 | 44.83 | Y | South | FC
GLNARM_7_UNIT 4 | LA Basin | GLEN ARM UNIT 4 | 42.42 | 42.42 | 42.42 | 42.42 | 42.42 | 42.42 | 42.42 | 42.42 | 42.42 | 42.42 | 42.42 | 42.42 | Y | South | FC
GLOW_6_SOLAR | Big Creek-Ventura | Antelope Power Plant | 0 | 0 | 0 | 0 | 0 | 0 | 0 | 0 | 0 | 0 | 0 | 0 | N | South | EO
GOLETA_2_GE2BT3 | Big Creek-Ventura | Goleta Energy Storage |  | 40 | 40 | 40 | 40 | 40 | 40 | 40 | 40 | 40 | 40 | 40 | Y | South | FC
GOLETA_2_QF | Big Creek-Ventura | GOLETA QFS | 0.02 | 0.05 | 0.05 | 0.08 | 0.11 | 0.11 | 0.12 | 0.11 | 0.11 | 0.09 | 0.05 | 0.03 | N | South | FC
GOLETA_2_VALBT1 | Big Creek-Ventura | Vallecito Energy Storage | 10 | 10 | 10 | 10 | 10 | 10 | 10 | 10 | 10 | 10 | 10 | 10 | Y | South | FC
GOLETA_6_ELLWOD | Big Creek-Ventura | ELLWOOD ENERGY SUPPORT FACILITY | 54 | 54 | 54 | 54 | 54 | 54 | 54 | 54 | 54 | 54 | 54 | 54 | Y | South | FC
GOLETA_6_EXGEN | Big Creek-Ventura | EXXON COMPANY USA | 0 | 0 | 0 | 0 | 0 | 0 | 0 | 0 | 0 | 0 | 0 | 0 | N | South | FC
GONZLS_6_UNIT | CAISO System | Johnson Canyon Landfill | 1.42 | 1.41 | 1.42 | 1.36 | 1.39 | 1.41 | 1.41 | 1.41 | 1.34 | 1.42 | 1.42 | 1.42 | N | North | FC
GOOSLK_1_SOLAR1 | CAISO System | Goose Lake | 0.05 | 0.36 | 0.42 | 0.53 | 0.77 | 1.57 | 1.73 | 1.49 | 1.33 | 0.89 | 0.68 | 0.42 | N | North | FC
GRIDLY_6_SOLAR | Sierra | GRIDLEY MAIN TWO | 0 | 0 | 0 | 0 | 0 | 0 | 0 | 0 | 0 | 0 | 0 | 0 | N | North | EO
GRIZLY_1_UNIT 1 | Sierra | GRIZZLY HYDRO | 5.82 | 5.82 | 5.82 | 5.82 | 5.82 | 5.82 | 5.82 | 5.82 | 5.82 | 5.82 | 5.82 | 5.82 | Y | North | FC | 8.69 | Behind Rio Oso 230-115 kV transformer(s) constraint - Flow impact based reduction applied
GRNLF2_1_UNIT | Sierra | GREENLEAF II COGEN | 49.2 | 49.2 | 49.2 | 49.2 | 49.2 | 49.2 | 49.2 | 49.2 | 49.2 | 49.2 | 49.2 | 49.2 | Y | North | FC
GRNVLY_7_SCLAND | CAISO System | SANTA CRUZ LANDFILL GENERATING PLANT | 3.04 | 3.04 | 3.04 | 3.04 | 3.04 | 3.04 | 3.04 | 3.04 | 3.04 | 3.04 | 3.04 | 3.04 | N | North | FC
GRSCRK_6_BGCKWW | CAISO System | BIG CREEK WATER WORKS - CEDAR FLAT | 0.45 | 1.19 | 0.97 | 1.42 | 1.1 | 0.23 | 0 | 0 | 0 | 0 | 0 | 0.02 | N | North | FC
GRZZLY_1_BERKLY | Bay Area | Berkeley Cogeneration | 0.43 | 7.57 | 0.22 | 2.81 | 0.67 | 0.4 | 0.33 | 0.31 | 0 | 0 | 0 | 0 | N | North | FC
GUERNS_6_HD3BM3 | Fresno | Hanford Digester Genset 3 | 0 | 0 | 0 | 0 | 0 | 0 | 0 | 0 | 0 | 0 | 0 | 0 | Y | North | EO
GUERNS_6_SOLAR | Fresno | Guernsey Solar Station | 0.08 | 0.6 | 0.7 | 0.88 | 1.28 | 2.62 | 2.88 | 2.48 | 2.22 | 1.48 | 1.14 | 0.7 | N | North | FC
GUERNS_6_VH2BM1 | Fresno | Hanford Digester Genset 2 | 0 | 0 | 0 | 0 | 0 | 0 | 0 | 0 | 0 | 0 | 0 | 0 | Y | North | EO
GWFPWR_1_UNITS | Fresno | Hanford Peaker Plant | 98.46 | 98.46 | 98.46 | 98.46 | 98.46 | 98.46 | 98.46 | 98.46 | 98.46 | 98.46 | 98.46 | 98.46 | Y | North | FC
GYS5X6_7_UNITS | NCNB | GEYSERS UNITS 5 & 6 AGGREGATE | 85 | 85 | 85 | 85 | 85 | 85 | 85 | 85 | 85 | 85 | 85 | 85 | Y | North | FC
GYS7X8_7_UNITS | NCNB | GEYSERS UNITS 7 & 8 AGGREGATE | 95.8 | 95.8 | 95.8 | 95.8 | 95.8 | 95.8 | 95.8 | 95.8 | 95.8 | 95.8 | 95.8 | 95.8 | Y | North | FC
GYSRVL_7_WSPRNG | NCNB | Warm Springs Hydro | 0 | 0 | 0 | 0 | 0 | 0 | 0 | 0 | 0 | 0 | 0 | 0 | N | North | FC
HAASPH_7_PL1X2 | Fresno | HAAS PH UNIT 1 & 2 AGGREGATE | 115.2 | 115.2 | 115.2 | 115.2 | 118.2 | 139.2 | 144 | 144 | 129.6 | 129.6 | 57.6 | 115.2 | Y | North | FC
HALSEY_6_UNIT | Sierra | HALSEY HYDRO | 1.96 | 2.8 | 3.28 | 4.2 | 4.8 | 4.33 | 5.92 | 5.52 | 4.16 | 0 | 0 | 1.78 | Y | North | FC
HARBGN_7_UNITS | LA Basin | HARBOR COGEN COMBINED CYCLE | 100 | 100 | 100 | 100 | 100 | 100 | 100 | 100 | 100 | 100 | 100 | 100 | Y | South | FC
HARDWK_6_STWBM1 | Fresno | Still Water Ranch Dairy | 0 | 0 | 0 | 0 | 0 | 0 | 0 | 0 | 0 | 0 | 0 | 0 | Y | North | EO
HATCR1_7_UNIT | CAISO System | Hat Creek #1 | 4.13 | 3.65 | 3.51 | 2.72 | 2.47 | 2.63 | 2.58 | 2.42 | 2.31 | 2.75 | 2.84 | 3.33 | N | North | FC
HATCR2_7_UNIT | CAISO System | Hat Creek #2 | 3.98 | 4.81 | 4.19 | 2.97 | 2.87 | 3.04 | 2.81 | 2.61 | 2.26 | 2.76 | 1.49 | 1.07 | N | North | FC
HATLOS_6_BWDHY1 | CAISO System | Bidwell Ditch | 1.38 | 1.38 | 1.38 | 1.37 | 1.35 | 1.23 | 1.31 | 1.28 | 1.28 | 1.31 | 1.32 | 1.28 | N | North | FC
HATLOS_6_LSCRK | CAISO System | Lost Creek 1 & 2 Hydro Conversion | 0.98 | 0.97 | 0.97 | 0.96 | 0.94 | 0.85 | 0.9 | 0.87 | 0.87 | 0.88 | 0.9 | 0.87 | N | North | FC
HATRDG_2_WIND | CAISO System | Hatchet Ridge Wind Farm | 33.49 | 35.94 | 32.05 | 33.86 | 35.03 | 25.84 | 22.98 | 21.58 | 22.16 | 18.57 | 23.46 | 29.99 | N | North | FC
HAYPRS_6_HAYHD1 | Sierra | Haypress Lower | 1.85 | 1.97 | 1.39 | 2.33 | 2.4 | 1.6 | 1.31 | 1.21 | 1.1 | 0.83 | 0.89 | 0.85 | N | North | FC
HAYPRS_6_HAYHD2 | Sierra | Haypress Middle | 2.13 | 2.25 | 2.43 | 2.86 | 2.93 | 1.88 | 1.52 | 1.4 | 1.27 | 0.95 | 1.02 | 0.98 | N | North | FC
HELMPG_7_UNIT 1 | Fresno | HELMS PUMP-GEN UNIT 1 | 407 | 407 | 407 | 407 | 407 | 407 | 407 | 407 | 407 | 407 | 407 | 407 | Y | North | FC
HELMPG_7_UNIT 2 | Fresno | HELMS PUMP-GEN UNIT 2 | 407 | 407 | 407 | 407 | 407 | 407 | 407 | 407 | 407 | 407 | 407 | 407 | Y | North | FC
HELMPG_7_UNIT 3 | Fresno | HELMS PUMP-GEN UNIT 3 | 404 | 404 | 404 | 404 | 404 | 404 | 404 | 404 | 404 | 404 | 404 | 404 | Y | North | FC
HENRTA_6_HDEBT1 | Fresno | Henrietta D Energy Storage | 10 | 10 | 10 | 10 | 10 | 10 | 10 | 10 | 10 | 10 | 10 | 10 | Y | North | ID | 100% | 17DGD Waiting for Bellota-Warnerville 230 kV reconductoring, QC8RAS-08 RAS, Reconductor Los Banos-Padre Flat-Panoche 230 kV and many other
HENRTA_6_SOLAR1 | Fresno | Lemoore 1 | 0.01 | 0.05 | 0.05 | 0.07 | 0.1 | 0.2 | 0.22 | 0.19 | 0.17 | 0.11 | 0.09 | 0.05 | N | North | ID | 100% | 18DGD Waiting for Bellota-Warnerville 230 kV reconductoring, QC8RAS-08 RAS, Reconductor Los Banos-Padre Flat-Panoche 230 kV and many other
HENRTA_6_SOLAR2 | Fresno | Westside Solar Power PV1 | 0 | 0 | 0 | 0 | 0 | 0 | 0 | 0 | 0 | 0 | 0 | 0 | N | North | EO
HENRTA_6_UNITA1 | Fresno | GWF HENRIETTA PEAKER PLANT UNIT 1 | 49.98 | 49.98 | 49.98 | 49.98 | 49.98 | 49.98 | 49.98 | 49.98 | 49.98 | 49.98 | 49.98 | 49.98 | Y | North | FC
HENRTA_6_UNITA2 | Fresno | GWF HENRIETTA PEAKER PLANT UNIT 2 | 49.42 | 49.42 | 49.42 | 49.42 | 49.42 | 49.42 | 49.42 | 49.42 | 49.42 | 49.42 | 49.42 | 49.42 | Y | North | FC
HENRTS_1_SOLAR | Fresno | Henrietta Solar Project | 0.4 | 3 | 3.5 | 4.4 | 6.4 | 13.1 | 14.4 | 12.4 | 11.1 | 7.4 | 5.7 | 3.5 | N | North | FC
HERDLN_6_BYHSR1 | CAISO System | Byron Highway Solar | 0 | 0 | 0 | 0 | 0 | 0 | 0 | 0 | 0 | 0 | 0 | 0 | N | North | EO
HIDSRT_2_UNITS | CAISO System | HIGH DESERT POWER PROJECT AGGREGATE | 850 | 850 | 850 | 850 | 850 | 850 | 850 | 850 | 850 | 850 | 850 | 850 | Y | South | FC
HIGGNS_1_COMBIE | Sierra | Combie South | 0.88 | 0.68 | 0.53 | 0.76 | 0.65 | 0.24 | 0.12 | 0.01 | 0.04 | 0.04 | 0.67 | 0.78 | N | North | FC
HIGGNS_7_QFUNTS | Sierra | HIGGNS_7_QFUNTS | 0.11 | 0.03 | 0.02 | 0.11 | 0.21 | 0.24 | 0.24 | 0.24 | 0.23 | 0.1 | 0.05 | 0.08 | N | North | FC
HIGHDS_2_H5SBT1 | CAISO System | High 5 Solar BESS | 50 | 50 | 50 | 50 | 50 | 50 | 50 | 50 | 50 | 50 | 50 | 50 | Y | South | FC |  | Co-located with HIGHDS_2_H5SSR1
HIGHDS_2_H5SSR1 | CAISO System | High 5 Solar | 0.25 | 2.13 | 2.58 | 3.38 | 5.09 | 10.45 | 11.36 | 9.47 | 8.28 | 5.27 | 3.52 | 1.8 | N | South | FC |  | Co-located with HIGHDS_2_H5SBT1
HILAND_7_YOLOWD | NCNB | CLEAR LAKE UNIT 1 | 0 | 0 | 0 | 0 | 0 | 0 | 0 | 0 | 0 | 0 | 0 | 0 | N | North | EO
HINSON_6_LBECH1 | LA Basin | Long Beach Unit 1 | 63 | 63 | 63 | 63 | 63 | 63 | 63 | 63 | 63 | 63 | 63 | 63 | Y | South | FC
HINSON_6_LBECH2 | LA Basin | Long Beach Unit 2 | 63 | 63 | 63 | 63 | 63 | 63 | 63 | 63 | 63 | 63 | 63 | 63 | Y | South | FC
HINSON_6_LBECH3 | LA Basin | Long Beach Unit 3 | 63 | 63 | 63 | 63 | 63 | 63 | 63 | 63 | 63 | 63 | 63 | 63 | Y | South | FC
HINSON_6_LBECH4 | LA Basin | Long Beach Unit 4 | 63 | 63 | 63 | 63 | 63 | 63 | 63 | 63 | 63 | 63 | 63 | 63 | Y | South | FC
HINSON_6_SERRGN | LA Basin | Southeast Resource Recovery | 34 | 34 | 34 | 34 | 34 | 34 | 34 | 34 | 34 | 34 | 34 | 34 | Y | South | FC
HNTGBH_2_PL1X3 | LA Basin | Huntington Beach Energy | 673.8 | 673.8 | 673.8 | 673.8 | 673.8 | 673.8 | 673.8 | 673.8 | 673.8 | 673.8 | 673.8 | 673.8 | Y | South | FC
HNTGBH_7_UNIT 2 | LA Basin | HUNTINGTON BEACH GEN STA. UNIT 2 | 226.84 | 226.84 | 226.84 | 226.84 | 226.84 | 226.84 | 226.84 | 226.84 | 226.84 | 226.84 | 226.84 | 226.84 | Y | South | FC
HOLGAT_1_BORAX | CAISO System | U.S. Borax, Unit 1 | 17.17 | 15.12 | 13.09 | 4.87 | 7.33 | 13.88 | 12.08 | 11.68 | 13.9 | 14.74 | 15.84 | 14.94 | N | South | FC
HOLSTR_1_SOLAR | CAISO System | San Benito Smart Park | 0 | 0 | 0 | 0 | 0 | 0 | 0 | 0 | 0 | 0 | 0 | 0 | N | North | EO
HOLSTR_1_SOLAR2 | CAISO System | Hollister Solar | 0.01 | 0.05 | 0.05 | 0.07 | 0.1 | 0.2 | 0.22 | 0.19 | 0.17 | 0.11 | 0.09 | 0.05 | N | North | FC
HUMBPP_1_UNITS3 | Humboldt | Humboldt Bay Generating Station 3 | 65.08 | 65.08 | 65.08 | 65.08 | 65.08 | 65.08 | 65.08 | 65.08 | 65.08 | 65.08 | 65.08 | 65.08 | Y | North | FC
HUMBPP_6_UNITS | Humboldt | Humboldt Bay Generating Station 1 | 97.62 | 97.62 | 97.62 | 97.62 | 97.62 | 97.62 | 97.62 | 97.62 | 97.62 | 97.62 | 97.62 | 97.62 | Y | North | FC
HURON_6_SOLAR | Fresno | Huron Solar Station | 0.08 | 0.6 | 0.7 | 0.88 | 1.28 | 2.62 | 2.88 | 2.48 | 2.22 | 1.48 | 1.14 | 0.7 | N | North | FC
HYTTHM_2_UNITS | CAISO System | HYATT-THERMALITO PUMP-GEN (AGGREGATE) | 56.34 | 149.29 | 371.98 | 238.3 | 220.41 | 291.85 | 632.49 | 567.92 | 501.49 | 283.45 | 199.11 | 303.1 | Y | North | FC
IGNACO_1_QF | NCNB | SMALL QF AGGREGATION - VALLEJO/DINSMORE | 0.01 | 0.02 | 0.02 | 0.01 | 0.01 | 0.01 | 0.02 | 0.01 | 0.01 | 0.01 | 0.01 | 0.01 | N | North | FC
INDIGO_1_UNIT 1 | LA Basin | INDIGO PEAKER UNIT 1 | 45.3 | 45.3 | 45.3 | 45.3 | 45.3 | 45.3 | 45.3 | 45.3 | 45.3 | 45.3 | 45.3 | 45.3 | Y | South | FC
INDIGO_1_UNIT 2 | LA Basin | INDIGO PEAKER UNIT 2 | 45.3 | 45.3 | 45.3 | 45.3 | 45.3 | 45.3 | 45.3 | 45.3 | 45.3 | 45.3 | 45.3 | 45.3 | Y | South | FC
INDIGO_1_UNIT 3 | LA Basin | INDIGO PEAKER UNIT 3 | 45.3 | 45.3 | 45.3 | 45.3 | 45.3 | 45.3 | 45.3 | 45.3 | 45.3 | 45.3 | 45.3 | 45.3 | Y | South | FC
INDVLY_1_UNITS | NCNB | Indian Valley Hydro | 0 | 0 | 0.53 | 1.03 | 1.01 | 0.71 | 0.62 | 0.61 | 0.56 | 0.02 | 0 | 0 | N | North | FC
INTKEP_2_UNITS | CAISO System | CCSF Hetch_Hetchy Hydro Aggregate | 307 | 307 | 307 | 307 | 307 | 307 | 307 | 307 | 239 | 300 | 307 | 307 | Y | North | FC
INTTRB_6_UNIT | Fresno | International Turbine Research | 6.04 | 6.48 | 5.78 | 6.11 | 6.32 | 4.66 | 4.15 | 3.89 | 4 | 3.35 | 4.23 | 5.41 | N | North | FC
IVANPA_1_UNIT1 | CAISO System | Ivanpah 1 | 0.5 | 3.78 | 4.41 | 5.54 | 8.06 | 16.51 | 18.14 | 15.62 | 13.99 | 9.32 | 7.18 | 4.41 | N | South | FC
IVANPA_1_UNIT2 | CAISO System | Ivanpah 2 | 0.53 | 3.99 | 4.66 | 5.85 | 8.51 | 17.42 | 19.15 | 16.49 | 14.76 | 9.84 | 7.58 | 4.66 | N | South | FC
IVANPA_1_UNIT3 | CAISO System | Ivanpah 3 | 0.53 | 3.99 | 4.66 | 5.85 | 8.51 | 17.42 | 19.15 | 16.49 | 14.76 | 9.84 | 7.58 | 4.66 | N | South | FC
IVSLR2_2_SM2SR1 | San Diego-IV | Silver Ridge Mount Signal 2 | 0.6 | 4.5 | 5.25 | 6.6 | 9.6 | 19.65 | 21.6 | 18.6 | 16.65 | 11.1 | 8.55 | 5.25 | N | South | FC
IVSLRP_2_SOLAR1 | San Diego-IV | Silver Ridge Mount Signal | 0.8 | 6 | 7 | 8.8 | 12.8 | 26.2 | 28.8 | 24.8 | 22.2 | 14.8 | 11.4 | 7 | N | South | FC
IVWEST_2_SOLAR1 | San Diego-IV | Imperial Valley West ( Q # 608) | 0.6 | 4.5 | 5.25 | 6.6 | 9.6 | 19.65 | 21.6 | 18.6 | 16.65 | 11.1 | 8.55 | 5.25 | N | South | FC
JACMSR_1_JACSR1 | San Diego-IV | Jacumba Solar Farm | 0.08 | 0.6 | 0.7 | 0.88 | 1.28 | 2.62 | 2.88 | 2.48 | 2.22 | 1.48 | 1.14 | 0.7 | N | South | FC
JAVASR_1_JAVSR1 | Fresno | Java Solar | 0.05 | 0.41 | 0.47 | 0.59 | 0.86 | 1.77 | 1.94 | 1.67 | 1.5 | 1 | 0.77 | 0.47 | N | North | ID | 100% | C6 - Waiting for Bellota-Warnerville 230 kV reconductoring and possibly other.
JAWBNE_2_NSRWND | CAISO System | North Sky River Wind Project | 28.27 | 30.07 | 26.42 | 25.31 | 26.92 | 24.67 | 22.92 | 17.42 | 17.99 | 16.69 | 22.5 | 27.25 | N | South | FC
JAWBNE_2_SRWND | CAISO System | Sky River Wind Repower A | 5.301 | 5.638 | 4.9539 | 4.7462 | 5.0468 | 4.626 | 4.298 | 3.2658 | 3.3736 | 3.1297 | 4.2178 | 5.1092 | N | South | FC
JAWBNE_2_SRWWD2 | CAISO System | Sky River Wind Repower B | 5.34 | 5.68 | 4.99 | 4.78 | 5.08 | 4.66 | 4.33 | 3.29 | 3.4 | 3.15 | 4.25 | 5.14 | N | South | FC
JAYNE_6_WLSLR | Fresno | Westlands Solar Farm PV 1 | 0.07 | 0.54 | 0.63 | 0.79 | 1.15 | 2.36 | 2.59 | 2.23 | 2 | 1.33 | 1.03 | 0.63 | N | North | ID | 100% | 24TPD - Waiting for Manning and many other projects.
JOANEC_2_ST3BT3 | LA Basin | Santa Ana Storage 3 | 40 | 40 | 40 | 40 | 40 | 40 | 40 | 40 | 40 | 40 | 40 | 40 | Y | South | FC
JOANEC_2_STABT1 | LA Basin | Santa Ana Storage 1 | 20 | 20 | 20 | 20 | 20 | 20 | 20 | 20 | 20 | 20 | 20 | 20 | Y | South | FC
JOANEC_2_STABT2 | LA Basin | Santa Ana Storage 2 | 20 | 20 | 20 | 20 | 20 | 20 | 20 | 20 | 20 | 20 | 20 | 20 | Y | South | FC
JOHANN_2_JOSBT1 | LA Basin | Johanna Storage 1 | 10 | 10 | 10 | 10 | 10 | 10 | 10 | 10 | 10 | 10 | 10 | 10 | Y | South | FC
JOHANN_2_JOSBT2 | LA Basin | Johanna Storage 2 | 10 | 10 | 10 | 10 | 10 | 10 | 10 | 10 | 10 | 10 | 10 | 10 | Y | South | FC
JOHANN_2_OCEBT2 | LA Basin | Orange County Energy Storage 2 | 9 | 9 | 9 | 9 | 9 | 9 | 9 | 9 | 9 | 9 | 9 | 9 | Y | South | FC
JOHANN_2_OCEBT3 | LA Basin | Orange County Energy Storage 3 | 6 | 6 | 6 | 6 | 6 | 6 | 6 | 6 | 6 | 6 | 6 | 6 | Y | South | FC
KANSAS_6_SOLAR | Fresno | RE Kansas South | 0.08 | 0.6 | 0.7 | 0.88 | 1.28 | 2.62 | 2.88 | 2.48 | 2.22 | 1.48 | 1.14 | 0.7 | N | North | ID | 100% | 24TPD - Waiting for Manning and many other projects.
KEARNY_6_NESBT1 | San Diego-IV | Kearny North Energy Storage | 10 | 10 | 10 | 10 | 10 | 10 | 10 | 10 | 10 | 10 | 10 | 10 | Y | South | FC
KEARNY_6_SESBT2 | San Diego-IV | Kearny South Energy Storage | 10 | 10 | 10 | 10 | 10 | 10 | 10 | 10 | 10 | 10 | 10 | 10 | Y | South | FC
KEKAWK_6_UNIT | Humboldt | STS HYDROPOWER LTD. (KEKAWAKA) | 0 | 0 | 0 | 0 | 0 | 0 | 0 | 0 | 0 | 0 | 0 | 0 | N | North | FC
KELSO_2_UNITS | Bay Area | Mariposa Energy | 198.03 | 198.03 | 198.03 | 198.03 | 198.03 | 198.03 | 198.03 | 198.03 | 198.03 | 198.03 | 198.03 | 198.03 | Y | North | FC
KELYRG_6_UNIT | Sierra | KELLY RIDGE HYDRO | 11 | 11 | 11 | 11 | 11 | 11 | 11 | 11 | 11 | 11 | 11 | 11 | Y | North | FC
KERKH2_7_UNIT 1 | Fresno | KERKHOFF PH 2 UNIT #1 | 7.79 | 22.24 | 36 | 36 | 96.67 | 74.8 | 75.8 | 75 | 75 | 0 | 0 | 4 | Y | North | FC
KERMAN_6_SOLAR1 | Fresno | Fresno Solar South | 0 | 0 | 0 | 0 | 0 | 0 | 0 | 0 | 0 | 0 | 0 | 0 | N | North | EO
KERMAN_6_SOLAR2 | Fresno | Fresno Solar West | 0 | 0 | 0 | 0 | 0 | 0 | 0 | 0 | 0 | 0 | 0 | 0 | N | North | EO
KERNFT_1_UNITS | Kern | KERN FRONT LIMITED | 52.4 | 52.4 | 52.4 | 52.4 | 52.4 | 52.4 | 52.4 | 52.4 | 52.4 | 52.4 | 52.4 | 52.4 | Y | North | FC
KERNRG_1_UNITS | CAISO System | South Belridge Cogen Facility | 0.87 | 0.44 | 0.21 | 0.87 | 0.79 | 0.79 | 0.68 | 0.62 | 0.46 | 0.46 | 0.84 | 0.98 | N | North | FC
KERRGN_1_UNIT 1 | CAISO System | KERN RIVER HYDRO UNITS 1-4 AGGREGATE | 10 | 11.97 | 16.94 | 24.01 | 24 | 23.81 | 21.4 | 15.54 | 8.03 | 8.06 | 8.72 | 9.66 | N | South | FC
KINGCO_1_KINGBR | Fresno | Kingsburg Cogen | 34.5 | 34.5 | 34.5 | 34.5 | 34.5 | 34.5 | 34.5 | 34.5 | 34.5 | 34.5 | 34.5 | 34.5 | Y | North | FC
KINGRV_7_UNIT 1 | Fresno | KINGS RIVER HYDRO UNIT 1 | 38.98 | 32 | 11.2 | 32 | 11.2 | 40.96 | 39.03 | 40.8 | 42.96 | 40.96 | 40.96 | 40.96 | Y | North | FC
KIRKER_7_KELCYN | Bay Area | KELLER CANYON LANDFILL GEN FACILICITY | 3.48 | 3.51 | 3.56 | 3.42 | 3.56 | 3.56 | 3.55 | 3.41 | 3.55 | 3.56 | 3.56 | 3.56 | N | North | FC
KNGBRD_2_SOLAR1 | CAISO System | Kingbird Solar A | 0.08 | 0.6 | 0.7 | 0.88 | 1.28 | 2.62 | 2.88 | 2.48 | 2.22 | 1.48 | 1.14 | 0.7 | N | South | FC
KNGBRD_2_SOLAR2 | CAISO System | Kingbird Solar B | 0.08 | 0.6 | 0.7 | 0.88 | 1.28 | 2.62 | 2.88 | 2.48 | 2.22 | 1.48 | 1.14 | 0.7 | N | South | FC
KNGBRG_1_KBSLR1 | Fresno | Kingsburg1 | 0 | 0 | 0 | 0 | 0 | 0 | 0 | 0 | 0 | 0 | 0 | 0 | N | North | EO
KNGBRG_1_KBSLR2 | Fresno | Kingsburg2 | 0 | 0 | 0 | 0 | 0 | 0 | 0 | 0 | 0 | 0 | 0 | 0 | N | North | EO
KNGCTY_6_UNITA1 | CAISO System | King City Energy Center, Unit 1 | 44.6 | 44.6 | 44.6 | 44.6 | 44.6 | 44.6 | 44.6 | 44.6 | 44.6 | 44.6 | 44.6 | 44.6 | Y | North | FC
KNTSTH_6_SOLAR | Fresno | Kent South | 0.08 | 0.6 | 0.7 | 0.88 | 1.28 | 2.62 | 2.88 | 2.48 | 2.22 | 1.48 | 1.14 | 0.7 | N | North | ID | 100% | 24TPD - Waiting for Manning and many other projects.
KRAMER_1_R1BX3 | CAISO System | Resurgence 1 BESS | 75 | 75 | 75 | 75 | 75 | 75 | 75 | 75 | 75 | 75 | 75 | 75 | Y | South | FC |  | Co-located with KRAMER_1_R1PX3
KRAMER_1_R1PX3 | CAISO System | Resurgence 1 PV | 0.12 | 1.35 | 1.68 | 2.42 | 3.72 | 7.67 | 8.29 | 6.9 | 5.76 | 3.42 | 2.09 | 0.57 | N | South | FC |  | Co-located with KRAMER_1_R1BX3
KRAMER_1_R2BX2 | CAISO System | Resurgence 2 BESS | 40 | 40 | 40 | 40 | 40 | 40 | 40 | 40 | 40 | 40 | 40 | 40 | Y | South | FC |  | Co-located with KRAMER_1_R1PX3.
KRAMER_1_R2PX2 | CAISO System | Resurgence 2 PV | 0.06 | 0.72 | 0.9 | 1.29 | 1.98 | 4.09 | 4.42 | 3.68 | 3.07 | 1.83 | 1.11 | 0.3 | N | South | FC |  | Co-located with KRAMER_1_R1BX3.
KRAMER_2_SEGS 9 | CAISO System | Kramer Junction 9 | 0.32 | 2.4 | 2.8 | 3.52 | 5.12 | 10.48 | 11.52 | 9.92 | 8.88 | 5.92 | 4.56 | 2.8 | N | South | FC
KRNCNY_6_UNIT | CAISO System | KERN CANYON POWERHOUSE | 3.38 | 3.56 | 4.14 | 7.52 | 6.88 | 6.16 | 5.47 | 3.36 | 2.21 | 1.51 | 1.61 | 1.55 | N | North | FC
KYCORA_6_KMSBT1 | San Diego-IV | Kearny Mesa Storage | 0 | 0 | 0 | 0 | 0 | 0 | 0 | 0 | 0 | 0 | 0 | 0 | Y | South | EO
LACIEN_2_VENICE | LA Basin | MWD Venice Hydroelectric Recovery Plant | 0 | 0 | 0 | 0 | 0 | 0 | 0 | 0 | 0 | 0 | 0 | 0 | N | South | FC
LAKHDG_6_UNIT 1 | San Diego-IV | Lake Hodges Pumped Storage-Unit1 | 20 | 20 | 20 | 20 | 20 | 20 | 20 | 20 | 20 | 20 | 20 | 20 | Y | South | FC
LAKHDG_6_UNIT 2 | San Diego-IV | Lake Hodges Pumped Storage-Unit2 | 20 | 20 | 20 | 20 | 20 | 20 | 20 | 20 | 20 | 20 | 20 | 20 | Y | South | FC
LAMONT_1_SOLAR1 | Kern | Regulus Solar | 0.24 | 1.8 | 2.1 | 2.64 | 3.84 | 7.86 | 8.64 | 7.44 | 6.66 | 4.44 | 3.42 | 2.1 | N | North | FC
LAMONT_1_SOLAR2 | Kern | Redwood Solar Farm 4 | 0.08 | 0.6 | 0.7 | 0.88 | 1.28 | 2.62 | 2.88 | 2.48 | 2.22 | 1.48 | 1.14 | 0.7 | N | North | FC
LAMONT_1_SOLAR3 | Kern | Woodmere Solar Farm | 0.06 | 0.45 | 0.52 | 0.66 | 0.96 | 1.96 | 2.16 | 1.86 | 1.66 | 1.11 | 0.85 | 0.52 | N | North | FC
LAMONT_1_SOLAR4 | Kern | Hayworth Solar Farm | 0.11 | 0.8 | 0.93 | 1.17 | 1.71 | 3.49 | 3.84 | 3.31 | 2.96 | 1.97 | 1.52 | 0.93 | N | North | FC
LAMONT_1_SOLAR5 | Kern | Redcrest Solar Farm | 0.07 | 0.5 | 0.58 | 0.73 | 1.07 | 2.18 | 2.4 | 2.07 | 1.85 | 1.23 | 0.95 | 0.58 | N | North | FC
LAPLMA_2_UNIT 1 | CAISO System | La Paloma Generating Plant Unit #1 | 267 | 267 | 267 | 267 | 267 | 267 | 267 | 267 | 267 | 267 | 267 | 267 | Y | North | FC
LAPLMA_2_UNIT 2 | CAISO System | La Paloma Generating Plant Unit #2 | 266 | 266 | 266 | 266 | 266 | 266 | 266 | 266 | 266 | 266 | 266 | 266 | Y | North | FC
LAPLMA_2_UNIT 3 | CAISO System | La Paloma Generating Plant Unit #3 | 266 | 266 | 266 | 266 | 266 | 266 | 266 | 266 | 266 | 266 | 266 | 266 | Y | North | FC
LAPLMA_2_UNIT 4 | CAISO System | LA PALOMA GENERATING PLANT, UNIT #4 | 267 | 267 | 267 | 267 | 267 | 267 | 267 | 267 | 267 | 267 | 267 | 267 | Y | North | FC
LARKSP_6_UNIT 1 | San Diego-IV | LARKSPUR PEAKER UNIT 1 | 49 | 49 | 49 | 49 | 49 | 49 | 49 | 49 | 49 | 49 | 49 | 49 | Y | South | FC
LARKSP_6_UNIT 2 | San Diego-IV | LARKSPUR PEAKER UNIT 2 | 49 | 49 | 49 | 49 | 49 | 49 | 49 | 49 | 49 | 49 | 49 | 49 | Y | South | FC
LAROA2_2_UNITA1 | San Diego-IV | LR2 | 322 | 322 | 322 | 322 | 322 | 322 | 322 | 322 | 322 | 322 | 322 | 322 | Y | South | FC
LASSEN_6_UNITS | CAISO System | Honey Lake Power | 30 | 30 | 30 | 30 | 30 | 30 | 30 | 30 | 30 | 30 | 30 | 30 | Y | North | FC
LAWRNC_7_SUNYVL | Bay Area | City of Sunnyvale Unit 1 and 2 | 0.11 | 0.04 | 0.07 | 0.14 | 0.16 | 0.13 | 0.12 | 0.15 | 0.13 | 0.07 | 0.09 | 0.18 | N | North | FC
LCKHT1_2_LH1SR1 | CAISO System | Lockhart Solar 1 PV | 0.34 | 2.55 | 2.98 | 3.74 | 5.44 | 11.14 | 12.24 | 10.54 | 9.44 | 6.29 | 4.84 | 2.98 | N | South | ID | 100% | First 80 MW have FCDS priority. Waiting for the Mohave RAS.
LCKHT1_2_LH1SR2 | CAISO System | Lockhart Solar 2 | 0.3 | 2.25 | 2.63 | 3.3 | 4.8 | 9.83 | 10.8 | 9.3 | 8.32 | 5.55 | 4.28 | 2.63 | N | South | ID | 100% | Waiting for the Mohave RAS.
LEBECS_2_UNITS | Big Creek-Ventura | Pastoria Energy Facility | 799.47 | 799.47 | 795 | 785 | 775 | 775 | 775 | 775 | 775 | 785 | 799.47 | 799.47 | Y | South | FC
LECEF_1_UNITS | Bay Area | LOS ESTEROS ENERGY FACILITY AGGREGATE | 304 | 304 | 304 | 303 | 303 | 302 | 302 | 299 | 302 | 303 | 303 | 303 | Y | North | FC
LECONT_2_LESBT1 | San Diego-IV | LeConte Energy Storage | 40 | 40 | 40 | 40 | 40 | 40 | 40 | 40 | 40 | 40 | 40 | 40 | Y | South | PD | 40.40
LEPRFD_1_KANSAS | Fresno | Kansas | 0.08 | 0.6 | 0.7 | 0.88 | 1.28 | 2.62 | 2.88 | 2.48 | 2.22 | 1.48 | 1.14 | 0.7 | N | North | FC
LGHTHP_6_ICEGEN | LA Basin | CARSON COGENERATION | 48 | 48 | 48 | 48 | 48 | 48 | 48 | 48 | 48 | 48 | 48 | 48 | Y | South | FC
LHILLS_6_SOLAR1 | CAISO System | Lost Hills Solar | 0.08 | 0.6 | 0.7 | 0.88 | 1.28 | 2.62 | 2.88 | 2.48 | 2.22 | 1.48 | 1.14 | 0.7 | N | North | FC
LILIAC_6_SOLAR | San Diego-IV | Mesa Crest | 0.01 | 0.09 | 0.11 | 0.13 | 0.19 | 0.39 | 0.43 | 0.37 | 0.33 | 0.22 | 0.17 | 0.11 | N | South | FC
LITLRK_6_GBCSR1 | Big Creek-Ventura | Green Beanworks C | 0.01 | 0.09 | 0.11 | 0.13 | 0.19 | 0.39 | 0.43 | 0.37 | 0.33 | 0.22 | 0.17 | 0.11 | N | South | FC
LITLRK_6_SEPV01 | Big Creek-Ventura | Gestamp Solar 1 | 0 | 0 | 0 | 0 | 0 | 0 | 0 | 0 | 0 | 0 | 0 | 0 | N | South | EO
LITLRK_6_SOLAR1 | Big Creek-Ventura | Lancaster Little Rock C | 0.02 | 0.15 | 0.18 | 0.22 | 0.32 | 0.66 | 0.72 | 0.62 | 0.56 | 0.37 | 0.29 | 0.18 | N | South | FC
LITLRK_6_SOLAR2 | Big Creek-Ventura | Palmdale 18 | 0.01 | 0.06 | 0.07 | 0.09 | 0.13 | 0.26 | 0.29 | 0.25 | 0.22 | 0.15 | 0.11 | 0.07 | N | South | FC
LITLRK_6_SOLAR3 | Big Creek-Ventura | One Ten Partners | 0.01 | 0.06 | 0.07 | 0.09 | 0.13 | 0.26 | 0.29 | 0.25 | 0.22 | 0.15 | 0.11 | 0.07 | N | South | FC
LITLRK_6_SOLAR4 | Big Creek-Ventura | Little Rock Pham Solar | 0.01 | 0.09 | 0.11 | 0.13 | 0.19 | 0.39 | 0.43 | 0.37 | 0.33 | 0.22 | 0.17 | 0.11 | N | South | FC
LIVEOK_6_SOLAR | Sierra | Harris | 0 | 0.02 | 0.02 | 0.02 | 0.03 | 0.06 | 0.07 | 0.06 | 0.06 | 0.04 | 0.03 | 0.02 | N | North | PD | 40.00%
LIVOAK_1_UNIT 1 | Kern | LIVE OAK LIMITED | 49.7 | 49.7 | 49.7 | 49.7 | 49.7 | 49.7 | 49.7 | 49.7 | 49.7 | 49.7 | 49.7 | 49.7 | Y | North | FC
LMBEPK_2_UNITA1 | Bay Area | Lambie Energy Center, Unit #1 | 47.5 | 47.5 | 47.5 | 47.5 | 47.5 | 47.5 | 47.5 | 47.5 | 47.5 | 47.5 | 47.5 | 47.5 | Y | North | FC
LMBEPK_2_UNITA2 | Bay Area | Creed Energy Center, Unit #1 | 47.6 | 47.6 | 47.6 | 47.6 | 47.6 | 47.6 | 47.6 | 47.6 | 47.6 | 47.6 | 47.6 | 47.6 | Y | North | FC
LMBEPK_2_UNITA3 | Bay Area | Goose Haven Energy Center, Unit #1 | 47.75 | 47.75 | 47.75 | 47.75 | 47.75 | 47.75 | 47.75 | 47.75 | 47.75 | 47.75 | 47.75 | 47.75 | Y | North | FC
LMEC_1_PL1X3 | Bay Area | Los Medanos Energy Center AGGREGATE | 580 | 580 | 580 | 580 | 580 | 580 | 580 | 580 | 580 | 580 | 580 | 580 | Y | North | FC
LNCSTR_6_CREST | Big Creek-Ventura | Lanacaster Aggregate Solar Resources | 0 | 0 | 0 | 0 | 0 | 0 | 0 | 0 | 0 | 0 | 0 | 0 | N | South | EO
LNCSTR_6_SOLAR2 | Big Creek-Ventura | SEPV Sierra NGR | 6.9 | 6.9 | 6.9 | 6.9 | 6.9 | 6.9 | 6.9 | 6.9 | 6.9 | 6.9 | 6.9 | 6.9 | Y | South | PD | 6.90 | Hybrid - 8.25 MW max to grid - 3.00 MW Solar PV and 7.00 MW BESS - No ITC limitation.
LOCKFD_1_BEARCK | Stockton | Bear Creek Solar | 0.01 | 0.05 | 0.05 | 0.07 | 0.1 | 0.2 | 0.22 | 0.19 | 0.17 | 0.11 | 0.09 | 0.05 | N | North | FC
LOCKFD_1_KSOLAR | Stockton | Kettleman Solar | 0 | 0.03 | 0.04 | 0.04 | 0.06 | 0.13 | 0.14 | 0.12 | 0.11 | 0.07 | 0.06 | 0.04 | N | North | FC
LODI25_2_UNIT 1 | Stockton | LODI GAS TURBINE | 23.8 | 23.8 | 23.8 | 23.8 | 23.8 | 23.8 | 23.8 | 23.8 | 23.8 | 23.8 | 23.8 | 23.8 | Y | North | FC
LODIEC_2_PL1X2 | Sierra | Lodi Energy Center | 302.58 | 302.58 | 302.58 | 302.58 | 302.58 | 302.58 | 302.58 | 302.58 | 302.58 | 302.58 | 302.58 | 302.58 | Y | North | FC
LOTUS_6_LSFSR1 | Fresno | Lotus Solar Farm | 0.2 | 1.5 | 1.75 | 2.2 | 3.2 | 6.55 | 7.2 | 6.2 | 5.55 | 3.7 | 2.85 | 1.75 | N | North | FC
LOWGAP_1_SUPHR | CAISO System | Mill & Sulphur Creek Hydro | 0.4 | 0.33 | 0.13 | 0.24 | 0.19 | 0 | 0 | 0 | 0 | 0.05 | 0.04 | 0.1 | N | North | FC
LOWGAP_7_QFUNTS | CAISO System | Matthews Dam Hydro | 0.66 | 0.77 | 0.59 | 0.67 | 0.67 | 0.33 | 0.19 | 0.14 | 0.3 | 0.27 | 0.71 | 0.49 | N | North | FC
LTBEAR_1_LB3SR3 | Fresno | Little Bear 3 Solar | 0.08 | 0.6 | 0.7 | 0.88 | 1.28 | 2.62 | 2.88 | 2.48 | 2.22 | 1.48 | 1.14 | 0.7 | N | North | ID | 100% | C7 - Waiting for Bellota-Warnerville 230 kV reconductoring, Wilson - Le Grand 115 kV line reconductoring and possibly other
LTBEAR_1_LB4SR4 | Fresno | Little Bear 4 | 0.2 | 1.5 | 1.75 | 2.2 | 3.2 | 6.55 | 7.2 | 6.2 | 5.55 | 3.7 | 2.85 | 1.75 | N | North | ID | 100% | C8 - Waiting for Bellota-Warnerville 230 kV reconductoring, Wilson - Le Grand 115 kV line reconductoring and possibly other
LTBEAR_1_LB4SR5 | Fresno | Little Bear 4 Solar 5 | 0.2 | 1.5 | 1.75 | 2.2 | 3.2 | 6.55 | 7.2 | 6.2 | 5.55 | 3.7 | 2.85 | 1.75 | N | North | ID | 100% | C8 - Waiting for Bellota-Warnerville 230 kV reconductoring, Wilson - Le Grand 115 kV line reconductoring and possibly other
LTBERA_1_LB1SR1 | Fresno | Little Bear Solar 1 | 0.16 | 1.2 | 1.4 | 1.76 | 2.56 | 5.24 | 5.76 | 4.96 | 4.44 | 2.96 | 2.28 | 1.4 | N | North | ID | 100% | C7 - Waiting for Bellota-Warnerville 230 kV reconductoring, Wilson - Le Grand 115 kV line reconductoring and possibly other
MAGUND_1_BKISR1 | Kern | Bakersfield Industrial 1 | 0 | 0.03 | 0.04 | 0.04 | 0.06 | 0.13 | 0.14 | 0.12 | 0.11 | 0.07 | 0.06 | 0.04 | N | North | FC
MAGUND_1_BKSSR2 | Kern | Bakersfield Solar 1 | 0.02 | 0.16 | 0.18 | 0.23 | 0.34 | 0.69 | 0.76 | 0.65 | 0.58 | 0.39 | 0.3 | 0.18 | N | North | FC
MALAGA_1_PL1X2 | Fresno | Malaga Power Aggregate | 96.61 | 96.61 | 96.61 | 96.61 | 96.61 | 96.61 | 96.61 | 96.61 | 96.61 | 96.61 | 96.61 | 96.61 | Y | North | FC
MALCHQ_7_UNIT 1 | CAISO System | MALACHA HYDRO L.P. | 10 | 10.57 | 3.98 | 4.18 | 0.62 | 0.09 | 0.17 | 0 | 0 | 0.26 | 0.67 | 2.19 | N | North | FC
MANTEC_1_ML1SR1 | Stockton | Manteca Land 1 | 0 | 0 | 0 | 0 | 0 | 0 | 0 | 0 | 0 | 0 | 0 | 0 | N | North | EO
MANZNA_2_WIND | CAISO System | Manzana Wind | 33.4 | 35.52 | 31.21 | 29.9 | 31.8 | 29.14 | 27.08 | 20.57 | 21.25 | 19.72 | 26.57 | 32.19 | N | South | FC
MARCPW_6_SOLAR1 | CAISO System | Maricopa West Solar PV | 0.08 | 0.6 | 0.7 | 0.88 | 1.28 | 2.62 | 2.88 | 2.48 | 2.22 | 1.48 | 1.14 | 0.7 | N | North | FC
MARTIN_1_SUNSET | Bay Area | Sunset Reservoir - North Basin | 0.02 | 0.14 | 0.16 | 0.2 | 0.29 | 0.59 | 0.65 | 0.56 | 0.5 | 0.33 | 0.26 | 0.16 | N | North | FC
MARVEL_2_MARBT3 | LA Basin | Marvel 2 | 74.93 | 74.93 | 74.93 | 74.93 | 74.93 | 74.93 | 74.93 | 74.93 | 74.93 | 74.93 | 74.93 | 74.93 | Y | South | ID | 100% | Waiting for West of Colorado River cRAS.
MARVEL_2_MARBX2 | LA Basin | Marvel | 324.99 | 324.99 | 324.99 | 324.99 | 324.99 | 324.99 | 324.99 | 324.99 | 324.99 | 324.99 | 324.99 | 324.99 | Y | South | ID | 100% | Waiting for West of Colorado River cRAS.
MCARTH_6_FRIVRB | CAISO System | Fall River Mills Project B | 0.01 | 0.05 | 0.05 | 0.07 | 0.1 | 0.2 | 0.22 | 0.19 | 0.17 | 0.11 | 0.09 | 0.05 | N | North | ID | 100% | 18DGD Waiting for Modify QC8SPS-02 and many other
MCCALL_1_QF | Fresno | Fish Water | 0.3 | 0.39 | 0.27 | 0.29 | 0.33 | 0.32 | 0.3 | 0.2 | 0.24 | 0.35 | 0.32 | 0.23 | N | North | FC
MCFLND_5_MFSBT1 | CAISO System | McFarland Solar A BESS |  | 100 | 100 | 100 | 100 | 100 | 100 | 100 | 100 | 100 | 100 | 100 | Y | South | FC |  | Co-located with MCFLND_5_MFSSR1.
MCSWAN_6_UNITS | Fresno | MC SWAIN HYDRO | 9 | 9 | 9 | 9 | 9 | 9 | 9 | 9 | 9 | 9 | 9 | 9 | Y | North | FC
MDFKRL_2_PROJCT | Sierra | MIDDLE FORK AND RALSTON PSP | 210 | 210 | 210 | 210 | 210 | 210 | 210 | 210 | 210 | 210 | 210 | 210 | Y | North | FC
MENBIO_6_RENEW1 | Fresno | CalRENEW - 1(A) | 0.02 | 0.15 | 0.18 | 0.22 | 0.32 | 0.66 | 0.72 | 0.62 | 0.56 | 0.37 | 0.29 | 0.18 | N | North | FC
MERCED_1_SOLAR1 | Fresno | Mission Solar | 0 | 0 | 0 | 0 | 0 | 0 | 0 | 0 | 0 | 0 | 0 | 0 | N | North | EO
MERCED_1_SOLAR2 | Fresno | Merced Solar | 0 | 0 | 0 | 0 | 0 | 0 | 0 | 0 | 0 | 0 | 0 | 0 | N | North | EO
MERCFL_6_UNIT | Fresno | Merced Falls Powerhouse | 3.5 | 3.5 | 3.5 | 3.5 | 3.5 | 3.5 | 3.5 | 3.5 | 3.5 | 3.5 | 3.5 | 3.5 | Y | North | FC
MESAP_1_QF | CAISO System | SMALL QF AGGREGATION - SAN LUIS OBISPO | 0 | 0 | 0 | 0 | 0 | 0 | 0 | 0 | 0 | 0 | 0 | 0 | N | North | FC
METEC_2_PL1X3 | Bay Area | Metcalf Energy Center | 597.05 | 597.05 | 597.05 | 597.05 | 597.05 | 597.05 | 597.05 | 597.05 | 597.05 | 597.05 | 597.05 | 597.05 | Y | North | FC
MIDWD_2_WIND2 | CAISO System | Coram Energy | 0.53 | 0.56 | 0.5 | 0.47 | 0.5 | 0.46 | 0.43 | 0.33 | 0.34 | 0.31 | 0.42 | 0.51 | N | South | FC
MIDWD_7_CORAMB | CAISO System | CELLC 7.5 MW Tehachapi Project | 1.33 | 1.41 | 1.24 | 1.19 | 1.26 | 1.16 | 1.07 | 0.82 | 0.84 | 0.78 | 1.05 | 1.28 | N | South | FC
MIRLOM_2_CORONA | LA Basin | MWD Corona Hydroelectric Recovery Plant | 1.5 | 0.98 | 0.86 | 0.93 | 1.85 | 1.51 | 0.33 | 0.64 | 0.53 | 0.78 | 0.82 | 1.24 | N | South | FC
MIRLOM_2_CREST | LA Basin | Temescal Canyon RV | 0 | 0 | 0 | 0 | 0 | 0 | 0 | 0 | 0 | 0 | 0 | 0 | N | South | EO
MIRLOM_2_LNDFL | LA Basin | Milliken Landfill Solar | 0.01 | 0.09 | 0.11 | 0.13 | 0.19 | 0.39 | 0.43 | 0.37 | 0.33 | 0.22 | 0.17 | 0.11 | N | South | FC
MIRLOM_2_MLBBTA | LA Basin | Mira Loma BESS A | 10 | 10 | 10 | 10 | 10 | 10 | 10 | 10 | 10 | 10 | 10 | 10 | Y | South | FC
MIRLOM_2_MLBBTB | LA Basin | Mira Loma BESS B | 10 | 10 | 10 | 10 | 10 | 10 | 10 | 10 | 10 | 10 | 10 | 10 | Y | South | FC
MIRLOM_2_TEMESC | LA Basin | MWD Temescal Hydroelectric Recovery Plan | 1.33 | 0.58 | 1.07 | 1.65 | 1.71 | 1.01 | 0.06 | 0.77 | 0.92 | 0.73 | 0.85 | 1.43 | N | South | FC
MIRLOM_6_PEAKER | LA Basin | Mira Loma Peaker | 47.18 | 47.18 | 47.18 | 47.18 | 47.18 | 47.18 | 47.18 | 47.18 | 47.18 | 47.18 | 47.18 | 47.18 | Y | South | FC
MIRLOM_7_MWDLKM | LA Basin | Lake Mathews Hydroelectric Recovery Plan | 2.4 | 2.4 | 1.6 | 2.4 | 2.4 | 3.2 | 3.2 | 3.6 | 2.8 | 2.4 | 2.4 | 1.6 | Y | South | FC
MISSIX_1_QF | Bay Area | SMALL QF AGGREGATION - SAB FRABCUSCI | 0.01 | 0.01 | 0.01 | 0.01 | 0.01 | 0.01 | 0.01 | 0.01 | 0.01 | 0.01 | 0.01 | 0.01 | N | North | FC
MKTRCK_1_UNIT 1 | CAISO System | MCKITTRICK LIMITED | 47.72 | 47.72 | 47.72 | 47.72 | 47.72 | 47.72 | 47.72 | 47.72 | 47.72 | 47.72 | 47.72 | 47.72 | Y | North | FC
MLPTAS_7_QFUNTS | Bay Area | MLPTAS_7_QFUNTS | 0 | 0 | 0 | 0 | 0 | 0 | 0 | 0 | 0 | 0 | 0 | 0 | N | North | FC
MNDALY_6_MCGRTH | Big Creek-Ventura | McGrath Beach Peaker | 48.56 | 48.56 | 48.56 | 48.56 | 48.56 | 48.56 | 48.56 | 48.56 | 48.56 | 48.56 | 48.56 | 48.56 | Y | South | FC
MNDOTA_1_SOLAR1 | Fresno | North Star Solar 1 | 0.24 | 1.8 | 2.1 | 2.64 | 3.84 | 7.86 | 8.64 | 7.44 | 6.66 | 4.44 | 3.42 | 2.1 | N | North | FC
MNDOTA_1_SOLAR2 | Fresno | Citizen Solar B | 0 | 0 | 0 | 0 | 0 | 0 | 0 | 0 | 0 | 0 | 0 | 0 | N | North | EO
MOJAVE_1_SIPHON | LA Basin | MOJAVE SIPHON POWER PLANT | 10.52 | 5.92 | 7.78 | 10.32 | 10.12 | 10.96 | 10.38 | 9.85 | 10.98 | 9.68 | 11.13 | 10.06 | Y | South | FC
MOJAVW_2_SOLAR | CAISO System | Mojave West | 0.08 | 0.6 | 0.7 | 0.88 | 1.28 | 2.62 | 2.88 | 2.48 | 2.22 | 1.48 | 1.14 | 0.7 | N | South | FC
MONTPH_7_UNITS | NCNB | MONTICELLO HYDRO AGGREGATE | 0.28 | 0.47 | 2.27 | 4.03 | 5.12 | 7.93 | 8.52 | 6.81 | 5.5 | 2.5 | 0.73 | 0.48 | N | North | FC
MOORPK_2_ACOBT1 | Big Creek-Ventura | Acorn I BESS | [12 empty] | Y | South | FC | bar: JAN to DEC
MOORPK_2_CALABS | Big Creek-Ventura | Calabasas Gas-to-Energy Facility | 4.4 | 4.26 | 3.84 | 3.98 | 4.21 | 4.16 | 4.04 | 3.44 | 3.76 | 4.21 | 4.1 | 4.11 | N | South | FC
MOORPK_6_QF | Big Creek-Ventura | MOORPARK QFS | 0.01 | 0.06 | 0.02 | 0 | 0 | 0.04 | 0.04 | 0.28 | 0.4 | 0.4 | 0.4 | 0.39 | N | South | FC
MORWD_6_QF | CAISO System | Morwind | 6.74 | 7.17 | 6.3 | 6.04 | 6.42 | 5.88 | 5.47 | 4.15 | 4.29 | 3.98 | 5.37 | 6.5 | N | South | FC
MOSSLD_2_PSP1 | Bay Area | MOSS LANDING POWER BLOCK 1 | 510 | 510 | 510 | 510 | 510 | 510 | 510 | 510 | 510 | 510 | 510 | 510 | Y | North | FC
MOSSLD_2_PSP2 | Bay Area | MOSS LANDING POWER BLOCK 2 | 510 | 510 | 510 | 510 | 510 | 510 | 510 | 510 | 510 | 510 | 510 | 510 | Y | North | FC
MRCHNT_2_PL1X3 | CAISO System | Desert Star Energy Center | 419.25 | 419.25 | 419.25 | 419.25 | 419.25 | 419.25 | 419.25 | 419.25 | 419.25 | 419.25 | 419.25 | 419.25 | Y | South | PD | 419.25
MRGT_6_MEF2 | San Diego-IV | Miramar Energy Facility II | 44 | 44 | 44 | 44 | 44 | 44 | 44 | 44 | 44 | 44 | 44 | 44 | Y | South | FC
MRGT_6_MMAREF | San Diego-IV | Miramar Energy Facility | 45 | 45 | 45 | 45 | 45 | 45 | 45 | 45 | 45 | 45 | 45 | 45 | Y | South | FC
MRGT_6_TGEBT1 | San Diego-IV | Top Gun Energy Storage | 30 | 30 | 30 | 30 | 30 | 30 | 30 | 30 | 30 | 30 | 30 | 30 | Y | South | FC
MRLSDS_6_SOLAR1 | CAISO System | Morelos Solar | 0.06 | 0.45 | 0.53 | 0.66 | 0.96 | 1.97 | 2.16 | 1.86 | 1.67 | 1.11 | 0.86 | 0.53 | N | North | FC
MSHGTS_6_MMARLF | San Diego-IV | MIRAMAR LANDFILL | 3.63 | 3.82 | 3.75 | 4.1 | 4.19 | 4.15 | 4.16 | 4.08 | 4.31 | 4.01 | 3.9 | 3.6 | N | South | FC
MSOLAR_2_SOLAR1 | CAISO System | Mesquite Solar 1 | 0.66 | 4.95 | 5.78 | 7.26 | 10.56 | 21.62 | 23.76 | 20.46 | 18.32 | 12.21 | 9.41 | 5.78 | N | South | FC
MSOLAR_2_SOLAR2 | CAISO System | Mesquite Solar 2 | 0.4 | 3.02 | 3.53 | 4.44 | 6.45 | 13.21 | 14.52 | 12.5 | 11.19 | 7.46 | 5.75 | 3.53 | N | South | FC |  | Hybrid - However Solar is FCDS and BESS is EO
MSOLAR_2_SOLAR3 | CAISO System | Mesquite Solar 3, LLC | 0.61 | 4.56 | 5.32 | 6.69 | 9.73 | 19.91 | 21.89 | 18.85 | 16.87 | 11.25 | 8.66 | 5.32 | N | South | FC
MSSION_2_QF | San Diego-IV | SMALL QF AGGREGATION - SAN DIEGO | 0.15 | 0.15 | 0.15 | 0.19 | 0.29 | 0.33 | 0.3 | 0.32 | 0.32 | 0.28 | 0.26 | 0.16 | N | South | FC
MSTANG_2_MTGBT1 | Fresno | Mustang 1 BESS | 75 | 75 | 75 | 75 | 75 | 75 | 75 | 75 | 75 | 75 | 75 | 75 | Y | North | FC
MSTANG_2_SOLAR | Fresno | Mustang | 0 | 0 | 0 | 0 | 0 | 0 | 0 | 0 | 0 | 0 | 0 | 0 | N | North | EO
MSTANG_2_SOLAR3 | Fresno | Mustang 3 | 0.06 | 0.45 | 0.52 | 0.66 | 0.96 | 1.96 | 2.15 | 1.85 | 1.66 | 1.11 | 0.85 | 0.52 | N | North | PD | 37.37%
MSTANG_2_SOLAR4 | Fresno | Mustang 4 | 0.12 | 0.9 | 1.05 | 1.32 | 1.92 | 3.93 | 4.32 | 3.72 | 3.33 | 2.22 | 1.71 | 1.05 | N | North | FC
MTNPOS_1_UNIT | Kern | MT.POSO COGENERATION CO. | 29.05 | 28.4 | 17.44 | 28.88 | 31.82 | 39.72 | 41.67 | 40.55 | 39.56 | 39.3 | 38.79 | 27.09 | N | North | FC
MTWIND_1_MVPWD1 | LA Basin | Mountain View Power Project I Repower | 11.77 | 12.52 | 11 | 10.54 | 11.2 | 10.27 | 9.54 | 7.25 | 7.49 | 6.95 | 9.36 | 11.34 | N | South | FC
MTWIND_1_UNIT 3 | LA Basin | Mountain View Power Project III | 3.97 | 4.22 | 3.71 | 3.55 | 3.78 | 3.46 | 3.21 | 2.44 | 2.52 | 2.34 | 3.15 | 3.82 | N | South | FC
MURRAY_6_UNIT | San Diego-IV | Grossmont Hospital | 0 | 0 | 0 | 0 | 0 | 0 | 0 | 0 | 0 | 0 | 0 | 0 | N | South | EO
NAROW1_2_UNIT | Sierra | NARROWS PH 1 UNIT | 12 | 12 | 12 | 12 | 12 | 12 | 12 | 12 | 12 | 12 | 12 | 12 | Y | North | FC
NAROW2_2_UNIT | Sierra | Narrows Powerhouse Unit 2 | 55 | 55 | 55 | 55 | 55 | 55 | 55 | 55 | 55 | 55 | 55 | 55 | Y | North | FC
NAVYII_2_UNITS | CAISO System | COSO POWER DEVELOPER (NAVY II) AGGREGATE | 55 | 55 | 55 | 55 | 55 | 55 | 55 | 55 | 55 | 55 | 55 | 55 | Y | South | PD | 55.00 | NQC reduction required due to transfer of deliverability to a new resource. (Adjustment already applied Jan-Dec.)
NCPA_7_GP1UN1 | NCNB | NCPA GEO PLANT 1 UNIT 1 | 38.85 | 38.85 | 38.85 | 38.85 | 38.85 | 38.85 | 38.85 | 38.85 | 38.85 | 38.85 | 38.85 | 38.85 | Y | North | FC
NCPA_7_GP1UN2 | NCNB | NCPA GEO PLANT 1 UNIT 2 | 39.94 | 39.94 | 39.94 | 39.94 | 39.94 | 39.94 | 39.94 | 39.94 | 39.94 | 39.94 | 39.94 | 39.94 | Y | North | FC
NCPA_7_GP2UN3 | NCNB | NCPA GEO PLANT 2 UNIT 3 | 0 | 0 | 0 | 0 | 0 | 0 | 0 | 0 | 0 | 0 | 0 | 0 | Y | North | FC
NCPA_7_GP2UN4 | NCNB | NCPA GEO PLANT 2 UNIT 4 | 52.73 | 52.73 | 52.73 | 52.73 | 52.73 | 52.73 | 52.73 | 52.73 | 52.73 | 52.73 | 52.73 | 52.73 | Y | North | FC
NEENCH_6_SOLAR | Big Creek-Ventura | Alpine Solar | 0.26 | 1.98 | 2.31 | 2.9 | 4.22 | 8.65 | 9.5 | 8.18 | 7.33 | 4.88 | 3.76 | 2.31 | N | South | FC
NEWARK_1_QF | Bay Area | NEWARK 1 QF | 0.03 | 0.03 | 0.03 | 0.03 | 0.03 | 0.03 | 0.03 | 0.03 | 0.03 | 0.03 | 0.03 | 0.03 | N | North | FC
NHOGAN_6_UNITS | CAISO System | NEW HOGAN PH AGGREGATE | 0.13 | 0.02 | 0.09 | 0.52 | 1.15 | 0.96 | 1.53 | 1.17 | 0.98 | 0.02 | 0 | 0 | N | North | FC
NORCNV_1_NCVBT1 | Stockton | North Central Valley | 132 | 132 | 132 | 132 | 132 | 132 | 132 | 132 | 132 | 132 | 132 | 132 | Y | North | ID | 100% | Waiting for Vierra Loop-in and possibly other
NOVATO_6_LNDFL | NCNB | Redwood Renewable Energy | 3.64 | 3.67 | 3.64 | 3.62 | 3.58 | 3.26 | 2.83 | 2.87 | 3.03 | 2.78 | 3.24 | 3.29 | N | North | FC
NWCSTL_7_UNIT 1 | Sierra | NEWCASTLE HYDRO | 0.95 | 2.47 | 3.29 | 1.43 | 0.3 | 0 | 0.33 | 0 | 0 | 0.52 | 0 | 1.19 | N | North | FC
NZWIND_2_WDSTR5 | CAISO System | Windstream 6111 | 1.11 | 1.19 | 1.04 | 1 | 1.06 | 0.97 | 0.9 | 0.69 | 0.71 | 0.66 | 0.89 | 1.07 | N | South | FC
NZWIND_6_CALWND | CAISO System | Wind Resource I | 1.59 | 1.69 | 1.49 | 1.42 | 1.51 | 1.39 | 1.29 | 0.98 | 1.01 | 0.94 | 1.27 | 1.53 | N | South | FC
NZWIND_6_WDSTR | CAISO System | Windstream 39 | 0.59 | 0.63 | 0.55 | 0.53 | 0.56 | 0.52 | 0.48 | 0.36 | 0.38 | 0.35 | 0.47 | 0.57 | N | South | FC
NZWIND_6_WDSTR2 | CAISO System | Windstream 6040 | 0.72 | 0.76 | 0.67 | 0.64 | 0.68 | 0.63 | 0.58 | 0.44 | 0.46 | 0.42 | 0.57 | 0.69 | N | South | FC
NZWIND_6_WDSTR3 | CAISO System | Windstream 6041 | 0.68 | 0.73 | 0.64 | 0.61 | 0.65 | 0.6 | 0.55 | 0.42 | 0.43 | 0.4 | 0.54 | 0.66 | N | South | FC
NZWIND_6_WDSTR4 | CAISO System | Windstream 6042 | 1.2 | 1.27 | 1.12 | 1.07 | 1.14 | 1.04 | 0.97 | 0.74 | 0.76 | 0.71 | 0.95 | 1.15 | N | South | FC
OAK C_1_EBMUD | Bay Area | MWWTP PGS 1 - ENGINES | 1.67 | 1.56 | 1.51 | 1.68 | 1.23 | 1.46 | 1.39 | 1.7 | 1.89 | 1.67 | 1.6 | 1.96 | N | North | FC
OAK C_7_UNIT 1 | Bay Area | OAKLAND STATION C GT UNIT 1 | 55 | 55 | 55 | 55 | 55 | 55 | 55 | 55 | 55 | 55 | 55 | 55 | Y | North | FC
OAK C_7_UNIT 3 | Bay Area | OAKLAND STATION C GT UNIT 3 | 55 | 55 | 55 | 55 | 55 | 55 | 55 | 55 | 55 | 55 | 55 | 55 | Y | North | FC
OAK L_1_GTG1 | Bay Area | MWWTP PGS 2 - Turbine | 0 | 0 | 0 | 0 | 0 | 0 | 0 | 0 | 0 | 0 | 0 | 0 | N | North | EO
OAKWD_6_QF | CAISO System | Oak Creek | 4.92 | 5.24 | 4.6 | 4.41 | 4.69 | 4.3 | 3.99 | 3.03 | 3.13 | 2.91 | 3.92 | 4.75 | N | South | FC
OAKWD_6_ZEPHWD | CAISO System | Zephyr Park | 0.62 | 0.66 | 0.58 | 0.55 | 0.59 | 0.54 | 0.5 | 0.38 | 0.39 | 0.37 | 0.49 | 0.6 | N | South | FC
OASIS_6_CREST | Big Creek-Ventura | CREST Contracts | 0 | 0 | 0 | 0 | 0 | 0 | 0 | 0 | 0 | 0 | 0 | 0 | N | South | EO
OASIS_6_GBDSR4 | Big Creek-Ventura | Green Beanworks D | 0.01 | 0.09 | 0.11 | 0.13 | 0.19 | 0.39 | 0.43 | 0.37 | 0.33 | 0.22 | 0.17 | 0.11 | N | South | FC
OASIS_6_SOLAR1 | Big Creek-Ventura | Morgan Lancaster I | 0 | 0 | 0 | 0 | 0 | 0 | 0 | 0 | 0 | 0 | 0 | 0 | N | South | EO
OASIS_6_SOLAR2 | Big Creek-Ventura | Oasis Solar | 0.08 | 0.6 | 0.7 | 0.88 | 1.28 | 2.62 | 2.88 | 2.48 | 2.22 | 1.48 | 1.14 | 0.7 | N | South | FC
OASIS_6_SOLAR3 | Big Creek-Ventura | Soccer Center | 0 | 0 | 0 | 0 | 0 | 0 | 0 | 0 | 0 | 0 | 0 | 0 | N | South | EO
OBERON_5_O1BBX2 | CAISO System | Oberon 1 BESS | 125 | 125 | 125 | 125 | 125 | 125 | 125 | 125 | 125 | 125 | 125 | 125 | Y | South | ID | 100% | Waiting for ELM, West of Colorado River cRAS. Co-located with OBERON_5_O1SSX2 and OBERON_5_O1SSR3
OBERON_5_O1SSR3 | CAISO System | Oberon 1B Solar | 0.24 | 2.1 | 2.52 | 3.37 | 5.04 | 10.36 | 11.29 | 9.56 | 8.28 | 5.24 | 3.67 | 1.78 | N | South | ID | 100% | Waiting for ELM, West of Colorado River cRAS. Co-located with OBERON_5_O1BBX2 and OBERON_5_O1SSX2
OBERON_5_O1SSX2 | CAISO System | Oberon 1A Solar | 0.36 | 3.15 | 3.78 | 5.06 | 7.56 | 15.53 | 16.93 | 14.34 | 12.42 | 7.86 | 5.51 | 2.67 | N | South | ID | 100% | Waiting for ELM, West of Colorado River cRAS. Co-located with OBERON_5_O1BBX2, OBERON_5_O1SSR3
OBERON_5_O2BBX2 | CAISO System | Oberon 2 BESS | 125 | 125 | 125 | 125 | 125 | 125 | 125 | 125 | 125 | 125 | 125 | 125 | Y | South | ID | 100% | Waiting for ELM, West of Colorado River cRAS. Co-located with OBERON_5_O2SSR4 and OBERON_5_O2SSR5
OBERON_5_O2SSR4 | CAISO System | Oberon 2A Solar | 0.3 | 2.62 | 3.15 | 4.22 | 6.3 | 12.95 | 14.11 | 11.95 | 10.35 | 6.55 | 4.59 | 2.22 | N | South | ID | 100% | Waiting for West of Colorado River cRAS. Co-located with OBERON_5_O2BBX2 and OBERON_5_O2SSR5
OBERON_5_O2SSR5 | CAISO System | Oberon 2B Solar | 0.3 | 2.62 | 3.15 | 4.22 | 6.3 | 12.95 | 14.11 | 11.95 | 10.35 | 6.55 | 4.59 | 2.22 | N | South | ID | 100% | Waiting for West of Colorado River cRAS. Co-located with OBERON_5_O2SSR4 and OBERON_5_O2BBX2
OCTILO_5_WIND | San Diego-IV | Ocotillo Wind Energy Facility | 46.83 | 49.8 | 43.76 | 41.92 | 44.58 | 40.86 | 37.97 | 28.85 | 29.8 | 27.65 | 37.26 | 45.13 | N | South | FC
OGROVE_6_PL1X2 | San Diego-IV | Orange Grove Energy Center | 96 | 96 | 96 | 96 | 96 | 96 | 96 | 96 | 96 | 96 | 96 | 96 | Y | South | FC
OILFLD_7_QFUNTS | CAISO System | Nacimiento Hydroelectric Plant | 0.1 | 0.11 | 0.69 | 1.88 | 1.41 | 0.99 | 0.95 | 0.81 | 0.37 | 0.05 | 0.04 | 0 | N | North | FC
OLDRIV_6_BIOGAS | Kern | Bidart Old River 1 | 1.76 | 1.83 | 1.84 | 1.68 | 1.79 | 1.74 | 1.71 | 1.75 | 1.76 | 1.77 | 1.77 | 1.66 | N | North | FC
OLDRIV_6_CESDBM | Kern | Ces Dairy Biogas | 0.95 | 0.97 | 0.94 | 0.93 | 0.95 | 0.91 | 0.92 | 0.93 | 0.94 | 0.96 | 0.96 | 0.97 | N | North | FC
OLDRIV_6_LKVBM1 | Kern | Lakeview Dairy Biogas | 0.97 | 0.96 | 0.94 | 0.95 | 0.94 | 0.94 | 0.93 | 0.93 | 0.94 | 0.95 | 0.97 | 0.97 | N | North | FC
OLDRV1_6_SOLAR | Kern | Old River One | 0.08 | 0.6 | 0.7 | 0.88 | 1.28 | 2.62 | 2.88 | 2.48 | 2.22 | 1.48 | 1.14 | 0.7 | N | North | FC
OLINDA_2_COYCRK | LA Basin | MWD Coyote Creek Hydroelectric Recovery | 0 | 0 | 0 | 0 | 0 | 0 | 0 | 0 | 0.8 | 0 | 0 | 0 | Y | South | FC
OLINDA_2_LNDFL2 | LA Basin | Brea Power II | 25.9 | 26.23 | 26.22 | 24.03 | 26.31 | 25.12 | 25.3 | 24.99 | 25.06 | 25.49 | 25.94 | 25.99 | N | South | FC
OLINDA_7_BLKSND | LA Basin | BlackSand Generating Facility | 0.11 | 0.1 | 0.15 | 0.22 | 0.29 | 0.38 | 0.36 | 0.25 | 0.98 | 1.28 | 1.04 | 1.48 | N | South | FC
OLIVEP_1_SOLAR | CAISO System | White River Solar | 0.08 | 0.6 | 0.7 | 0.88 | 1.28 | 2.62 | 2.88 | 2.48 | 2.22 | 1.48 | 1.14 | 0.7 | N | North | FC
OLIVEP_1_SOLAR2 | CAISO System | White River West | 0.08 | 0.59 | 0.69 | 0.87 | 1.26 | 2.59 | 2.84 | 2.45 | 2.19 | 1.46 | 1.13 | 0.69 | N | North | FC
OLSEN_2_UNIT | CAISO System | OLSEN POWER PARTNERS | 1.16 | 0.88 | 0.97 | 2.3 | 2.06 | 0.57 | 0.02 | 0 | 0 | 0.11 | 0.09 | 0.35 | N | North | FC
OMAR_2_UNIT 1 | Big Creek-Ventura | KERN RIVER COGENERATION CO. UNIT 1 | 75 | 75 | 75 | 75 | 74.67 | 73.67 | 73 | 72.67 | 73.67 | 74.33 | 75 | 75 | Y | South | FC
OMAR_2_UNIT 2 | Big Creek-Ventura | KERN RIVER COGENERATION CO. UNIT 2 | 75 | 75 | 75 | 75 | 74.67 | 73.67 | 73.33 | 73 | 73.67 | 74.67 | 75 | 75 | Y | South | FC
OMAR_2_UNIT 3 | Big Creek-Ventura | KERN RIVER COGENERATION CO. UNIT 3 | 75 | 75 | 75 | 75 | 73.67 | 73.67 | 73.33 | 73 | 73.67 | 75 | 75 | 75 | Y | South | FC
OMAR_2_UNIT 4 | Big Creek-Ventura | KERN RIVER COGENERATION CO. UNIT 4 | 75 | 75 | 75 | 75 | 74 | 73.33 | 73.67 | 73.67 | 74.33 | 75 | 75 | 75 | Y | South | FC
ONLLPP_6_UNITS | Fresno | O'NEILL PUMP-GEN (AGGREGATE) | 0 | 0.74 | 0.07 | 0.18 | 12.91 | 1.8 | 1.49 | 0.63 | 0.05 | 0.71 | 0.15 | 0 | N | North | FC
ORLND_6_HIGHLI | CAISO System | High Line Canal Hydro | 0 | 0 | 0 | 0.04 | 0.03 | 0 | 0 | 0 | 0 | 0 | 0 | 0 | N | North | FC
ORLND_6_SOLAR1 | CAISO System | Enerparc California 2 | 0.01 | 0.05 | 0.05 | 0.07 | 0.1 | 0.2 | 0.22 | 0.19 | 0.17 | 0.11 | 0.09 | 0.05 | N | North | FC
ORMOND_7_UNIT 1 | Big Creek-Ventura | ORMOND BEACH GEN STA. UNIT 1 | 741.27 | 741.27 | 741.27 | 741.27 | 741.27 | 741.27 | 741.27 | 741.27 | 741.27 | 741.27 | 741.27 | 741.27 | Y | South | FC
ORMOND_7_UNIT 2 | Big Creek-Ventura | ORMOND BEACH GEN STA. UNIT 2 | 750 | 750 | 750 | 750 | 750 | 750 | 750 | 750 | 750 | 750 | 750 | 750 | Y | South | FC
OROLOM_1_SOLAR1 | Fresno | Oro Loma Solar 1 | 0 | 0 | 0 | 0 | 0 | 0 | 0 | 0 | 0 | 0 | 0 | 0 | N | North | EO
OROLOM_1_SOLAR2 | Fresno | Oro Loma Solar 2 | 0 | 0 | 0 | 0 | 0 | 0 | 0 | 0 | 0 | 0 | 0 | 0 | N | North | EO
OROVIL_6_UNIT | Sierra | Oroville Cogeneration, LP | 7.5 | 7.5 | 7.5 | 7.5 | 7.5 | 7.5 | 7.5 | 7.5 | 7.5 | 7.5 | 7.5 | 7.5 | Y | North | FC
ORTGA_6_ME1SL1 | Fresno | Merced 1 | 0.01 | 0.09 | 0.11 | 0.13 | 0.19 | 0.39 | 0.43 | 0.37 | 0.33 | 0.22 | 0.17 | 0.11 | N | North | FC
OSO_6_NSPIN | Big Creek-Ventura | OSO_6_NSPIN | 18 | 18 | 18 | 18 | 18 | 18 | 18 | 18 | 18 | 18 | 18 | 18 | Y | South | FC
OTAY_6_PL1X2 | San Diego-IV | Chula Vista Energy Center, LLC | 37.2 | 37.2 | 37.2 | 37.2 | 37.2 | 37.2 | 37.2 | 37.2 | 37.2 | 37.2 | 37.2 | 37.2 | Y | South | PD | 37.20 | 2.8 MW expansion is EO
OTMESA_2_PL1X3 | San Diego-IV | OTAY MESA ENERGY CENTER | 603.6 | 603.6 | 603.6 | 603.6 | 603.6 | 603.6 | 603.6 | 603.6 | 603.6 | 603.6 | 603.6 | 603.6 | Y | South | FC
OXBOW_6_DRUM | Sierra | OXBOW HYDRO | 2.1 | 1.45 | 1.51 | 2.92 | 1.54 | 1.24 | 1.83 | 2.41 | 1.64 | 0.02 | 0.97 | 1.18 | N | North | FC
OXMTN_6_LNDFIL | Bay Area | Ox Mountain Landfill Generating Plant | 10.62 | 10.62 | 10.62 | 10.62 | 10.5 | 10.38 | 10.57 | 10.29 | 10.38 | 10.3 | 10.46 | 10.62 | N | North | FC
PACLUM_6_UNIT | Humboldt | Humboldt Redwood | 14.62 | 12.54 | 11.91 | 11.66 | 14.79 | 15.29 | 14.72 | 12.65 | 14.37 | 15.23 | 13.29 | 14.04 | N | North | FC
PADUA_2_ONTARO | LA Basin | ONTARIO/SIERRA HYDRO PSP | 0.89 | 0.92 | 0.83 | 0.82 | 0.86 | 0.75 | 0.75 | 0.64 | 0.53 | 0.44 | 0.4 | 0.48 | N | South | FC
PADUA_2_SOLAR1 | LA Basin | Kona Solar - Rancho DC #1 | 0 | 0 | 0 | 0 | 0 | 0 | 0 | 0 | 0 | 0 | 0 | 0 | N | South | EO
PADUA_6_MWDSDM | LA Basin | San Dimas Hydroelectric Recovery Plant | 0 | 0.8 | 3.6 | 0.8 | 0.8 | 0.8 | 0.8 | 0.8 | 1.6 | 1.6 | 6.4 | 4.8 | Y | South | FC
PADUA_6_QF | LA Basin | PADUA QFS | 0.17 | 0.29 | 0.24 | 0.28 | 0.35 | 0.39 | 0.4 | 0.34 | 0.36 | 0.32 | 0.32 | 0.22 | N | South | FC
PADUA_7_SDIMAS | LA Basin | San Dimas Wash Hydro | 0 | 0 | 0 | 0 | 1.05 | 1.05 | 1.05 | 1.05 | 1.05 | 1.05 | 1.05 | 1.05 | Y | South | FC
PAIGES_6_SOLAR | Fresno | Paige Solar | 0 | 0 | 0 | 0 | 0 | 0 | 0 | 0 | 0 | 0 | 0 | 0 | N | North | EO
PALALT_7_COBUG | Bay Area | Cooperatively Owned Back Up Generator | 0 | 0 | 0 | 0 | 0 | 0 | 0 | 0 | 0 | 0 | 0 | 0 | N | North | FC
PALOMR_2_PL1X3 | San Diego-IV | Palomar Energy Center | 588.21 | 588.21 | 588.21 | 588.21 | 588.21 | 588.21 | 588.21 | 588.21 | 588.21 | 588.21 | 588.21 | 588.21 | Y | South | FC
PARDEB_6_UNITS | CAISO System | Pardee Power House | 15.76 | 14.96 | 15.76 | 23.6 | 24 | 24 | 14.96 | 14.96 | 14.96 | 14.96 | 14.16 | 15.76 | Y | North | FC
PBLOSM_2_SOLAR | CAISO System | PearBlossom | 0.04 | 0.29 | 0.33 | 0.42 | 0.61 | 1.24 | 1.37 | 1.18 | 1.05 | 0.7 | 0.54 | 0.33 | N | South | FC
PEABDY_2_LNDFIL | CAISO System | G2 Energy Hay Road Power Plant | 1.54 | 1.54 | 1.49 | 1.53 | 1.52 | 1.51 | 1.51 | 1.51 | 1.51 | 1.52 | 1.53 | 1.52 | N | North | FC
PEABDY_2_LNDFL1 | CAISO System | Potrero Hills Energy Producers | 7.7 | 7.67 | 7.54 | 7.57 | 7.03 | 7.39 | 7.56 | 7.54 | 7.52 | 7.41 | 7.47 | 7.22 | N | North | FC
PEARBL_2_NSPIN | CAISO System | PEARBL_2_NSPIN | 46 | 46 | 46 | 46 | 46 | 46 | 46 | 46 | 46 | 46 | 46 | 46 | Y | South | FC
PEASE_1_TBEBT1 | Sierra | Tierra Buena Energy Storage | 5 | 5 | 5 | 5 | 5 | 5 | 5 | 5 | 5 | 5 | 5 | 5 | Y | North | PD | 5.00
PEORIA_1_SOLAR | Stockton | Sonora 1 | 0.01 | 0.05 | 0.05 | 0.07 | 0.1 | 0.2 | 0.22 | 0.19 | 0.17 | 0.11 | 0.09 | 0.05 | N | North | FC
PGCC_1_PDRP02 | Bay Area | PGCC_1_PDRP02 | 0.5 | 0.8 | 0.2 | 0 | 0 | 0 | 0 | 0 | 0 | 0 | 0 | 0 | Y | North | FC
PGCC_1_PDRP16 | Bay Area | PGCC_1_PDRP16 |  | 0.13 | 0 | 0 | 0 | 0 | 0 | 0 | 0 | 0 | 0 | 0 | Y | North | FC
PGCC_1_PDRP17 | Bay Area | PGCC_1_PDRP17 | 0.3 | 0.16 | 0 | 0 | 0 | 0 | 0 | 0 | 0 | 0 | 0 | 0 | Y | North | FC
PGCC_1_PDRP18 | Bay Area | PGCC_1_PDRP18 |  | 0.11 | 0.6 | 0 | 0 | 0 | 0 | 0 | 0 | 0 | 0 | 0 | Y | North | FC
PGCC_1_PDRP19 | Bay Area | PGCC_1_PDRP19 |  | 0.37 | 0 | 0 | 0 | 0 | 0 | 0 | 0 | 0 | 0 | 0 | Y | North | FC
PGCC_1_PDRP22 | Bay Area | PGCC_1_PDRP22 | 0.11 | 0 | 0 | 0 | 0 | 0 | 0 | 0 | 0 | 0 | 0 | 0 | Y | North | FC
PGCC_1_PDRP24 | Bay Area | VLTS_PDR_PGCC_01 | 0.95 | 0.91 | 0.91 | 0 | 0 | 0 | 0 | 0 | 0 | 0 | 0 | 0 | Y | North | FC
PGCC_1_PDRP34 | Bay Area | PGCC_1_PDRP34 | 0.37 | 0 | 0 | 0 | 0 | 0 | 0 | 0 | 0 | 0 | 0 | 0 | Y | North | FC
PGEB_2_PDRP08 | Bay Area | PGEB_2_PDRP08 | 0.5 | 0.8 | 0.2 | 0 | 0 | 0 | 0 | 0 | 0 | 0 | 0 | 0 | Y | North | FC
PGEB_2_PDRP09 | Bay Area | PGEB_2_PDRP09 | 0.12 | 0.22 | 0.15 | 0 | 0 | 0 | 0 | 0 | 0 | 0 | 0 | 0 | Y | North | FC
PGEB_2_PDRP10 | Bay Area | PGEB_2_PDRP10 | 0.12 | 0.21 | 0.15 | 0 | 0 | 0 | 0 | 0 | 0 | 0 | 0 | 0 | Y | North | FC
PGEB_2_PDRP105 | Bay Area | PGEB_2_PDRP105 |  |  | 0.89 | 0 | 0 | 0 | 0 | 0 | 0 | 0 | 0 | 0 | Y | North | FC
PGEB_2_PDRP107 | Bay Area | VLTS_PDR_PGEB_02 | 0.17 | 0.21 | 0.21 | 0 | 0 | 0 | 0 | 0 | 0 | 0 | 0 | 0 | Y | North | FC
PGEB_2_PDRP111 | Bay Area | VLTS_PDR_PGEB_03 | 0.14 | 0.16 | 0.16 | 0 | 0 | 0 | 0 | 0 | 0 | 0 | 0 | 0 | Y | North | FC
PGEB_2_PDRP21 | Bay Area | PGEB_2_PDRP21 | 0.12 | 0.22 | 0.15 | 0 | 0 | 0 | 0 | 0 | 0 | 0 | 0 | 0 | Y | North | FC
PGEB_2_PDRP22 | Bay Area | PGEB_2_PDRP22 | 0.12 | 0.21 | 0.15 | 0 | 0 | 0 | 0 | 0 | 0 | 0 | 0 | 0 | Y | North | FC
PGEB_2_PDRP23 | Bay Area | PGEB_2_PDRP23 | 0.12 | 0.22 | 0.15 | 0 | 0 | 0 | 0 | 0 | 0 | 0 | 0 | 0 | Y | North | FC
PGEB_2_PDRP24 | Bay Area | PGEB_2_PDRP24 | 0.12 | 0.21 | 0.16 | 0 | 0 | 0 | 0 | 0 | 0 | 0 | 0 | 0 | Y | North | FC
PGEB_2_PDRP57 | Bay Area | PGEB_2_PDRP57 | 1.1 | 1.1 | 1.1 | 0 | 0 | 0 | 0 | 0 | 0 | 0 | 0 | 0 | Y | North | FC
PGEB_2_PDRP70 | Bay Area | PGEB_2_PDRP70 | 0.99 | 0.6 | 0.99 | 0 | 0 | 0 | 0 | 0 | 0 | 0 | 0 | 0 | Y | North | FC
PGEB_2_PDRP73 | Bay Area | PGEB_2_PDRP73 | 0.16 | 0.11 | 0.99 | 0 | 0 | 0 | 0 | 0 | 0 | 0 | 0 | 0 | Y | North | FC
PGEB_2_PDRP76 | Bay Area | PGEB_2_PDRP76 | 0.69 | 0.32 | 0.99 | 0 | 0 | 0 | 0 | 0 | 0 | 0 | 0 | 0 | Y | North | FC
PGEB_2_PDRP77 | Bay Area | PGEB_2_PDRP77 | 0.44 | 0.45 | 0.23 | 0 | 0 | 0 | 0 | 0 | 0 | 0 | 0 | 0 | Y | North | FC
PGEB_2_PDRP78 | Bay Area | PGEB_2_PDRP78 | 0.11 | 0.44 | 0.1 | 0 | 0 | 0 | 0 | 0 | 0 | 0 | 0 | 0 | Y | North | FC
PGEB_2_PDRP81 | Bay Area | PGEB_2_PDRP81 | 0.13 | 0.18 | 0.68 | 0 | 0 | 0 | 0 | 0 | 0 | 0 | 0 | 0 | Y | North | FC
PGEB_2_PDRP82 | Bay Area | PGEB_2_PDRP82 | 0.12 | 0 | 0 | 0 | 0 | 0 | 0 | 0 | 0 | 0 | 0 | 0 | Y | North | FC
PGF1_2_PDRP108 | Fresno | VLTS_PDR_PGF1_02 | 2.67 | 2.13 | 2.13 | 0 | 0 | 0 | 0 | 0 | 0 | 0 | 0 | 0 | Y | North | FC
PGF1_2_PDRP109 | Fresno | PGF1_2_PDRP109 | 0.59 | 0.24 | 0.99 | 0 | 0 | 0 | 0 | 0 | 0 | 0 | 0 | 0 | Y | North | FC
PGF1_2_PDRP11 | Fresno | PGF1_2_PDRP11 | 0.6 | 0.8 | 0.3 | 0 | 0 | 0 | 0 | 0 | 0 | 0 | 0 | 0 | Y | North | FC
PGF1_2_PDRP110 | Fresno | PGF1_2_PDRP110 | 0.12 | 0.11 | 0 | 0 | 0 | 0 | 0 | 0 | 0 | 0 | 0 | 0 | Y | North | FC
PGF1_2_PDRP111 | Fresno | VLTS_PDR_PGF1_03 | 3.2 | 3.2 | 3.2 | 0 | 0 | 0 | 0 | 0 | 0 | 0 | 0 | 0 | Y | North | FC
PGF1_2_PDRP16 | Fresno | PGF1_2_PDRP16 | 0.12 | 0.1 | 0.15 | 0 | 0 | 0 | 0 | 0 | 0 | 0 | 0 | 0 | Y | North | FC
PGF1_2_PDRP17 | Fresno | PGF1_2_PDRP17 | 0.12 | 0.1 | 0.15 | 0 | 0 | 0 | 0 | 0 | 0 | 0 | 0 | 0 | Y | North | FC
PGF1_2_PDRP18 | Fresno | PGF1_2_PDRP18 | 0.13 | 0.1 | 0.15 | 0 | 0 | 0 | 0 | 0 | 0 | 0 | 0 | 0 | Y | North | FC
PGF1_2_PDRP19 | Fresno | PGF1_2_PDRP19 | 0.12 | 0.1 | 0.15 | 0 | 0 | 0 | 0 | 0 | 0 | 0 | 0 | 0 | Y | North | FC
PGF1_2_PDRP20 | Fresno | PGF1_2_PDRP20 | 0.13 | 0.1 | 0.16 | 0 | 0 | 0 | 0 | 0 | 0 | 0 | 0 | 0 | Y | North | FC
PGF1_2_PDRP21 | Fresno | PGF1_2_PDRP21 | 0.13 | 0.1 | 0.16 | 0 | 0 | 0 | 0 | 0 | 0 | 0 | 0 | 0 | Y | North | FC
PGF1_2_PDRP24 | Fresno | PGF1_2_PDRP24 | 0.13 | 0.1 | 0.16 | 0 | 0 | 0 | 0 | 0 | 0 | 0 | 0 | 0 | Y | North | FC
PGF1_2_PDRP25 | Fresno | PGF1_2_PDRP25 | 0.13 | 0.1 | 0.16 | 0 | 0 | 0 | 0 | 0 | 0 | 0 | 0 | 0 | Y | North | FC
PGF1_2_PDRP26 | Fresno | PGF1_2_PDRP26 | 0.13 | 0.1 | 0.16 | 0 | 0 | 0 | 0 | 0 | 0 | 0 | 0 | 0 | Y | North | FC
PGF1_2_PDRP27 | Fresno | PGF1_2_PDRP27 | 0.13 | 0.1 | 0.16 | 0 | 0 | 0 | 0 | 0 | 0 | 0 | 0 | 0 | Y | North | FC
PGF1_2_PDRP29 | Fresno | PGF1_2_PDRP29 | 0.13 | 0.1 | 0.16 | 0 | 0 | 0 | 0 | 0 | 0 | 0 | 0 | 0 | Y | North | FC
PGF1_2_PDRP60 | Fresno | PGF1_2_PDRP60 | 2.51 | 1.41 | 5.01 | 0 | 0 | 0 | 0 | 0 | 0 | 0 | 0 | 0 | Y | North | FC
PGF1_2_PDRP62 | Fresno | PGF1_2_PDRP62 | 0.14 | 0.11 | 0 | 0 | 0 | 0 | 0 | 0 | 0 | 0 | 0 | 0 | Y | North | FC
PGF1_2_PDRP64 | Fresno | PGF1_2_PDRP64 | 0.32 | 0 | 0 | 0 | 0 | 0 | 0 | 0 | 0 | 0 | 0 | 0 | Y | North | FC
PGF1_2_PDRP68 | Fresno | PGF1_2_PDRP68 | 0.18 | 0.12 | 0.22 | 0 | 0 | 0 | 0 | 0 | 0 | 0 | 0 | 0 | Y | North | FC
PGF1_2_PDRP69 | Fresno | PGF1_2_PDRP69 |  | 0.11 | 0.15 | 0 | 0 | 0 | 0 | 0 | 0 | 0 | 0 | 0 | Y | North | FC
PGF1_2_PDRP71 | Fresno | PGF1_2_PDRP71 |  |  | 0.26 | 0 | 0 | 0 | 0 | 0 | 0 | 0 | 0 | 0 | Y | North | FC
PGF1_2_PDRP77 | Fresno | PGF1_2_PDRP77 | 0.61 | 0.51 | 0.99 | 0 | 0 | 0 | 0 | 0 | 0 | 0 | 0 | 0 | Y | North | FC
PGF1_2_PDRP78 | Fresno | PGF1_2_PDRP78 | 0.21 | 0.26 | 0.24 | 0 | 0 | 0 | 0 | 0 | 0 | 0 | 0 | 0 | Y | North | FC
PGF1_2_PDRP81 | Fresno | PGF1_2_PDRP81 | 0.2 | 0.16 | 0.14 | 0 | 0 | 0 | 0 | 0 | 0 | 0 | 0 | 0 | Y | North | FC
PGF1_2_PDRP83 | Fresno | PGF1_2_PDRP83 | 0.58 | 0.67 | 0.99 | 0 | 0 | 0 | 0 | 0 | 0 | 0 | 0 | 0 | Y | North | FC
PGF1_2_PDRP84 | Fresno | PGF1_2_PDRP84 | 0.99 | 0.18 | 0.99 | 0 | 0 | 0 | 0 | 0 | 0 | 0 | 0 | 0 | Y | North | FC
PGF1_2_PDRP86 | Fresno | PGF1_2_PDRP86 |  |  | 0.27 | 0 | 0 | 0 | 0 | 0 | 0 | 0 | 0 | 0 | Y | North | FC
PGF1_2_PDRP92 | Fresno | VLTS_PDR_PGF1_01 | 2.34 | 1.28 | 1.28 | 0 | 0 | 0 | 0 | 0 | 0 | 0 | 0 | 0 | Y | North | FC
PGFG_1_PDRP21 | NCNB | PGFG_1_PDRP21 | 0.17 | 0.2 | 0.18 | 0 | 0 | 0 | 0 | 0 | 0 | 0 | 0 | 0 | Y | North | FC
PGFG_1_PDRP35 | NCNB | PGFG_1_PDRP35 | 0.43 | 0.43 | 0.48 | 0 | 0 | 0 | 0 | 0 | 0 | 0 | 0 | 0 | Y | North | FC
PGFG_1_PDRP37 | NCNB | VLTS_PDR_PGFG_01 | 0.11 | 0.11 | 0.11 | 0 | 0 | 0 | 0 | 0 | 0 | 0 | 0 | 0 | Y | North | FC
PGHB_6_PDRP02 | Humboldt | PGHB_6_PDRP02 | 0.13 | 0.1 | 0.16 | 0 | 0 | 0 | 0 | 0 | 0 | 0 | 0 | 0 | Y | North | FC
PGKN_2_PDRP02 | Kern | PGKN_2_PDRP02 | 0.13 | 0.15 | 0.16 | 0 | 0 | 0 | 0 | 0 | 0 | 0 | 0 | 0 | Y | North | FC
PGKN_2_PDRP07 | Kern | PGKN_2_PDRP07 | 0.13 | 0.15 | 0.16 | 0 | 0 | 0 | 0 | 0 | 0 | 0 | 0 | 0 | Y | North | FC
PGKN_2_PDRP32 | Kern | VLTS_PDR_PGKN_1 | 1.17 | 1.39 | 1.39 | 0 | 0 | 0 | 0 | 0 | 0 | 0 | 0 | 0 | Y | North | FC
PGKN_2_PDRP40 | Kern | PGKN_2_PDRP40 | 0.17 | 0.17 | 0.15 | 0 | 0 | 0 | 0 | 0 | 0 | 0 | 0 | 0 | Y | North | FC
PGKN_2_PDRP41 | Kern | PGKN_2_PDRP41 |  | 0.37 | 0.38 | 0 | 0 | 0 | 0 | 0 | 0 | 0 | 0 | 0 | Y | North | FC
PGKN_2_PDRP48 | Kern | PGKN_2_PDRP48 | 1.5 | 1.5 | 1.5 | 0 | 0 | 0 | 0 | 0 | 0 | 0 | 0 | 0 | Y | North | FC
PGNB_2_PDRP19 | NCNB | PGNB_2_PDRP19 | 0.11 | 0.12 | 0 | 0 | 0 | 0 | 0 | 0 | 0 | 0 | 0 | 0 | Y | North | FC
PGNB_2_PDRP20 | NCNB | PGNB_2_PDRP20 | 0.1 | 0.25 | 0.13 | 0 | 0 | 0 | 0 | 0 | 0 | 0 | 0 | 0 | Y | North | FC
PGNB_2_PDRP30 | NCNB | PGNB_2_PDRP30 |  |  | 0.1 | 0 | 0 | 0 | 0 | 0 | 0 | 0 | 0 | 0 | Y | North | FC
PGNB_2_PDRP43 | NCNB | VLTS_PDR_PGNB_02 | 0.61 | 0.75 | 0.75 | 0 | 0 | 0 | 0 | 0 | 0 | 0 | 0 | 0 | Y | North | FC
PGNC_1_PDRP01 | NCNB | PGNC_1_PDRP01 | 0.12 | 0.12 | 0.14 | 0 | 0 | 0 | 0 | 0 | 0 | 0 | 0 | 0 | Y | North | FC
PGNC_1_PDRP19 | NCNB | PGNC_1_PDRP19 | 0.24 | 0 | 0 | 0 | 0 | 0 | 0 | 0 | 0 | 0 | 0 | 0 | Y | North | FC
PGNC_1_PDRP26 | NCNB | PGNC_1_PDRP26 | 0.28 | 0.12 | 0 | 0 | 0 | 0 | 0 | 0 | 0 | 0 | 0 | 0 | Y | North | FC
PGNP_2_PDRP08 | CAISO System | PGNP_2_PDRP08 | 2.1 | 2.1 | 2.1 | 0 | 0 | 0 | 0 | 0 | 0 | 0 | 0 | 0 | Y | North | FC
PGNP_2_PDRP10 | CAISO System | PGNP_2_PDRP10 | 0.13 | 0.4 | 0.16 | 0 | 0 | 0 | 0 | 0 | 0 | 0 | 0 | 0 | Y | North | FC
PGNP_2_PDRP30 | CAISO System | PGNP_2_PDRP30 | 0.16 | 0.29 | 0.13 | 0 | 0 | 0 | 0 | 0 | 0 | 0 | 0 | 0 | Y | North | FC
PGNP_2_PDRP34 | CAISO System | PGNP_2_PDRP34 | 0.15 | 0 | 0.11 | 0 | 0 | 0 | 0 | 0 | 0 | 0 | 0 | 0 | Y | North | FC
PGNP_2_PDRP40 | CAISO System | PGNP_2_PDRP40 |  | 0.21 | 0.12 | 0 | 0 | 0 | 0 | 0 | 0 | 0 | 0 | 0 | Y | North | FC
PGNP_2_PDRP41 | CAISO System | PGNP_2_PDRP41 | 0.11 | 0 | 0.13 | 0 | 0 | 0 | 0 | 0 | 0 | 0 | 0 | 0 | Y | North | FC
PGNP_2_PDRP46 | CAISO System | PGNP_2_PDRP46 | 0.32 | 0.32 | 0.99 | 0 | 0 | 0 | 0 | 0 | 0 | 0 | 0 | 0 | Y | North | FC
PGNP_2_PDRP47 | CAISO System | PGNP_2_PDRP47 |  | 0.15 | 0 | 0 | 0 | 0 | 0 | 0 | 0 | 0 | 0 | 0 | Y | North | FC
PGNP_2_PDRP49 | CAISO System | PGNP_2_PDRP49 | 0.49 | 0 | 0 | 0 | 0 | 0 | 0 | 0 | 0 | 0 | 0 | 0 | Y | North | FC
PGNP_2_PDRP53 | CAISO System | VLTS_PDR_PGNP_04 | 1.33 | 1.33 | 1.33 | 0 | 0 | 0 | 0 | 0 | 0 | 0 | 0 | 0 | Y | North | FC
PGP2_2_PDRP08 | Bay Area | PGP2_2_PDRP08 | 0.13 | 0.35 | 0.16 | 0 | 0 | 0 | 0 | 0 | 0 | 0 | 0 | 0 | Y | North | FC
PGP2_2_PDRP38 | Bay Area | PGP2_2_PDRP38 | 0.37 | 0.37 | 0.99 | 0 | 0 | 0 | 0 | 0 | 0 | 0 | 0 | 0 | Y | North | FC
PGP2_2_PDRP62 | Bay Area | PGP2_2_PDRP62 | 0.14 | 0.36 | 0.13 | 0 | 0 | 0 | 0 | 0 | 0 | 0 | 0 | 0 | Y | North | FC
PGP2_2_PDRP63 | Bay Area | PGP2_2_PDRP63 |  |  | 0.13 | 0 | 0 | 0 | 0 | 0 | 0 | 0 | 0 | 0 | Y | North | FC
PGP2_2_PDRP67 | Bay Area | PGP2_2_PDRP67 | 0.19 | 0.15 | 0 | 0 | 0 | 0 | 0 | 0 | 0 | 0 | 0 | 0 | Y | North | FC
PGP2_2_PDRP68 | Bay Area | PGP2_2_PDRP68 | 0.11 | 0.11 | 0.14 | 0 | 0 | 0 | 0 | 0 | 0 | 0 | 0 | 0 | Y | North | FC
PGP2_2_PDRP69 | Bay Area | PGEB_2_PDRP69 |  |  | 0.12 | 0 | 0 | 0 | 0 | 0 | 0 | 0 | 0 | 0 | Y | North | FC
PGSB_1_PDRP104 | Bay Area | PGSB_1_PDRP104 | 0.53 | 0.73 | 0.99 | 0 | 0 | 0 | 0 | 0 | 0 | 0 | 0 | 0 | Y | North | FC
PGSB_1_PDRP11 | Bay Area | PGSB_1_PDRP11 | 0.13 | 0.44 | 0.16 | 0 | 0 | 0 | 0 | 0 | 0 | 0 | 0 | 0 | Y | North | FC
PGSB_1_PDRP56 | Bay Area | PGSB_1_PDRP56 | 0.14 | 0.14 | 0.16 | 0 | 0 | 0 | 0 | 0 | 0 | 0 | 0 | 0 | Y | North | FC
PGSB_1_PDRP57 | Bay Area | PGSB_1_PDRP57 | 0.1 | 0.1 | 0.1 | 0 | 0 | 0 | 0 | 0 | 0 | 0 | 0 | 0 | Y | North | FC
PGSB_1_PDRP58 | Bay Area | PGSB_1_PDRP58 | 0.17 | 0.17 | 0.18 | 0 | 0 | 0 | 0 | 0 | 0 | 0 | 0 | 0 | Y | North | FC
PGSB_1_PDRP67 | Bay Area | PGSB_1_PDRP67 | 0.41 | 0.44 | 0.22 | 0 | 0 | 0 | 0 | 0 | 0 | 0 | 0 | 0 | Y | North | FC
PGSB_1_PDRP69 | Bay Area | PGSB_1_PDRP69 |  |  | 0.23 | 0 | 0 | 0 | 0 | 0 | 0 | 0 | 0 | 0 | Y | North | FC
PGSB_1_PDRP70 | Bay Area | PGSB_1_PDRP70 | 0.11 | 0 | 0 | 0 | 0 | 0 | 0 | 0 | 0 | 0 | 0 | 0 | Y | North | FC
PGSB_1_PDRP73 | Bay Area | PGSB_1_PDRP73 | 0.1 | 0.28 | 0.2 | 0 | 0 | 0 | 0 | 0 | 0 | 0 | 0 | 0 | Y | North | FC
PGSB_1_PDRP76 | Bay Area | PGSB_1_PDRP76 | 0.12 | 0 | 0 | 0 | 0 | 0 | 0 | 0 | 0 | 0 | 0 | 0 | Y | North | FC
PGSB_1_PDRP77 | Bay Area | PGSB_1_PDRP77 | 0.11 | 0.13 | 0.17 | 0 | 0 | 0 | 0 | 0 | 0 | 0 | 0 | 0 | Y | North | FC
PGSB_1_PDRP83 | Bay Area | PGSB_1_PDRP83 | 0.35 | 0.15 | 0.32 | 0 | 0 | 0 | 0 | 0 | 0 | 0 | 0 | 0 | Y | North | FC
PGSB_1_PDRP87 | Bay Area | VLTS_PDR_PGSB_1 | 0.18 | 0.21 | 0.21 | 0 | 0 | 0 | 0 | 0 | 0 | 0 | 0 | 0 | Y | North | FC
PGSB_1_PDRP97 | Bay Area | VLTS_PDR_PGSB_03 | 0.14 | 0.16 | 0.16 | 0 | 0 | 0 | 0 | 0 | 0 | 0 | 0 | 0 | Y | North | FC
PGSF_2_PDRP38 | Bay Area | PGSF_2_PDRP38 | 0.16 | 0.14 | 0 | 0 | 0 | 0 | 0 | 0 | 0 | 0 | 0 | 0 | Y | North | FC
PGSF_2_PDRP51 | Bay Area | PGSF_2_PDRP51 | 0.31 | 0.57 | 0.99 | 0 | 0 | 0 | 0 | 0 | 0 | 0 | 0 | 0 | Y | North | FC
PGSF_2_PDRP56 | Bay Area | PGSF_2_PDRP56 | 0.47 | 0.14 | 0.99 | 0 | 0 | 0 | 0 | 0 | 0 | 0 | 0 | 0 | Y | North | FC
PGSF_2_PDRP57 | Bay Area | PGSF_2_PDRP57 | 0.14 | 0.28 | 0.12 | 0 | 0 | 0 | 0 | 0 | 0 | 0 | 0 | 0 | Y | North | FC
PGSF_2_PDRP58 | Bay Area | VLTS_PDR_PGSF_02 | 0.23 | 0.27 | 0.27 | 0 | 0 | 0 | 0 | 0 | 0 | 0 | 0 | 0 | Y | North | FC
PGSI_1_PDRP09 | Sierra | PGSI_1_PDRP09 | 0.13 | 0.13 | 0.16 | 0 | 0 | 0 | 0 | 0 | 0 | 0 | 0 | 0 | Y | North | FC
PGSI_1_PDRP10 | Sierra | PGSI_1_PDRP10 | 0.13 | 0.13 | 0.16 | 0 | 0 | 0 | 0 | 0 | 0 | 0 | 0 | 0 | Y | North | FC
PGSI_1_PDRP11 | Sierra | PGSI_1_PDRP11 | 0.13 | 0.13 | 0.16 | 0 | 0 | 0 | 0 | 0 | 0 | 0 | 0 | 0 | Y | North | FC
PGSI_1_PDRP12 | Sierra | PGSI_1_PDRP12 | 0.13 | 0.12 | 0.16 | 0 | 0 | 0 | 0 | 0 | 0 | 0 | 0 | 0 | Y | North | FC
PGSI_1_PDRP29 | Sierra | PGSI_1_PDRP29 | 1.5 | 1.5 | 1.5 | 0 | 0 | 0 | 0 | 0 | 0 | 0 | 0 | 0 | Y | North | FC
PGSI_1_PDRP31 | Sierra | PGSI_1_PDRP31 |  | 0.13 | 0.14 | 0 | 0 | 0 | 0 | 0 | 0 | 0 | 0 | 0 | Y | North | FC
PGSI_1_PDRP35 | Sierra | PGSI_1_PDRP35 |  |  | 0.15 | 0 | 0 | 0 | 0 | 0 | 0 | 0 | 0 | 0 | Y | North | FC
PGSI_1_PDRP37 | Sierra | PGSI_1_PDRP37 | 0.13 | 0.11 | 0 | 0 | 0 | 0 | 0 | 0 | 0 | 0 | 0 | 0 | Y | North | FC
PGSI_1_PDRP42 | Sierra | PGSI_1_PDRP42 |  | 0.19 | 0.12 | 0 | 0 | 0 | 0 | 0 | 0 | 0 | 0 | 0 | Y | North | FC
PGSI_1_PDRP44 | Sierra | PGSI_1_PDRP44 | 0.14 | 0 | 0 | 0 | 0 | 0 | 0 | 0 | 0 | 0 | 0 | 0 | Y | North | FC
PGSI_1_PDRP45 | Sierra | PGSI_1_PDRP45 |  |  | 0.15 | 0 | 0 | 0 | 0 | 0 | 0 | 0 | 0 | 0 | Y | North | FC
PGSI_1_PDRP49 | Sierra | PGSI_1_PDRP49 | 0.17 | 0.19 | 0 | 0 | 0 | 0 | 0 | 0 | 0 | 0 | 0 | 0 | Y | North | FC
PGSI_1_PDRP51 | Sierra | VLTS_PDR_PGSI_02 | 0.61 | 0.75 | 1.28 | 0 | 0 | 0 | 0 | 0 | 0 | 0 | 0 | 0 | Y | North | FC
PGST_2_PDRP08 | Stockton | PGST_2_PDRP08 | 0.13 | 0.1 | 0.16 | 0 | 0 | 0 | 0 | 0 | 0 | 0 | 0 | 0 | Y | North | FC
PGST_2_PDRP09 | Stockton | PGST_2_PDRP09 | 0.13 | 0.12 | 0.16 | 0 | 0 | 0 | 0 | 0 | 0 | 0 | 0 | 0 | Y | North | FC
PGST_2_PDRP10 | Stockton | PGST_2_PDRP10 | 0.13 | 0.1 | 0.16 | 0 | 0 | 0 | 0 | 0 | 0 | 0 | 0 | 0 | Y | North | FC
PGST_2_PDRP11 | Stockton | PGST_2_PDRP11 | 0.13 | 0.12 | 0.16 | 0 | 0 | 0 | 0 | 0 | 0 | 0 | 0 | 0 | Y | North | FC
PGST_2_PDRP14 | Stockton | PGST_2_PDRP14 | 0.13 | 0.1 | 0.16 | 0 | 0 | 0 | 0 | 0 | 0 | 0 | 0 | 0 | Y | North | FC
PGST_2_PDRP22 | Stockton | VLTS_PDR_PGST_1 | 0.57 | 0.75 | 0.75 | 0 | 0 | 0 | 0 | 0 | 0 | 0 | 0 | 0 | Y | North | FC
PGST_2_PDRP31 | Stockton | PGST_2_PDRP31 |  | 0.12 | 0.43 | 0 | 0 | 0 | 0 | 0 | 0 | 0 | 0 | 0 | Y | North | FC
PGST_2_PDRP32 | Stockton | PGST_2_PDRP32 | 0.13 | 0.12 | 0.1 | 0 | 0 | 0 | 0 | 0 | 0 | 0 | 0 | 0 | Y | North | FC
PGST_2_PDRP34 | Stockton | PGST_2_PDRP34 | 0.77 | 0.37 | 0.99 | 0 | 0 | 0 | 0 | 0 | 0 | 0 | 0 | 0 | Y | North | FC
PGST_2_PDRP35 | Stockton | PGST_2_PDRP35 | 0.11 | 0 | 0 | 0 | 0 | 0 | 0 | 0 | 0 | 0 | 0 | 0 | Y | North | FC
PGST_2_PDRP36 | Stockton | PGST_2_PDRP36 |  | 0.2 | 0.18 | 0 | 0 | 0 | 0 | 0 | 0 | 0 | 0 | 0 | Y | North | FC
PGST_2_PDRP37 | Stockton | PGST_2_PDRP37 | 0.26 | 0 | 0 | 0 | 0 | 0 | 0 | 0 | 0 | 0 | 0 | 0 | Y | North | FC
PGZP_2_PDRP22 | CAISO System | PGZP_2_PDRP22 | 1.5 | 1.5 | 1.5 | 0 | 0 | 0 | 0 | 0 | 0 | 0 | 0 | 0 | Y | North | FC
PGZP_2_PDRP24 | CAISO System | PGZP_2_PDRP24 |  |  | 0.13 | 0 | 0 | 0 | 0 | 0 | 0 | 0 | 0 | 0 | Y | North | FC
PGZP_2_PDRP25 | CAISO System | PGZP_2_PDRP25 | 0.27 | 0.27 | 0 | 0 | 0 | 0 | 0 | 0 | 0 | 0 | 0 | 0 | Y | North | FC
PGZP_2_PDRP28 | CAISO System | PGZP_2_PDRP28 | 0.1 | 0.18 | 0.99 | 0 | 0 | 0 | 0 | 0 | 0 | 0 | 0 | 0 | Y | North | FC
PGZP_2_PDRP31 | CAISO System | PGZP_2_PDRP31 |  | 0.11 | 0.38 | 0 | 0 | 0 | 0 | 0 | 0 | 0 | 0 | 0 | Y | North | FC
PGZP_2_PDRP32 | CAISO System | PGZP_2_PDRP32 |  | 0.43 | 0.52 | 0 | 0 | 0 | 0 | 0 | 0 | 0 | 0 | 0 | Y | North | FC
PGZP_2_PDRP35 | CAISO System | PGZP_2_PDRP35 | 0.26 | 0 | 0 | 0 | 0 | 0 | 0 | 0 | 0 | 0 | 0 | 0 | Y | North | FC
PGZP_2_PDRP36 | CAISO System | PGZP_2_PDRP36 | 0.11 | 0.11 | 0.61 | 0 | 0 | 0 | 0 | 0 | 0 | 0 | 0 | 0 | Y | North | FC
PGZP_2_PDRP45 | CAISO System | VLTS_PDR_PGZP_1 | 2.28 | 2.67 | 2.13 | 0 | 0 | 0 | 0 | 0 | 0 | 0 | 0 | 0 | Y | North | FC
PHOENX_1_UNIT | Stockton | PHOENIX PH | 0.62 | 0.51 | 0.71 | 0.87 | 0.77 | 0.79 | 0.96 | 1.02 | 1.06 | 0.59 | 0.19 | 0 | N | North | FC
PINFLT_7_UNITS | Fresno | PINE FLAT HYDRO AGGREGATE | 0 | 24.35 | 36.6 | 65.5 | 104 | 165.54 | 176.65 | 120.84 | 36.57 | 11.5 | 0 | 0 | Y | North | FC
PIOPIC_2_CTG1 | San Diego-IV | Pio Pico Unit 1 | 111.3 | 111.3 | 111.3 | 111.3 | 111.3 | 111.3 | 111.3 | 111.3 | 111.3 | 111.3 | 111.3 | 111.3 | Y | South | FC
PIOPIC_2_CTG2 | San Diego-IV | Pio Pico Unit 2 | 112.7 | 112.7 | 112.7 | 112.7 | 112.7 | 112.7 | 112.7 | 112.7 | 112.7 | 112.7 | 112.7 | 112.7 | Y | South | FC
PIOPIC_2_CTG3 | San Diego-IV | Pio Pico Unit 3 | 112 | 112 | 112 | 112 | 112 | 112 | 112 | 112 | 112 | 112 | 112 | 112 | Y | South | FC
PIT1_6_FRIVRA | CAISO System | Fall River Mills Project A | 0.01 | 0.05 | 0.05 | 0.07 | 0.1 | 0.2 | 0.22 | 0.19 | 0.17 | 0.11 | 0.09 | 0.05 | N | North | ID | 100% | 18DGD Waiting for Modify QC8SPS-02 and possibly other
PIT1_7_UNIT 1 | CAISO System | PIT PH 1 UNIT 1 | 21.2 | 18.4 | 19 | 16 | 16.8 | 10.83 | 10.8 | 9.51 | 9.2 | 8 | 14.4 | 15.68 | Y | North | FC
PIT1_7_UNIT 2 | CAISO System | PIT PH 1 UNIT 2 | 14.4 | 14.4 | 15.68 | 14.4 | 15.68 | 10.8 | 8.6 | 9.2 | 9.2 | 4.8 | 14.4 | 15.68 | Y | North | FC
PIT3_7_PL1X3 | CAISO System | PIT PH 3 UNITS 1, 2 & 3 AGGREGATE | 36 | 35.68 | 28.8 | 34.4 | 42.4 | 46 | 52.4 | 47.6 | 26.4 | 28 | 29.6 | 36.6 | Y | North | FC
PIT4_7_PL1X2 | CAISO System | PIT PH 4 UNITS 1 & 2 AGGREGATE | 50.2 | 40.8 | 44 | 44.8 | 40.8 | 55.2 | 60.6 | 55.6 | 36.4 | 40.8 | 44.6 | 48.8 | Y | North | FC
PIT5_7_PL1X2 | CAISO System | PIT PH 5 UNITS 1 & 2 AGGREGATE | 36 | 31.2 | 32 | 31.2 | 32 | 32 | 34.4 | 32.8 | 28 | 18.4 | 44 | 40 | Y | North | FC
PIT5_7_PL3X4 | CAISO System | PIT PH 5 UNITS 3 & 4 AGGREGATE | 32 | 36.8 | 28.8 | 32 | 32 | 32.8 | 36.8 | 39.2 | 34.4 | 43 | 28.8 | 32 | Y | North | FC
PIT5_7_QFUNTS | CAISO System | GRASSHOPPER FLAT HYDRO | 0.26 | 0.29 | 0.15 | 0.3 | 0.08 | 0 | 0 | 0 | 0 | 0.01 | 0.05 | 0.03 | N | North | FC
PIT6_7_UNIT 1 | CAISO System | PIT PH 6 UNIT 1 | 30.85 | 30.62 | 31.14 | 37.78 | 38 | 37.16 | 37.52 | 37.62 | 30.62 | 30.71 | 37.06 | 38.12 | Y | North | FC
PIT6_7_UNIT 2 | CAISO System | PIT PH 6 UNIT 2 | 36.97 | 37.74 | 38.4 | 38.03 | 31.1 | 37.58 | 37.45 | 37.7 | 37.44 | 30.42 | 37.13 | 38.18 | Y | North | FC
PIT7_7_UNIT 1 | CAISO System | PIT PH 7 UNIT 1 | 53 | 51.72 | 52.76 | 52.21 | 51.56 | 52.34 | 53.04 | 53.55 | 53.4 | 51.38 | 42.4 | 53.08 | Y | North | FC
PIT7_7_UNIT 2 | CAISO System | PIT PH 7 UNIT 2 | 51.36 | 49.56 | 51.76 | 51.96 | 41.76 | 51.36 | 52.32 | 53.43 | 53.38 | 52.89 | 53.18 | 42.41 | Y | North | FC
PIUTE_6_GNBSR1 | Big Creek-Ventura | Green Beanworks B | 0.01 | 0.09 | 0.11 | 0.13 | 0.19 | 0.39 | 0.43 | 0.37 | 0.33 | 0.22 | 0.17 | 0.11 | N | South | FC
PLACVL_1_CHILIB | Sierra | Chili Bar Powerhouse | 1.14 | 0.95 | 1.63 | 3.8 | 3.72 | 1.35 | 0.79 | 1.89 | 1.55 | 1.04 | 0.78 | 1.54 | N | North | FC
PLACVL_1_RCKCRE | Sierra | Rock Creek Hydro | 0.16 | 0.04 | 0.12 | 0.19 | 0.02 | 0 | 0 | 0 | 0 | 0 | 0.01 | 0.04 | N | North | FC
PLAINV_6_BSOLAR | Big Creek-Ventura | Western Antelope Blue Sky Ranch A | 0 | 0 | 0 | 0 | 0 | 0 | 0 | 0 | 0 | 0 | 0 | 0 | N | South | EO
PLAINV_6_DSOLAR | Big Creek-Ventura | Western Antelope Dry Ranch | 0.04 | 0.3 | 0.35 | 0.44 | 0.64 | 1.31 | 1.44 | 1.24 | 1.11 | 0.74 | 0.57 | 0.35 | N | South | FC
PLAINV_6_NLRSR1 | Big Creek-Ventura | North Lancaster Ranch | 0 | 0 | 0 | 0 | 0 | 0 | 0 | 0 | 0 | 0 | 0 | 0 | N | South | EO
PLAINV_6_SOLAR3 | Big Creek-Ventura | Sierra Solar Greenworks LLC | 0 | 0 | 0 | 0 | 0 | 0 | 0 | 0 | 0 | 0 | 0 | 0 | N | South | EO
PLAINV_6_SOLARC | Big Creek-Ventura | Central Antelope Dry Ranch C | 0 | 0 | 0 | 0 | 0 | 0 | 0 | 0 | 0 | 0 | 0 | 0 | N | South | EO
PLMSSR_6_HISIER | CAISO System | High Sierra Cogeneration Aggregate | 6 | 6 | 6 | 6 | 6 | 6 | 6 | 6 | 6 | 6 | 6 | 6 | Y | North | FC
PLSNTG_7_LNCLND | Sierra | Lincoln Landfill Power Plant | 3.68 | 3.75 | 3.84 | 3.86 | 3.97 | 4 | 3.96 | 3.78 | 3.68 | 3.73 | 3.52 | 3.71 | N | North | FC
PMDLET_6_SOLAR1 | Big Creek-Ventura | SEPV Palmdale East, LLC | 0.04 | 0.3 | 0.35 | 0.44 | 0.64 | 1.31 | 1.44 | 1.24 | 1.11 | 0.74 | 0.57 | 0.35 | N | South | FC
PMPJCK_1_RB2SLR | CAISO System | Rio Bravo Solar 2 | 0.08 | 0.6 | 0.7 | 0.88 | 1.28 | 2.62 | 2.88 | 2.48 | 2.22 | 1.48 | 1.14 | 0.7 | N | North | FC
PMPJCK_1_SOLAR1 | CAISO System | Pumpjack Solar I | 0.08 | 0.6 | 0.7 | 0.88 | 1.28 | 2.62 | 2.88 | 2.48 | 2.22 | 1.48 | 1.14 | 0.7 | N | North | FC
PMPJCK_1_SOLAR2 | CAISO System | Rio Bravo Solar 1 | 0.08 | 0.6 | 0.7 | 0.88 | 1.28 | 2.62 | 2.88 | 2.48 | 2.22 | 1.48 | 1.14 | 0.7 | N | North | FC
PNCHEG_2_PL1X4 | CAISO System | PANOCHE ENERGY CENTER (Aggregated) | 417 | 417 | 417 | 417 | 416 | 412 | 403 | 403 | 408 | 416 | 417 | 417 | Y | North | ID | 100% | 401 MW with FCDS priority. The rest C11 waiting for QC8RAS-08, Los Banos-Padre Flat 230 kV Reconductor, Dos Amigos-Panoche Reconductor and possibly other.
PNCHPP_1_PL1X2 | Fresno | Midway Peaking Aggregate | 119.91 | 119.91 | 119 | 117.54 | 119.91 | 119.91 | 119.91 | 119.91 | 119.91 | 119.91 | 119.91 | 119.91 | Y | North | FC
PNCHVS_2_SOLAR | CAISO System | Panoche Valley Solar | 0.56 | 4.2 | 4.9 | 6.16 | 8.96 | 18.34 | 20.16 | 17.36 | 15.54 | 10.36 | 7.98 | 4.9 | N | North | FC
PNOCHE_1_PL1X2 | Fresno | Panoche Peaker | 49.97 | 49.97 | 49.97 | 49.97 | 49.97 | 49.97 | 49.97 | 49.97 | 49.97 | 49.97 | 49.97 | 49.97 | Y | North | FC
PNOCHE_1_UNITA1 | Fresno | CalPeak Power Panoche Unit 1 | 52.01 | 52.01 | 52.01 | 52.01 | 52.01 | 52.01 | 52.01 | 52.01 | 52.01 | 52.01 | 52.01 | 52.01 | Y | North | PD | 52.01
POEPH_7_UNIT 1 | Sierra | POE HYDRO UNIT 1 | 21 | 21 | 21 | 21 | 21 | 21 | 21 | 21 | 21 | 21 | 9.6 | 9.81 | Y | North | FC | 21 | Behind Rio Oso 230-115 kV transformer(s) constraint - Flow impact based reduction applied
POEPH_7_UNIT 2 | Sierra | POE HYDRO UNIT 2 | 20.82 | 20.82 | 20.82 | 20.82 | 20.82 | 20 | 20.82 | 20.82 | 20.82 | 20.4 | 16.34 | 15.3 | Y | North | FC | 20.82 | Behind Rio Oso 230-115 kV transformer(s) constraint - Flow impact based reduction applied
POLRIS_2_ASEBT1 | Big Creek-Ventura | Antelope Solar 2 Estrella BESS |  | 28 | 28 | 28 | 28 | 28 | 28 | 28 | 28 | 28 | 28 | 28 | Y | South | ID | 100% | Waiting for Tehachapi CRAS. Co-located with POLRIS_2_ASESR1.
POLRIS_2_ASESR1 | Big Creek-Ventura | Antelope Solar 2 Estrella |  | 1.17 | 1.41 | 1.89 | 2.82 | 5.8 | 6.32 | 5.35 | 4.64 | 2.94 | 2.06 | 1 | N | South | ID | 100% | Waiting for Tehachapi CRAS. Co-located with POLRIS_2_ASEBT1.
POTTER_7_VECINO | NCNB | Vecino Vineyards LLC | 0 | 0 | 0 | 0 | 0 | 0 | 0 | 0 | 0 | 0 | 0 | 0 | N | North | FC
PRCTVY_1_MIGBT1 | San Diego-IV | Miguel BESS | 0 | 0 | 0 | 0 | 0 | 0 | 0 | 0 | 0 | 0 | 0 | 0 | N | South | EO
PRIMM_2_SOLAR1 | CAISO System | Silver State South | 1 | 7.5 | 8.75 | 11 | 16 | 32.75 | 36 | 31 | 27.75 | 18.5 | 14.25 | 8.75 | N | South | FC
PSWEET_1_STCRUZ | CAISO System | Santa Cruz Energy LLC | 0 | 0 | 0 | 0 | 0 | 0 | 0 | 0 | 0 | 0 | 0 | 0 | Y | North | EO
PUTHCR_1_PCNSB1 | CAISO System | Putah Creek Solar Farm North | 3 | 3 | 3 | 3 | 3 | 3 | 3 | 3 | 3 | 3 | 3 | 3 | Y | North | ID | 100% | Hybrid - C12 - Waiting for Bay Area ADNU and possibly other - PV 3.00 MW and ESS 3.00 MW with Max output 3.00 MW.
PUTHCR_1_SOLAR1 | CAISO System | Putah Creek Solar Farm | 0.01 | 0.06 | 0.07 | 0.09 | 0.13 | 0.26 | 0.29 | 0.25 | 0.22 | 0.15 | 0.11 | 0.07 | N | North | FC
PWEST_1_UNIT | LA Basin | PACIFIC WEST 1 WIND GENERATION | 0.37 | 0.39 | 0.35 | 0.33 | 0.35 | 0.32 | 0.3 | 0.23 | 0.24 | 0.22 | 0.3 | 0.36 | N | South | FC
RATSKE_2_NROSR1 | CAISO System | North Rosamond Solar | 0.6 | 4.5 | 5.25 | 6.6 | 9.6 | 19.65 | 21.6 | 18.6 | 16.65 | 11.1 | 8.55 | 5.25 | N | South | FC
RATSKE_2_RBSSB1 | CAISO System | Rabbitbrush Solar 1 | 7.72 | 9.16 | 9.45 | 9.99 | 11.14 | 14.95 | 15.67 | 14.51 | 13.74 | 11.62 | 10.62 | 9.34 | Y | South | ID | 100% | Waiting for Whirlwind transformer CRAS
RATSKE_2_RBSSB2 | CAISO System | Rabbitbrush Solar 2 | 5.14 | 6.09 | 6.29 | 6.65 | 7.41 | 9.95 | 10.43 | 9.66 | 9.13 | 7.72 | 7.04 | 6.2 | Y | South | ID | 100% | Waiting for Whirlwind transformer CRAS
RCKCRK_7_UNIT 1 | Sierra | ROCK CREEK HYDRO UNIT 1 | 13.9 | 13.9 | 13.9 | 13.9 | 10.72 | 13.9 | 13.9 | 13.9 | 13.9 | 0 | 5.6 | 13.43 | Y | North | FC | 13.9 | Behind Rio Oso 230-115 kV transformer(s) constraint - Flow impact based reduction applied
RCKCRK_7_UNIT 2 | Sierra | ROCK CREEK HYDRO UNIT 2 | 17.33 | 17.33 | 17.33 | 17.33 | 17.33 | 17.33 | 17.33 | 17.33 | 17.33 | 0 | 0 | 17.33 | Y | North | FC | 17.33 | Behind Rio Oso 230-115 kV transformer(s) constraint - Flow impact based reduction applied
RDWAY_1_CREST | CAISO System | CREST Contracts | 0 | 0 | 0 | 0 | 0 | 0 | 0 | 0 | 0 | 0 | 0 | 0 | N | South | EO
RECTOR_2_CREST | Big Creek-Ventura | Rector Aggregate Solar Resources | 0 | 0 | 0 | 0 | 0 | 0 | 0 | 0 | 0 | 0 | 0 | 0 | N | South | EO
RECTOR_2_IVANPV | Big Creek-Ventura | Ivanhoe Tulare PV | 0 | 0 | 0 | 0 | 0 | 0 | 0 | 0 | 0 | 0 | 0 | 0 | N | South | EO
RECTOR_2_KAWEAH | Big Creek-Ventura | KAWEAH PH 2 & 3 PSP AGGREGATE | 0.85 | 1.11 | 1.6 | 1.93 | 1.98 | 1.83 | 0.39 | 0.03 | 0 | 0 | 0 | 0 | N | South | FC
RECTOR_2_KAWH 1 | Big Creek-Ventura | KAWEAH PH 1 UNIT 1 | 0 | 0 | 0 | 0 | 0 | 0.1 | 0.04 | 0.03 | 0 | 0 | 0 | 0 | N | South | FC
RECTOR_2_QF | Big Creek-Ventura | Kaweah Unit 1 | 0 | 0 | 0 | 0 | 0 | 8.4 | 6.7 | 0 | 0 | 0 | 0 | 1.2 | Y | South | FC
RECTOR_2_TFDBM1 | Big Creek-Ventura | Two Fiets Dairy Digester | 0 | 0 | 0 | 0 | 0 | 0 | 0 | 0 | 0 | 0 | 0 | 0 | N | South | EO
RECTOR_7_TULARE | Big Creek-Ventura | MM Tulare | 0 | 0 | 0 | 0 | 0 | 0 | 0 | 0 | 0 | 0 | 0 | 0 | N | South | EO
REDBLF_6_UNIT | CAISO System | RED BLUFF PEAKER PLANT | 44 | 44 | 44 | 44 | 44 | 44 | 44 | 44 | 44 | 44 | 44 | 44 | Y | North | FC
REDMAN_2_SOLAR | Big Creek-Ventura | Lancaster East Avenue F | 0.02 | 0.11 | 0.13 | 0.17 | 0.24 | 0.49 | 0.54 | 0.47 | 0.42 | 0.28 | 0.21 | 0.13 | N | South | FC
REDMAN_6_AVSSR1 | Big Creek-Ventura | Antelope Valley Solar | 0.01 | 0.09 | 0.11 | 0.13 | 0.19 | 0.39 | 0.43 | 0.37 | 0.33 | 0.22 | 0.17 | 0.11 | N | South | FC
REEDLY_6_SOLAR | Fresno | Terzian | 0 | 0 | 0 | 0 | 0 | 0 | 0 | 0 | 0 | 0 | 0 | 0 | N | North | EO
RENWD_1_QF | LA Basin | Renwind re-powering project | 1.77 | 1.88 | 1.65 | 1.58 | 1.68 | 1.54 | 1.43 | 1.09 | 1.12 | 1.04 | 1.41 | 1.7 | N | South | FC
RICHMN_1_CHVSR2 | Bay Area | Chevron 8.5 | 0.03 | 0.26 | 0.3 | 0.37 | 0.54 | 1.11 | 1.22 | 1.05 | 0.94 | 0.63 | 0.48 | 0.3 | N | North | ID | 100% | 16DGD Waiting for Moraga-Castro Valley 230 kV Line Capacity Increase and possibly other
RICHMN_1_SOLAR | Bay Area | Chevron 2 | 0.01 | 0.06 | 0.07 | 0.09 | 0.13 | 0.26 | 0.29 | 0.25 | 0.22 | 0.15 | 0.11 | 0.07 | N | North | ID | 100% | 16DGD Waiting for Moraga-Castro Valley 230 kV Line Capacity Increase and possibly other
RICHMN_7_BAYENV | Bay Area | BAY ENVIRONMENTAL (NOVE POWER) | 0.64 | 0.63 | 0.4 | 0.38 | 0.35 | 0.37 | 0.35 | 0.37 | 0.07 | 0.25 | 0.35 | 0.18 | N | North | FC
RIOBRV_6_UNIT 1 | CAISO System | RIO BRAVO HYDRO | 0.14 | 0.19 | 0 | 1.51 | 2.42 | 4.12 | 3.39 | 1.31 | 0 | 0 | 0 | 0 | N | North | FC
RIOOSO_1_QF | Sierra | SMALL QF AGGREGATION - GRASS VALLEY | 0.04 | 0.07 | 0.08 | 0.29 | 0.53 | 0.3 | 0.23 | 0.3 | 0.25 | 0.03 | 0.01 | 0.02 | N | North | FC
RNDMTN_2_SLSPHY1 | CAISO System | Silver Springs | 0.2 | 0.21 | 0.19 | 0.18 | 0.18 | 0.17 | 0.15 | 0.15 | 0.14 | 0.15 | 0.14 | 0.14 | N | North | FC
RNDSBG_1_HZASR1 | CAISO System | Hazel A | 0.01 | 0.09 | 0.1 | 0.13 | 0.19 | 0.39 | 0.43 | 0.37 | 0.33 | 0.22 | 0.17 | 0.1 | N | South | FC
ROLLIN_6_UNIT | Sierra | ROLLINS HYDRO | 7.78 | 5.81 | 5.23 | 8.3 | 7.56 | 5.64 | 6.46 | 6.2 | 4.62 | 2.38 | 1.18 | 6.6 | Y | North | FC
ROSMDW_2_WIND1 | CAISO System | Pacific Wind - Phase 1 | 24.74 | 26.31 | 23.12 | 22.15 | 23.55 | 21.59 | 20.06 | 15.24 | 15.74 | 14.61 | 19.68 | 23.84 | N | South | FC
ROSMND_6_SOLAR | Big Creek-Ventura | Lancaster B | 0.01 | 0.09 | 0.11 | 0.13 | 0.19 | 0.39 | 0.43 | 0.37 | 0.33 | 0.22 | 0.17 | 0.11 | N | South | FC
RSMSLR_6_SOLAR1 | Big Creek-Ventura | Rosamond One | 0.08 | 0.6 | 0.7 | 0.88 | 1.28 | 2.62 | 2.88 | 2.48 | 2.22 | 1.48 | 1.14 | 0.7 | N | South | FC
RSMSLR_6_SOLAR2 | Big Creek-Ventura | Rosamond Two | 0.08 | 0.6 | 0.7 | 0.88 | 1.28 | 2.62 | 2.88 | 2.48 | 2.22 | 1.48 | 1.14 | 0.7 | N | South | FC
RTEDDY_2_SC1SR3 | CAISO System | Rosamond West Solar Clean | 0.16 | 1.2 | 1.4 | 1.76 | 2.56 | 5.24 | 5.76 | 4.96 | 4.44 | 2.96 | 2.28 | 1.4 | N | South | FC
RTEDDY_2_SEBSR3 | CAISO System | Rosamond West Solar East Bay 3 | 0.22 | 1.68 | 1.96 | 2.46 | 3.58 | 7.34 | 8.06 | 6.94 | 6.22 | 4.14 | 3.19 | 1.96 | N | South | FC
RTEDDY_2_SEBSR4 | CAISO System | Rosamond West Solar East Bay 4 | 0.22 | 1.68 | 1.96 | 2.46 | 3.58 | 7.34 | 8.06 | 6.94 | 6.22 | 4.14 | 3.19 | 1.96 | N | South | FC
RTEDDY_2_SOLAR1 | CAISO System | Rosamond West Solar 1 | 0.22 | 1.62 | 1.89 | 2.38 | 3.46 | 7.07 | 7.78 | 6.7 | 5.99 | 4 | 3.08 | 1.89 | N | South | FC
RTEDDY_2_SOLAR2 | CAISO System | Rosamond West Solar 2 | 0.22 | 1.62 | 1.89 | 2.38 | 3.46 | 7.07 | 7.78 | 6.7 | 5.99 | 4 | 3.08 | 1.89 | N | South | FC
RTEDDY_2_SPASR4 | CAISO System | Rosamond West Solar Palo Alto | 0.1 | 0.78 | 0.91 | 1.14 | 1.66 | 3.41 | 3.74 | 3.22 | 2.89 | 1.92 | 1.48 | 0.91 | N | South | FC
RTEDDY_2_SRXSR4 | CAISO System | Rosamond West Solar Rosie X | 0.05 | 0.41 | 0.48 | 0.6 | 0.87 | 1.78 | 1.96 | 1.69 | 1.51 | 1.01 | 0.78 | 0.48 | N | South | FC
RTREE_2_WIND1 | CAISO System | Rising Tree 1 | 13.99 | 14.88 | 13.08 | 12.53 | 13.32 | 12.21 | 11.35 | 8.62 | 8.91 | 8.26 | 11.14 | 13.49 | N | South | FC
RTREE_2_WIND2 | CAISO System | Rising Tree 2 | 3.5 | 3.72 | 3.27 | 3.13 | 3.33 | 3.05 | 2.84 | 2.16 | 2.23 | 2.07 | 2.78 | 3.37 | N | South | FC
RTREE_2_WIND3 | CAISO System | Rising Tree 3 | 17.49 | 18.61 | 16.35 | 15.66 | 16.65 | 15.27 | 14.18 | 10.78 | 11.13 | 10.33 | 13.92 | 16.86 | N | South | FC
RUSCTY_2_UNITS | Bay Area | Russell City Energy Center | 615.18 | 615.18 | 615.18 | 612.7 | 607.7 | 601 | 597.4 | 597.4 | 600.9 | 606.1 | 615.18 | 615.18 | Y | North | FC
RVRVEW_1_UNITA1 | Bay Area | Riverview Energy Center (GP Antioch) | 47.6 | 47.6 | 47.6 | 47.6 | 47.6 | 47.6 | 47.6 | 47.6 | 47.6 | 47.6 | 47.6 | 47.6 | Y | North | FC
RVSIDE_2_RERCU3 | LA Basin | Riverside Energy Res. Ctr Unit 3 | 49 | 49 | 49 | 49 | 49 | 49 | 49 | 49 | 49 | 49 | 49 | 49 | Y | South | FC
RVSIDE_2_RERCU4 | LA Basin | Riverside Energy Res. Ctr Unit 4 | 49 | 49 | 49 | 49 | 49 | 49 | 49 | 49 | 49 | 49 | 49 | 49 | Y | South | FC
RVSIDE_6_RERCU1 | LA Basin | Riverside Energy Res. Ctr Unit 1 | 48.35 | 48.35 | 48.35 | 48.35 | 48.35 | 48.35 | 48.35 | 48.35 | 48.35 | 48.35 | 48.35 | 48.35 | Y | South | FC
RVSIDE_6_RERCU2 | LA Basin | Riverside Energy Res. Ctr Unit 2 | 48.5 | 48.5 | 48.5 | 48.5 | 48.5 | 48.5 | 48.5 | 48.5 | 48.5 | 48.5 | 48.5 | 48.5 | Y | South | FC
RVSIDE_6_SOLAR1 | LA Basin | Tequesquite Landfill Solar Project | 0.03 | 0.23 | 0.26 | 0.33 | 0.48 | 0.98 | 1.08 | 0.93 | 0.83 | 0.56 | 0.43 | 0.26 | N | South | FC
RVSIDE_6_SPRING | LA Basin | SPRINGS GENERATION PROJECT AGGREGATE | 36 | 36 | 36 | 36 | 36 | 36 | 36 | 36 | 36 | 36 | 36 | 36 | Y | South | FC
S_RITA_6_SOLAR1 | Fresno | Sun Harvest Solar | 0 | 0 | 0 | 0 | 0 | 0 | 0 | 0 | 0 | 0 | 0 | 0 | N | North | EO
SALIRV_2_UNIT | CAISO System | Salinas River Cogeneration | 23.11 | 22 | 23.11 | 21.52 | 17.17 | 19.17 | 17.55 | 19.23 | 19.61 | 19.48 | 21.65 | 23.33 | N | North | FC
SALTSP_7_UNITS | CAISO System | SALT SPRINGS HYDRO AGGREGATE | 1.6 | 4.72 | 12.8 | 0.4 | 17.46 | 16.93 | 18.56 | 24.1 | 6.32 | 4.24 | 2.8 | 20.7 | Y | North | FC
SAMPSN_6_KELCO1 | San Diego-IV | KELCO QUALIFYING FACILITY | 1.03 | 1.05 | 2.18 | 2.77 | 3.33 | 3.81 | 2.44 | 1.59 | 3.62 | 1.85 | 1.24 | 2.21 | N | South | FC
SANBRN_2_EESSB2 | CAISO System | Edsan 2 Edwards Sanborn E1B | 85.25 | 87.36 | 87.88 | 88.98 | 91.01 | 97.37 | 98.43 | 96.29 | 94.63 | 90.95 | 88.96 | 86.62 | Y | South | ID | 100% | Waiting for the Windhub and Tehachapi CRAS. Co-located with Solar - 130 MW solar with 85 MW battery limited to 166 MW at POI.
SANBRN_2_ES1BT3 | CAISO System | EdSan 1 Edwards 1 | 22.09 | 22.8 | 22.97 | 23.31 | 23.96 | 26.03 | 26.39 | 25.71 | 25.2 | 24.01 | 23.39 | 22.64 | Y | South | ID | 100% | Waiting for Tehachapi cRAS.
SANBRN_2_ES2SB3 | CAISO System | EdSan 2 Sanborn 3 | 18.07 | 18.66 | 18.8 | 19.08 | 19.62 | 21.34 | 21.63 | 21.07 | 20.65 | 19.67 | 19.15 | 18.53 | Y | South | ID | 100% | Waiting for Tehachapi cRAS.
SANBRN_2_ESABT1 | CAISO System | EdSan 1A | 50 | 50 | 50 | 50 | 50 | 50 | 50 | 50 | 50 | 50 | 50 | 50 | Y | South | ID | 100% | Waiting for Tehachapi cRAS
SANBRN_2_ESBBT1 | CAISO System | EdSan 1B | 100 | 100 | 100 | 100 | 100 | 100 | 100 | 100 | 100 | 100 | 100 | 100 | Y | South | ID | 100% | Waiting for Tehachapi cRAS
SANBRN_2_SS2BT3 | CAISO System | Sanborn Solar 2 SBESS 3 | 169 | 169 | 169 | 169 | 169 | 169 | 169 | 169 | 169 | 169 | 169 | 169 | Y | South | ID | 100% | Waiting for Windhub CRAS, Tehachapi CRAS and possibly other.
SANBRN_2_SS2BT4 | CAISO System | Sanborn Solar 2 SBESS 4 | 47 | 47 | 47 | 47 | 47 | 47 | 47 | 47 | 47 | 47 | 47 | 47 | Y | South | ID | 100% | Waiting for Windhub CRAS, Tehachapi CRAS and possibly other.
SANBRN_2_SS2SB4 | CAISO System | Sanborn Solar 2 Edwards Sanborn S4 | 18.09 | 18.75 | 18.91 | 19.21 | 19.81 | 21.73 | 22.06 | 21.44 | 20.98 | 19.89 | 19.32 | 18.64 | Y | South | ID | 100% | Hybrid 36 MW max to grid - 36 MW solar and 4.5 MW or 18 MWh BESS. CPUC monthly approved QCs are 4.63, 5.5, 5.67, 5.99, 6.68, 8.97, 9.4, 8.71, 8.24, 6.97, 6.37, 5.6. Waiting for Windhub CRAS, Tehachapi CRAS and possibly other.
SANDLT_2_SUNITS | CAISO System | Mojave Solar | 1.1 | 8.25 | 9.63 | 12.1 | 17.6 | 36.03 | 39.6 | 34.1 | 30.53 | 20.35 | 15.68 | 9.63 | N | South | FC
SANITR_6_UNITS | LA Basin | LACSD CARSON WATER POLLUTION AGGREGATE | 1.05 | 1.1 | 0.2 | 0.18 | 0.66 | 0.65 | 0.84 | 1.11 | 1.09 | 0.78 | 0.66 | 0.52 | N | South | FC
SANLOB_1_LNDFIL | CAISO System | Cold Canyon | 0 | 0 | 0 | 0 | 0 | 0 | 0 | 0 | 0 | 0 | 0 | 0 | N | North | EO
SANLOB_1_OSFBM1 | CAISO System | Old Santa Fe Road | 0 | 0 | 0 | 0 | 0 | 0 | 0 | 0 | 0 | 0 | 0 | 0 | Y | North | EO
SANTFG_7_UNITS | NCNB | GEYSERS CALISTOGA AGGREGATE | 72 | 72 | 72 | 72 | 72 | 72 | 72 | 72 | 72 | 72 | 72 | 72 | Y | North | FC
SANTGO_2_LNDFL1 | LA Basin | Bowerman Power | 18.54 | 18.97 | 17.9 | 18.82 | 18.12 | 19.53 | 18.66 | 18.64 | 18.5 | 17.79 | 18.48 | 19.6 | N | South | FC
SANTGO_2_MABBT1 | LA Basin | Millikan Avenue BESS | 2 | 2 | 2 | 2 | 2 | 2 | 2 | 2 | 2 | 2 | 2 | 2 | Y | South | FC
SANWD_1_QF | LA Basin | San Gorgonio Farms Wind Farm | 5.48 | 5.83 | 5.12 | 4.9 | 5.22 | 4.78 | 4.44 | 3.37 | 3.49 | 3.23 | 4.36 | 5.28 | N | South | FC
SAUGUS_6_CREST | Big Creek-Ventura | East Portal Hydro | 0 | 0 | 0 | 0 | 0 | 0 | 0 | 0 | 0 | 0 | 0 | 0 | N | South | EO
SAUGUS_6_MWDFTH | Big Creek-Ventura | Foothill Hydroelectric Recovery Plant | 2.4 | 2.4 | 1.6 | 3.2 | 4.8 | 4 | 4.8 | 4 | 4 | 4.8 | 4 | 2.4 | Y | South | FC
SAUGUS_6_QF | Big Creek-Ventura | SAUGUS QFS | 0.07 | 0.2 | 0.14 | 0.4 | 0.23 | 0.19 | 0.27 | 0.59 | 1 | 1 | 1 | 0.97 | N | South | FC
SAUGUS_7_CHIQCN | Big Creek-Ventura | Chiquita Canyon Landfill Fac | 5.55 | 5.28 | 5.34 | 5.43 | 5.63 | 5.37 | 5.14 | 5.34 | 4.81 | 5.25 | 5.46 | 5.45 | N | South | FC
SBERDO_2_PSP3 | LA Basin | Mountainview Gen Sta. Unit 3 | 555 | 555 | 555 | 555 | 555 | 555 | 555 | 555 | 555 | 555 | 555 | 555 | Y | South | FC
SBERDO_2_PSP4 | LA Basin | Mountainview Gen Sta. Unit 4 | 555 | 555 | 555 | 555 | 555 | 555 | 555 | 555 | 555 | 555 | 555 | 555 | Y | South | FC
SBERDO_2_SNTANA | LA Basin | SANTA ANA PSP | 0.46 | 0.53 | 0.52 | 0.34 | 0.27 | 0 | 0 | 0 | 0 | 0 | 0 | 0 | N | South | FC
SBERDO_6_MILLCK | LA Basin | MILL CREEK PSP | 1.33 | 1.4 | 1.46 | 1.61 | 1.04 | 0.95 | 0.87 | 0.57 | 0.62 | 0.54 | 0.78 | 0.89 | N | South | FC
SCEC_1_PDRP05 | LA Basin | SCEC_1_PDRP05 | 0.22 | 0.22 | 0.24 | 0 | 0 | 0 | 0 | 0 | 0 | 0 | 0 | 0 | Y | South | FC
SCEC_1_PDRP06 | LA Basin | SCEC_1_PDRP06 | 0.14 | 0.14 | 0.16 | 0 | 0 | 0 | 0 | 0 | 0 | 0 | 0 | 0 | Y | South | FC
SCEC_1_PDRP07 | LA Basin | SCEC_1_PDRP07 | 1.52 | 1.52 | 1.52 | 0 | 0 | 0 | 0 | 0 | 0 | 0 | 0 | 0 | Y | South | FC
SCEC_1_PDRP09 | LA Basin | SCEC_1_PDRP09 | 0.4 | 0.1 | 0.1 | 0 | 0 | 0 | 0 | 0 | 0 | 0 | 0 | 0 | Y | South | FC
SCEC_1_PDRP102 | LA Basin | SCEC_1_PDRP102 | 0.4 | 0.1 | 0.1 | 0 | 0 | 0 | 0 | 0 | 0 | 0 | 0 | 0 | Y | South | FC
SCEC_1_PDRP108 | LA Basin | SCEC_1_PDRP108 | 0.33 | 0 | 0 | 0 | 0 | 0 | 0 | 0 | 0 | 0 | 0 | 0 | Y | South | FC
SCEC_1_PDRP109 | LA Basin | SCEC_1_PDRP109 | 0.68 | 0 | 0 | 0 | 0 | 0 | 0 | 0 | 0 | 0 | 0 | 0 | Y | South | FC
SCEC_1_PDRP110 | LA Basin | SCEC_1_PDRP110 | 0.12 | 4.95 | 3.67 | 0 | 0 | 0 | 0 | 0 | 0 | 0 | 0 | 0 | Y | South | FC
SCEC_1_PDRP111 | LA Basin | SCEC_1_PDRP111 | 0.11 | 0 | 0 | 0 | 0 | 0 | 0 | 0 | 0 | 0 | 0 | 0 | Y | South | FC
SCEC_1_PDRP113 | LA Basin | SCEC_1_PDRP113 | 0.62 | 0.79 | 0.99 | 0 | 0 | 0 | 0 | 0 | 0 | 0 | 0 | 0 | Y | South | FC
SCEC_1_PDRP114 | LA Basin | SCEC_1_PDRP114 | 0.44 | 0 | 0 | 0 | 0 | 0 | 0 | 0 | 0 | 0 | 0 | 0 | Y | South | FC
SCEC_1_PDRP115 | LA Basin | SCEC_1_PDRP115 | 0.63 | 0.99 | 0.99 | 0 | 0 | 0 | 0 | 0 | 0 | 0 | 0 | 0 | Y | South | FC
SCEC_1_PDRP116 | LA Basin | SCEC_1_PDRP116 |  | 0.99 | 0.73 | 0 | 0 | 0 | 0 | 0 | 0 | 0 | 0 | 0 | Y | South | FC
SCEC_1_PDRP117 | LA Basin | SCEC_1_PDRP117 | 0.13 | 0 | 0 | 0 | 0 | 0 | 0 | 0 | 0 | 0 | 0 | 0 | Y | South | FC
SCEC_1_PDRP118 | LA Basin | SCEC_1_PDRP118 | 0.21 | 0.99 | 0.71 | 0 | 0 | 0 | 0 | 0 | 0 | 0 | 0 | 0 | Y | South | FC
SCEC_1_PDRP122 | LA Basin | SCEC_1_PDRP122 | 0.11 | 0 | 0 | 0 | 0 | 0 | 0 | 0 | 0 | 0 | 0 | 0 | Y | South | FC
SCEC_1_PDRP126 | LA Basin | SCEC_1_PDRP126 | 0.84 | 0.99 | 0.79 | 0 | 0 | 0 | 0 | 0 | 0 | 0 | 0 | 0 | Y | South | FC
SCEC_1_PDRP127 | LA Basin | SCEC_1_PDRP127 | 0.44 | 0.99 | 0.99 | 0 | 0 | 0 | 0 | 0 | 0 | 0 | 0 | 0 | Y | South | FC
SCEC_1_PDRP128 | LA Basin | SCEC_1_PDRP128 | 0.11 | 0 | 0 | 0 | 0 | 0 | 0 | 0 | 0 | 0 | 0 | 0 | Y | South | FC
SCEC_1_PDRP129 | LA Basin | SCEC_1_PDRP129 | 0.57 | 0 | 0 | 0 | 0 | 0 | 0 | 0 | 0 | 0 | 0 | 0 | Y | South | FC
SCEC_1_PDRP130 | LA Basin | SCEC_1_PDRP130 | 0.52 | 0 | 0 | 0 | 0 | 0 | 0 | 0 | 0 | 0 | 0 | 0 | Y | South | FC
SCEC_1_PDRP132 | LA Basin | SCEC_1_PDRP132 | 0.8 | 0.99 | 0.5 | 0 | 0 | 0 | 0 | 0 | 0 | 0 | 0 | 0 | Y | South | FC
SCEC_1_PDRP135 | LA Basin | SCEC_1_PDRP135 | 0.39 | 0.99 | 0.99 | 0 | 0 | 0 | 0 | 0 | 0 | 0 | 0 | 0 | Y | South | FC
SCEC_1_PDRP136 | LA Basin | SCEC_1_PDRP136 | 0.63 | 0 | 0 | 0 | 0 | 0 | 0 | 0 | 0 | 0 | 0 | 0 | Y | South | FC
SCEC_1_PDRP139 | LA Basin | SCEC_1_PDRP139 | 0.65 | 0.99 | 0.99 | 0 | 0 | 0 | 0 | 0 | 0 | 0 | 0 | 0 | Y | South | FC
SCEC_1_PDRP140 | LA Basin | SCEC_1_PDRP140 | 0.64 | 0 | 0 | 0 | 0 | 0 | 0 | 0 | 0 | 0 | 0 | 0 | Y | South | FC
SCEC_1_PDRP141 | LA Basin | SCEC_1_PDRP141 | 0.17 | 0 | 0 | 0 | 0 | 0 | 0 | 0 | 0 | 0 | 0 | 0 | Y | South | FC
SCEC_1_PDRP142 | LA Basin | SCEC_1_PDRP142 | 0.59 | 0.99 | 0.99 | 0 | 0 | 0 | 0 | 0 | 0 | 0 | 0 | 0 | Y | South | FC
SCEC_1_PDRP143 | LA Basin | SCEC_1_PDRP143 | 0.63 | 0 | 0 | 0 | 0 | 0 | 0 | 0 | 0 | 0 | 0 | 0 | Y | South | FC
SCEC_1_PDRP144 | LA Basin | SCEC_1_PDRP144 | 0.28 | 0 | 0 | 0 | 0 | 0 | 0 | 0 | 0 | 0 | 0 | 0 | Y | South | FC
SCEC_1_PDRP146 | LA Basin | SCEC_1_PDRP146 | 0.64 | 0 | 0 | 0 | 0 | 0 | 0 | 0 | 0 | 0 | 0 | 0 | Y | South | FC
SCEC_1_PDRP147 | LA Basin | SCEC_1_PDRP147 | 0.56 | 0 | 0 | 0 | 0 | 0 | 0 | 0 | 0 | 0 | 0 | 0 | Y | South | FC
SCEC_1_PDRP148 | LA Basin | SCEC_1_PDRP148 | 0.55 | 0 | 0 | 0 | 0 | 0 | 0 | 0 | 0 | 0 | 0 | 0 | Y | South | FC
SCEC_1_PDRP150 | LA Basin | SCEC_1_PDRP150 | 0.64 | 0 | 0 | 0 | 0 | 0 | 0 | 0 | 0 | 0 | 0 | 0 | Y | South | FC
SCEC_1_PDRP151 | LA Basin | SCEC_1_PDRP151 | 0.67 | 0 | 0 | 0 | 0 | 0 | 0 | 0 | 0 | 0 | 0 | 0 | Y | South | FC
SCEC_1_PDRP152 | LA Basin | SCEC_1_PDRP152 | 0.35 | 0.99 | 0.17 | 0 | 0 | 0 | 0 | 0 | 0 | 0 | 0 | 0 | Y | South | FC
SCEC_1_PDRP153 | LA Basin | SCEC_1_PDRP153 | 0.64 | 0 | 0 | 0 | 0 | 0 | 0 | 0 | 0 | 0 | 0 | 0 | Y | South | FC
SCEC_1_PDRP154 | LA Basin | SCEC_1_PDRP154 |  | 0.99 | 0 | 0 | 0 | 0 | 0 | 0 | 0 | 0 | 0 | 0 | Y | South | FC
SCEC_1_PDRP156 | LA Basin | SCEC_1_PDRP156 | 0.45 | 0.99 | 0.99 | 0 | 0 | 0 | 0 | 0 | 0 | 0 | 0 | 0 | Y | South | FC
SCEC_1_PDRP157 | LA Basin | SCEC_1_PDRP157 | 0.39 | 0.99 | 0.99 | 0 | 0 | 0 | 0 | 0 | 0 | 0 | 0 | 0 | Y | South | FC
SCEC_1_PDRP158 | LA Basin | SCEC_1_PDRP158 | 0.11 | 0 | 0 | 0 | 0 | 0 | 0 | 0 | 0 | 0 | 0 | 0 | Y | South | FC
SCEC_1_PDRP159 | LA Basin | SCEC_1_PDRP159 | 0.36 | 0 | 0 | 0 | 0 | 0 | 0 | 0 | 0 | 0 | 0 | 0 | Y | South | FC
SCEC_1_PDRP160 | LA Basin | SCEC_1_PDRP160 | 3.65 | 4.65 | 6.65 | 0 | 0 | 0 | 0 | 0 | 0 | 0 | 0 | 0 | Y | South | FC
SCEC_1_PDRP175 | LA Basin | VLTS_PDR_SCEC_01 | 0.11 | 0.11 | 0.11 | 0 | 0 | 0 | 0 | 0 | 0 | 0 | 0 | 0 | Y | South | FC
SCEC_1_PDRP176 | LA Basin | VLTS_PDR_SCEC_02 | 1.68 | 1.68 | 1.68 | 0 | 0 | 0 | 0 | 0 | 0 | 0 | 0 | 0 | Y | South | FC
SCEC_1_PDRP181 | LA Basin | SCEC_1_PDRP181 |  |  | 0.63 | 0 | 0 | 0 | 0 | 0 | 0 | 0 | 0 | 0 | Y | South | FC
SCEC_1_PDRP185 | LA Basin | VLTS_PDR_SCEC_03 | 0.11 | 0.11 | 0.11 | 0 | 0 | 0 | 0 | 0 | 0 | 0 | 0 | 0 | Y | South | FC
SCEC_1_PDRP187 | LA Basin | ESPN_SCEC_1_PDRP187 | 9.94 | 9.98 | 9.5 | 0 | 0 | 0 | 0 | 0 | 0 | 0 | 0 | 0 | Y | South | FC
SCEC_1_PDRP188 | LA Basin | ESPN_SCEC_1_PDRP188 | 9.94 | 9.98 | 9.5 | 0 | 0 | 0 | 0 | 0 | 0 | 0 | 0 | 0 | Y | South | FC
SCEC_1_PDRP189 | LA Basin | ESPN_SCEC_1_PDRP189 | 9.94 | 9.98 | 9.5 | 0 | 0 | 0 | 0 | 0 | 0 | 0 | 0 | 0 | Y | South | FC
SCEC_1_PDRP192 | LA Basin | ESPN_SCEC_1_PDRP192 | 5.26 | 5.26 | 5.26 | 0 | 0 | 0 | 0 | 0 | 0 | 0 | 0 | 0 | Y | South | FC
SCEN_6_PDRP01 | Big Creek-Ventura | SCEN_6_PDRP01 | 0.14 | 0.14 | 0.16 | 0 | 0 | 0 | 0 | 0 | 0 | 0 | 0 | 0 | Y | South | FC
SCEN_6_PDRP02 | Big Creek-Ventura | SCEN_6_PDRP02 | 1.8 | 1.8 | 1.8 | 0 | 0 | 0 | 0 | 0 | 0 | 0 | 0 | 0 | Y | South | FC
SCEN_6_PDRP07 | Big Creek-Ventura | SCEN_6_PDRP07 | 0.22 | 0.22 | 0.24 | 0 | 0 | 0 | 0 | 0 | 0 | 0 | 0 | 0 | Y | South | FC
SCEN_6_PDRP103 | Big Creek-Ventura | ESPN_SCEN_6_PDRP103 | 7.05 | 7.04 | 6.7 | 0 | 0 | 0 | 0 | 0 | 0 | 0 | 0 | 0 | Y | South | FC
SCEN_6_PDRP58 | Big Creek-Ventura | SCEN_6_PDRP58 | 0.15 | 0.99 | 0 | 0 | 0 | 0 | 0 | 0 | 0 | 0 | 0 | 0 | Y | South | FC
SCEN_6_PDRP59 | Big Creek-Ventura | SCEN_6_PDRP59 | 0.1 | 1.04 | 1.74 | 0 | 0 | 0 | 0 | 0 | 0 | 0 | 0 | 0 | Y | South | FC
SCEN_6_PDRP65 | Big Creek-Ventura | SCEN_6_PDRP65 | 0.18 | 0 | 0 | 0 | 0 | 0 | 0 | 0 | 0 | 0 | 0 | 0 | Y | South | FC
SCEN_6_PDRP66 | Big Creek-Ventura | SCEN_6_PDRP66 | 0.1 | 0 | 0.99 | 0 | 0 | 0 | 0 | 0 | 0 | 0 | 0 | 0 | Y | South | FC
SCEN_6_PDRP79 | Big Creek-Ventura | VLTS_PDR_SCEN_01 | 0.53 | 0.53 | 0.53 | 0 | 0 | 0 | 0 | 0 | 0 | 0 | 0 | 0 | Y | South | FC
SCEN_6_PDRP80 | Big Creek-Ventura | SCEN_6_PDRP80 | 0.13 | 0 | 0 | 0 | 0 | 0 | 0 | 0 | 0 | 0 | 0 | 0 | Y | South | FC
SCEN_6_PDRP81 | Big Creek-Ventura | SCEN_6_PDRP81 | 0.37 | 0.99 | 0.99 | 0 | 0 | 0 | 0 | 0 | 0 | 0 | 0 | 0 | Y | South | FC
SCEN_6_PDRP84 | Big Creek-Ventura | SCEN_6_PDRP84 |  | 0.99 | 0.99 | 0 | 0 | 0 | 0 | 0 | 0 | 0 | 0 | 0 | Y | South | FC
SCEN_6_PDRP87 | Big Creek-Ventura | SCEN_6_PDRP87 | 0.37 | 0.99 | 0.99 | 0 | 0 | 0 | 0 | 0 | 0 | 0 | 0 | 0 | Y | South | FC
SCEW_2_PDRP103 | LA Basin | SCEW_2_PDRP103 | 0.48 | 0.48 | 0.48 | 0 | 0 | 0 | 0 | 0 | 0 | 0 | 0 | 0 | Y | South | FC
SCEW_2_PDRP104 | LA Basin | SCEW_2_PDRP104 | 0.4 | 0.2 | 0.2 | 0 | 0 | 0 | 0 | 0 | 0 | 0 | 0 | 0 | Y | South | FC
SCEW_2_PDRP106 | LA Basin | SCEW_2_PDRP106 | 0.13 | 0 | 0 | 0 | 0 | 0 | 0 | 0 | 0 | 0 | 0 | 0 | Y | South | FC
SCEW_2_PDRP107 | LA Basin | SCEW_2_PDRP107 | 0.1 | 0.99 | 0 | 0 | 0 | 0 | 0 | 0 | 0 | 0 | 0 | 0 | Y | South | FC
SCEW_2_PDRP108 | LA Basin | SCEW_2_PDRP108 | 0.28 | 0.99 | 0.99 | 0 | 0 | 0 | 0 | 0 | 0 | 0 | 0 | 0 | Y | South | FC
SCEW_2_PDRP109 | LA Basin | SCEW_2_PDRP109 | 0.29 | 0 | 0 | 0 | 0 | 0 | 0 | 0 | 0 | 0 | 0 | 0 | Y | South | FC
SCEW_2_PDRP110 | LA Basin | SCEW_2_PDRP110 | 0.38 | 0.99 | 0 | 0 | 0 | 0 | 0 | 0 | 0 | 0 | 0 | 0 | Y | South | FC
SCEW_2_PDRP111 | LA Basin | SCEW_2_PDRP111 | 0.46 | 0 | 0 | 0 | 0 | 0 | 0 | 0 | 0 | 0 | 0 | 0 | Y | South | FC
SCEW_2_PDRP112 | LA Basin | SCEW_2_PDRP112 |  | 0.99 | 0 | 0 | 0 | 0 | 0 | 0 | 0 | 0 | 0 | 0 | Y | South | FC
SCEW_2_PDRP116 | LA Basin | SCEW_2_PDRP116 | 0.53 | 0.99 | 0.99 | 0 | 0 | 0 | 0 | 0 | 0 | 0 | 0 | 0 | Y | South | FC
SCEW_2_PDRP117 | LA Basin | SCEW_2_PDRP117 |  | 0.99 | 0.64 | 0 | 0 | 0 | 0 | 0 | 0 | 0 | 0 | 0 | Y | South | FC
SCEW_2_PDRP118 | LA Basin | SCEW_2_PDRP118 | 0.61 | 0.99 | 0.41 | 0 | 0 | 0 | 0 | 0 | 0 | 0 | 0 | 0 | Y | South | FC
SCEW_2_PDRP120 | LA Basin | SCEW_2_PDRP120 | 0.28 | 0.99 | 0.57 | 0 | 0 | 0 | 0 | 0 | 0 | 0 | 0 | 0 | Y | South | FC
SCEW_2_PDRP121 | LA Basin | SCEW_2_PDRP121 | 0.74 | 0.99 | 0.99 | 0 | 0 | 0 | 0 | 0 | 0 | 0 | 0 | 0 | Y | South | FC
SCEW_2_PDRP122 | LA Basin | SCEW_2_PDRP122 |  | 4.18 | 0 | 0 | 0 | 0 | 0 | 0 | 0 | 0 | 0 | 0 | Y | South | FC
SCEW_2_PDRP123 | LA Basin | SCEW_2_PDRP123 | 0.16 | 0 | 0 | 0 | 0 | 0 | 0 | 0 | 0 | 0 | 0 | 0 | Y | South | FC
SCEW_2_PDRP124 | LA Basin | SCEW_2_PDRP124 | 0.16 | 0 | 0 | 0 | 0 | 0 | 0 | 0 | 0 | 0 | 0 | 0 | Y | South | FC
SCEW_2_PDRP125 | LA Basin | SCEW_2_PDRP125 | 0.39 | 0.99 | 0.34 | 0 | 0 | 0 | 0 | 0 | 0 | 0 | 0 | 0 | Y | South | FC
SCEW_2_PDRP130 | LA Basin | SCEW_2_PDRP130 |  | 0.99 | 0.99 | 0 | 0 | 0 | 0 | 0 | 0 | 0 | 0 | 0 | Y | South | FC
SCEW_2_PDRP131 | LA Basin | SCEW_2_PDRP131 |  | 0.99 | 0.13 | 0 | 0 | 0 | 0 | 0 | 0 | 0 | 0 | 0 | Y | South | FC
SCEW_2_PDRP133 | LA Basin | SCEW_2_PDRP133 | 0.23 | 0.99 | 0.99 | 0 | 0 | 0 | 0 | 0 | 0 | 0 | 0 | 0 | Y | South | FC
SCEW_2_PDRP168 | LA Basin | VLTS_PDR_SCEW_01 | 0.42 | 0.42 | 0.42 | 0 | 0 | 0 | 0 | 0 | 0 | 0 | 0 | 0 | Y | South | FC
SCEW_2_PDRP172 | LA Basin | SCEW_2_PDRP172 | 0.17 | 0 | 0 | 0 | 0 | 0 | 0 | 0 | 0 | 0 | 0 | 0 | Y | South | FC
SCEW_2_PDRP177 | LA Basin | VLTS_PDR_SCEW_02 | 0.84 | 0.84 | 0.84 | 0 | 0 | 0 | 0 | 0 | 0 | 0 | 0 | 0 | Y | South | FC
SCEW_2_PDRP180 | LA Basin | VLTS_PDR_SCEW_03 | 0.11 | 0.11 | 0.11 | 0 | 0 | 0 | 0 | 0 | 0 | 0 | 0 | 0 | Y | South | FC
SCEW_2_PDRP182 | LA Basin | ESPN_SCEW_2_PDRP182 | 8.01 | 7.99 | 7.6 | 0 | 0 | 0 | 0 | 0 | 0 | 0 | 0 | 0 | Y | South | FC
SCEW_2_PDRP19 | LA Basin | SCEW_2_PDRP19 | 0.93 | 0.93 | 1.02 | 0 | 0 | 0 | 0 | 0 | 0 | 0 | 0 | 0 | Y | South | FC
SCEW_2_PDRP20 | LA Basin | SCEW_2_PDRP20 | 0.51 | 0.51 | 0.56 | 0 | 0 | 0 | 0 | 0 | 0 | 0 | 0 | 0 | Y | South | FC
SCHD_1_PDRP12 | CAISO System | SCHD_1_PDRP12 | 1.5 | 1.5 | 1.5 | 0 | 0 | 0 | 0 | 0 | 0 | 0 | 0 | 0 | Y | South | FC
SCHD_1_PDRP41 | CAISO System | SCHD_1_PDRP41 | 0.31 | 0.99 | 0.99 | 0 | 0 | 0 | 0 | 0 | 0 | 0 | 0 | 0 | Y | South | FC
SCHD_1_PDRP42 | CAISO System | SCHD_1_PDRP42 | 0.12 | 0 | 0 | 0 | 0 | 0 | 0 | 0 | 0 | 0 | 0 | 0 | Y | South | FC
SCHD_1_PDRP44 | CAISO System | SCHD_1_PDRP44 | 0.1 | 0.99 | 0.13 | 0 | 0 | 0 | 0 | 0 | 0 | 0 | 0 | 0 | Y | South | FC
SCHD_1_PDRP48 | CAISO System | SCHD_1_PDRP48 | 0.43 | 0 | 0 | 0 | 0 | 0 | 0 | 0 | 0 | 0 | 0 | 0 | Y | South | FC
SCHD_1_PDRP53 | CAISO System | VLTS_PDR_SCHD_01 |  | 0.11 | 0.11 | 0 | 0 | 0 | 0 | 0 | 0 | 0 | 0 | 0 | Y | South | FC
SCHD_1_PDRP58 | CAISO System | ESPN_SCHD_1_PDRP58 | 3.78 | 3.78 | 3.6 | 0 | 0 | 0 | 0 | 0 | 0 | 0 | 0 | 0 | Y | South | FC
SCHD_1_PDRP64 | CAISO System | SCHD_1_PDRP64 | 0.61 | 0.99 | 0.99 | 0 | 0 | 0 | 0 | 0 | 0 | 0 | 0 | 0 | Y | South | FC
SCHLTE_1_PL1X3 | Stockton | Tracy Combined Cycle Power Plant | 336.04 | 336.04 | 336.04 | 336.04 | 336.04 | 336.04 | 336.04 | 336.04 | 336.04 | 336.04 | 336.04 | 336.04 | Y | North | FC
SCHNDR_1_FIVPTS | Fresno | Five Points Solar Station | 0.06 | 0.45 | 0.53 | 0.66 | 0.96 | 1.97 | 2.16 | 1.86 | 1.67 | 1.11 | 0.86 | 0.53 | N | North | FC
SCHNDR_1_WSTSDE | Fresno | Westside Solar Station | 0.06 | 0.45 | 0.53 | 0.66 | 0.96 | 1.97 | 2.16 | 1.86 | 1.67 | 1.11 | 0.86 | 0.53 | N | North | FC
SCLD_1_PDRP07 | CAISO System | ESPN_SCLD_1_PDRP07 |  | 0.84 | 0.8 | 0 | 0 | 0 | 0 | 0 | 0 | 0 | 0 | 0 | Y | South | FC
SCLD_1_PDRP10 | CAISO System | SCLD_1_PDRP10 | 1.5 | 1.5 | 1.5 | 0 | 0 | 0 | 0 | 0 | 0 | 0 | 0 | 0 | Y | South | FC
SCNW_6_PDRP07 | Big Creek-Ventura | SCNW_6_PDRP07 | 0.36 | 0.36 | 0.4 | 0 | 0 | 0 | 0 | 0 | 0 | 0 | 0 | 0 | Y | South | FC
SCNW_6_PDRP41 | Big Creek-Ventura | SCNW_6_PDRP41 | 0.14 | 0 | 0 | 0 | 0 | 0 | 0 | 0 | 0 | 0 | 0 | 0 | Y | South | FC
SCNW_6_PDRP43 | Big Creek-Ventura | SCNW_6_PDRP43 | 0.18 | 0.99 | 0.99 | 0 | 0 | 0 | 0 | 0 | 0 | 0 | 0 | 0 | Y | South | FC
SCNW_6_PDRP44 | Big Creek-Ventura | SCNW_6_PDRP44 | 0.27 | 0.99 | 0.15 | 0 | 0 | 0 | 0 | 0 | 0 | 0 | 0 | 0 | Y | South | FC
SCNW_6_PDRP45 | Big Creek-Ventura | SCNW_6_PDRP45 | 0.11 | 2.13 | 0 | 0 | 0 | 0 | 0 | 0 | 0 | 0 | 0 | 0 | Y | South | FC
SCNW_6_PDRP46 | Big Creek-Ventura | SCNW_6_PDRP46 |  |  | 0.11 | 0 | 0 | 0 | 0 | 0 | 0 | 0 | 0 | 0 | Y | South | FC
SCNW_6_PDRP47 | Big Creek-Ventura | SCNW_6_PDRP47 | 0.1 | 0 | 0.41 | 0 | 0 | 0 | 0 | 0 | 0 | 0 | 0 | 0 | Y | South | FC
SCNW_6_PDRP48 | Big Creek-Ventura | SCNW_6_PDRP48 | 0.31 | 0.99 | 0 | 0 | 0 | 0 | 0 | 0 | 0 | 0 | 0 | 0 | Y | South | FC
SCNW_6_PDRP49 | Big Creek-Ventura | SCNW_6_PDRP49 | 0.19 | 0.99 | 0.99 | 0 | 0 | 0 | 0 | 0 | 0 | 0 | 0 | 0 | Y | South | FC
SCNW_6_PDRP50 | Big Creek-Ventura | SCNW_6_PDRP50 | 0.1 | 0.99 | 0.99 | 0 | 0 | 0 | 0 | 0 | 0 | 0 | 0 | 0 | Y | South | FC
SCNW_6_PDRP59 | Big Creek-Ventura | VLTS_PDR_SCNW_1 | 0.21 | 0.21 | 0.21 | 0 | 0 | 0 | 0 | 0 | 0 | 0 | 0 | 0 | Y | South | FC
SCNW_6_PDRP66 | Big Creek-Ventura | ESPN_SCNW_6_PDRP66 | 3.01 | 2.94 | 2.8 | 0 | 0 | 0 | 0 | 0 | 0 | 0 | 0 | 0 | Y | South | FC
SCNW_6_PDRP68 | Big Creek-Ventura | VLTS_PDR_SCNW_03 | 0.11 | 0.11 | 0.11 | 0 | 0 | 0 | 0 | 0 | 0 | 0 | 0 | 0 | Y | South | FC
SCNW_6_PDRP69 | Big Creek-Ventura | VLTS_PDR_SCNW_02 | 1.05 | 1.05 | 1.05 | 0 | 0 | 0 | 0 | 0 | 0 | 0 | 0 | 0 | Y | South | FC
SDG1_1_PDRP04 | San Diego-IV | SDG1_1_PDRP04 | 0.62 | 0.62 | 0.68 | 0 | 0 | 0 | 0 | 0 | 0 | 0 | 0 | 0 | Y | South | FC
SDG1_1_PDRP05 | San Diego-IV | SDG1_1_PDRP05 | 0.25 | 0.25 | 0.27 | 0 | 0 | 0 | 0 | 0 | 0 | 0 | 0 | 0 | Y | South | FC
SDG1_1_PDRP06 | San Diego-IV | SDG1_1_PDRP06 | 0.3 | 0.3 | 0.3 | 0 | 0 | 0 | 0 | 0 | 0 | 0 | 0 | 0 | Y | South | FC
SDG1_1_PDRP07 | San Diego-IV | SDG1_1_PDRP07 | 0.5 | 0.5 | 0.5 | 0 | 0 | 0 | 0 | 0 | 0 | 0 | 0 | 0 | Y | South | FC
SDG1_1_PDRP100 | San Diego-IV | SDG1_1_PDRP100 | 0.56 | 0.99 | 0.99 | 0 | 0 | 0 | 0 | 0 | 0 | 0 | 0 | 0 | Y | South | FC
SDG1_1_PDRP101 | San Diego-IV | SDG1_1_PDRP101 | 0.61 | 0.99 | 0.99 | 0 | 0 | 0 | 0 | 0 | 0 | 0 | 0 | 0 | Y | South | FC
SDG1_1_PDRP102 | San Diego-IV | SDG1_1_PDRP102 | 0.32 | 0.78 | 0.48 | 0 | 0 | 0 | 0 | 0 | 0 | 0 | 0 | 0 | Y | South | FC
SDG1_1_PDRP103 | San Diego-IV | SDG1_1_PDRP103 | 0.13 | 0.99 | 0.99 | 0 | 0 | 0 | 0 | 0 | 0 | 0 | 0 | 0 | Y | South | FC
SDG1_1_PDRP104 | San Diego-IV | SDG1_1_PDRP104 | 0.19 | 0 | 0 | 0 | 0 | 0 | 0 | 0 | 0 | 0 | 0 | 0 | Y | South | FC
SDG1_1_PDRP105 | San Diego-IV | SDG1_1_PDRP105 | 0.34 | 0.99 | 0.99 | 0 | 0 | 0 | 0 | 0 | 0 | 0 | 0 | 0 | Y | South | FC
SDG1_1_PDRP111 | San Diego-IV | SDG1_1_PDRP111 | 0.26 | 0.99 | 0.99 | 0 | 0 | 0 | 0 | 0 | 0 | 0 | 0 | 0 | Y | South | FC
SDG1_1_PDRP113 | San Diego-IV | SDG1_1_PDRP113 | 0.16 | 0.17 | 0.19 | 0 | 0 | 0 | 0 | 0 | 0 | 0 | 0 | 0 | Y | South | FC
SDG1_1_PDRP114 | San Diego-IV | SDG1_1_PDRP114 |  |  | 0.99 | 0 | 0 | 0 | 0 | 0 | 0 | 0 | 0 | 0 | Y | South | FC
SDG1_1_PDRP117 | San Diego-IV | SDG1_1_PDRP117 | 0.27 | 0 | 0 | 0 | 0 | 0 | 0 | 0 | 0 | 0 | 0 | 0 | Y | South | FC
SDG1_1_PDRP118 | San Diego-IV | SDG1_1_PDRP118 | 0.1 | 0.24 | 0.15 | 0 | 0 | 0 | 0 | 0 | 0 | 0 | 0 | 0 | Y | South | FC
SDG1_1_PDRP119 | San Diego-IV | SDG1_1_PDRP119 | 0.11 | 0 | 0 | 0 | 0 | 0 | 0 | 0 | 0 | 0 | 0 | 0 | Y | South | FC
SDG1_1_PDRP121 | San Diego-IV | SDG1_1_PDRP121 |  |  | 0.21 | 0 | 0 | 0 | 0 | 0 | 0 | 0 | 0 | 0 | Y | South | FC
SDG1_1_PDRP15 | San Diego-IV | SDG1_1_PDRP15 | 0.12 | 0.1 | 0.15 | 0 | 0 | 0 | 0 | 0 | 0 | 0 | 0 | 0 | Y | South | FC
SDG1_1_PDRP25 | San Diego-IV | SDG1_1_PDRP25 | 0.12 | 0.1 | 0.15 | 0 | 0 | 0 | 0 | 0 | 0 | 0 | 0 | 0 | Y | South | FC
SDG1_1_PDRP26 | San Diego-IV | SDG1_1_PDRP26 | 0.12 | 0.1 | 0.15 | 0 | 0 | 0 | 0 | 0 | 0 | 0 | 0 | 0 | Y | South | FC
SDG1_1_PDRP27 | San Diego-IV | SDG1_1_PDRP27 | 0.12 | 0.1 | 0.15 | 0 | 0 | 0 | 0 | 0 | 0 | 0 | 0 | 0 | Y | South | FC
SDG1_1_PDRP28 | San Diego-IV | SDG1_1_PDRP28 | 0.12 | 0.1 | 0.15 | 0 | 0 | 0 | 0 | 0 | 0 | 0 | 0 | 0 | Y | South | FC
SDG1_1_PDRP32 | San Diego-IV | SDG1_1_PDRP32 | 0.12 | 0.1 | 0.15 | 0 | 0 | 0 | 0 | 0 | 0 | 0 | 0 | 0 | Y | South | FC
SDG1_1_PDRP33 | San Diego-IV | SDG1_1_PDRP33 | 0.12 | 0.1 | 0.15 | 0 | 0 | 0 | 0 | 0 | 0 | 0 | 0 | 0 | Y | South | FC
SDG1_1_PDRP34 | San Diego-IV | SDG1_1_PDRP34 | 0.12 | 0.1 | 0.14 | 0 | 0 | 0 | 0 | 0 | 0 | 0 | 0 | 0 | Y | South | FC
SDG1_1_PDRP37 | San Diego-IV | SDG1_1_PDRP37 | 0.12 | 0.1 | 0.15 | 0 | 0 | 0 | 0 | 0 | 0 | 0 | 0 | 0 | Y | South | FC
SDG1_1_PDRP38 | San Diego-IV | SDG1_1_PDRP38 | 0.12 | 0.1 | 0.14 | 0 | 0 | 0 | 0 | 0 | 0 | 0 | 0 | 0 | Y | South | FC
SDG1_1_PDRP39 | San Diego-IV | SDG1_1_PDRP39 | 0.12 | 0.15 | 0.15 | 0 | 0 | 0 | 0 | 0 | 0 | 0 | 0 | 0 | Y | South | FC
SDG1_1_PDRP40 | San Diego-IV | SDG1_1_PDRP40 | 0.11 | 0.14 | 0.14 | 0 | 0 | 0 | 0 | 0 | 0 | 0 | 0 | 0 | Y | South | FC
SDG1_1_PDRP41 | San Diego-IV | SDG1_1_PDRP41 | 0.12 | 0.15 | 0.15 | 0 | 0 | 0 | 0 | 0 | 0 | 0 | 0 | 0 | Y | South | FC
SDG1_1_PDRP43 | San Diego-IV | SDG1_1_PDRP43 | 0.12 | 0.15 | 0.15 | 0 | 0 | 0 | 0 | 0 | 0 | 0 | 0 | 0 | Y | South | FC
SDG1_1_PDRP44 | San Diego-IV | SDG1_1_PDRP44 | 0.11 | 0.14 | 0.14 | 0 | 0 | 0 | 0 | 0 | 0 | 0 | 0 | 0 | Y | South | FC
SDG1_1_PDRP45 | San Diego-IV | SDG1_1_PDRP45 | 0.12 | 0.15 | 0.15 | 0 | 0 | 0 | 0 | 0 | 0 | 0 | 0 | 0 | Y | South | FC
SDG1_1_PDRP46 | San Diego-IV | SDG1_1_PDRP46 | 0.11 | 0.14 | 0.14 | 0 | 0 | 0 | 0 | 0 | 0 | 0 | 0 | 0 | Y | South | FC
SDG1_1_PDRP47 | San Diego-IV | SDG1_1_PDRP47 | 0.12 | 0.14 | 0.14 | 0 | 0 | 0 | 0 | 0 | 0 | 0 | 0 | 0 | Y | South | FC
SDG1_1_PDRP48 | San Diego-IV | SDG1_1_PDRP48 | 0.11 | 0.14 | 0.14 | 0 | 0 | 0 | 0 | 0 | 0 | 0 | 0 | 0 | Y | South | FC
SDG1_1_PDRP49 | San Diego-IV | SDG1_1_PDRP49 | 0.11 | 0.14 | 0.14 | 0 | 0 | 0 | 0 | 0 | 0 | 0 | 0 | 0 | Y | South | FC
SDG1_1_PDRP51 | San Diego-IV | SDG1_1_PDRP51 | 0.11 | 0.14 | 0.14 | 0 | 0 | 0 | 0 | 0 | 0 | 0 | 0 | 0 | Y | South | FC
SDG1_1_PDRP60 | San Diego-IV | SDG1_1_PDRP60 | 0.11 | 0.14 | 0.14 | 0 | 0 | 0 | 0 | 0 | 0 | 0 | 0 | 0 | Y | South | FC
SDG1_1_PDRP62 | San Diego-IV | SDG1_1_PDRP62 | 0.11 | 0.14 | 0.14 | 0 | 0 | 0 | 0 | 0 | 0 | 0 | 0 | 0 | Y | South | FC
SDG1_1_PDRP64 | San Diego-IV | SDG1_1_PDRP64 | 0.11 | 0.14 | 0.14 | 0 | 0 | 0 | 0 | 0 | 0 | 0 | 0 | 0 | Y | South | FC
SDG1_1_PDRP85 | San Diego-IV | SDG1_1_PDRP85 | 0.57 | 0.86 | 3.57 | 0 | 0 | 0 | 0 | 0 | 0 | 0 | 0 | 0 | Y | South | FC
SDG1_1_PDRP86 | San Diego-IV | SDG1_1_PDRP86 | 3.21 | 3.66 | 3.59 | 0 | 0 | 0 | 0 | 0 | 0 | 0 | 0 | 0 | Y | South | FC
SDG1_1_PDRP88 | San Diego-IV | SDG1_1_PDRP88 | 0.17 | 0 | 0 | 0 | 0 | 0 | 0 | 0 | 0 | 0 | 0 | 0 | Y | South | FC
SDG1_1_PDRP91 | San Diego-IV | SDG1_1_PDRP91 | 0.87 | 0.93 | 0.99 | 0 | 0 | 0 | 0 | 0 | 0 | 0 | 0 | 0 | Y | South | FC
SDG1_1_PDRP96 | San Diego-IV | SDG1_1_PDRP96 | 0.19 | 0 | 0 | 0 | 0 | 0 | 0 | 0 | 0 | 0 | 0 | 0 | Y | South | FC
SDG1_1_PDRP97 | San Diego-IV | SDG1_1_PDRP97 | 0.9 | 0.99 | 0.99 | 0 | 0 | 0 | 0 | 0 | 0 | 0 | 0 | 0 | Y | South | FC
SDG1_1_PDRP99 | San Diego-IV | SDG1_1_PDRP99 |  | 0.99 | 0.31 | 0 | 0 | 0 | 0 | 0 | 0 | 0 | 0 | 0 | Y | South | FC
SEARLS_7_ARGUS | CAISO System | Argus Cogeneration | 4.75 | 5.75 | 4.49 | 4.47 | 3.15 | 2.06 | 1.14 | 1.48 | 3.39 | 4.18 | 3.73 | 4.61 | N | South | FC
SEGS_1_SR2SL2 | CAISO System | Sunray 2 | 0.08 | 0.6 | 0.7 | 0.88 | 1.28 | 2.62 | 2.88 | 2.48 | 2.22 | 1.48 | 1.14 | 0.7 | N | South | FC
SENTNL_2_CTG1 | LA Basin | Sentinel Unit 1 | 107.68 | 107.68 | 107.68 | 107.68 | 107.68 | 107.68 | 107.68 | 107.68 | 107.68 | 107.68 | 107.68 | 107.68 | Y | South | FC
SENTNL_2_CTG2 | LA Basin | Sentinel Unit 2 | 103.98 | 103.98 | 103.98 | 103.98 | 103.98 | 103.98 | 103.98 | 103.98 | 103.98 | 103.98 | 103.98 | 103.98 | Y | South | FC
SENTNL_2_CTG3 | LA Basin | Sentinel Unit 3 | 105.69 | 105.69 | 105.69 | 105.69 | 105.69 | 105.69 | 105.69 | 105.69 | 105.69 | 105.69 | 105.69 | 105.69 | Y | South | FC
SENTNL_2_CTG4 | LA Basin | Sentinel Unit 4 | 106.55 | 106.55 | 106.55 | 106.55 | 106.55 | 106.55 | 106.55 | 106.55 | 106.55 | 106.55 | 106.55 | 106.55 | Y | South | FC
SENTNL_2_CTG5 | LA Basin | Sentinel Unit 5 | 107.52 | 107.52 | 107.52 | 107.52 | 107.52 | 107.52 | 107.52 | 107.52 | 107.52 | 107.52 | 107.52 | 107.52 | Y | South | FC
SENTNL_2_CTG6 | LA Basin | Sentinel Unit 6 | 105 | 105 | 105 | 105 | 105 | 105 | 105 | 105 | 105 | 105 | 105 | 105 | Y | South | FC
SENTNL_2_CTG7 | LA Basin | Sentinel Unit 7 | 106.73 | 106.73 | 106.73 | 106.73 | 106.73 | 106.73 | 106.73 | 106.73 | 106.73 | 106.73 | 106.73 | 106.73 | Y | South | FC
SENTNL_2_CTG8 | LA Basin | Sentinel Unit 8 | 106.85 | 106.85 | 106.85 | 106.85 | 106.85 | 106.85 | 106.85 | 106.85 | 106.85 | 106.85 | 106.85 | 106.85 | Y | South | FC
SGREGY_6_SANGER | Fresno | Algonquin Power Sanger 2 | 48.08 | 48.08 | 48.08 | 48.08 | 48.08 | 48.08 | 48.08 | 48.08 | 48.08 | 48.08 | 48.08 | 48.08 | Y | North | FC
SHELRF_1_UNITS | Bay Area | SHELL OIL REFINERY AGGREGATE | 0 | 0 | 0 | 0 | 0 | 0 | 0 | 0 | 0 | 33.33 | 0 | 0 | N | North | FC
SHUTLE_6_CREST | Big Creek-Ventura | CREST Contracts | 0 | 0 | 0 | 0 | 0 | 0 | 0 | 0 | 0 | 0 | 0 | 0 | N | South | EO
SIERRA_1_UNITS | Kern | HIGH SIERRA LIMITED | 52.43 | 52.43 | 52.43 | 52.43 | 52.43 | 52.43 | 52.43 | 52.43 | 52.43 | 52.43 | 52.43 | 52.43 | Y | North | FC
SISPRG_2_DS3BT1 | CAISO System | Daggett Solar 3 a BESS | 61.5 | 61.5 | 61.5 | 61.5 | 61.5 | 61.5 | 61.5 | 61.5 | 61.5 | 61.5 | 61.5 | 61.5 | Y | South | ID | 100% | Waiting for Mojave RAS. Co-located with SISPRG_2_DS3SR1
SISPRG_2_DS3BT2 | CAISO System | Daggett Solar 3 b BESS | 60 | 60 | 60 | 60 | 60 | 60 | 60 | 60 | 60 | 60 | 60 | 60 | Y | South | ID | 100% | Waiting for Mojave RAS. Co-located with SISPRG_2_DS3SR2
SISPRG_2_DS3BT3 | CAISO System | Daggett Solar 3 cd BESS | 12.5 | 12.5 | 12.5 | 12.5 | 12.5 | 12.5 | 12.5 | 12.5 | 12.5 | 12.5 | 12.5 | 12.5 | Y | South | ID | 100% | Waiting for Mojave RAS. Co-located with SISPRG_2_DS3SR3
SISPRG_2_DS3BT4 | CAISO System | Daggett Solar 3 e BESS | 15 | 15 | 15 | 15 | 15 | 15 | 15 | 15 | 15 | 15 | 15 | 15 | Y | South | ID | 100% | Waiting for Mojave RAS. Co-located with SISPRG_2_DS3SR4
SISPRG_2_DS3SR1 | CAISO System | Daggett Solar 3 a PV | 0.29 | 2.58 | 3.1 | 4.15 | 6.2 | 12.74 | 13.89 | 11.76 | 10.18 | 6.45 | 4.52 | 2.19 | N | South | ID | 100% | Waiting for Mojave RAS. Co-located with SISPRG_2_DS3BT1
SISPRG_2_DS3SR2 | CAISO System | Daggett Solar 3 b PV | 0.25 | 2.22 | 2.67 | 3.61 | 5.41 | 11.12 | 12.11 | 10.23 | 8.82 | 5.55 | 3.84 | 1.78 | N | South | ID | 100% | Waiting for Mojave RAS. Co-located with SISPRG_2_DS3BT2
SISPRG_2_DS3SR3 | CAISO System | Daggett Solar 3 cd PV | 0.16 | 1.27 | 1.5 | 1.94 | 2.86 | 5.86 | 6.42 | 5.49 | 4.84 | 3.16 | 2.34 | 1.32 | N | South | ID | 100% | Waiting for Mojave RAS. Co-located with SISPRG_2_DS3BT3.
SISQUC_1_SMARIA | CAISO System | Santa Maria II LFG Power Plant | 0.99 | 1.01 | 1 | 1.01 | 1.01 | 1.03 | 1.02 | 1.03 | 0.69 | 0.69 | 1.02 | 1.03 | N | North | FC
SKERN_6_SOLAR1 | Kern | South Kern Solar PV Plant | 0.08 | 0.6 | 0.7 | 0.88 | 1.28 | 2.62 | 2.88 | 2.48 | 2.22 | 1.48 | 1.14 | 0.7 | N | North | FC
SKERN_6_SOLAR2 | Kern | SKIC Solar | 0.04 | 0.3 | 0.35 | 0.44 | 0.64 | 1.31 | 1.44 | 1.24 | 1.11 | 0.74 | 0.57 | 0.35 | N | North | FC
SLATE_2_SLASR1 | Fresno | Slate | 0.2 | 1.52 | 1.77 | 2.22 | 3.23 | 6.62 | 7.27 | 6.26 | 5.61 | 3.74 | 2.88 | 1.77 | N | North | ID | 100% | C8 - Waiting for Bellota-Warnerville 230 kV reconductoring and possibly other - PV 50.50 MW, ESS 0.00 MW.
SLATE_2_SLASR2 | Fresno | SLATE_2 | 46.72 | 48.45 | 48.84 | 49.64 | 51.19 | 56.13 | 57 | 55.39 | 54.2 | 51.38 | 49.91 | 48.15 | Y | North | ID | 100% | Hybrid - C8 - Waiting for Bellota-Warnerville 230 kV reconductoring and possibly other - PV - 93.00 MW, ESS - 46.50 MW
SLATE_2_SLASR3 | Fresno | SLATE_3 | 33.91 | 35.17 | 35.45 | 36.03 | 37.15 | 40.74 | 41.37 | 40.2 | 39.34 | 37.29 | 36.23 | 34.95 | Y | North | ID | 100% | Hybrid - C8 Waiting for Bellota-Warnerville 230 kV reconductoring and possibly other - PV 67.50 MW and ESS 33.75 MW
SLATE_2_SLASR4 | Fresno | SLATE_4 | 50.09 | 50.99 | 51.22 | 51.75 | 52.67 | 55.51 | 55.96 | 54.97 | 54.17 | 52.5 | 51.56 | 50.48 | Y | North | ID | 100% | Hybrid - C8 Waiting for Bellota-Warnerville 230 kV reconductoring and possibly other - PV 63.00 MW and ESS 50.00 MW
SLATE_2_SLASR5 | Fresno | Slate 5 | 10.07 | 10.6 | 10.71 | 10.94 | 11.39 | 12.86 | 13.12 | 12.66 | 12.32 | 11.49 | 11.08 | 10.57 | Y | North | ID | 100% | Hybrid - C8 - Waiting for Bellota-Warnerville 230 kV reconductoring and possibly other - PV - 26.00 MW, ESS - 10.00 MW
SLRMS3_2_SRMSR1 | San Diego-IV | SILVER RIDGE MOUNT SIGNAL 3 | 1 | 7.5 | 8.75 | 11 | 16 | 32.75 | 36 | 31 | 27.75 | 18.5 | 14.25 | 8.75 | N | South | FC
SLST13_2_SOLAR1 | CAISO System | Quinto Solar PV Project | 0.43 | 3.23 | 3.77 | 4.73 | 6.89 | 14.1 | 15.49 | 13.34 | 11.94 | 7.96 | 6.13 | 3.77 | N | North | FC
SLSTR1_2_SOLAR1 | CAISO System | Solar Star 1 | 1.24 | 9.3 | 10.85 | 13.64 | 19.84 | 40.61 | 44.64 | 38.44 | 34.41 | 22.94 | 17.67 | 10.85 | N | South | FC
SLSTR2_2_SOLAR2 | CAISO System | Solar Star 2 | 1.1 | 8.28 | 9.66 | 12.14 | 17.66 | 36.16 | 39.74 | 34.22 | 30.64 | 20.42 | 15.73 | 9.66 | N | South | FC
SLUISP_2_UNITS | CAISO System | SAN LUIS (GIANELLI) PUMP-GEN (AGGREGATE) | 0 | 24.92 | 26.95 | 33.16 | 54.24 | 66.46 | 0 | 0 | 0 | 0 | 0 | 0 | N | North | FC
SLYCRK_1_UNIT 1 | Sierra | SLY CREEK HYDRO | 13 | 13 | 13 | 13 | 13 | 13 | 13 | 13 | 13 | 13 | 13 | 13 | Y | North | FC
SMPRIP_1_SMPSON | CAISO System | Ripon Cogeneration Unit 1 | 46.05 | 46.05 | 46.05 | 46.05 | 46.05 | 46.05 | 46.05 | 46.05 | 46.05 | 46.05 | 46.05 | 46.05 | Y | North | FC
SMRCOS_6_LNDFIL | San Diego-IV | San Marcos Energy | 1.5 | 1.5 | 1.5 | 1.5 | 1.49 | 1.48 | 1.5 | 1.5 | 1.5 | 1.5 | 1.5 | 1.5 | N | South | FC
SMUDGO_7_UNIT 1 | NCNB | SONOMA POWER PLANT | 47 | 47 | 47 | 47 | 47 | 47 | 47 | 47 | 47 | 47 | 47 | 47 | Y | North | FC
SMYRNA_1_DL1SR1 | CAISO System | Delano Land 1 | 0 | 0.03 | 0.04 | 0.04 | 0.06 | 0.13 | 0.14 | 0.12 | 0.11 | 0.07 | 0.06 | 0.04 | N | North | FC
SNCLRA_2_HOWLNG | Big Creek-Ventura | Houwelings Nurseries Oxnard, Inc | 6.1 | 6.85 | 6.43 | 5.62 | 4.44 | 6.64 | 5.02 | 5.03 | 5.48 | 2.97 | 3.65 | 2.82 | N | South | FC
SNCLRA_2_SILBT1 | Big Creek-Ventura | Silverstrand BESS | 11 | 11 | 11 | 11 | 11 | 11 | 11 | 11 | 11 | 11 | 11 | 11 | Y | South | FC
SNCLRA_2_SPRHYD | Big Creek-Ventura | Springville Hydroelectric Generator | 0.05 | 0.03 | 0.11 | 0.06 | 0.06 | 0.13 | 0.15 | 0.16 | 0.1 | 0.04 | 0.03 | 0.03 | N | South | FC
SNCLRA_2_UNIT | Big Creek-Ventura | Channel Islands Power | 27.5 | 27.5 | 27.5 | 27.5 | 27.5 | 27.5 | 27.5 | 27.5 | 27.5 | 27.5 | 27.5 | 27.5 | Y | South | FC
SNCLRA_2_UNIT1 | Big Creek-Ventura | New Indy Oxnard | 27.8 | 27.8 | 27.8 | 27.8 | 27.8 | 27.8 | 27.8 | 27.8 | 27.8 | 27.8 | 27.8 | 27.8 | Y | South | FC
SNCLRA_2_VESBT1 | Big Creek-Ventura | Ventura Energy Storage | 100 | 100 | 100 | 100 | 100 | 100 | 100 | 100 | 100 | 100 | 100 | 100 | Y | South | FC
SNCLRA_6_OXGEN | Big Creek-Ventura | OXGEN | 47.7 | 47.7 | 47.7 | 47.7 | 47.7 | 47.7 | 47.7 | 47.7 | 47.7 | 47.7 | 47.7 | 47.7 | Y | South | FC
SNCLRA_6_PROCGN | Big Creek-Ventura | Procter and Gamble Oxnard 2 | 28.35 | 22.46 | 28.38 | 28.33 | 28.21 | 28.06 | 27.46 | 19.41 | 19.22 | 19.2 | 19.24 | 19.44 | N | South | FC
SNCLRA_6_QF | Big Creek-Ventura | SANTA CLARA QFS | 0.22 | 0.22 | 0.18 | 0.24 | 0.23 | 0.25 | 0.24 | 0.31 | 0.3 | 0.26 | 0.34 | 0.46 | N | South | FC
SNDBAR_7_UNIT 1 | Stockton | SANDBAR | 8.92 | 4.25 | 0.68 | 6.47 | 6.64 | 6.6 | 5.42 | 3.57 | 3.19 | 0.7 | 5.81 | 12.69 | N | North | FC
SNMALF_6_UNITS | NCNB | Sonoma County Landfill | 3.07 | 2.54 | 3.24 | 3.21 | 2.87 | 2.61 | 3.15 | 3.05 | 3.02 | 3.02 | 3.13 | 2.87 | N | North | FC
SOLBLU_2_WSBBX2 | CAISO System | Westlands Solar Blue BESS | 225 | 225 | 225 | 225 | 225 | 225 | 225 | 225 | 225 | 225 | 225 | 225 | Y | North | ID | 100% | 23TPD - Waiting for QC8RAS-08 RAS, Manning and possibly other. Co-located with SOLBLU_2_WSBSX2.
SOLBLU_2_WSBSX2 | CAISO System | Westlands Solar Blue | 0.27 | 3.44 | 4.34 | 6.39 | 9.87 | 20.4 | 22 | 18.21 | 15.05 | 8.79 | 5.12 | 1 | N | North | ID | 100% | C8 - Waiting for QC8RAS-08 RAS and possibly other. Co-located with SOLBLU_2_WSBBX2. Max 25 MWs.
SOUTH_2_UNIT | CAISO System | SOUTH HYDRO | 2.73 | 3.12 | 2.46 | 1.15 | 2.32 | 1.45 | 1.26 | 1.07 | 1.04 | 1.11 | 1.36 | 1.35 | N | North | FC
SPAULD_6_UNIT 3 | Sierra | SPAULDING HYDRO PH 3 UNIT | 0.8 | 0.79 | 0.79 | 1.09 | 3.42 | 0.73 | 1.68 | 3.53 | 2.96 | 1.93 | 0.62 | 0.82 | N | North | FC
SPAULD_6_UNIT12 | Sierra | SPAULDING HYDRO PH 1 & 2 AGGREGATE | 2.98 | 1.65 | 1.8 | 1.92 | 4.44 | 4.4 | 3.41 | 3.62 | 1.2 | 1.2 | 1.6 | 2.58 | Y | North | FC
SPBURN_2_UNIT 1 | CAISO System | Burney Biomass | 9.91 | 10.64 | 10.78 | 10.62 | 10.63 | 12.14 | 12.75 | 12.66 | 12.76 | 11.94 | 10.89 | 9.33 | N | North | FC
SPBURN_7_SNOWMT | CAISO System | Burney Creek Hydro | 0.2 | 0.02 | 0.19 | 0.92 | 0.44 | 0 | 0 | 0 | 0 | 0.01 | 0.01 | 0.06 | N | North | FC
SPI LI_2_UNIT 1 | Sierra | Lincoln Biomass | 7.56 | 6.64 | 6.38 | 6.26 | 8.39 | 9.34 | 9.43 | 9.55 | 9.43 | 8.52 | 6.71 | 7.03 | N | North | FC
SPIAND_1_ANDSN2 | CAISO System | SPI Anderson 2 | 12.23 | 13.3 | 14.75 | 14.47 | 16.25 | 17.9 | 17.77 | 18.42 | 18.34 | 15.65 | 14.85 | 14.87 | N | North | FC
SPICER_1_UNITS | CAISO System | SPICER HYDRO UNITS 1-3 AGGREGATE | 6 | 6 | 6 | 6 | 6 | 6 | 6 | 6 | 6 | 6 | 6 | 6 | Y | North | FC
SPIFBD_1_PL1X2 | Stockton | SIERRA PACIFIC IND. (SONORA) | 2.62 | 2.61 | 2.72 | 2.58 | 3.03 | 3.29 | 3.55 | 3.78 | 3.72 | 3.12 | 2.78 | 2.54 | N | North | FC
SPQUIN_6_SRPCQU | CAISO System | Quincy Biomass | 18.25 | 16.86 | 16.76 | 14.42 | 19.08 | 21.09 | 19.62 | 14.76 | 13.92 | 10.5 | 9.59 | 15.22 | N | North | FC
SPRGAP_1_UNIT 1 | Stockton | SPRING GAP HYDRO | 2.19 | 1.89 | 3.03 | 4.89 | 4.9 | 1.63 | 0 | 0 | 3.1 | 3.9 | 2.53 | 3.22 | N | North | FC
SPRGVL_2_CREST | Big Creek-Ventura | Springerville Aggregate Solar Resources | 0 | 0 | 0 | 0 | 0 | 0 | 0 | 0 | 0 | 0 | 0 | 0 | N | South | EO
SPRGVL_2_EXETPV | Big Creek-Ventura | Exeter Tulare PV | 0 | 0 | 0 | 0 | 0 | 0 | 0 | 0 | 0 | 0 | 0 | 0 | N | South | EO
SPRGVL_2_LINDPV | Big Creek-Ventura | Lindsay Tulare PV | 0 | 0 | 0 | 0 | 0 | 0 | 0 | 0 | 0 | 0 | 0 | 0 | N | South | EO
SPRGVL_2_PORTPV | Big Creek-Ventura | Porterville Tulare PV | 0 | 0 | 0 | 0 | 0 | 0 | 0 | 0 | 0 | 0 | 0 | 0 | N | South | EO
SPRGVL_2_TULESC | Big Creek-Ventura | TULE RIVER HYDRO PLANT (SCE) | 0 | 0 | 0 | 0 | 0 | 0 | 0 | 0 | 0 | 0 | 0 | 0 | N | South | FC
SRINTL_6_UNIT | Bay Area | SRI INTERNATIONAL | 1.32 | 1.24 | 1.36 | 1.39 | 1.32 | 1.09 | 1 | 0.96 | 0.9 | 0.98 | 1.23 | 1.27 | N | North | FC
STANIS_7_UNIT 1 | Stockton | STANISLAUS HYDRO | 66.66 | 56.75 | 54.07 | 40 | 28 | 59 | 61.99 | 70.02 | 56.65 | 20.88 | 0 | 65.85 | Y | North | FC
STANTN_2_SBEBX2 | LA Basin | Stanton Battery Energy Storage | 68.8 | 68.8 | 68.8 | 68.8 | 68.8 | 68.8 | 68.8 | 68.8 | 68.8 | 68.8 | 68.8 | 68.8 | Y | South | FC
STANTN_2_STAGT1 | LA Basin | Stanton 1 | 49.65 | 49.65 | 49.65 | 49.65 | 49.65 | 49.65 | 49.65 | 49.65 | 49.65 | 49.65 | 49.65 | 49.65 | Y | South | FC
STANTN_2_STAGT2 | LA Basin | Stanton 2 | 49.65 | 49.65 | 49.65 | 49.65 | 49.65 | 49.65 | 49.65 | 49.65 | 49.65 | 49.65 | 49.65 | 49.65 | Y | South | FC
STIGCT_2_LODI | Sierra | LODI STIG UNIT | 49.5 | 49.5 | 49.5 | 49.5 | 49.5 | 49.5 | 49.5 | 49.5 | 49.5 | 49.5 | 49.5 | 49.5 | Y | North | FC
STNRES_1_UNIT | Stockton | Covanta Stanislaus | 15.91 | 19.31 | 19.02 | 15.14 | 13.88 | 17.58 | 19.43 | 19.79 | 19.32 | 18.87 | 19.39 | 18.17 | N | North | FC
STOILS_1_UNITS | Bay Area | Chevron Richmond Refinery | 0 | 0 | 0 | 0 | 0 | 0 | 5.33 | 9.44 | 0 | 11.34 | 16.56 | 0 | N | North | FC
STOREY_2_MDRCH2 | Fresno | Madera Chowchilla 2 | 0 | 0 | 0 | 0 | 0.04 | 0.19 | 0.32 | 0.04 | 0 | 0 | 0 | 0 | N | North | FC
STOREY_2_MDRCH3 | Fresno | Madera Chowchilla 3 | 0 | 0 | 0 | 0 | 0.01 | 0.11 | 0.22 | 0.02 | 0 | 0 | 0 | 0 | N | North | FC
STOREY_2_MDRCH4 | Fresno | Madera Chowchilla 4 | 0 | 0 | 0 | 0 | 0.01 | 0.1 | 0.31 | 0.01 | 0 | 0 | 0 | 0 | N | North | FC
STOREY_7_MDRCHW | Fresno | Madera Canal Site 980 | 0 | 0 | 0 | 0 | 0 | 0.45 | 0.82 | 0.06 | 0 | 0 | 0 | 0 | N | North | FC
STRAUS_1_STRWD1 | CAISO System | Strauss Wind, LLC | 31.277 | 33.5577 | 29.9301 | 31.6192 | 32.7116 | 24.1304 | 21.4608 | 20.1561 | 20.6943 | 17.3419 | 21.9092 | 28.0044 | N | North | FC
STROUD_6_SOLAR | Fresno | Stroud Solar Station | 0.08 | 0.6 | 0.7 | 0.88 | 1.28 | 2.62 | 2.88 | 2.48 | 2.22 | 1.48 | 1.14 | 0.7 | N | North | FC
STROUD_6_WWHSR1 | Fresno | Winter Wheat Solar Farm | 0 | 0 | 0 | 0 | 0 | 0 | 0 | 0 | 0 | 0 | 0 | 0 | N | North | EO
SUMWHT_6_SWSSR1 | Fresno | Summer Wheat Solar Farm | 0.07 | 0.56 | 0.65 | 0.81 | 1.18 | 2.42 | 2.66 | 2.29 | 2.05 | 1.37 | 1.05 | 0.65 | N | North | FC
SUNCAT_2_A1ABT1 | CAISO System | Arlington Solar Unit 1A BESS | 47 | 47 | 47 | 47 | 47 | 47 | 47 | 47 | 47 | 47 | 47 | 47 | Y | South | ID | 100% | C8 - Waiting for West of Colorado River cRAS.-Co-located with ARLNTN_2_ASUSR1, SUNCAT_2_A1BBT1
SUNCAT_2_A1BBT1 | CAISO System | Arlington Solar Unit 1B BESS | 63 | 63 | 63 | 63 | 63 | 63 | 63 | 63 | 63 | 63 | 63 | 63 | Y | South | ID | 100% | C8 - Waiting for West of Colorado River cRAS.-Co-located with ARLNTN_2_ASUSR1, SUNCAT_2_A1ABT1
SUNCAT_2_A2ABT2 | CAISO System | Arlington Solar Unit 2A BESS | 132 | 132 | 132 | 132 | 132 | 132 | 132 | 132 | 132 | 132 | 132 | 132 | Y | South | ID | 100% | Waiting for West of Colorado River cRAS-Co-located with SUNCAT_2_A2ABT2, ARLNTN_2_AR1SR1
SUNCAT_2_A2BSR2 | CAISO System | Arlington Solar Unit 2B | 0.28 | 2.16 | 2.52 | 3.17 | 4.61 | 9.44 | 10.37 | 8.93 | 8 | 5.33 | 4.11 | 1.96 | N | South | ID | 54.17% | Waiting for West of Colorado River CRAS.Co-located with SUNCAT_2_A2ABT2, ARLNTN_2_AR1SR1
SUNRIS_2_PL1X3 | CAISO System | Sunrise Power Project AGGREGATE II | 586.02 | 586.02 | 586.02 | 586.02 | 586.02 | 586.02 | 586.02 | 586.02 | 586.02 | 586.02 | 586.02 | 586.02 | Y | North | FC
SUNSET_2_UNITS | CAISO System | MIDWAY SUNSET COGENERATION PLANT | 248 | 248 | 248 | 245 | 240 | 234 | 229 | 229 | 231 | 243 | 246 | 248 | Y | North | FC
SUNSHN_2_LNDFL | Big Creek-Ventura | Sunshine Gas Producers | 17.49 | 16.89 | 17.35 | 16.58 | 17.14 | 16.97 | 16.4 | 15.75 | 15.88 | 15.59 | 16.8 | 15.43 | N | South | FC
SUNSLR_1_SSVSR1 | CAISO System | Sunshine Valley Solar 1 | 0.4 | 3 | 3.5 | 4.4 | 6.4 | 13.1 | 14.4 | 12.4 | 11.1 | 7.4 | 5.7 | 3.5 | N | South | FC
SUNSPT_2_WNASR1 | CAISO System | Windhub Solar A | 0.08 | 0.6 | 0.7 | 0.88 | 1.28 | 2.62 | 2.88 | 2.48 | 2.22 | 1.48 | 1.14 | 0.7 | N | South | FC
SUNST2_5_SS2SR1 | CAISO System | Sun Streams Solar 2 | 0.6 | 4.5 | 5.25 | 6.6 | 9.6 | 19.65 | 21.6 | 18.6 | 16.65 | 11.1 | 8.55 | 5.25 | N | South | FC
SYCAMR_2_UNIT 1 | Big Creek-Ventura | Sycamore Cogeneration Unit 1 | 74 | 74 | 74 | 74 | 74 | 74 | 74 | 74 | 74 | 74 | 74 | 74 | N | South | FC
SYCAMR_2_UNIT 2 | Big Creek-Ventura | Sycamore Cogeneration Unit 2 | 76 | 76 | 76 | 76 | 76 | 76 | 76 | 76 | 76 | 76 | 76 | 76 | Y | South | FC
SYCAMR_2_UNIT 3 | Big Creek-Ventura | Sycamore Cogeneration Unit 3 | 74 | 74 | 74 | 74 | 74 | 74 | 74 | 74 | 74 | 74 | 74 | 74 | Y | South | FC
SYCAMR_2_UNIT 4 | Big Creek-Ventura | Sycamore Cogeneration Unit 4 | 76 | 76 | 76 | 76 | 76 | 76 | 76 | 76 | 76 | 76 | 76 | 76 | Y | South | FC
TANHIL_6_SOLART | CAISO System | Berry Cogen 18 | 12.04 | 12.08 | 11.77 | 12.17 | 12.38 | 11.78 | 11.36 | 11.05 | 11.1 | 12.04 | 11.36 | 11.07 | N | North | FC
TBLMTN_6_QF | CAISO System | SMALL QF AGGREGATION - PARADISE | 0.19 | 0.24 | 0.22 | 0.21 | 0.22 | 0.18 | 0.2 | 0.19 | 0.19 | 0.16 | 0.16 | 0.18 | N | North | FC
TEHAPI_2_PW1WD1 | CAISO System | Point Wind 1 | 8.39 | 8.92 | 7.84 | 7.51 | 7.99 | 7.32 | 6.8 | 5.17 | 5.34 | 4.95 | 6.68 | 8.09 | N | South | FC
TEHAPI_2_PW2WD2 | CAISO System | Point Wind 2 | 2.54 | 2.71 | 2.38 | 2.28 | 2.42 | 2.22 | 2.06 | 1.57 | 1.62 | 1.5 | 2.02 | 2.45 | N | South | FC
TEHAPI_2_WIND1 | CAISO System | Wind Wall Monolith 1 | 3.51 | 3.73 | 3.28 | 3.14 | 3.34 | 3.06 | 2.84 | 2.16 | 2.23 | 2.07 | 2.79 | 3.38 | N | South | FC
TEHAPI_2_WIND2 | CAISO System | Wind Wall Monolith 2 | 4.18 | 4.45 | 3.91 | 3.74 | 3.98 | 3.65 | 3.39 | 2.58 | 2.66 | 2.47 | 3.33 | 4.03 | N | South | FC
TENGEN_2_PL1X2 | Big Creek-Ventura | Placerita Canyon Cogen | 37.7 | 37.7 | 37.7 | 37.7 | 37.7 | 37.7 | 37.7 | 37.7 | 37.7 | 37.7 | 37.7 | 37.7 | Y | South | FC
TERMEX_2_PL1X3 | San Diego-IV | TDM | 605 | 605 | 605 | 605 | 601 | 593 | 591 | 593 | 596 | 605 | 605 | 605 | Y | South | FC
TESLA_1_QF | CAISO System | SMALL QF AGGREGATION - STOCKTON | 0.09 | 0.07 | 0.1 | 0.13 | 0.17 | 0.32 | 0.23 | 0.2 | 0.17 | 0.07 | 0.04 | 0.07 | N | North | FC
TIDWTR_2_UNITS | Bay Area | MARTINEZ COGEN LIMITED PARTNERSHIP | 33.06 | 37.66 | 30.76 | 37.11 | 52.09 | 49.61 | 52.59 | 81.9 | 88.36 | 88.04 | 43.35 | 40.43 | N | North | FC
TIFFNY_1_DILLON | LA Basin | TIFFNY_1_DILLON | 7.95 | 8.46 | 7.43 | 7.12 | 7.57 | 6.94 | 6.45 | 4.9 | 5.06 | 4.69 | 6.33 | 7.66 | N | South | FC
TIGRCK_7_UNITS | CAISO System | TIGER CREEK HYDRO AGGREGATE | 26 | 16.8 | 14.17 | 0 | 16.66 | 36.8 | 33.91 | 40.4 | 36.08 | 30.37 | 30.43 | 28.38 | Y | North | FC
TKOPWR_6_HYDRO | CAISO System | Bear Creek Hydroelectric Project | 0.35 | 0.27 | 0 | 0.16 | 0 | 0 | 0 | 0 | 0 | 0.04 | 0.04 | 0.12 | N | North | FC
TMPLTN_2_SOLAR | CAISO System | Vintner Solar | 0.01 | 0.05 | 0.05 | 0.07 | 0.1 | 0.2 | 0.22 | 0.19 | 0.17 | 0.11 | 0.09 | 0.05 | N | North | FC
TOADTW_6_UNIT | CAISO System | TOAD TOWN | 0.38 | 0.59 | 0.37 | 0.26 | 0.39 | 0.28 | 0.2 | 0.18 | 0.03 | 0.03 | 0.11 | 0.06 | N | North | FC
TOPAZ_2_SOLAR | CAISO System | Topaz Solar Farms | 2.2 | 16.5 | 19.25 | 24.2 | 35.2 | 72.05 | 79.2 | 68.2 | 61.05 | 40.7 | 31.35 | 19.25 | N | North | FC
TORTLA_1_SOLAR | CAISO System | Longboat Solar | 0.08 | 0.6 | 0.7 | 0.88 | 1.28 | 2.62 | 2.88 | 2.48 | 2.22 | 1.48 | 1.14 | 0.7 | N | South | FC
TRNQL8_2_AMASR1 | Fresno | Tranquillity 8 Amarillo | 0.08 | 0.6 | 0.7 | 0.88 | 1.28 | 2.62 | 2.88 | 2.48 | 2.22 | 1.48 | 1.14 | 0.7 | N | North | ID | 100% | C7 Waiting for Bellota-Warnerville 230 kV reconductoring and possibly other
TRNQL8_2_AZUSR1 | Fresno | Tranquillity 8 Azul | 0.08 | 0.6 | 0.7 | 0.88 | 1.28 | 2.62 | 2.88 | 2.48 | 2.22 | 1.48 | 1.14 | 0.7 | N | North | ID | 100% | C7 Waiting for Bellota-Warnerville 230 kV reconductoring and possibly other
TRNQL8_2_ROJSR1 | Fresno | Tranquillity 8 Rojo | 0.4 | 3 | 3.5 | 4.4 | 6.4 | 13.1 | 14.4 | 12.4 | 11.1 | 7.4 | 5.7 | 3.5 | N | North | ID | 100% | C7 Waiting for Bellota-Warnerville 230 kV reconductoring and possibly other
TRNQL8_2_VERSR1 | Fresno | Tranquillity 8 Verde | 0.24 | 1.8 | 2.1 | 2.64 | 3.84 | 7.86 | 8.64 | 7.44 | 6.66 | 4.44 | 3.42 | 2.1 | N | North | ID | 100% | C7 Waiting for Bellota-Warnerville 230 kV reconductoring and possibly other
TRNQLT_2_RETBT1 | Fresno | RE Tranquillity BESS | 72 | 72 | 72 | 72 | 72 | 72 | 72 | 72 | 72 | 72 | 72 | 72 | Y | North | FC |  | Co-located with TRNQLT_2_SOLAR
TRNQLT_2_SOLAR | Fresno | Tranquillity | 0.45 | 4.38 | 5.05 | 6.75 | 10.11 | 21.9 | 24.39 | 20.42 | 17.51 | 9.86 | 7.04 | 2.91 | N | North | FC |  | Co-located with TRNQLT_2_RETBT1
TRNSWD_1_QF | LA Basin | FPL Energy C Wind | 6.89 | 7.32 | 6.44 | 6.17 | 6.56 | 6.01 | 5.58 | 4.24 | 4.38 | 4.07 | 5.48 | 6.64 | N | South | FC
TULARE_2_TULBM1 | Big Creek-Ventura | Tulare BioMAT Fuel Cell | 0 | 0 | 0 | 0 | 0 | 0 | 0 | 0 | 0 | 0 | 0 | 0 | N | South | EO
TULEWD_1_TULWD1 | San Diego-IV | Tule Wind | 23.06 | 24.53 | 21.55 | 20.65 | 21.95 | 20.12 | 18.7 | 14.21 | 14.68 | 13.61 | 18.35 | 22.22 | N | South | FC |  | Phase I (131.1 MW) is FC, Phase II (69 MW) will be EO
TULLCK_7_UNITS | Stockton | Tullock Hydro | 3.87 | 7.97 | 12.42 | 16.58 | 20.51 | 23.23 | 20.55 | 18.15 | 12.68 | 8.82 | 1.58 | 2.47 | N | North | FC
TUPMAN_1_BIOGAS | CAISO System | ABEC Bidart-Stockale #1 | 0.32 | 0.32 | 0.32 | 0.33 | 0.33 | 0.35 | 0.34 | 0.33 | 0.35 | 0.32 | 0.3 | 0.3 | N | North | FC
TVYVLY_6_KRSHY1 | Fresno | Kings River Syphon | 0.25 | 0.36 | 0 | 0 | 0 | 0.2 | 0.25 | 0.32 | 0.25 | 0.19 | 0 | 0.32 | Y | North | FC
TWISSL_6_SOLAR | CAISO System | Nickel 1 ("NLH1") | 0.01 | 0.05 | 0.05 | 0.07 | 0.1 | 0.2 | 0.22 | 0.19 | 0.17 | 0.11 | 0.09 | 0.05 | N | North | FC
TWISSL_6_SOLAR1 | CAISO System | Coronal Lost Hills | 0.08 | 0.6 | 0.7 | 0.88 | 1.28 | 2.62 | 2.88 | 2.48 | 2.22 | 1.48 | 1.14 | 0.7 | N | North | FC
TX-ELK_6_ECKSR2 | CAISO System | Eagle Creek | 0 | 0 | 0 | 0 | 0 | 0 | 0 | 0 | 0 | 0 | 0 | 0 | N | North | EO
TX-ELK_6_SOLAR1 | CAISO System | Castor | 0 | 0 | 0 | 0 | 0 | 0 | 0 | 0 | 0 | 0 | 0 | 0 | N | North | EO
TXMCKT_6_UNIT | CAISO System | McKittrick Cogen | 4.14 | 3.98 | 3.48 | 4.26 | 3.99 | 4.06 | 3.85 | 3.93 | 3.96 | 3.82 | 3.83 | 4.1 | N | North | FC
UKIAH_7_LAKEMN | NCNB | UKIAH LAKE MENDOCINO HYDRO | 1.7 | 1.7 | 1.7 | 1.7 | 1.7 | 1.7 | 1.7 | 1.7 | 1.7 | 1.7 | 1.7 | 1.7 | Y | North | FC
ULTPCH_1_UNIT 1 | Stockton | Pacific Ultrapower Chinese Station | 17.99 | 17.36 | 15.48 | 15.96 | 17.81 | 11.8 | 17.37 | 17.81 | 17 | 16.51 | 14.92 | 17.62 | N | North | FC
ULTPFR_1_UNIT 1 | Fresno | Rio Bravo Fresno | 22.81 | 23.17 | 23.93 | 18.63 | 23.2 | 22.81 | 22.94 | 16.1 | 14.8 | 14.6 | 18.88 | 21.77 | N | North | FC
ULTRCK_2_UNIT | Sierra | Rio Bravo Rocklin | 15.73 | 20.84 | 23.09 | 21.71 | 21.8 | 23.36 | 21.68 | 23.38 | 19.51 | 22.69 | 23.36 | 22.6 | N | North | FC
UNOCAL_1_UNITS | Bay Area | TOSCO (RODEO PLANT) | 4.22 | 5.24 | 4.86 | 3.83 | 2.59 | 4.47 | 2.87 | 2.19 | 2.63 | 4.34 | 2.75 | 3.17 | N | North | FC
UNVRSY_1_UNIT 1 | CAISO System | Berry Cogen 38 - Unit 1 | 35.76 | 31.33 | 35.27 | 30.82 | 34.6 | 33.48 | 33.01 | 32.07 | 31.52 | 28.94 | 34.85 | 34.73 | N | North | FC
USWND2_1_WIND1 | CAISO System | Golden Hills A | 14.11 | 15.14 | 13.5 | 14.26 | 14.75 | 10.88 | 9.68 | 9.09 | 9.33 | 7.82 | 9.88 | 12.63 | N | North | FC
USWND2_1_WIND2 | CAISO System | Golden Hills B | 14.11 | 15.14 | 13.5 | 14.26 | 14.75 | 10.88 | 9.68 | 9.09 | 9.33 | 7.82 | 9.88 | 12.63 | N | North | FC
USWND2_1_WIND3 | CAISO System | Golden Hills C | 15.1 | 16.21 | 14.45 | 15.27 | 15.8 | 11.65 | 10.36 | 9.73 | 9.99 | 8.38 | 10.58 | 13.52 | N | North | FC
USWND4_2_UNIT2 | CAISO System | Altamont Landfill Gas to Energy | 7.4 | 7.4 | 7.35 | 6.41 | 7.4 | 7.4 | 7.4 | 7.4 | 7.4 | 7.23 | 7.4 | 7.4 | Y | North | FC
USWNDR_2_LABWD1 | Bay Area | LaBrisa Wind Project | 2.96 | 3.17 | 2.83 | 2.99 | 3.09 | 2.28 | 2.03 | 1.9 | 1.96 | 1.64 | 2.07 | 2.65 | N | North | FC
USWNDR_2_SMUD | Bay Area | SOLANO WIND FARM | 33.55 | 36 | 32.11 | 33.92 | 35.09 | 25.89 | 23.02 | 21.62 | 22.2 | 18.6 | 23.5 | 30.04 | N | North | FC
USWNDR_2_SMUD2 | Bay Area | Solano Wind Project Phase 3 | 41.97 | 45.03 | 40.16 | 42.42 | 43.89 | 32.38 | 28.79 | 27.04 | 27.77 | 23.27 | 29.4 | 37.57 | N | North | FC
USWPFK_6_FRICK | Bay Area | Frick Summit Wind Repower | 3.28 | 3.52 | 3.14 | 3.32 | 3.43 | 2.53 | 2.25 | 2.12 | 2.17 | 1.82 | 2.3 | 2.94 | N | North | FC
USWPJR_2_UNITS | Bay Area | Vasco Wind | 25.68 | 27.55 | 24.57 | 25.96 | 26.86 | 19.81 | 17.62 | 16.55 | 16.99 | 14.24 | 17.99 | 22.99 | N | North | FC
VACADX_1_SOLAR | CAISO System | Vaca-Dixon Solar Station | 0.01 | 0.08 | 0.09 | 0.11 | 0.16 | 0.33 | 0.36 | 0.31 | 0.28 | 0.19 | 0.14 | 0.09 | N | North | FC
VACADX_1_UNITA1 | CAISO System | CalPeak Power Vaca Dixon Unit 1 | 50.61 | 50.61 | 50.61 | 50.61 | 50.61 | 50.61 | 50.61 | 50.61 | 50.61 | 50.61 | 50.61 | 50.61 | Y | North | PD | 50.61
VALLEY_5_PERRIS | LA Basin | MWD Perris Hydroelectric Recovery Plant | 0 | 0 | 0 | 0 | 0 | 0 | 2.4 | 2.4 | 0 | 0 | 0 | 0 | Y | South | FC
VALLEY_5_REDMTN | LA Basin | MWD Red Mountain Hydroelectric Recovery | 1.49 | 1.39 | 0.46 | 1.37 | 1.35 | 1.26 | 0.8 | 1.21 | 1.59 | 1.6 | 1.31 | 1.01 | N | South | FC
VALLEY_5_SOLAR1 | LA Basin | Kona Solar - Meridian #1 | 0 | 0 | 0 | 0 | 0 | 0 | 0 | 0 | 0 | 0 | 0 | 0 | N | South | EO
VALLEY_5_SOLAR2 | LA Basin | AP North Lake Solar | 0.08 | 0.6 | 0.7 | 0.88 | 1.28 | 2.62 | 2.88 | 2.48 | 2.22 | 1.48 | 1.14 | 0.7 | N | South | FC
VALTNE_2_AVASR1 | CAISO System | Valentine Solar | 0.4 | 3 | 3.5 | 4.4 | 6.4 | 13.1 | 14.4 | 12.4 | 11.1 | 7.4 | 5.7 | 3.5 | N | South | FC
VALTNE_2_TBBBT1 | CAISO System | Tropico Solar Big Beau | 18.17 | 19.41 | 19.68 | 20.18 | 21.22 | 24.61 | 25.23 | 24.17 | 23.42 | 21.52 | 20.58 | 19.41 | Y | South | ID | 100% | Waiting for Tehachapi cRAS and Whirlwind cRAS - Hybrid 58 MW max to grid - 18 MW BESS and 58 MW PV - part of an original project with 92perc. IDS
VALTNE_2_TRSBT1 | CAISO System | Tropico Solar | 22.21 | 23.7 | 24.02 | 24.63 | 25.88 | 29.96 | 30.71 | 29.43 | 28.53 | 26.23 | 25.1 | 23.69 | Y | South | ID | 100% | Waiting for Tehachapi cRAS and Whirlwind cRAS - Hybrid 70 MW max to grid - 22 MW BESS and 70 MW PV - part of an original project with 92perc. IDS
VEAVST_1_SOLAR | CAISO System | Community Solar | 0 | 0 | 0 | 0 | 0 | 0 | 0 | 0 | 0 | 0 | 0 | 0 | N | South | EO
VEDDER_1_SEKERN | Kern | TEXACO EXPLORATION & PROD (SE KERN RIVER | 1.82 | 2.98 | 3.11 | 2.66 | 2.62 | 2.06 | 2.69 | 3.04 | 2.58 | 4.17 | 3.04 | 2.47 | N | North | FC
VEGA_6_SOLAR1 | Fresno | Vega Solar | 0 | 0 | 0 | 0 | 0 | 0 | 0 | 0 | 0 | 0 | 0 | 0 | N | North | EO
VENWD_1_WIND3 | LA Basin | Painted Hills | 7.87 | 8.37 | 7.35 | 7.04 | 7.49 | 6.87 | 6.38 | 4.85 | 5.01 | 4.65 | 6.26 | 7.58 | N | South | FC
VERNON_6_GONZL1 | LA Basin | H. Gonzales Unit #1 | 5.75 | 5.75 | 5.75 | 5.75 | 5.75 | 5.75 | 5.75 | 5.75 | 5.75 | 5.75 | 5.75 | 5.75 | Y | South | FC
VERNON_6_GONZL2 | LA Basin | H. Gonzales Unit #2 | 5.75 | 5.75 | 5.75 | 5.75 | 5.75 | 5.75 | 5.75 | 5.75 | 5.75 | 5.75 | 5.75 | 5.75 | Y | South | FC
VERNON_6_MALBRG | LA Basin | Malburg Generating Station | 139 | 139 | 139 | 139 | 139 | 139 | 139 | 139 | 139 | 139 | 139 | 139 | Y | South | FC
VESTAL_2_KERN | Big Creek-Ventura | KERN RIVER PH 3 UNITS 1 & 2 AGGREGATE | 9.05 | 10.04 | 8.61 | 20.79 | 26.24 | 14.06 | 2.25 | 0.3 | 0.26 | 0.28 | 3.88 | 7.04 | N | South | FC
VESTAL_2_RTS042 | Big Creek-Ventura | SPVP042 Porterville Solar | 0 | 0 | 0 | 0 | 0 | 0 | 0 | 0 | 0 | 0 | 0 | 0 | N | South | EO
VESTAL_2_SOLAR1 | Big Creek-Ventura | NICOLIS | 0.08 | 0.6 | 0.7 | 0.88 | 1.28 | 2.62 | 2.88 | 2.48 | 2.22 | 1.48 | 1.14 | 0.7 | N | South | FC
VESTAL_2_SOLAR2 | Big Creek-Ventura | TROPICO | 0.06 | 0.42 | 0.49 | 0.62 | 0.9 | 1.83 | 2.02 | 1.74 | 1.55 | 1.04 | 0.8 | 0.49 | N | South | FC
VESTAL_2_TS5SR1 | Big Creek-Ventura | Tulare Solar 5 | 0.22 | 1.67 | 1.95 | 2.46 | 3.57 | 7.31 | 8.04 | 6.92 | 6.2 | 4.13 | 3.18 | 1.95 | N | South | FC
VESTAL_2_UNIT1 | Big Creek-Ventura | CALGREN-PIXLEY | 2.38 | 2.46 | 2.16 | 1.86 | 1.89 | 2 | 2.06 | 2.69 | 3 | 3.17 | 3.27 | 3.29 | N | South | FC
VESTAL_2_WELLHD | Big Creek-Ventura | Wellhead Power Delano | 49 | 49 | 49 | 49 | 49 | 49 | 49 | 49 | 49 | 49 | 49 | 49 | Y | South | FC
VESTAL_6_QF | Big Creek-Ventura | Isabella Hydro Dam 1 | 3.81 | 2.01 | 1.96 | 2.92 | 2.51 | 3.82 | 3.24 | 2.49 | 2.27 | 1.7 | 1.82 | 1.75 | N | South | FC
VICTOR_1_CREST | CAISO System | Victor Aggregate Solar Resources | 0 | 0 | 0 | 0 | 0 | 0 | 0 | 0 | 0 | 0 | 0 | 0 | N | South | EO
VICTOR_1_EXSLRA | CAISO System | Expressway Solar A | 0.01 | 0.06 | 0.07 | 0.09 | 0.13 | 0.26 | 0.29 | 0.25 | 0.22 | 0.15 | 0.11 | 0.07 | N | South | FC
VICTOR_1_EXSLRB | CAISO System | Expressway Solar B | 0.01 | 0.06 | 0.07 | 0.09 | 0.13 | 0.26 | 0.29 | 0.25 | 0.22 | 0.15 | 0.11 | 0.07 | N | South | FC
VICTOR_1_LVSLR1 | CAISO System | Lone Valley Solar Park 1 | 0 | 0 | 0 | 0 | 0 | 0 | 0 | 0 | 0 | 0 | 0 | 0 | N | South | EO
VICTOR_1_LVSLR2 | CAISO System | Lone Valley Solar Park 2 | 0 | 0 | 0 | 0 | 0 | 0 | 0 | 0 | 0 | 0 | 0 | 0 | N | South | EO
VICTOR_1_SLRHES | CAISO System | Sunedison - Hesperia | 0 | 0 | 0 | 0 | 0 | 0 | 0 | 0 | 0 | 0 | 0 | 0 | N | South | EO
VICTOR_1_SOLAR1 | CAISO System | Victor Phelan Solar One | 0 | 0 | 0 | 0 | 0 | 0 | 0 | 0 | 0 | 0 | 0 | 0 | N | South | EO
VICTOR_1_SOLAR2 | CAISO System | Alamo Solar | 0 | 0 | 0 | 0 | 0 | 0 | 0 | 0 | 0 | 0 | 0 | 0 | N | South | EO
VICTOR_1_SOLAR3 | CAISO System | Adelanto Solar 2 | 0.03 | 0.21 | 0.25 | 0.31 | 0.45 | 0.92 | 1.01 | 0.87 | 0.78 | 0.52 | 0.4 | 0.25 | N | South | FC
VICTOR_1_SOLAR4 | CAISO System | Adelanto Solar | 0 | 0 | 0 | 0 | 0 | 0 | 0 | 0 | 0 | 0 | 0 | 0 | N | South | EO
VICTOR_1_VDRYFA | CAISO System | Victor Dry Farm Ranch A | 0.02 | 0.15 | 0.18 | 0.22 | 0.32 | 0.66 | 0.72 | 0.62 | 0.56 | 0.37 | 0.29 | 0.18 | N | South | FC
VICTOR_1_VDRYFB | CAISO System | Victor Dry Farm Ranch B | 0 | 0 | 0 | 0 | 0 | 0 | 0 | 0 | 0 | 0 | 0 | 0 | N | South | EO
VILLPK_2_VALLYV | LA Basin | MWD Valley View Hydroelectric Recovery P | 0 | 0 | 0 | 1.44 | 1.2 | 1.2 | 1.2 | 1.2 | 0 | 0.8 | 1.2 | 0 | Y | South | FC
VILLPK_6_MWDYOR | LA Basin | Yorba Linda Hydroelectric Recovery Plant | 0 | 0 | 0 | 0 | 0 | 0 | 1.6 | 2.4 | 3.2 | 2.4 | 2.4 | 0 | Y | South | FC
VISTA_6_QF | LA Basin | VISTA QFS | 0.01 | 0.01 | 0.01 | 0.01 | 0.04 | 0.06 | 0.08 | 0.1 | 0.07 | 0.05 | 0.03 | 0.02 | N | South | FC
VISTRA_5_DALBT1 | Bay Area | Dallas Energy Storage | 100 | 100 | 100 | 100 | 100 | 100 | 100 | 100 | 100 | 100 | 100 | 100 | Y | North | FC
VISTRA_5_DALBT2 | Bay Area | Dallas Energy Storage 2 | 100 | 100 | 100 | 100 | 100 | 100 | 100 | 100 | 100 | 100 | 100 | 100 | Y | North | FC
VISTRA_5_DALBT3 | Bay Area | Dallas Energy Storage 3 | 100 | 100 | 100 | 100 | 100 | 100 | 100 | 100 | 100 | 100 | 100 | 100 | Y | North | FC
VISTRA_5_DALBT4 | Bay Area | Dallas Energy Storage 4 | 100 | 100 | 100 | 100 | 100 | 100 | 100 | 100 | 100 | 100 | 100 | 100 | Y | North | FC
VISTRA_5_PLABT1 | Bay Area | Plano Storage 1 | 100.4 | 100.4 | 100.4 | 100.4 | 100.4 | 100.4 | 100.4 | 100.4 | 100.4 | 100.4 | 100.4 | 100.4 | Y | North | FC
VISTRA_5_PLABT2 | Bay Area | Plano Storage 2 | 100.4 | 100.4 | 100.4 | 100.4 | 100.4 | 100.4 | 100.4 | 100.4 | 100.4 | 100.4 | 100.4 | 100.4 | Y | North | FC
VISTRA_5_PLABT3 | Bay Area | Plano Storage 3 | 74.6 | 74.6 | 74.6 | 74.6 | 74.6 | 74.6 | 74.6 | 74.6 | 74.6 | 74.6 | 74.6 | 74.6 | Y | North | FC
VISTRA_5_PLABT4 | Bay Area | Plano Storage 4 | 74.6 | 74.6 | 74.6 | 74.6 | 74.6 | 74.6 | 74.6 | 74.6 | 74.6 | 74.6 | 74.6 | 74.6 | Y | North | FC
VLCNTR_6_VCEBT1 | San Diego-IV | Valley Center Energy Storage | 54 | 54 | 54 | 54 | 54 | 54 | 54 | 54 | 54 | 54 | 54 | 54 | Y | South | PD | 54.00 | VLCNTR_6_VCEBT1 and VLCNTR_6_VCEBT2, combined PD 104 MW
VLCNTR_6_VCEBT2 | San Diego-IV | Valley Center Energy Storage B | 50 | 50 | 50 | 50 | 50 | 50 | 50 | 50 | 50 | 50 | 50 | 50 | Y | South | PD | 50.00 | VLCNTR_6_VCEBT1 and VLCNTR_6_VCEBT2, combined PD 104 MW
VLCNTR_6_VCSLR | San Diego-IV | Cole Grade | 0.01 | 0.07 | 0.08 | 0.1 | 0.15 | 0.31 | 0.34 | 0.29 | 0.26 | 0.17 | 0.13 | 0.08 | N | South | FC
VLCNTR_6_VCSLR1 | San Diego-IV | Valley Center 1 | 0.01 | 0.08 | 0.09 | 0.11 | 0.16 | 0.33 | 0.36 | 0.31 | 0.28 | 0.19 | 0.14 | 0.09 | N | South | FC
VLCNTR_6_VCSLR2 | San Diego-IV | Valley Center 2 | 0.02 | 0.15 | 0.18 | 0.22 | 0.32 | 0.66 | 0.72 | 0.62 | 0.56 | 0.37 | 0.29 | 0.18 | N | South | FC
VLYHOM_7_SSJID | Stockton | Woodward Power Plant | 0 | 0 | 0 | 0.4 | 0 | 0.1 | 0.44 | 0.29 | 0.02 | 0 | 0 | 0 | N | North | FC
VOLTA_2_UNIT 1 | CAISO System | VOLTA HYDRO UNIT 1 | 4.15 | 4.25 | 1.19 | 0.46 | 2.05 | 1.26 | 0.73 | 0.75 | 1.33 | 1.33 | 1.71 | 2.06 | N | North | FC
VOLTA_2_UNIT 2 | CAISO System | Volta Hydro Unit 2 | 0.29 | 0.4 | 0.3 | 0.2 | 0.37 | 0.24 | 0.16 | 0.09 | 0.21 | 0.17 | 0.23 | 0.26 | N | North | FC
VOLTA_6_BAILCK | CAISO System | Bailey Creek Ranch | 0 | 0 | 0 | 0 | 0 | 0 | 0 | 0 | 0 | 0 | 0 | 0 | N | North | EO
VOLTA_6_DIGHYD | CAISO System | Digger Creek Ranch Hydro | 0.3 | 0.31 | 0.3 | 0.38 | 0.33 | 0.29 | 0.25 | 0.22 | 0.22 | 0.23 | 0.22 | 0.25 | N | North | FC
VOLTA_7_PONHY1 | CAISO System | Ponderosa Bailey Hydroelectric | 0.22 | 0.21 | 0.2 | 0.11 | 0.2 | 0.15 | 0 | 0 | 0 | 0.03 | 0.01 | 0.04 | N | North | FC
VOLTA_7_QFUNTS | CAISO System | VOLTA_7_QFUNTS | 0.08 | 0.07 | 0.06 | 0.05 | 0.05 | 0.04 | 0.04 | 0.02 | 0.01 | 0.01 | 0.03 | 0.04 | N | North | FC
VOYAGR_2_VOAWD5 | CAISO System | Voyager Wind Oasis Alta | 2.47 | 2.63 | 2.31 | 2.21 | 2.35 | 2.16 | 2 | 1.52 | 1.57 | 1.46 | 1.97 | 2.38 | N | South | FC
VOYAGR_2_VOYWD1 | CAISO System | Voyager 1 | 22.78 | 24.23 | 21.29 | 20.39 | 21.69 | 19.88 | 18.47 | 14.03 | 14.5 | 13.45 | 18.12 | 21.95 | N | South | FC
VOYAGR_2_VOYWD2 | CAISO System | Voyager Wind 2 | 22.33 | 23.75 | 20.86 | 19.99 | 21.26 | 19.48 | 18.1 | 13.75 | 14.21 | 13.18 | 17.76 | 21.52 | N | South | FC
VOYAGR_2_VOYWD3 | CAISO System | Voyager Wind 3 | 7.5 | 7.98 | 7.01 | 6.72 | 7.14 | 6.55 | 6.08 | 4.62 | 4.77 | 4.43 | 5.97 | 7.23 | N | South | FC
VOYAGR_2_VOYWD4 | CAISO System | Voyager Wind 4 | 3.71 | 3.95 | 3.47 | 3.32 | 3.53 | 3.24 | 3.01 | 2.29 | 2.36 | 2.19 | 2.95 | 3.58 | N | South | FC
VSTAES_6_VESBT1 | San Diego-IV | Vista Energy Storage | 10 | 10 | 10 | 10 | 10 | 10 | 10 | 10 | 10 | 10 | 10 | 10 | Y | South | PD | 30.00
WADHAM_6_UNIT | CAISO System | Wadham Energy LP | 25 | 24.83 | 24.03 | 22.2 | 16.53 | 24.4 | 23.93 | 23.44 | 24.37 | 23.6 | 13.83 | 24.61 | N | North | FC
WALCRK_2_CTG1 | LA Basin | Walnut Creek Energy Park Unit 1 | 96.43 | 96.43 | 96.43 | 96.43 | 96.43 | 96.43 | 96.43 | 96.43 | 96.43 | 96.43 | 96.43 | 96.43 | Y | South | FC
WALCRK_2_CTG2 | LA Basin | Walnut Creek Energy Park Unit 2 | 96.91 | 96.91 | 96.91 | 96.91 | 96.91 | 96.91 | 96.91 | 96.91 | 96.91 | 96.91 | 96.91 | 96.91 | Y | South | FC
WALCRK_2_CTG3 | LA Basin | Walnut Creek Energy Park Unit 3 | 96.65 | 96.65 | 96.65 | 96.65 | 96.65 | 96.65 | 96.65 | 96.65 | 96.65 | 96.65 | 96.65 | 96.65 | Y | South | FC
WALCRK_2_CTG4 | LA Basin | Walnut Creek Energy Park Unit 4 | 96.49 | 96.49 | 96.49 | 96.49 | 96.49 | 96.49 | 96.49 | 96.49 | 96.49 | 96.49 | 96.49 | 96.49 | Y | South | FC
WALCRK_2_CTG5 | LA Basin | Walnut Creek Energy Park Unit 5 | 96.65 | 96.65 | 96.65 | 96.65 | 96.65 | 96.65 | 96.65 | 96.65 | 96.65 | 96.65 | 96.65 | 96.65 | Y | South | FC
WALNUT_2_SOLAR | LA Basin | Industry MetroLink PV 1 | 0 | 0 | 0 | 0 | 0 | 0 | 0 | 0 | 0 | 0 | 0 | 0 | N | South | EO
WALNUT_6_HILLGEN | LA Basin | Puente Hills | 22.26 | 22.75 | 22.47 | 21.68 | 21.05 | 21.96 | 22 | 21.88 | 21.69 | 21.18 | 20.96 | 20.91 | N | South | FC
WALNUT_7_WCOVST | LA Basin | MM West Covina - ST Unit | 4.88 | 4.87 | 4.87 | 5.22 | 5.16 | 5.12 | 5.07 | 5.02 | 4.99 | 4.77 | 4.94 | 4.94 | N | South | FC
WARNE_2_UNIT | Big Creek-Ventura | WARNE HYDRO AGGREGATE | 36.6 | 43.28 | 40.96 | 41.95 | 41.04 | 42.33 | 41.36 | 41.31 | 42.75 | 40.96 | 42.17 | 37.59 | Y | South | FC
WAUKNA_1_SOLAR | Fresno | Corcoran Solar | 0.08 | 0.6 | 0.7 | 0.88 | 1.28 | 2.62 | 2.88 | 2.48 | 2.22 | 1.48 | 1.14 | 0.7 | N | North | FC
WAUKNA_1_SOLAR2 | Fresno | Corcoran 2 | 0.08 | 0.59 | 0.69 | 0.87 | 1.26 | 2.59 | 2.84 | 2.45 | 2.19 | 1.46 | 1.13 | 0.69 | N | North | FC
WDLEAF_7_UNIT 1 | Sierra | WOODLEAF HYDRO | 60 | 60 | 60 | 60 | 60 | 60 | 60 | 60 | 60 | 60 | 60 | 60 | Y | North | FC
WEBER_6_FORWRD | CAISO System | Forward | 4.02 | 4.04 | 3.76 | 3.4 | 4.02 | 3.98 | 4.01 | 3.88 | 3.96 | 4.05 | 4.05 | 4.01 | N | North | FC
WESCAN_2_BDSBT1 | San Diego-IV | Bateria Del Sur | 131 | 131 | 131 | 131 | 131 | 131 | 131 | 131 | 131 | 131 | 131 | 131 | Y | South | PD | 131.00
WESTPT_2_UNIT | CAISO System | West Point Hydro Plant | 9.55 | 6.79 | 8.2 | 4.52 | 2.3 | 10.8 | 10.54 | 11.4 | 10.34 | 9.94 | 10.72 | 10.16 | Y | North | FC
WFRESN_1_SOLAR | Fresno | Joya Del Sol | 0 | 0 | 0 | 0 | 0 | 0 | 0 | 0 | 0 | 0 | 0 | 0 | N | North | EO
WHEATL_6_LNDFIL | Sierra | G2 ENERGY, OSTROM ROAD LLC | 3.41 | 3.19 | 3.38 | 3.25 | 3.25 | 3.02 | 3.23 | 3.11 | 3.29 | 3.36 | 3.29 | 2.84 | N | North | FC
WHITNY_6_SOLAR | Fresno | Whitney Point Solar | 0 | 0 | 0 | 0 | 0 | 0 | 0 | 0 | 0 | 0 | 0 | 0 | N | North | EO
WHTWTR_1_WINDA1 | LA Basin | Whitewater Hill Wind Project | 10.87 | 11.56 | 10.16 | 9.73 | 10.35 | 9.48 | 8.81 | 6.69 | 6.92 | 6.42 | 8.65 | 10.47 | N | South | FC
WISE_1_UNIT 1 | Sierra | Wise Hydro Unit 1 | 3.77 | 4.97 | 5.2 | 6.76 | 8.2 | 7.46 | 8.34 | 8.85 | 7.34 | 4 | 0 | 4.08 | Y | North | FC
WISE_1_UNIT 2 | Sierra | WISE HYDRO UNIT 2 | 0 | 0 | 0 | 0 | 0 | 0 | 0 | 0 | 0 | 0 | 0 | 0 | Y | North | FC
WISHON_6_UNITS | Fresno | Wishon/San Joaquin #1-A AGGREGATE | 1.61 | 1.76 | 2.5 | 2.16 | 0.8 | 0.43 | 0 | 0 | 0 | 6.72 | 5.11 | 1.5 | Y | North | FC
WISTRA_2_WRSSR1 | San Diego-IV | Wistaria Ranch Solar | 0.4 | 3 | 3.5 | 4.4 | 6.4 | 13.1 | 14.4 | 12.4 | 11.1 | 7.4 | 5.7 | 3.5 | N | South | FC
WLDWD_1_SOLAR1 | CAISO System | Wildwood Solar I | 0.08 | 0.6 | 0.7 | 0.88 | 1.28 | 2.62 | 2.88 | 2.48 | 2.22 | 1.48 | 1.14 | 0.7 | N | North | FC
WLDWD_1_SOLAR2 | CAISO System | Wildwood Solar 2 | 0.06 | 0.45 | 0.53 | 0.66 | 0.96 | 1.97 | 2.16 | 1.86 | 1.67 | 1.11 | 0.86 | 0.53 | N | North | FC
WNDMAS_2_UNIT 1 | Bay Area | BUENA VISTA ENERGY, LLC | 12.48 | 13.39 | 11.94 | 12.61 | 13.05 | 9.63 | 8.56 | 8.04 | 8.26 | 6.92 | 8.74 | 11.17 | N | North | FC
WNDSTR_2_WIND | CAISO System | Windstar | 21.2 | 22.55 | 19.82 | 18.98 | 20.19 | 18.5 | 17.19 | 13.06 | 13.49 | 12.52 | 16.87 | 20.44 | N | South | FC
WOLFSK_1_UNITA1 | CAISO System | Wolfskill Energy Center | 46.9 | 46.9 | 46.9 | 46.9 | 46.9 | 46.9 | 46.9 | 46.9 | 46.9 | 46.9 | 46.9 | 46.9 | Y | North | FC
WOODWR_1_HYDRO | Fresno | Quinten Luallen | 0 | 0 | 0 | 0 | 0 | 0 | 0 | 0 | 0 | 0 | 0 | 0 | N | North | EO
WRGTSR_2_WSFSR1 | CAISO System | Wright Solar Freeman | 0.8 | 6 | 7 | 8.8 | 12.8 | 26.2 | 28.8 | 24.8 | 22.2 | 14.8 | 11.4 | 7 | N | North | FC
WSENGY_1_UNIT 1 | CAISO System | Wheelabrator Shasta | 34.04 | 34.05 | 34.05 | 32.98 | 34.04 | 34.04 | 34.2 | 37.12 | 36.18 | 33.92 | 32.97 | 34.06 | N | North | FC
WSTWND_2_M89BT2 | CAISO System | Mojave 89 BESS 2B | 0 | 0 | 0 | 0 | 0 | 0 | 0 | 0 | 0 | 0 | 0 | 0 | Y | South | EO
WSTWND_2_M89WD2 | CAISO System | Mojave 89 Wind | 14.6 | 15.53 | 13.65 | 13.08 | 13.9 | 12.74 | 11.84 | 9 | 9.29 | 8.62 | 11.62 | 14.08 | N | South | FC
WSTWND_2_M90WD2 | CAISO System | Mojave 90 | 11.45 | 12.18 | 10.7 | 10.25 | 10.9 | 10 | 9.29 | 7.06 | 7.29 | 6.76 | 9.11 | 11.04 | N | South | FC |  | Hybrid - However Wind is FCDS and BESS is EO
WSTWND_2_SBSBT1 | CAISO System | Sagebrush Solar 2 | 80 | 80 | 80 | 80 | 80 | 80 | 80 | 80 | 80 | 80 | 80 | 80 | Y | South | ID | 100% | C12 - Waiting for Mesa-Laguna Bell 230 kV line upgrade project (Max 90 percent PCDS at 200 MW Pmax)
YELPIN_2_YP2BT1 | CAISO System | Yellow Pine 2 BESS | 65 | 65 | 65 | 65 | 65 | 65 | 65 | 65 | 65 | 65 | 65 | 65 | Y | South | ID | 65.00 | Waiting for Lugo-Victorville CRAS - Co-located with YELPIN_2_YP2SR1
YELPIN_2_YP2SR1 | CAISO System | Yellow Pine 2 | 0.29 | 2.58 | 3.1 | 4.17 | 6.23 | 12.81 | 13.96 | 11.81 | 10.21 | 6.45 | 4.49 | 2.13 | N | South | ID | 100% | Waiting for Lugo Victorville CRAS - Co-located with YELPIN_2_YP2BT1
YUBACT_1_SUNSWT | Sierra | YUBA CITY COGEN | 49.97 | 49.97 | 49.97 | 49.97 | 49.97 | 49.97 | 49.97 | 49.97 | 49.97 | 49.97 | 49.97 | 49.97 | Y | North | FC
YUBACT_6_UNITA1 | Sierra | Yuba City Energy Center (Calpine) | 47.16 | 47.16 | 47.16 | 47.16 | 47.16 | 47.16 | 47.16 | 47.16 | 47.16 | 47.16 | 47.16 | 47.16 | Y | North | FC
ZOND_6_UNIT | Bay Area | ZOND WINDSYSTEMS INC. | 5.62 | 6.02 | 5.37 | 5.68 | 5.87 | 4.33 | 3.85 | 3.62 | 3.72 | 3.11 | 3.93 | 5.03 | N | North | FC

## Specified Imports
This tab contains all of the specified imports listed on the CAISO Master Control Area Generating Capability List. They may be shown for resource adequacy with an accompanying maximum import capability (MIC) allocation for the associated scheduling branch group.
Resource ID | Generator Name | BAA ID | JAN | FEB | MAR | APR | MAY | JUN | JUL | AUG | SEP | OCT | NOV | DEC
ALHMBR_1_ALHSLR | SG Alhambra | IID | 0.2 | 1.5 | 1.75 | 2.2 | 3.2 | 6.55 | 7.2 | 6.2 | 5.55 | 3.7 | 2.85 | 1.75
ANZA_6_SOLAR1 | Seville Solar One | IID | 0.08 | 0.6 | 0.7 | 0.88 | 1.28 | 2.62 | 2.88 | 2.48 | 2.22 | 1.48 | 1.14 | 0.7
ARKANS_1_ARKSLR | SG Arkansas | IID | 0.2 | 1.5 | 1.75 | 2.2 | 3.2 | 6.55 | 7.2 | 6.2 | 5.55 | 3.7 | 2.85 | 1.75
ARLINT_5_SCEDYN | Arlington Valley CC | AZPS | 565 | 565 | 565 | 565 | 565 | 565 | 565 | 565 | 565 | 565 | 565 | 565
ARLVAL_5_SOLAR | Arlington Valley Solar Energy II | SRP | 0.51 | 3.81 | 4.45 | 5.59 | 8.13 | 16.64 | 18.29 | 15.75 | 14.1 | 9.4 | 7.24 | 4.45
BCTSYS_5_PWXDYN | BCTSYS_5_PWXDYN | BPAT | 428 | 428 | 428 | 428 | 428 | 428 | 428 | 428 | 428 | 428 | 428 | 428
BEJNLS_5_BV2SCEDYN | Broadview 2 | AZPS | 56.84 | 60.43 | 66.22 | 58.89 | 43.32 | 36.36 | 35.57 | 37.72 | 46.53 | 54.59 | 56.76 | 57.24
BEKWJS_5_BV1SCEDYN | Broadview 1 | AZPS | 44.25 | 47.04 | 51.55 | 45.84 | 33.72 | 28.31 | 27.69 | 29.36 | 36.22 | 42.49 | 44.18 | 44.56
CALPSS_6_SOLAR1 | Calipatria Solar Farm | IID | 0.08 | 0.6 | 0.7 | 0.88 | 1.28 | 2.62 | 2.88 | 2.48 | 2.22 | 1.48 | 1.14 | 0.7
CLINESCO_3_PVDYN | CLINES CORNERS | PNM | 44.23 | 47.02 | 51.52 | 45.82 | 33.7 | 28.29 | 27.68 | 29.35 | 36.2 | 42.47 | 44.16 | 44.54
CLINESCO_3_WBDYN | CLINES CORNERS B | PNM | 66.13 | 70.31 | 77.03 | 68.51 | 50.39 | 42.3 | 41.38 | 43.88 | 54.13 | 63.51 | 66.03 | 66.59
COLGNS_2_CNSSR1 | ColGreen North Shore | IID | 0.3 | 2.24 | 2.62 | 3.29 | 4.79 | 9.8 | 10.77 | 9.28 | 8.3 | 5.54 | 4.26 | 2.62
DURNMESA_3_WBDYN | DURAN MESA | PNM | 35.77 | 38.03 | 41.66 | 37.05 | 27.26 | 22.88 | 22.38 | 23.73 | 29.28 | 34.35 | 35.71 | 36.02
ELCABO_5_ECWSCEDYN | El Cabo Wind | AZPS | 101.43 | 107.84 | 118.16 | 105.08 | 77.29 | 64.89 | 63.47 | 67.31 | 83.03 | 97.41 | 101.28 | 102.14
GRADYW_5_GDYWD1 | Grady Wind | AZPS | 68.08 | 72.38 | 79.3 | 70.53 | 51.88 | 43.55 | 42.6 | 45.18 | 55.73 | 65.38 | 67.98 | 68.55
GRIFFI_2_LSPDYN | Griffith Energy | WALC | 570 | 570 | 570 | 570 | 570 | 570 | 570 | 570 | 570 | 570 | 570 | 570
HOOV_2_ANAPT | Hoover Power Plant | WALC | 40.39 | 40.39 | 40.39 | 40.39 | 40.39 | 40.39 | 40.39 | 40.39 | 40.39 | 40.39 | 40.39 | 40.39
HOOVER_2_MWDPT | HOOVER MWD | WALC | 249 | 249 | 249 | 249 | 249 | 249 | 249 | 249 | 249 | 249 | 249 | 249
HOOVER_2_SCEPT | Hoover DAM - SCE Share | WALC | 287 | 287 | 287 | 287 | 287 | 287 | 287 | 287 | 287 | 287 | 287 | 287
HOOVER_2_VEAPT | HOOVER VEA | WALC | 16 | 16 | 16 | 16 | 16 | 16 | 16 | 16 | 16 | 16 | 16 | 16
INTMNT_3_ANAHEIM | Intermountain Power Project | LADWP | 234 | 234 | 234 | 234 | 234 | 234 | 234 | 234 | 234 | 234 | 234 | 234
INTMNT_3_PASADENA | Intermountain Power Project | LADWP | 107 | 107 | 107 | 107 | 107 | 107 | 107 | 107 | 107 | 107 | 107 | 107
INTMNT_3_RIVERSIDE | IPPDYN | LADWP | 136 | 136 | 136 | 136 | 136 | 136 | 136 | 136 | 136 | 136 | 136 | 136
MAGNLA_6_ANAHEIM | Magnolia Power Plant Anaheim | LADWP | 109 | 109 | 109 | 109 | 109 | 109 | 109 | 109 | 109 | 109 | 109 | 109
MAGNLA_6_CERRITOS | Magnolia Power Plant Cerritos | LADWP | 12 | 12 | 12 | 12 | 12 | 12 | 12 | 12 | 12 | 12 | 12 | 12
MAGNLA_6_COLTON | Magnolia Power Project | LADWP | 12 | 12 | 12 | 12 | 12 | 12 | 12 | 12 | 12 | 12 | 12 | 12
MAGNLA_6_PASADENA | Magnolia Power Plant - PASADENA | LADWP | 18 | 18 | 18 | 18 | 18 | 18 | 18 | 18 | 18 | 18 | 18 | 18
MALIN_5_BPADYN | MALIN_5_BPADYN | BPAT | 700 | 700 | 700 | 700 | 700 | 700 | 700 | 700 | 700 | 700 | 700 | 700
MALIN_5_GCPDDYN | Grant County Hydro Facilities | BPAT | 125 | 125 | 125 | 125 | 125 | 125 | 125 | 125 | 125 | 125 | 125 | 125
MALIN_5_HERMDYN | MALIN_5_HERMDYN | BPAT | 308 | 308 | 308 | 308 | 308 | 308 | 308 | 308 | 308 | 308 | 308 | 308
MALIN_5_IBERDR | Iberdrola Centroid Sytem Resource | BPAT | 20.75 | 25.4 | 29.98 | 24.96 | 18.8 | 20.31 | 22.41 | 19.2 | 18.65 | 23.34 | 25.01 | 22.39
MALIN_5_INHRED | CSF Columbia Gorge | BPAT | 10.38 | 12.7 | 14.99 | 12.48 | 9.4 | 10.16 | 11.21 | 9.6 | 9.33 | 11.67 | 12.51 | 11.19
MALIN_5_INHRPG | BIGLOW CANYON | BPAT | 10.38 | 12.7 | 14.99 | 12.48 | 9.4 | 10.16 | 11.21 | 9.6 | 9.33 | 11.67 | 12.51 | 11.19
MIDWY3_2_MDSSR1 | Midway South Solar Farm | IID | 0.08 | 0.6 | 0.7 | 0.88 | 1.28 | 2.62 | 2.88 | 2.48 | 2.22 | 1.48 | 1.14 | 0.7
MIDWYS_2_MIDSL1 | Midway Solar Farm | IID | 0.2 | 1.5 | 1.75 | 2.2 | 3.2 | 6.55 | 7.2 | 6.2 | 5.55 | 3.7 | 2.85 | 1.75
MILFRD_7_PASADENA | Milford I | LADWP | 0.88 | 0.94 | 0.83 | 0.79 | 0.84 | 0.77 | 0.72 | 0.54 | 0.56 | 0.52 | 0.7 | 0.85
MSQUIT_5_SERDYN | MSQUIT_5_SERDYN | AZPS | 625 | 625 | 625 | 625 | 625 | 625 | 625 | 625 | 625 | 625 | 625 | 625
NGILAA_5_SDGDYN | NGILAA_5_SDGDYN | AZPS | 57 | 57 | 57 | 57 | 57 | 57 | 57 | 57 | 57 | 57 | 57 | 57
OCOTLO_6_OCWSB1 | Ocotillo Wells Solar and BESS | IID | 50 | 50 | 50 | 50 | 50 | 50 | 50 | 50 | 50 | 50 | 50 | 50
PVERDE_5_SCEDYN | PVERDE_5_SCEDYN | SRP | 635 | 635 | 635 | 635 | 635 | 635 | 635 | 635 | 635 | 635 | 635 | 635
RAMON_2_SCEDYN | RAMON_2_SCEDYN | IID | 106.18 | 106.18 | 106.18 | 106.18 | 106.18 | 106.18 | 106.18 | 106.18 | 106.18 | 106.18 | 106.18 | 106.18
RANCHO_2_SMUDSYSDYN | SMUD Regulation Market | BANC | 124 | 124 | 124 | 124 | 124 | 124 | 124 | 124 | 124 | 124 | 124 | 124
SIGHEB_6_HE2SCEDYN | Heber 2 | IID | 28 | 28 | 28 | 28 | 28 | 28 | 28 | 28 | 28 | 28 | 28 | 28
SIGHEB_6_MIRDYN | Heber South | IID | 17 | 17 | 17 | 17 | 17 | 17 | 17 | 17 | 17 | 17 | 17 | 17
SNORA_2_SNRSLR | SG Sorrento | IID | 0.2 | 1.5 | 1.75 | 2.2 | 3.2 | 6.55 | 7.2 | 6.2 | 5.55 | 3.7 | 2.85 | 1.75
SUNSTR_5_SS1SCEDYN | Sunstream Solar 1 | AZPS | 0.6 | 4.5 | 5.25 | 6.6 | 9.6 | 19.65 | 21.6 | 18.6 | 16.65 | 11.1 | 8.55 | 5.25
SUTTER_2_CISO | Sutter Power Plant Pseudo-CISO | BANC | 275 | 275 | 275 | 275 | 275 | 275 | 275 | 275 | 275 | 275 | 275 | 275
TECOLOTE_3_WBDYN | TECOLOTE WIND | PNM | 92.47 | 98.31 | 107.72 | 95.8 | 70.47 | 59.16 | 57.87 | 61.37 | 75.7 | 88.81 | 92.34 | 93.12
TITANS_2_TTSSR1 | Titan Solar 1 Pseudo | IID | 0.28 | 2.1 | 2.45 | 3.08 | 4.48 | 9.17 | 10.08 | 8.68 | 7.77 | 5.18 | 3.99 | 2.45
TOWNSITE_2_MEADDYN | Townsite Solar BESS | WALC | 90.37 | 93.43 | 94.25 | 95.86 | 98.74 | 108.28 | 110.06 | 106.92 | 104.39 | 99.01 | 95.97 | 92.63
WHITEH_2_MEADDYN1 | White Hills A | WALC | 17.02 | 18.09 | 19.83 | 17.63 | 12.97 | 10.89 | 10.65 | 11.29 | 13.93 | 16.34 | 16.99 | 17.14
WHITEH_2_MEADDYN2 | White Hills B | WALC | 102.11 | 108.56 | 118.95 | 105.79 | 77.81 | 65.33 | 63.9 | 67.76 | 83.59 | 98.06 | 101.96 | 102.83
WISTER_2_WISSR1 | Wister Solar | IID | 0.08 | 0.6 | 0.7 | 0.88 | 1.28 | 2.62 | 2.88 | 2.48 | 2.22 | 1.48 | 1.14 | 0.7
WSNR_2_CVPDYN | Central Valley 1 | BANC | 10 | 10 | 10 | 10 | 10 | 10 | 10 | 10 | 10 | 10 | 10 | 10
WSNR_2_TESLADYN | Central Valley Tesla | BANC | 10 | 10 | 10 | 10 | 10 | 10 | 10 | 10 | 10 | 10 | 10 | 10
WSNR_5_TRCYDYN | Central Valley Tracy | BANC | 10 | 10 | 10 | 10 | 10 | 10 | 10 | 10 | 10 | 10 | 10 | 10

## Monthly EFC
RESOURCE_ID | JAN | FEB | MAR | APR | MAY | JUN | JUL | AUG | SEP | OCT | NOV | DEC | MINIMUM QUALIFIED CATEOGRY
ADLIN_1_UNITS | 14 | 14 | 14 | 14 | 14 | 14 | 14 | 14 | 14 | 14 | 14 | 14 | 1
AGCANA_X_HOOVER | 0 | 0 | 0 | 0 | 0 | 0 | 0 | 0 | 0 | 0 | 0 | 0 | 1
AGRICO_6_PL3N5 | 22.69 | 22.69 | 22.69 | 22.69 | 22.69 | 22.69 | 22.69 | 22.69 | 22.69 | 22.69 | 22.69 | 22.69 | 1
AGRICO_7_UNIT | 50.6 | 50.6 | 50.6 | 50.6 | 50.6 | 50.6 | 50.6 | 50.6 | 50.6 | 50.6 | 50.6 | 50.6 | 1
ALAMIT_2_PL1X3 | 541.94 | 541.94 | 541.94 | 541.94 | 541.94 | 541.94 | 541.94 | 541.94 | 541.94 | 541.94 | 541.94 | 541.94 | 1
ALAMIT_7_ES1 | 200.89 | 200.89 | 200.89 | 200.89 | 200.89 | 200.89 | 200.89 | 200.89 | 200.89 | 200.89 | 200.89 | 200.89 | 1
ALAMIT_7_UNIT 3 | 306.76 | 306.76 | 306.76 | 306.76 | 306.76 | 306.76 | 306.76 | 306.76 | 306.76 | 306.76 | 306.76 | 306.76 | 1
ALAMIT_7_UNIT 4 | 314.43 | 314.43 | 314.43 | 314.43 | 314.43 | 314.43 | 314.43 | 314.43 | 314.43 | 314.43 | 314.43 | 314.43 | 1
ALAMIT_7_UNIT 5 | 410 | 410 | 410 | 410 | 410 | 410 | 410 | 410 | 410 | 410 | 410 | 410 | 1
ALAMO_6_UNIT | 13.22 | 14 | 12.02 | 13.92 | 13.71 | 14 | 14 | 14 | 9.54 | 9.72 | 13.63 | 11.53 | 2
ALHMBR_1_ALHSLR | 0 | 0 | 0 | 0 | 0 | 0 | 0 | 0 | 0 | 0 | 0 | 0 | 1
ALMASL_2_AL6BT6 | 100 | 100 | 100 | 100 | 100 | 100 | 100 | 100 | 100 | 100 | 100 | 100 | 1
ALMEGT_1_UNIT 1 | 23.4 | 23.4 | 23.4 | 23.4 | 23.4 | 23.4 | 23.4 | 23.4 | 23.4 | 23.4 | 23.4 | 23.4 | 1
ALMEGT_1_UNIT 2 | 23.5 | 23.5 | 23.5 | 23.5 | 23.5 | 23.5 | 23.5 | 23.5 | 23.5 | 23.5 | 23.5 | 23.5 | 1
ANAHM_2_CANYN1 | 49.21 | 49.21 | 49.21 | 49.21 | 49.21 | 49.21 | 49.21 | 49.21 | 49.21 | 49.21 | 49.21 | 49.21 | 1
ANAHM_2_CANYN2 | 48.04 | 48.04 | 48.04 | 48.04 | 48.04 | 48.04 | 48.04 | 48.04 | 48.04 | 48.04 | 48.04 | 48.04 | 1
ANAHM_2_CANYN3 | 46.49 | 46.49 | 46.49 | 46.49 | 46.49 | 46.49 | 46.49 | 46.49 | 46.49 | 46.49 | 46.49 | 46.49 | 1
ANAHM_2_CANYN4 | 49.8 | 49.8 | 49.8 | 49.8 | 49.8 | 49.8 | 49.8 | 49.8 | 49.8 | 49.8 | 49.8 | 49.8 | 1
ANZA_6_SOLAR1 | 0 | 0 | 0 | 0 | 0 | 0 | 0 | 0 | 0 | 0 | 0 | 0 | 1
APLHIL_1_SFKHY1 | 0 | 0 | 0 | 0 | 0 | 0 | 0 | 0 | 0 | 0 | 0 | 0 | 1
ARCOGN_2_UNITS | 0 | 0 | 0 | 0 | 0 | 0 | 0 | 0 | 0 | 0 | 0 | 0 | 1
ARKANS_1_ARKSLR | 0 | 0 | 0 | 0 | 0 | 0 | 0 | 0 | 0 | 0 | 0 | 0 | 1
BALCHS_7_UNIT 1 | 24.8 | 24.8 | 24.8 | 24.8 | 24.8 | 24.8 | 31 | 31 | 31 | 28.2 | 24.8 | 24.8 | 1
BALCHS_7_UNIT 2 | 42 | 42 | 0 | 42 | 52.5 | 52.5 | 52.5 | 52.5 | 52.5 | 52.5 | 52.5 | 52.5 | 1
BALCHS_7_UNIT 3 | 43.68 | 0 | 24.8 | 43.68 | 54.18 | 54.6 | 54.6 | 54.6 | 54.6 | 54.6 | 54.6 | 43.68 | 1
BANKPP_2_NSPIN | 0 | 0 | 0 | 0 | 0 | 0 | 0 | 0 | 0 | 0 | 0 | 0 | 1
BARRE_6_PEAKER | 49 | 49 | 49 | 49 | 49 | 49 | 49 | 49 | 49 | 49 | 49 | 49 | 1
BASICE_2_UNITS | 30 | 30 | 30 | 30 | 30 | 30 | 30 | 30 | 30 | 30 | 30 | 30 | 1
BCTSYS_5_PWXDYN | 0 | 0 | 0 | 0 | 0 | 0 | 0 | 0 | 0 | 0 | 0 | 0 | 1
BDGRCK_1_UNITS | 48.08 | 48.08 | 48.08 | 48.08 | 48.08 | 48.08 | 48.08 | 48.08 | 48.08 | 48.08 | 48.08 | 48.08 | 1
BEARDS_7_UNIT 1 | 0 | 0 | 0 | 0 | 0 | 0 | 0 | 0 | 0 | 0 | 0 | 0 | 1
BEARMT_1_UNIT | 49.21 | 49.21 | 49.21 | 49.21 | 49.21 | 49.21 | 49.21 | 49.21 | 49.21 | 49.21 | 49.21 | 49.21 | 1
BEJNLS_5_BV2SCEDYN | 0 | 0 | 0 | 0 | 0 | 0 | 0 | 0 | 0 | 0 | 0 | 0 | 1
BEKWJS_5_BV1SCEDYN | 0 | 0 | 0 | 0 | 0 | 0 | 0 | 0 | 0 | 0 | 0 | 0 | 1
BELDEN_7_UNIT 1 | 0 | 0 | 0 | 0 | 0 | 0 | 0 | 0 | 0 | 0 | 0 | 0 | 1
BIGCRK_2_EXESWD | 490.44 | 553.8 | 507 | 561.6 | 700 | 728.6 | 706.43 | 700 | 700 | 455.76 | 483 | 498.28 | 1
BIGSKY_2_AS2BT1 | 254 | 254 | 254 | 254 | 254 | 254 | 254 | 254 | 254 | 254 | 254 | 254 | 2
BIGSKY_2_ASLBT2 | 200 | 200 | 200 | 200 | 200 | 200 | 200 | 200 | 200 | 200 | 200 | 200 | 2
BLACK_7_UNIT 1 | 84.2 | 82.4 | 82.4 | 82.4 | 84 | 84.6 | 84.4 | 84.4 | 82 | 68 | 68 | 84 | 1
BLACK_7_UNIT 2 | 83.48 | 83.28 | 83.28 | 82 | 83.28 | 83.88 | 84.08 | 84.08 | 84.08 | 67.28 | 83.48 | 83.28 | 1
BLCKBT_2_STONEY | 0 | 0 | 0 | 0 | 0 | 0 | 0 | 0 | 0 | 0 | 0 | 0 | 1
BLKCRK_2_GMCBT1 | 460 | 460 | 460 | 460 | 460 | 460 | 460 | 460 | 460 | 460 | 460 | 460 | 1
BLKDIA_2_BDEBT1 | 400 | 400 | 400 | 400 | 400 | 400 | 400 | 400 | 400 | 400 | 400 | 400 | 1
BLM W_2_COSBT1 | 120 | 120 | 120 | 120 | 120 | 120 | 120 | 120 | 120 | 120 | 120 | 120 | 2
BLM_2_UNITS | 47 | 47 | 47 | 47 | 47 | 47 | 47 | 47 | 47 | 47 | 47 | 47 | 1
BOGUE_1_UNITA1 | 47.38 | 47.38 | 47.38 | 47.38 | 47.38 | 47.38 | 47.38 | 47.38 | 47.38 | 47.38 | 47.38 | 47.38 | 1
BORDER_6_UNITA1 | 51.25 | 51.25 | 51.25 | 51.25 | 51.25 | 51.25 | 51.25 | 51.25 | 51.25 | 51.25 | 51.25 | 51.25 | 1
BUCKBL_2_PL1X3 | 368.63 | 368.63 | 368.63 | 368.63 | 368.63 | 368.63 | 368.63 | 368.63 | 368.63 | 368.63 | 368.63 | 368.63 | 1
BUCKCK_7_PL1X2 | 24.86 | 24.86 | 24.86 | 24.86 | 24.86 | 24.86 | 24.86 | 24.86 | 24.86 | 24.86 | 24.86 | 24.86 | 1
BUTTVL_7_UNIT 1 | 38.8 | 31.6 | 31.6 | 31.2 | 32.4 | 32.4 | 39.2 | 39.2 | 39.5 | 32.4 | 32.4 | 38.8 | 1
CABALO_2_M2WSR2 | 0 | 0 | 0 | 0 | 0 | 0 | 0 | 0 | 0 | 0 | 0 | 0 | 1
CALFTN_2_CFSBT1 | 120 | 120 | 120 | 120 | 120 | 120 | 120 | 120 | 120 | 120 | 120 | 120 | 3
CALGEN_1_UNITS | 80 | 80 | 80 | 80 | 80 | 80 | 80 | 80 | 80 | 80 | 80 | 80 | 1
CALPIN_1_AGNEW | 8.56 | 8.56 | 8.56 | 8.56 | 8.56 | 8.56 | 8.56 | 8.56 | 8.56 | 8.56 | 8.56 | 8.56 | 1
CALPSS_6_SOLAR1 | 0 | 0 | 0 | 0 | 0 | 0 | 0 | 0 | 0 | 0 | 0 | 0 | 1
CAMPFW_7_FARWST | 0 | 2.08 | 5.6 | 5.44 | 2.64 | 2.48 | 3.36 | 2.94 | 0 | 0 | 0 | 0 | 1
CARBOU_7_PL2X3 | 0 | 0 | 0 | 0 | 0 | 0 | 0 | 0 | 0 | 0 | 0 | 0 | 1
CARBOU_7_PL4X5 | 0 | 0 | 0 | 0 | 0 | 0 | 0 | 0 | 0 | 0 | 0 | 0 | 1
CARBOU_7_UNIT 1 | 0 | 0 | 0 | 0 | 0 | 0 | 0 | 0 | 0 | 0 | 0 | 0 | 1
CARLS1_2_CARCT1 | 422 | 422 | 422 | 422 | 422 | 422 | 422 | 422 | 422 | 422 | 422 | 422 | 2
CARLS2_1_CARCT1 | 105.5 | 105.5 | 105.5 | 105.5 | 105.5 | 105.5 | 105.5 | 105.5 | 105.5 | 105.5 | 105.5 | 105.5 | 2
CASADB_1_CD4GT1 | 31 | 31 | 31 | 31 | 31 | 31 | 31 | 31 | 31 | 31 | 31 | 31 | 1
CDWR07_2_GEN | 115.6 | 115.6 | 115.6 | 115.6 | 115.6 | 115.6 | 115.6 | 115.6 | 115.6 | 115.6 | 115.6 | 115.6 | 1
CENTER_2_RHONDO | 0 | 0 | 0 | 0 | 0 | 0 | 0 | 0 | 0 | 0 | 0 | 0 | 1
CENTER_6_PEAKER | 47.3 | 47.3 | 47.3 | 47.3 | 47.3 | 47.3 | 47.3 | 47.3 | 47.3 | 47.3 | 47.3 | 47.3 | 1
CENTPD_2_BMSX2 | 224 | 224 | 224 | 224 | 224 | 224 | 224 | 224 | 224 | 224 | 224 | 224 | 2
CENTRY_6_PL1X4 | 40 | 40 | 40 | 40 | 40 | 40 | 40 | 40 | 40 | 40 | 40 | 40 | 1
CHALK_1_UNIT | 48.67 | 48.67 | 48.67 | 48.67 | 48.67 | 48.67 | 48.67 | 48.67 | 48.67 | 48.67 | 48.67 | 48.67 | 1
CHICPK_7_UNIT 1 | 0 | 0 | 0 | 0 | 0 | 0 | 0 | 0 | 0 | 0 | 0 | 0 | 1
CHILLS_7_UNITA1 | 1.82 | 2 | 2 | 2 | 1.4 | 1.68 | 1.56 | 1.52 | 1.74 | 1.75 | 1.8 | 1.61 | 1
CHINO_2_APEBT1 | 40 | 40 | 40 | 40 | 40 | 40 | 40 | 40 | 40 | 40 | 40 | 40 | 3
CHINO_2_PESBT1 | 30 | 30 | 30 | 30 | 30 | 30 | 30 | 30 | 30 | 30 | 30 | 30 | 2
CHINO_6_CIMGEN | 0.01 | 0.01 | 0.01 | 0.01 | 0.01 | 0.01 | 0.01 | 0.01 | 0.01 | 0.01 | 0.01 | 0.01 | 1
CHWCHL_1_UNIT | 48 | 48 | 48 | 48 | 48 | 48 | 48 | 48 | 48 | 48 | 48 | 48 | 1
CLINESCO_3_PVDYN | 0 | 0 | 0 | 0 | 0 | 0 | 0 | 0 | 0 | 0 | 0 | 0 | 1
CLINESCO_3_WBDYN | 0 | 0 | 0 | 0 | 0 | 0 | 0 | 0 | 0 | 0 | 0 | 0 | 1
CMBLND_2_DS2BT2 | 66 | 66 | 66 | 66 | 66 | 66 | 66 | 66 | 66 | 66 | 66 | 66 | 1
CMBLND_2_DS2BT3 | 92 | 92 | 92 | 92 | 92 | 92 | 92 | 92 | 92 | 92 | 92 | 92 | 1
COCOPP_2_CTG1 | 203.08 | 202.82 | 202.21 | 199.04 | 197.87 | 194.63 | 193.62 | 193.09 | 194.72 | 198.97 | 200.43 | 203.72 | 1
COCOPP_2_CTG2 | 202.25 | 201.68 | 201.36 | 198.21 | 197.04 | 193.81 | 192.86 | 192.32 | 193.95 | 198.13 | 199.65 | 202.7 | 1
COCOPP_2_CTG3 | 201.79 | 201.31 | 200.92 | 197.81 | 196.72 | 193.1 | 192.03 | 191.57 | 193.18 | 197.81 | 199.11 | 202.45 | 1
COCOPP_2_CTG4 | 203.72 | 203.2 | 202.81 | 199.67 | 198.47 | 194.44 | 193.36 | 192.89 | 194.53 | 199.67 | 200.98 | 204.2 | 1
COLGAT_7_UNIT 1 | 141.6 | 141.6 | 141.6 | 141.6 | 141.6 | 141.6 | 141.6 | 141.6 | 141.6 | 141.6 | 141.6 | 141.6 | 1
COLGAT_7_UNIT 2 | 139.74 | 139.74 | 139.74 | 139.74 | 139.74 | 139.74 | 139.74 | 139.74 | 139.74 | 139.74 | 139.74 | 139.74 | 1
COLGNS_2_CNSSR1 | 0 | 0 | 0 | 0 | 0 | 0 | 0 | 0 | 0 | 0 | 0 | 0 | 1
COLTON_6_AGUAM1 | 43 | 43 | 43 | 43 | 43 | 43 | 43 | 43 | 43 | 43 | 43 | 43 | 1
COLUSA_2_PL1X3 | 519.69 | 519.69 | 519.69 | 519.69 | 507.69 | 501.69 | 495.69 | 493.69 | 496.69 | 503.69 | 512.69 | 517.69 | 1
COLVIL_7_PL1X2 | 246.86 | 246.86 | 246.86 | 246.86 | 246.86 | 246.86 | 246.86 | 246.86 | 246.86 | 246.86 | 246.86 | 246.86 | 1
CONTRL_1_CASAD2 | 0 | 0 | 0 | 0 | 0 | 0 | 0 | 0 | 0 | 0 | 0 | 0 | 1
CONTRL_1_POOLE | 0.96 | 0.8 | 0.48 | 0.76 | 1.6 | 8.27 | 5.42 | 1.46 | 10.9 | 0.31 | 0.48 | 0.8 | 1
CONTRL_1_RUSHCK | 0.8 | 0.82 | 4.82 | 0.82 | 0.8 | 9.45 | 9.46 | 1.82 | 11.94 | 1.01 | 0.97 | 0.8 | 1
CORONS_6_CLRWTR | 8 | 8 | 8 | 8 | 8 | 8 | 8 | 8 | 8 | 8 | 8 | 8 | 1
COVERD_2_QFUNTS | 0 | 0 | 0 | 0 | 0 | 0 | 0 | 0 | 0 | 0 | 0 | 0 | 1
CRESTA_7_PL1X2 | 0 | 0 | 0 | 0 | 0 | 0 | 0 | 0 | 0 | 0 | 0 | 0 | 1
CRIMSN_2_CRMBT1 | 400 | 400 | 400 | 400 | 400 | 400 | 400 | 400 | 400 | 400 | 400 | 400 | 1
CRIMSN_2_CRMBT2 | 300 | 300 | 300 | 300 | 300 | 300 | 300 | 300 | 300 | 300 | 300 | 300 | 1
CSCCOG_1_UNIT 1 | 0 | 0 | 0 | 0 | 0 | 0 | 0 | 0 | 0 | 0 | 0 | 0 | 1
CSCGNR_1_UNIT 1 | 24 | 24 | 24 | 24 | 24 | 24 | 24 | 24 | 24 | 24 | 24 | 24 | 1
CSCGNR_1_UNIT 2 | 24 | 24 | 24 | 24 | 24 | 24 | 24 | 24 | 24 | 24 | 24 | 24 | 1
CSTRVL_7_PL1X2 | 4.13 | 3.51 | 3.69 | 4.01 | 3.63 | 3.95 | 4.16 | 4.14 | 4.17 | 3.86 | 3.98 | 3.73 | 1
CUMMNG_6_SUNCT1 | 0 | 0 | 0 | 0 | 0 | 0 | 0 | 0 | 0 | 0 | 0 | 0 | 1
CUYAMA_6_SB3SB1 | 0 | 6 | 6 | 6 | 6 | 6 | 6 | 6 | 6 | 6 | 6 | 6 | 2
DELTA_2_PL1X4 | 649 | 649 | 649 | 644 | 634 | 624 | 617 | 617 | 617 | 634 | 649 | 649 | 1
DEXZEL_1_UNIT | 8 | 8 | 8 | 8 | 8 | 8 | 8 | 8 | 8 | 8 | 8 | 8 | 1
DONNLS_7_UNIT | 72 | 72 | 72 | 72 | 72 | 72 | 72 | 72 | 72 | 72 | 72 | 72 | 1
DOSMGO_2_NSPIN | 0 | 0 | 0 | 0 | 0 | 0 | 0 | 0 | 0 | 0 | 0 | 0 | 1
DOUBLC_1_UNITS | 32.23 | 32.23 | 32.23 | 32.23 | 32.23 | 32.23 | 32.23 | 32.23 | 32.23 | 32.23 | 32.23 | 32.23 | 1
DRACKR_2_DSUBT1 | 126 | 126 | 126 | 126 | 126 | 126 | 126 | 126 | 126 | 126 | 126 | 126 | 3
DRACKR_2_DSUBT2 | 230 | 230 | 230 | 230 | 230 | 230 | 230 | 230 | 230 | 230 | 230 | 230 | 1
DRACKR_2_DSUBT3 | 230 | 230 | 230 | 230 | 230 | 230 | 230 | 230 | 230 | 230 | 230 | 216.05 | 1
DRACKR_2_DSUBT4 | 94 | 94 | 94 | 94 | 94 | 94 | 94 | 94 | 94 | 94 | 94 | 94 | 2
DREWS_6_PL1X4 | 40 | 40 | 40 | 40 | 40 | 40 | 40 | 40 | 40 | 40 | 40 | 40 | 1
DRUM_7_PL1X2 | 0 | 0 | 0 | 0 | 0 | 0 | 0 | 0 | 0 | 0 | 0 | 0 | 1
DRUM_7_PL3X4 | 0 | 0 | 0 | 0 | 0 | 0 | 0 | 0 | 0 | 0 | 0 | 0 | 1
DRUM_7_UNIT 5 | 0 | 0 | 0 | 0 | 0 | 0 | 0 | 0 | 0 | 0 | 0 | 0 | 1
DSRTHV_2_DH2BT1 | 70 | 70 | 70 | 70 | 70 | 70 | 70 | 70 | 70 | 70 | 70 | 70 | 1
DSRTSN_2_DS2X2 | 460 | 460 | 460 | 460 | 460 | 460 | 460 | 460 | 460 | 460 | 460 | 460 | 1
DUANE_1_PL1X3 | 85.6503 | 85.6503 | 85.6503 | 85.6503 | 85.6503 | 85.6503 | 85.6503 | 85.6503 | 85.6503 | 85.6503 | 85.6503 | 85.6503 | 1
DURNMESA_3_WBDYN | 0 | 0 | 0 | 0 | 0 | 0 | 0 | 0 | 0 | 0 | 0 | 0 | 1
DUTCH1_7_UNIT 1 | 0 | 0 | 0 | 0 | 0 | 0 | 0 | 0 | 0 | 0 | 0 | 0 | 1
DUTCH2_7_UNIT 1 | 0 | 0 | 0 | 0 | 0 | 0 | 0 | 0 | 0 | 0 | 0 | 0 | 1
DVLCYN_1_UNITS | 146.91 | 82.76 | 106.43 | 145.35 | 134.52 | 146.86 | 134.22 | 140.09 | 132.28 | 137.34 | 134.47 | 108.79 | 1
EASTWD_7_UNIT | 184 | 184 | 184 | 184 | 184 | 184 | 184 | 184 | 184 | 184 | 184 | 184 | 1
EDMONS_2_NSPIN | 0 | 0 | 0 | 0 | 0 | 0 | 0 | 0 | 0 | 0 | 0 | 0 | 1
EDWARD_2_E21SB1 | 71 | 71 | 71 | 71 | 71 | 71 | 71 | 71 | 71 | 71 | 71 | 71 | 2
EDWARD_2_E23SB1 | 6 | 6 | 6 | 6 | 6 | 6 | 6 | 6 | 6 | 6 | 6 | 6 | 2
EDWARD_2_ES2BT3 | 66 | 66 | 66 | 66 | 66 | 66 | 66 | 66 | 66 | 66 | 66 | 66 | 2
EDWARD_2_ESSSB2 | 0 | 0 | 0 | 0 | 0 | 0 | 0 | 0 | 0 | 0 | 0 | 0 | 1
ELCABO_5_ECWSCEDYN | 0 | 0 | 0 | 0 | 0 | 0 | 0 | 0 | 0 | 0 | 0 | 0 | 1
ELCAJN_6_EB1BT1 | 12 | 12 | 12 | 12 | 12 | 12 | 12 | 12 | 12 | 12 | 12 | 12 | 1
ELCAJN_6_LM6K | 48.1 | 48.1 | 48.1 | 48.1 | 48.1 | 48.1 | 48.1 | 48.1 | 48.1 | 48.1 | 48.1 | 48.1 | 1
ELCAJN_6_UNITA1 | 45.42 | 45.42 | 45.42 | 45.42 | 45.42 | 45.42 | 45.42 | 45.42 | 45.42 | 45.42 | 45.42 | 45.42 | 1
ELECTR_7_PL1X3 | 0 | 0 | 0 | 0 | 0 | 0 | 0 | 0 | 0 | 0 | 0 | 0 | 1
ELKCRK_6_STONYG | 0 | 0 | 0 | 0 | 0 | 0 | 0 | 0 | 0 | 0 | 0 | 0 | 1
ELKHIL_2_PL1X3 | 171.7 | 171.7 | 171.7 | 171.7 | 171.7 | 171.7 | 171.7 | 171.7 | 171.7 | 171.7 | 171.7 | 171.7 | 1
ELKHRN_1_EESX3 | 365 | 365 | 365 | 365 | 365 | 365 | 365 | 365 | 365 | 365 | 365 | 365 | 1
ELSEGN_2_UN1011 | 274.31 | 274.31 | 274.31 | 274.31 | 274.31 | 274.31 | 274.31 | 274.31 | 274.31 | 274.31 | 274.31 | 274.31 | 1
ELSEGN_2_UN2021 | 271.74 | 271.74 | 271.74 | 271.74 | 271.74 | 271.74 | 271.74 | 271.74 | 271.74 | 271.74 | 271.74 | 271.74 | 1
ESCNDO_6_EB1BT1 | 20 | 20 | 20 | 20 | 20 | 20 | 20 | 20 | 20 | 20 | 20 | 20 | 1
ESCNDO_6_EB2BT2 | 20 | 20 | 20 | 20 | 20 | 20 | 20 | 20 | 20 | 20 | 20 | 20 | 1
ESCNDO_6_EB3BT3 | 20 | 20 | 20 | 20 | 20 | 20 | 20 | 20 | 20 | 20 | 20 | 20 | 1
ESCNDO_6_PL1X2 | 48.71 | 48.71 | 48.71 | 48.71 | 48.71 | 48.71 | 48.71 | 48.71 | 48.71 | 48.71 | 48.71 | 48.71 | 1
ESCNDO_6_UNITB1 | 48.04 | 48.04 | 48.04 | 48.04 | 48.04 | 48.04 | 48.04 | 48.04 | 48.04 | 48.04 | 48.04 | 48.04 | 1
ESCO_6_GLMQF | 0 | 0 | 0 | 0 | 0 | 0 | 0 | 0 | 0 | 0 | 0 | 0 | 1
ESNHWR_2_WC1BT1 | 4.5 | 4.5 | 4.5 | 4.5 | 4.5 | 4.5 | 4.5 | 4.5 | 4.5 | 4.5 | 4.5 | 4.5 | 3
ETIWND_2_UNIT1 | 8.6 | 8.6 | 8.6 | 8.6 | 8.6 | 8.6 | 8.6 | 8.6 | 8.6 | 8.6 | 8.6 | 8.6 | 1
ETIWND_6_GRPLND | 45.64 | 45.64 | 45.64 | 45.64 | 45.64 | 45.64 | 45.64 | 45.64 | 45.64 | 45.64 | 45.64 | 45.64 | 1
EXCHEC_7_UNIT 1 | 94.5 | 94.5 | 94.5 | 94.5 | 94.5 | 94.5 | 94.5 | 94.5 | 94.5 | 94.5 | 94.5 | 94.5 | 1
FALBRK_6_FESBT1 | 79.97 | 79.97 | 79.97 | 79.97 | 79.97 | 79.97 | 79.97 | 79.97 | 79.97 | 79.97 | 79.97 | 79.97 | 1
FIFTHS_2_FSSBT | 274 | 274 | 274 | 274 | 274 | 274 | 274 | 274 | 274 | 274 | 274 | 274 | 2
FMEADO_7_UNIT | 16 | 16 | 16 | 16 | 16 | 16 | 16 | 16 | 16 | 16 | 16 | 16 | 1
FORBST_7_UNIT 1 | 37.5 | 37.5 | 37.5 | 37.5 | 37.5 | 37.5 | 37.5 | 37.5 | 37.5 | 37.5 | 37.5 | 37.5 | 1
GARLND_2_GARBT1 | 176 | 176 | 176 | 176 | 176 | 176 | 176 | 176 | 176 | 176 | 176 | 176 | 1
GASKW1_2_GW2BT1 | 40 | 40 | 40 | 40 | 40 | 40 | 40 | 40 | 40 | 40 | 40 | 40 | 1
GATEWY_2_GESBT1 | 425 | 425 | 425 | 425 | 425 | 425 | 425 | 425 | 425 | 425 | 425 | 425 | 1
GATWAY_2_PL1X3 | 413 | 415 | 412 | 398 | 386 | 371 | 361 | 367 | 371 | 386 | 405 | 413 | 1
GEYS11_7_UNIT11 | 46 | 46 | 46 | 46 | 46 | 46 | 46 | 46 | 46 | 46 | 46 | 46 | 1
GEYS12_7_UNIT12 | 28 | 28 | 28 | 28 | 28 | 28 | 28 | 28 | 28 | 28 | 28 | 28 | 1
GEYS13_7_UNIT13 | 34 | 34 | 34 | 34 | 34 | 34 | 34 | 34 | 34 | 34 | 34 | 34 | 1
GEYS14_7_UNIT14 | 48 | 48 | 48 | 48 | 48 | 48 | 48 | 48 | 48 | 48 | 48 | 48 | 1
GEYS16_7_UNIT16 | 38 | 38 | 38 | 38 | 38 | 38 | 38 | 38 | 38 | 38 | 38 | 38 | 1
GEYS17_7_UNIT17 | 53.5 | 53.5 | 53.5 | 53.5 | 53.5 | 53.5 | 53.5 | 53.5 | 53.5 | 53.5 | 53.5 | 53.5 | 1
GEYS18_7_UNIT18 | 50 | 50 | 50 | 50 | 50 | 50 | 50 | 50 | 50 | 50 | 50 | 50 | 1
GEYS20_7_UNIT20 | 28 | 28 | 28 | 28 | 28 | 28 | 28 | 28 | 28 | 28 | 28 | 28 | 1
GILROY_1_UNIT | 25 | 25 | 25 | 25 | 20 | 20 | 20 | 20 | 20 | 25 | 25 | 25 | 1
GILRPP_1_PL1X2 | 95.2 | 95.2 | 95.2 | 95.2 | 95.2 | 95.2 | 95.2 | 95.2 | 95.2 | 95.2 | 95.2 | 95.2 | 1
GILRPP_1_PL3X4 | 46.2 | 46.2 | 46.2 | 46.2 | 46.2 | 46.2 | 46.2 | 46.2 | 46.2 | 46.2 | 46.2 | 46.2 | 1
GLNARM_2_UNIT 5 | 65 | 65 | 65 | 65 | 65 | 65 | 65 | 65 | 65 | 65 | 65 | 65 | 1
GLNARM_7_UNIT 1 | 22.13 | 22.13 | 22.13 | 22.13 | 22.13 | 22.13 | 22.13 | 22.13 | 22.13 | 22.13 | 22.13 | 22.13 | 1
GLNARM_7_UNIT 2 | 22.38 | 22.38 | 22.38 | 22.38 | 22.38 | 22.38 | 22.38 | 22.38 | 22.38 | 22.38 | 22.38 | 22.38 | 1
GLNARM_7_UNIT 3 | 44.83 | 44.83 | 44.83 | 44.83 | 44.83 | 44.83 | 44.83 | 44.83 | 44.83 | 44.83 | 44.83 | 44.83 | 1
GLNARM_7_UNIT 4 | 42.42 | 42.42 | 42.42 | 42.42 | 42.42 | 42.42 | 42.42 | 42.42 | 42.42 | 42.42 | 42.42 | 42.42 | 1
GOLETA_2_VALBT1 | 20 | 20 | 20 | 20 | 20 | 20 | 20 | 20 | 20 | 20 | 20 | 20 | 3
GOLETA_6_ELLWOD | 54 | 54 | 54 | 54 | 54 | 54 | 54 | 54 | 54 | 54 | 54 | 54 | 1
GRADYW_5_GDYWD1 | 0 | 0 | 0 | 0 | 0 | 0 | 0 | 0 | 0 | 0 | 0 | 0 | 1
GRIZLY_1_UNIT 1 | 0 | 0 | 0 | 0 | 0 | 0 | 0 | 0 | 0 | 0 | 0 | 0 | 1
GRNLF2_1_UNIT | 9.2 | 9.2 | 9.2 | 9.2 | 9.2 | 9.2 | 9.2 | 9.2 | 9.2 | 9.2 | 9.2 | 9.2 | 1
GUERNS_6_HD3BM3 | 0 | 0 | 0 | 0 | 0 | 0 | 0 | 0 | 0 | 0 | 0 | 0 | 1
GUERNS_6_VH2BM1 | 0 | 0 | 0 | 0 | 0 | 0 | 0 | 0 | 0 | 0 | 0 | 0 | 1
GWFPWR_1_UNITS | 98.46 | 98.46 | 98.46 | 98.46 | 98.46 | 98.46 | 98.46 | 98.46 | 98.46 | 98.46 | 98.46 | 98.46 | 1
GYS5X6_7_UNITS | 61 | 61 | 61 | 61 | 61 | 61 | 61 | 61 | 61 | 61 | 61 | 61 | 1
GYS7X8_7_UNITS | 71.8 | 71.8 | 71.8 | 71.8 | 71.8 | 71.8 | 71.8 | 71.8 | 71.8 | 71.8 | 71.8 | 71.8 | 1
HAASPH_7_PL1X2 | 115.2 | 115.2 | 115.2 | 115.2 | 118.2 | 139.2 | 144 | 144 | 129.6 | 129.6 | 57.6 | 115.2 | 1
HALSEY_6_UNIT | 0 | 0 | 0 | 0 | 0 | 0 | 0 | 0 | 0 | 0 | 0 | 0 | 1
HARBGN_7_UNITS | 35 | 35 | 35 | 35 | 35 | 35 | 35 | 35 | 35 | 35 | 35 | 35 | 1
HARDWK_6_STWBM1 | 0 | 0 | 0 | 0 | 0 | 0 | 0 | 0 | 0 | 0 | 0 | 0 | 1
HELMPG_7_UNIT 1 | 407 | 407 | 407 | 407 | 407 | 407 | 407 | 407 | 407 | 407 | 407 | 407 | 1
HELMPG_7_UNIT 2 | 407 | 407 | 407 | 407 | 407 | 407 | 407 | 407 | 407 | 407 | 407 | 407 | 1
HELMPG_7_UNIT 3 | 404 | 404 | 404 | 404 | 404 | 404 | 404 | 404 | 404 | 404 | 404 | 404 | 1
HENRTA_6_HDEBT1 | 20 | 20 | 20 | 20 | 20 | 20 | 20 | 20 | 20 | 20 | 20 | 20 | 2
HENRTA_6_UNITA1 | 49.98 | 49.98 | 49.98 | 49.98 | 49.98 | 49.98 | 49.98 | 49.98 | 49.98 | 49.98 | 49.98 | 49.98 | 1
HENRTA_6_UNITA2 | 49.42 | 49.42 | 49.42 | 49.42 | 49.42 | 49.42 | 49.42 | 49.42 | 49.42 | 49.42 | 49.42 | 49.42 | 1
HIDSRT_2_UNITS | 650 | 650 | 650 | 650 | 650 | 650 | 650 | 650 | 650 | 650 | 650 | 650 | 1
HIGHDS_2_H5SBT1 | 100 | 100 | 100 | 100 | 100 | 100 | 100 | 100 | 100 | 100 | 100 | 100 | 2
HINSON_6_LBECH1 | 63 | 63 | 63 | 63 | 63 | 63 | 63 | 63 | 63 | 63 | 63 | 63 | 1
HINSON_6_LBECH2 | 63 | 63 | 63 | 63 | 63 | 63 | 63 | 63 | 63 | 63 | 63 | 63 | 1
HINSON_6_LBECH3 | 63 | 63 | 63 | 63 | 63 | 63 | 63 | 63 | 63 | 63 | 63 | 63 | 1
HINSON_6_LBECH4 | 63 | 63 | 63 | 63 | 63 | 63 | 63 | 63 | 63 | 63 | 63 | 63 | 1
HINSON_6_SERRGN | 33 | 33 | 33 | 33 | 33 | 33 | 33 | 33 | 33 | 33 | 33 | 33 | 1
HNTGBH_2_PL1X3 | 534.64 | 534.64 | 534.64 | 534.64 | 534.64 | 534.64 | 534.64 | 534.64 | 534.64 | 534.64 | 534.64 | 534.64 | 1
HNTGBH_7_UNIT 2 | 206.84 | 206.84 | 206.84 | 206.84 | 206.84 | 206.84 | 206.84 | 206.84 | 206.84 | 206.84 | 206.84 | 206.84 | 1
HOOV_2_ANAPT | 40.39 | 40.39 | 40.39 | 40.39 | 40.39 | 40.39 | 40.39 | 40.39 | 40.39 | 40.39 | 40.39 | 40.39 | 1
HOOVER_2_MWDDYN | 0 | 0 | 0 | 0 | 0 | 0 | 0 | 0 | 0 | 0 | 0 | 0 | 1
HOOVER_2_MWDPT | 249 | 249 | 249 | 249 | 249 | 249 | 249 | 249 | 249 | 249 | 249 | 249 | 1
HOOVER_2_SCEPT | 285 | 285 | 285 | 285 | 285 | 285 | 285 | 285 | 285 | 285 | 285 | 285 | 1
HOOVER_2_VEADYN | 0 | 0 | 0 | 0 | 0 | 0 | 0 | 0 | 0 | 0 | 0 | 0 | 1
HOOVER_2_VEAPT | 16 | 16 | 16 | 16 | 16 | 16 | 16 | 16 | 16 | 16 | 16 | 16 | 1
HUMBPP_1_UNITS3 | 65.08 | 65.08 | 65.08 | 65.08 | 65.08 | 65.08 | 65.08 | 65.08 | 65.08 | 65.08 | 65.08 | 65.08 | 1
HUMBPP_6_UNITS | 97.62 | 97.62 | 97.62 | 97.62 | 97.62 | 97.62 | 97.62 | 97.62 | 97.62 | 97.62 | 97.62 | 97.62 | 1
HYTTHM_2_UNITS | 56.34 | 111.39 | 371.98 | 238.3 | 215.7 | 291.85 | 632.49 | 567.92 | 501.49 | 221.66 | 199.11 | 303.1 | 1
INDIGO_1_UNIT 1 | 45.3 | 45.3 | 45.3 | 45.3 | 45.3 | 45.3 | 45.3 | 45.3 | 45.3 | 45.3 | 45.3 | 45.3 | 1
INDIGO_1_UNIT 2 | 45.3 | 45.3 | 45.3 | 45.3 | 45.3 | 45.3 | 45.3 | 45.3 | 45.3 | 45.3 | 45.3 | 45.3 | 1
INDIGO_1_UNIT 3 | 45.3 | 45.3 | 45.3 | 45.3 | 45.3 | 45.3 | 45.3 | 45.3 | 45.3 | 45.3 | 45.3 | 45.3 | 1
INTKEP_2_UNITS | 307 | 307 | 307 | 307 | 307 | 307 | 307 | 307 | 239 | 300 | 307 | 307 | 1
INTMNT_3_ANAHEIM | 236 | 236 | 236 | 236 | 236 | 236 | 236 | 236 | 236 | 236 | 236 | 236 | 1
INTMNT_3_RIVERSIDE | 136 | 136 | 136 | 136 | 136 | 136 | 136 | 136 | 136 | 136 | 136 | 136 | 1
JOANEC_2_ST3BT3 | 80 | 80 | 80 | 80 | 80 | 80 | 80 | 80 | 80 | 80 | 80 | 80 | 1
JOANEC_2_STABT1 | 40 | 40 | 40 | 40 | 40 | 40 | 40 | 40 | 40 | 40 | 40 | 40 | 2
JOANEC_2_STABT2 | 40 | 40 | 40 | 40 | 40 | 40 | 40 | 40 | 40 | 40 | 40 | 40 | 1
JOHANN_2_JOSBT1 | 20 | 20 | 20 | 20 | 20 | 20 | 20 | 20 | 20 | 20 | 20 | 20 | 3
JOHANN_2_JOSBT2 | 20 | 20 | 20 | 20 | 20 | 20 | 20 | 20 | 20 | 20 | 20 | 20 | 2
JOHANN_2_OCEBT2 | 18 | 18 | 18 | 18 | 18 | 18 | 18 | 18 | 18 | 18 | 18 | 18 | 3
JOHANN_2_OCEBT3 | 12 | 12 | 12 | 12 | 12 | 12 | 12 | 12 | 12 | 12 | 12 | 12 | 3
KEARNY_6_NESBT1 | 19.99 | 19.99 | 19.99 | 19.99 | 19.99 | 19.99 | 19.99 | 19.99 | 19.99 | 19.99 | 19.99 | 19.99 | 1
KEARNY_6_SESBT2 | 20 | 20 | 20 | 20 | 20 | 20 | 20 | 20 | 20 | 20 | 20 | 20 | 1
KELSO_2_UNITS | 198.03 | 198.03 | 198.03 | 198.03 | 198.03 | 198.03 | 198.03 | 198.03 | 198.03 | 198.03 | 198.03 | 198.03 | 1
KELYRG_6_UNIT | 0 | 0 | 0 | 0 | 0 | 0 | 0 | 0 | 0 | 0 | 0 | 0 | 1
KERKH2_7_UNIT 1 | 0 | 0 | 0 | 0 | 0 | 0 | 0 | 0 | 0 | 0 | 0 | 0 | 1
KERNFT_1_UNITS | 32.4 | 32.4 | 32.4 | 32.4 | 32.4 | 32.4 | 32.4 | 32.4 | 32.4 | 32.4 | 32.4 | 32.4 | 1
KINGCO_1_KINGBR | 12.5 | 12.5 | 12.5 | 12.5 | 12.5 | 12.5 | 12.5 | 12.5 | 12.5 | 12.5 | 12.5 | 12.5 | 1
KINGRV_7_UNIT 1 | 38.98 | 32 | 11.2 | 32 | 11.2 | 40.96 | 39.03 | 40.8 | 42.96 | 40.96 | 40.96 | 40.96 | 1
KNGCTY_6_UNITA1 | 44.6 | 44.6 | 44.6 | 44.6 | 44.6 | 44.6 | 44.6 | 44.6 | 44.6 | 44.6 | 44.6 | 44.6 | 1
KRAMER_1_R1BX3 | 150 | 150 | 150 | 150 | 150 | 150 | 150 | 150 | 150 | 150 | 150 | 150 | 1
KYCORA_6_KMSBT1 | 0 | 0 | 0 | 0 | 0 | 0 | 0 | 0 | 0 | 0 | 0 | 0 | 1
LAKHDG_6_UNIT 1 | 20 | 20 | 20 | 20 | 20 | 20 | 20 | 20 | 20 | 20 | 20 | 20 | 1
LAKHDG_6_UNIT 2 | 20 | 20 | 20 | 20 | 20 | 20 | 20 | 20 | 20 | 20 | 20 | 20 | 1
LAPLMA_2_UNIT 1 | 202 | 202 | 202 | 202 | 202 | 202 | 202 | 202 | 202 | 202 | 202 | 202 | 1
LAPLMA_2_UNIT 2 | 201 | 201 | 201 | 201 | 201 | 201 | 201 | 201 | 201 | 201 | 201 | 201 | 1
LAPLMA_2_UNIT 3 | 204 | 204 | 204 | 204 | 204 | 204 | 204 | 204 | 204 | 204 | 204 | 204 | 1
LAPLMA_2_UNIT 4 | 205 | 205 | 205 | 205 | 205 | 205 | 205 | 205 | 205 | 205 | 205 | 205 | 1
LARKSP_6_UNIT 1 | 49 | 49 | 49 | 49 | 49 | 49 | 49 | 49 | 49 | 49 | 49 | 49 | 1
LARKSP_6_UNIT 2 | 49 | 49 | 49 | 49 | 49 | 49 | 49 | 49 | 49 | 49 | 49 | 49 | 1
LAROA2_2_UNITA1 | 161 | 161 | 161 | 161 | 161 | 161 | 161 | 161 | 161 | 161 | 161 | 161 | 1
LASSEN_6_UNITS | 18 | 18 | 18 | 18 | 18 | 18 | 18 | 18 | 18 | 18 | 18 | 18 | 1
LEBECS_2_UNITS | 659.47 | 659.47 | 655 | 645 | 635 | 635 | 635 | 635 | 635 | 645 | 659.47 | 659.47 | 1
LECEF_1_UNITS | 250 | 250 | 250 | 249 | 249 | 248 | 248 | 245 | 248 | 249 | 249 | 249 | 1
LECONT_2_LESBT1 | 165 | 165 | 165 | 165 | 165 | 165 | 165 | 165 | 165 | 165 | 165 | 165 | 1
LGHTHP_6_ICEGEN | 20 | 20 | 20 | 20 | 20 | 20 | 20 | 20 | 20 | 20 | 20 | 20 | 1
LIVOAK_1_UNIT 1 | 49.7 | 49.7 | 49.7 | 49.7 | 49.7 | 49.7 | 49.7 | 49.7 | 49.7 | 49.7 | 49.7 | 49.7 | 1
LMBEPK_2_UNITA1 | 47.5 | 47.5 | 47.5 | 47.5 | 47.5 | 47.5 | 47.5 | 47.5 | 47.5 | 47.5 | 47.5 | 47.5 | 1
LMBEPK_2_UNITA2 | 47.6 | 47.6 | 47.6 | 47.6 | 47.6 | 47.6 | 47.6 | 47.6 | 47.6 | 47.6 | 47.6 | 47.6 | 1
LMBEPK_2_UNITA3 | 47.75 | 47.75 | 47.75 | 47.75 | 47.75 | 47.75 | 47.75 | 47.75 | 47.75 | 47.75 | 47.75 | 47.75 | 1
LMEC_1_PL1X3 | 390 | 390 | 390 | 390 | 390 | 390 | 390 | 390 | 390 | 390 | 390 | 390 | 1
LNCSTR_6_SOLAR2 | 9.13 | 10.11 | 10.25 | 10.25 | 10.25 | 10.25 | 10.25 | 10.25 | 10.25 | 10.25 | 9.58 | 8.57 | 2
LODI25_2_UNIT 1 | 23.8 | 23.8 | 23.8 | 23.8 | 23.8 | 23.8 | 23.8 | 23.8 | 23.8 | 23.8 | 23.8 | 23.8 | 1
LODIEC_2_PL1X2 | 202.58 | 202.58 | 202.58 | 202.58 | 202.58 | 202.58 | 202.58 | 202.58 | 202.58 | 202.58 | 202.58 | 202.58 | 1
MAGNLA_6_ANAHEIM | 109 | 109 | 109 | 109 | 109 | 109 | 109 | 109 | 109 | 109 | 109 | 109 | 1
MALAGA_1_PL1X2 | 96.61 | 96.61 | 96.61 | 96.61 | 96.61 | 96.61 | 96.61 | 96.61 | 96.61 | 96.61 | 96.61 | 96.61 | 1
MALIN_5_IBERDR | 0 | 0 | 0 | 0 | 0 | 0 | 0 | 0 | 0 | 0 | 0 | 0 | 1
MALIN_5_INHRED | 0 | 0 | 0 | 0 | 0 | 0 | 0 | 0 | 0 | 0 | 0 | 0 | 1
MALIN_5_INHRPG | 0 | 0 | 0 | 0 | 0 | 0 | 0 | 0 | 0 | 0 | 0 | 0 | 1
MARVEL_2_MARBT3 | 149.94 | 149.94 | 149.94 | 149.94 | 149.94 | 149.94 | 149.94 | 149.94 | 149.94 | 149.94 | 149.94 | 149.94 | 1
MARVEL_2_MARBX2 | 650 | 650 | 650 | 650 | 650 | 650 | 650 | 650 | 650 | 650 | 650 | 650 | 1
MCSWAN_6_UNITS | 9 | 9 | 9 | 9 | 9 | 9 | 9 | 9 | 9 | 9 | 9 | 9 | 1
MDFKRL_2_PROJCT | 210 | 210 | 210 | 210 | 210 | 210 | 210 | 210 | 210 | 210 | 210 | 210 | 1
MERCFL_6_UNIT | 3.5 | 3.5 | 3.5 | 3.5 | 3.5 | 3.5 | 3.5 | 3.5 | 3.5 | 3.5 | 3.5 | 3.5 | 1
METEC_2_PL1X3 | 417.05 | 417.05 | 417.05 | 417.05 | 417.05 | 417.05 | 417.05 | 417.05 | 417.05 | 417.05 | 417.05 | 417.05 | 1
MIDWY3_2_MDSSR1 | 0 | 0 | 0 | 0 | 0 | 0 | 0 | 0 | 0 | 0 | 0 | 0 | 1
MIDWYS_2_MIDSL1 | 0 | 0 | 0 | 0 | 0 | 0 | 0 | 0 | 0 | 0 | 0 | 0 | 1
MIRLOM_2_MLBBTA | 20 | 20 | 20 | 20 | 20 | 20 | 20 | 20 | 20 | 20 | 20 | 20 | 1
MIRLOM_2_MLBBTB | 20 | 20 | 20 | 20 | 20 | 20 | 20 | 20 | 20 | 20 | 20 | 20 | 1
MIRLOM_6_PEAKER | 47.18 | 47.18 | 47.18 | 47.18 | 47.18 | 47.18 | 47.18 | 47.18 | 47.18 | 47.18 | 47.18 | 47.18 | 1
MIRLOM_7_MWDLKM | 0 | 0 | 0 | 0 | 0 | 0 | 0 | 0 | 0 | 0 | 0 | 0 | 1
MKTRCK_1_UNIT 1 | 47.72 | 47.72 | 47.72 | 47.72 | 47.72 | 47.72 | 47.72 | 47.72 | 47.72 | 47.72 | 47.72 | 47.72 | 1
MNDALY_6_MCGRTH | 48.56 | 48.56 | 48.56 | 48.56 | 48.56 | 48.56 | 48.56 | 48.56 | 48.56 | 48.56 | 48.56 | 48.56 | 1
MOJAVE_1_SIPHON | 10.52 | 5.92 | 7.78 | 10.32 | 10.12 | 10.96 | 10.38 | 9.85 | 10.11 | 9.68 | 9.94 | 8.09 | 2
MOORPK_2_ACOBT1 | 3 | 3 | 3 | 3 | 3 | 3 | 3 | 3 | 3 | 3 | 3 | 3 | 3
MOSSLD_2_PSP1 | 368.98 | 368.98 | 368.98 | 368.98 | 368.98 | 368.98 | 368.98 | 368.98 | 368.98 | 368.98 | 368.98 | 368.98 | 1
MOSSLD_2_PSP2 | 370 | 370 | 370 | 370 | 370 | 370 | 370 | 370 | 370 | 370 | 370 | 370 | 1
MRCHNT_2_PL1X3 | 239.25 | 239.25 | 239.25 | 239.25 | 239.25 | 239.25 | 239.25 | 239.25 | 239.25 | 239.25 | 239.25 | 239.25 | 1
MRGT_6_MEF2 | 44 | 44 | 44 | 44 | 44 | 44 | 44 | 44 | 44 | 44 | 44 | 44 | 1
MRGT_6_MMAREF | 45 | 45 | 45 | 45 | 45 | 45 | 45 | 45 | 45 | 45 | 45 | 45 | 1
MRGT_6_TGEBT1 | 60 | 60 | 60 | 60 | 60 | 60 | 60 | 60 | 60 | 60 | 60 | 60 | 1
MSTANG_2_MTGBT1 | 150 | 150 | 150 | 150 | 150 | 150 | 150 | 150 | 150 | 150 | 150 | 150 | 1
NAROW1_2_UNIT | 0 | 0 | 0 | 0 | 0 | 0 | 0 | 0 | 0 | 0 | 0 | 0 | 1
NAROW2_2_UNIT | 55 | 55 | 55 | 55 | 55 | 55 | 55 | 55 | 55 | 55 | 55 | 55 | 2
NAVYII_2_UNITS | 55 | 55 | 55 | 55 | 55 | 55 | 55 | 55 | 55 | 55 | 55 | 55 | 1
NCPA_7_GP1UN1 | 18.85 | 18.85 | 18.85 | 18.85 | 18.85 | 18.85 | 18.85 | 18.85 | 18.85 | 18.85 | 18.85 | 18.85 | 1
NCPA_7_GP1UN2 | 19.94 | 19.94 | 19.94 | 19.94 | 19.94 | 19.94 | 19.94 | 19.94 | 19.94 | 19.94 | 19.94 | 19.94 | 1
NCPA_7_GP2UN3 | 0 | 0 | 0 | 0 | 0 | 0 | 0 | 0 | 0 | 0 | 0 | 0 | 1
NCPA_7_GP2UN4 | 37.73 | 37.73 | 37.73 | 37.73 | 37.73 | 37.73 | 37.73 | 37.73 | 37.73 | 37.73 | 37.73 | 37.73 | 1
NORCNV_1_NCVBT1 | 264 | 264 | 264 | 264 | 264 | 264 | 264 | 264 | 264 | 264 | 264 | 264 | 1
OAK C_7_UNIT 1 | 55 | 55 | 55 | 55 | 55 | 55 | 55 | 55 | 55 | 55 | 55 | 55 | 1
OAK C_7_UNIT 3 | 55 | 55 | 55 | 55 | 55 | 55 | 55 | 55 | 55 | 55 | 55 | 55 | 1
OBERON_5_O1BBX2 | 250 | 250 | 250 | 250 | 250 | 250 | 250 | 250 | 250 | 250 | 250 | 250 | 2
OBERON_5_O2BBX2 | 250 | 250 | 250 | 250 | 250 | 250 | 250 | 250 | 250 | 250 | 250 | 250 | 2
OCOTLO_6_OCWSB1 | 100 | 100 | 100 | 100 | 100 | 100 | 100 | 100 | 100 | 100 | 100 | 100 | 2
OGROVE_6_PL1X2 | 96 | 96 | 96 | 96 | 96 | 96 | 96 | 96 | 96 | 96 | 96 | 96 | 1
OLINDA_2_COYCRK | 0 | 0 | 0 | 0 | 0 | 0 | 0 | 0 | 0.8 | 0 | 0 | 0 | 1
OMAR_2_UNIT 1 | 75 | 75 | 75 | 75 | 74.67 | 73.67 | 73 | 72.67 | 73.67 | 74.33 | 75 | 75 | 1
OMAR_2_UNIT 2 | 75 | 75 | 75 | 75 | 74.67 | 73.67 | 73.33 | 73 | 73.67 | 74.67 | 75 | 75 | 1
OMAR_2_UNIT 3 | 75 | 75 | 75 | 75 | 73.67 | 73.67 | 73.33 | 73 | 73.67 | 75 | 75 | 75 | 1
OMAR_2_UNIT 4 | 0 | 0 | 0 | 0 | 0 | 0 | 0 | 0 | 0 | 0 | 0 | 0 | 1
ORMOND_7_UNIT 1 | 641.27 | 641.27 | 641.27 | 641.27 | 641.27 | 641.27 | 641.27 | 641.27 | 641.27 | 641.27 | 641.27 | 641.27 | 1
ORMOND_7_UNIT 2 | 700 | 700 | 700 | 700 | 700 | 700 | 700 | 700 | 700 | 700 | 700 | 700 | 1
OROVIL_6_UNIT | 6.5 | 6.5 | 6.5 | 6.5 | 6.5 | 6.5 | 6.5 | 6.5 | 6.5 | 6.5 | 6.5 | 6.5 | 1
OSO_6_NSPIN | 0 | 0 | 0 | 0 | 0 | 0 | 0 | 0 | 0 | 0 | 0 | 0 | 1
OTAY_6_PL1X2 | 37.2 | 37.2 | 37.2 | 37.2 | 37.2 | 37.2 | 37.2 | 37.2 | 37.2 | 37.2 | 37.2 | 37.2 | 1
OTMESA_2_PL1X3 | 448.6 | 448.6 | 448.6 | 448.6 | 448.6 | 448.6 | 448.6 | 448.6 | 448.6 | 448.6 | 448.6 | 448.6 | 1
PADUA_6_MWDSDM | 0 | 0 | 0 | 0 | 0 | 0 | 0 | 0 | 0 | 0 | 0 | 0 | 1
PADUA_7_SDIMAS | 0 | 0 | 0 | 0 | 1.05 | 1.05 | 1.05 | 1.05 | 1.05 | 1.05 | 1.05 | 1.05 | 1
PALOMR_2_PL1X3 | 363.21 | 363.21 | 363.21 | 363.21 | 363.21 | 363.21 | 363.21 | 363.21 | 363.21 | 363.21 | 363.21 | 363.21 | 1
PARDEB_6_UNITS | 15.76 | 14.96 | 15.76 | 23.6 | 24 | 24 | 14.96 | 14.96 | 14.96 | 14.96 | 14.16 | 15.76 | 1
PEARBL_2_NSPIN | 0 | 0 | 0 | 0 | 0 | 0 | 0 | 0 | 0 | 0 | 0 | 0 | 1
PEASE_1_TBEBT1 | 7 | 7 | 7 | 7 | 7 | 7 | 7 | 7 | 7 | 7 | 7 | 7 | 3
PINFLT_7_UNITS | 0 | 0 | 0 | 0 | 0 | 0 | 0 | 0 | 0 | 0 | 0 | 0 | 1
PIOPIC_2_CTG1 | 111.3 | 111.3 | 111.3 | 111.3 | 111.3 | 111.3 | 111.3 | 111.3 | 111.3 | 111.3 | 111.3 | 111.3 | 1
PIOPIC_2_CTG2 | 112.7 | 112.7 | 112.7 | 112.7 | 112.7 | 112.7 | 112.7 | 112.7 | 112.7 | 112.7 | 112.7 | 112.7 | 1
PIOPIC_2_CTG3 | 112 | 112 | 112 | 112 | 112 | 112 | 112 | 112 | 112 | 112 | 112 | 112 | 1
PIT1_7_UNIT 1 | 0 | 0 | 0 | 0 | 0 | 0 | 0 | 0 | 0 | 0 | 0 | 0 | 1
PIT1_7_UNIT 2 | 0 | 0 | 0 | 0 | 0 | 0 | 0 | 0 | 0 | 0 | 0 | 0 | 1
PIT3_7_PL1X3 | 0 | 0 | 0 | 0 | 0 | 0 | 0 | 0 | 0 | 0 | 0 | 0 | 1
PIT4_7_PL1X2 | 0 | 0 | 0 | 0 | 0 | 0 | 0 | 0 | 0 | 0 | 0 | 0 | 1
PIT5_7_PL1X2 | 0 | 0 | 0 | 0 | 0 | 0 | 0 | 0 | 0 | 0 | 0 | 0 | 1
PIT5_7_PL3X4 | 0 | 0 | 0 | 0 | 0 | 0 | 0 | 0 | 0 | 0 | 0 | 0 | 1
PIT6_7_UNIT 1 | 30.85 | 30.62 | 31.14 | 37.78 | 38 | 37.16 | 37.52 | 37.62 | 30.62 | 30.71 | 37.06 | 38.12 | 1
PIT6_7_UNIT 2 | 36.97 | 37.74 | 38.4 | 38.03 | 31.1 | 37.58 | 37.45 | 37.7 | 37.44 | 30.42 | 37.13 | 38.18 | 1
PIT7_7_UNIT 1 | 53 | 51.72 | 52.76 | 52.21 | 51.56 | 52.34 | 53.04 | 53.55 | 53.4 | 51.38 | 42.4 | 53.08 | 1
PIT7_7_UNIT 2 | 51.36 | 49.56 | 51.76 | 51.96 | 41.76 | 51.36 | 52.32 | 53.43 | 53.38 | 52.89 | 53.18 | 42.41 | 1
PLMSSR_6_HISIER | 6 | 6 | 6 | 6 | 6 | 6 | 6 | 6 | 6 | 6 | 6 | 6 | 1
PNCHEG_2_PL1X4 | 417 | 417 | 417 | 417 | 416 | 412 | 403 | 403 | 408 | 416 | 417 | 417 | 1
PNCHPP_1_PL1X2 | 119.91 | 119.91 | 119 | 117.54 | 119.91 | 119.91 | 119.91 | 119.91 | 119.91 | 119.91 | 119.91 | 119.91 | 1
PNOCHE_1_PL1X2 | 49.97 | 49.97 | 49.97 | 49.97 | 49.97 | 49.97 | 49.97 | 49.97 | 49.97 | 49.97 | 49.97 | 49.97 | 1
PNOCHE_1_UNITA1 | 52.01 | 52.01 | 52.01 | 52.01 | 52.01 | 52.01 | 52.01 | 52.01 | 52.01 | 52.01 | 52.01 | 52.01 | 1
POEPH_7_UNIT 1 | 0 | 0 | 0 | 0 | 0 | 0 | 0 | 0 | 0 | 0 | 0 | 0 | 1
POEPH_7_UNIT 2 | 0 | 0 | 0 | 0 | 0 | 0 | 0 | 0 | 0 | 0 | 0 | 0 | 1
PSWEET_1_STCRUZ | 0 | 0 | 0 | 0 | 0 | 0 | 0 | 0 | 0 | 0 | 0 | 0 | 1
PUTHCR_1_PCNSB1 | 3 | 3 | 3 | 3 | 3 | 3 | 3 | 3 | 3 | 3 | 3 | 3 | 1
RATSKE_2_RBSSB1 | 7.5 | 7.5 | 7.5 | 7.5 | 7.5 | 7.5 | 7.5 | 7.5 | 7.5 | 7.5 | 7.5 | 7.5 | 2
RATSKE_2_RBSSB2 | 5 | 5 | 5 | 5 | 5 | 5 | 5 | 5 | 5 | 5 | 5 | 5 | 2
RCKCRK_7_UNIT 1 | 0 | 0 | 0 | 0 | 0 | 0 | 0 | 0 | 0 | 0 | 0 | 0 | 1
RCKCRK_7_UNIT 2 | 0 | 0 | 0 | 0 | 0 | 0 | 0 | 0 | 0 | 0 | 0 | 0 | 1
RECTOR_2_QF | 0 | 0 | 0 | 0 | 0 | 0 | 0 | 0 | 0 | 0 | 0 | 0 | 1
REDBLF_6_UNIT | 44 | 44 | 44 | 44 | 44 | 44 | 44 | 44 | 44 | 44 | 44 | 44 | 1
ROLLIN_6_UNIT | 0 | 0 | 0 | 0 | 0 | 0 | 0 | 0 | 0 | 0 | 0 | 0 | 2
RUSCTY_2_UNITS | 440.18 | 440.18 | 440.18 | 437.7 | 432.7 | 426 | 422.4 | 422.4 | 425.9 | 431.1 | 440.18 | 440.18 | 1
RVRVEW_1_UNITA1 | 47.6 | 47.6 | 47.6 | 47.6 | 47.6 | 47.6 | 47.6 | 47.6 | 47.6 | 47.6 | 47.6 | 47.6 | 1
RVSIDE_2_RERCU3 | 49 | 49 | 49 | 49 | 49 | 49 | 49 | 49 | 49 | 49 | 49 | 49 | 1
RVSIDE_2_RERCU4 | 49 | 49 | 49 | 49 | 49 | 49 | 49 | 49 | 49 | 49 | 49 | 49 | 1
RVSIDE_6_RERCU1 | 48.35 | 48.35 | 48.35 | 48.35 | 48.35 | 48.35 | 48.35 | 48.35 | 48.35 | 48.35 | 48.35 | 48.35 | 1
RVSIDE_6_RERCU2 | 48.5 | 48.5 | 48.5 | 48.5 | 48.5 | 48.5 | 48.5 | 48.5 | 48.5 | 48.5 | 48.5 | 48.5 | 1
RVSIDE_6_SPRING | 28 | 28 | 28 | 28 | 28 | 28 | 28 | 28 | 28 | 28 | 28 | 28 | 1
SALTSP_7_UNITS | 0 | 0 | 0 | 0 | 0 | 0 | 0 | 0 | 0 | 0 | 0 | 0 | 1
SANBRN_2_ES1BT3 | 22 | 22 | 22 | 22 | 22 | 22 | 22 | 22 | 22 | 22 | 22 | 22 | 2
SANBRN_2_ES2SB3 | 18 | 18 | 18 | 18 | 18 | 18 | 18 | 18 | 18 | 18 | 18 | 18 | 2
SANBRN_2_ESABT1 | 160 | 160 | 160 | 160 | 160 | 160 | 160 | 160 | 160 | 160 | 160 | 160 | 2
SANBRN_2_ESBBT1 | 200 | 200 | 200 | 200 | 200 | 200 | 200 | 200 | 200 | 200 | 200 | 200 | 2
SANBRN_2_SS2BT3 | 338 | 338 | 338 | 338 | 338 | 338 | 338 | 338 | 338 | 338 | 338 | 338 | 2
SANBRN_2_SS2SB4 | 18 | 18 | 18 | 18 | 18 | 18 | 18 | 18 | 18 | 18 | 18 | 15.43 | 1
SANLOB_1_OSFBM1 | 0 | 0 | 0 | 0 | 0 | 0 | 0 | 0 | 0 | 0 | 0 | 0 | 1
SANTFG_7_UNITS | 42 | 42 | 42 | 42 | 42 | 42 | 42 | 42 | 42 | 42 | 42 | 42 | 1
SANTGO_2_MABBT1 | 4 | 4 | 4 | 4 | 4 | 4 | 4 | 4 | 4 | 4 | 4 | 4 | 3
SAUGUS_6_MWDFTH | 0 | 0 | 0 | 0 | 0 | 0 | 0 | 0 | 0 | 0 | 0 | 0 | 1
SBERDO_2_PSP3 | 457 | 457 | 457 | 457 | 457 | 457 | 457 | 457 | 457 | 457 | 457 | 457 | 1
SBERDO_2_PSP4 | 457 | 457 | 457 | 457 | 457 | 457 | 457 | 457 | 457 | 457 | 457 | 457 | 1
SCEHOV_2_HOOVER | 0 | 0 | 0 | 0 | 0 | 0 | 0 | 0 | 0 | 0 | 0 | 0 | 1
SCHLTE_1_PL1X3 | 247.24 | 247.24 | 247.24 | 247.24 | 247.24 | 247.24 | 247.24 | 247.24 | 247.24 | 247.24 | 247.24 | 247.24 | 1
SENTNL_2_CTG1 | 107.68 | 107.68 | 107.68 | 107.68 | 107.68 | 107.68 | 107.68 | 107.68 | 107.68 | 107.68 | 107.68 | 107.68 | 1
SENTNL_2_CTG2 | 103.98 | 103.98 | 103.98 | 103.98 | 103.98 | 103.98 | 103.98 | 103.98 | 103.98 | 103.98 | 103.98 | 103.98 | 1
SENTNL_2_CTG3 | 105.69 | 105.69 | 105.69 | 105.69 | 105.69 | 105.69 | 105.69 | 105.69 | 105.69 | 105.69 | 105.69 | 105.69 | 1
SENTNL_2_CTG4 | 106.55 | 106.55 | 106.55 | 106.55 | 106.55 | 106.55 | 106.55 | 106.55 | 106.55 | 106.55 | 106.55 | 106.55 | 1
SENTNL_2_CTG5 | 107.52 | 107.52 | 107.52 | 107.52 | 107.52 | 107.52 | 107.52 | 107.52 | 107.52 | 107.52 | 107.52 | 107.52 | 1
SENTNL_2_CTG6 | 105 | 105 | 105 | 105 | 105 | 105 | 105 | 105 | 105 | 105 | 105 | 105 | 1
SENTNL_2_CTG7 | 106.73 | 106.73 | 106.73 | 106.73 | 106.73 | 106.73 | 106.73 | 106.73 | 106.73 | 106.73 | 106.73 | 106.73 | 1
SENTNL_2_CTG8 | 106.85 | 106.85 | 106.85 | 106.85 | 106.85 | 106.85 | 106.85 | 106.85 | 106.85 | 106.85 | 106.85 | 106.85 | 1
SGREGY_6_SANGER | 33.08 | 33.08 | 33.08 | 33.08 | 33.08 | 33.08 | 33.08 | 33.08 | 33.08 | 33.08 | 33.08 | 33.08 | 1
SIERRA_1_UNITS | 32.43 | 32.43 | 32.43 | 32.43 | 32.43 | 32.43 | 32.43 | 32.43 | 32.43 | 32.43 | 32.43 | 32.43 | 1
SISPRG_2_DS3BT2 | 120 | 120 | 120 | 120 | 120 | 120 | 120 | 120 | 120 | 120 | 120 | 120 | 2
SISPRG_2_DS3BT3 | 25 | 25 | 25 | 25 | 25 | 25 | 25 | 25 | 25 | 25 | 25 | 25 | 2
SISPRG_2_DS3BT4 | 30 | 30 | 30 | 30 | 30 | 30 | 30 | 30 | 30 | 30 | 30 | 30 | 1
SLATE_2_SLASR2 | 46.5 | 46.5 | 46.5 | 46.5 | 46.5 | 46.5 | 46.5 | 46.5 | 46.5 | 46.5 | 46.5 | 46.5 | 2
SLATE_2_SLASR3 | 33.75 | 33.75 | 33.75 | 33.75 | 33.75 | 33.75 | 33.75 | 33.75 | 33.75 | 33.75 | 33.75 | 33.75 | 2
SLATE_2_SLASR4 | 50 | 50 | 50 | 50 | 50 | 50 | 50 | 50 | 50 | 50 | 50 | 50 | 3
SLATE_2_SLASR5 | 10 | 10 | 10 | 10 | 10 | 10 | 10 | 10 | 10 | 10 | 10 | 10 | 2
SLYCRK_1_UNIT 1 | 13 | 13 | 13 | 13 | 13 | 13 | 13 | 13 | 13 | 13 | 13 | 13 | 1
SMPRIP_1_SMPSON | 46.05 | 46.05 | 46.05 | 46.05 | 46.05 | 46.05 | 46.05 | 46.05 | 46.05 | 46.05 | 46.05 | 46.05 | 1
SMUDGO_7_UNIT 1 | 32 | 32 | 32 | 32 | 32 | 32 | 32 | 32 | 32 | 32 | 32 | 32 | 1
SNCLRA_2_SILBT1 | 22 | 22 | 22 | 22 | 22 | 22 | 22 | 22 | 22 | 22 | 22 | 22 | 3
SNCLRA_2_UNIT | 0.01 | 0.01 | 0.01 | 0.01 | 0.01 | 0.01 | 0.01 | 0.01 | 0.01 | 0.01 | 0.01 | 0.01 | 1
SNCLRA_2_UNIT1 | 27.8 | 27.8 | 27.8 | 27.8 | 27.8 | 27.8 | 27.8 | 27.8 | 27.8 | 27.8 | 27.8 | 27.8 | 1
SNCLRA_2_VESBT1 | 200 | 200 | 200 | 200 | 200 | 200 | 200 | 200 | 200 | 200 | 200 | 200 | 3
SNCLRA_6_OXGEN | 47.7 | 47.7 | 47.7 | 47.7 | 47.7 | 47.7 | 47.7 | 47.7 | 47.7 | 47.7 | 47.7 | 47.7 | 2
SNORA_2_SNRSLR | 0 | 0 | 0 | 0 | 0 | 0 | 0 | 0 | 0 | 0 | 0 | 0 | 1
SPAULD_6_UNIT12 | 0 | 0 | 0 | 0 | 0 | 0 | 0 | 0 | 0 | 0 | 0 | 0 | 1
SPICER_1_UNITS | 6 | 6 | 6 | 6 | 6 | 6 | 6 | 6 | 6 | 6 | 6 | 6 | 1
STANIS_7_UNIT 1 | 0 | 0 | 0 | 0 | 0 | 0 | 0 | 0 | 0 | 0 | 0 | 0 | 1
STANTN_2_SBEBX2 | 137.6 | 137.6 | 137.6 | 137.6 | 137.6 | 137.6 | 137.6 | 137.6 | 137.6 | 137.6 | 137.6 | 137.6 | 1
STANTN_2_STAGT1 | 49.65 | 49.65 | 49.65 | 49.65 | 49.65 | 49.65 | 49.65 | 49.65 | 49.65 | 49.65 | 49.65 | 49.65 | 1
STANTN_2_STAGT2 | 49.65 | 49.65 | 49.65 | 49.65 | 49.65 | 49.65 | 49.65 | 49.65 | 49.65 | 49.65 | 49.65 | 49.65 | 1
STIGCT_2_LODI | 14.5 | 14.5 | 14.5 | 14.5 | 14.5 | 14.5 | 14.5 | 14.5 | 14.5 | 14.5 | 14.5 | 14.5 | 1
SUNCAT_2_A1ABT1 | 94 | 94 | 94 | 94 | 94 | 94 | 94 | 94 | 94 | 94 | 94 | 94 | 2
SUNCAT_2_A1BBT1 | 126 | 126 | 126 | 126 | 126 | 126 | 126 | 126 | 126 | 126 | 126 | 126 | 2
SUNCAT_2_A2ABT2 | 264 | 264 | 264 | 264 | 264 | 264 | 264 | 264 | 264 | 264 | 264 | 264 | 2
SUNRIS_2_PL1X3 | 491.02 | 491.02 | 491.02 | 491.02 | 491.02 | 491.02 | 491.02 | 491.02 | 491.02 | 491.02 | 491.02 | 491.02 | 1
SUNSET_2_UNITS | 248 | 248 | 248 | 245 | 240 | 234 | 229 | 229 | 231 | 243 | 246 | 248 | 1
SUNSTR_5_SS1SCEDYN | 0 | 0 | 0 | 0 | 0 | 0 | 0 | 0 | 0 | 0 | 0 | 0 | 1
SUTTER_2_CISO | 95 | 95 | 95 | 95 | 95 | 95 | 95 | 95 | 95 | 95 | 95 | 95 | 1
SYCAMR_2_UNIT 2 | 76 | 76 | 76 | 76 | 76 | 76 | 76 | 76 | 76 | 76 | 76 | 76 | 1
SYCAMR_2_UNIT 3 | 74 | 74 | 74 | 74 | 74 | 74 | 74 | 74 | 74 | 74 | 74 | 74 | 1
SYCAMR_2_UNIT 4 | 76 | 76 | 76 | 76 | 76 | 76 | 76 | 76 | 76 | 76 | 76 | 76 | 1
TECOLOTE_3_WBDYN | 0 | 0 | 0 | 0 | 0 | 0 | 0 | 0 | 0 | 0 | 0 | 0 | 1
TENGEN_2_PL1X2 | 0 | 0 | 0 | 0 | 0 | 0 | 0 | 0 | 0 | 0 | 0 | 0 | 1
TERMEX_2_PL1X3 | 445 | 445 | 445 | 445 | 441 | 433 | 431 | 433 | 436 | 445 | 445 | 445 | 1
TIGRCK_7_UNITS | 0 | 0 | 0 | 0 | 0 | 0 | 0 | 0 | 0 | 0 | 0 | 0 | 1
TOWNSITE_2_MEADDYN | 90 | 90 | 90 | 90 | 90 | 90 | 90 | 90 | 90 | 90 | 90 | 90 | 2
TRNQLT_2_RETBT1 | 144 | 144 | 144 | 144 | 144 | 144 | 144 | 144 | 144 | 144 | 144 | 144 | 1
TVYVLY_6_KRSHY1 | 0 | 0 | 0 | 0 | 0 | 0 | 0 | 0 | 0 | 0 | 0 | 0 | 1
UKIAH_7_LAKEMN | 1.7 | 1.7 | 1.7 | 1.7 | 1.7 | 1.7 | 1.7 | 1.7 | 1.7 | 1.7 | 1.7 | 1.7 | 1
USWND4_2_UNIT2 | 7.4 | 7.4 | 7.35 | 6.41 | 7.4 | 7.4 | 7.4 | 7.4 | 7.4 | 7.23 | 7.4 | 7.4 | 1
VACADX_1_UNITA1 | 50.61 | 50.61 | 50.61 | 50.61 | 50.61 | 50.61 | 50.61 | 50.61 | 50.61 | 50.61 | 50.61 | 50.61 | 1
VALLEY_5_PERRIS | 0 | 0 | 0 | 0 | 0 | 0 | 2.4 | 2.4 | 0 | 0 | 0 | 0 | 1
VALTNE_2_TBBBT1 | 18 | 18 | 18 | 18 | 18 | 18 | 18 | 18 | 18 | 18 | 18 | 18 | 1
VALTNE_2_TRSBT1 | 22 | 22 | 22 | 22 | 22 | 22 | 22 | 22 | 22 | 22 | 22 | 22 | 1
VERNON_6_GONZL1 | 5.75 | 5.75 | 5.75 | 5.75 | 5.75 | 5.75 | 5.75 | 5.75 | 5.75 | 5.75 | 5.75 | 5.75 | 1
VERNON_6_GONZL2 | 5.75 | 5.75 | 5.75 | 5.75 | 5.75 | 5.75 | 5.75 | 5.75 | 5.75 | 5.75 | 5.75 | 5.75 | 1
VERNON_6_MALBRG | 105 | 105 | 105 | 105 | 105 | 105 | 105 | 105 | 105 | 105 | 105 | 105 | 1
VESTAL_2_WELLHD | 49 | 49 | 49 | 49 | 49 | 49 | 49 | 49 | 49 | 49 | 49 | 49 | 1
VILLPK_2_VALLYV | 0 | 0 | 0 | 1.44 | 1.2 | 1.2 | 1.2 | 1.2 | 0 | 0.8 | 1.2 | 0 | 1
VILLPK_6_MWDYOR | 0 | 0 | 0 | 0 | 0 | 0 | 0 | 0 | 0 | 0 | 0 | 0 | 1
VISTRA_5_DALBT1 | 200 | 200 | 200 | 200 | 200 | 200 | 200 | 200 | 200 | 200 | 200 | 200 | 1
VISTRA_5_DALBT2 | 200 | 200 | 200 | 200 | 200 | 200 | 200 | 200 | 200 | 200 | 200 | 200 | 1
VISTRA_5_DALBT3 | 200 | 200 | 200 | 200 | 200 | 200 | 200 | 200 | 200 | 200 | 200 | 200 | 1
VISTRA_5_DALBT4 | 200 | 200 | 200 | 200 | 200 | 200 | 200 | 200 | 200 | 200 | 200 | 200 | 1
VISTRA_5_PLABT1 | 200.8 | 200.8 | 200.8 | 200.8 | 200.8 | 200.8 | 200.8 | 200.8 | 200.8 | 200.8 | 200.8 | 200.8 | 1
VISTRA_5_PLABT2 | 200.8 | 200.8 | 200.8 | 200.8 | 200.8 | 200.8 | 200.8 | 200.8 | 200.8 | 200.8 | 200.8 | 200.8 | 1
VISTRA_5_PLABT3 | 149.2 | 149.2 | 149.2 | 149.2 | 149.2 | 149.2 | 149.2 | 149.2 | 149.2 | 149.2 | 149.2 | 149.2 | 1
VISTRA_5_PLABT4 | 149.2 | 149.2 | 149.2 | 149.2 | 149.2 | 149.2 | 149.2 | 149.2 | 149.2 | 149.2 | 149.2 | 149.2 | 1
VLCNTR_6_VCEBT1 | 108 | 108 | 108 | 108 | 108 | 108 | 108 | 108 | 108 | 108 | 108 | 108 | 1
VLCNTR_6_VCEBT2 | 136.49 | 136.49 | 136.49 | 136.49 | 136.49 | 136.49 | 136.49 | 136.49 | 136.49 | 136.49 | 136.49 | 136.49 | 2
VSTAES_6_VESBT1 | 50 | 50 | 50 | 50 | 50 | 50 | 50 | 50 | 50 | 50 | 50 | 50 | 1
WALCRK_2_CTG1 | 96.43 | 96.43 | 96.43 | 96.43 | 96.43 | 96.43 | 96.43 | 96.43 | 96.43 | 96.43 | 96.43 | 96.43 | 1
WALCRK_2_CTG2 | 96.91 | 96.91 | 96.91 | 96.91 | 96.91 | 96.91 | 96.91 | 96.91 | 96.91 | 96.91 | 96.91 | 96.91 | 1
WALCRK_2_CTG3 | 96.65 | 96.65 | 96.65 | 96.65 | 96.65 | 96.65 | 96.65 | 96.65 | 96.65 | 96.65 | 96.65 | 96.65 | 1
WALCRK_2_CTG4 | 96.49 | 96.49 | 96.49 | 96.49 | 96.49 | 96.49 | 96.49 | 96.49 | 96.49 | 96.49 | 96.49 | 96.49 | 1
WALCRK_2_CTG5 | 96.65 | 96.65 | 96.65 | 96.65 | 96.65 | 96.65 | 96.65 | 96.65 | 96.65 | 96.65 | 96.65 | 96.65 | 1
WARNE_2_UNIT | 0 | 0 | 0 | 0 | 0 | 0 | 0 | 0 | 0 | 0 | 0 | 0 | 1
WDLEAF_7_UNIT 1 | 60 | 60 | 60 | 60 | 60 | 60 | 60 | 60 | 60 | 60 | 60 | 60 | 1
WESCAN_2_BDSBT1 | 262 | 262 | 262 | 262 | 262 | 262 | 262 | 262 | 262 | 262 | 262 | 262 | 1
WESTPT_2_UNIT | 0 | 0 | 0 | 0 | 0 | 0 | 0 | 0 | 0 | 0 | 0 | 0 | 1
WHITEH_2_MEADDYN1 | 0 | 0 | 0 | 0 | 0 | 0 | 0 | 0 | 0 | 0 | 0 | 0 | 1
WHITEH_2_MEADDYN2 | 0 | 0 | 0 | 0 | 0 | 0 | 0 | 0 | 0 | 0 | 0 | 0 | 1
WISE_1_UNIT 1 | 0 | 0 | 0 | 0 | 0 | 0 | 0 | 0 | 0 | 0 | 0 | 0 | 1
WISE_1_UNIT 2 | 0 | 0 | 0 | 0 | 0 | 0 | 0 | 0 | 0 | 0 | 0 | 0 | 1
WISHON_6_UNITS | 0 | 0 | 0 | 0 | 0 | 0 | 0 | 0 | 0 | 0 | 0 | 0 | 2
WISTER_2_WISSR1 | 0 | 0 | 0 | 0 | 0 | 0 | 0 | 0 | 0 | 0 | 0 | 0 | 1
WOLFSK_1_UNITA1 | 46.9 | 46.9 | 46.9 | 46.9 | 46.9 | 46.9 | 46.9 | 46.9 | 46.9 | 46.9 | 46.9 | 46.9 | 1
WSTWND_2_M89BT2 | 0 | 0 | 0 | 0 | 0 | 0 | 0 | 0 | 0 | 0 | 0 | 0 | 1
WSTWND_2_SBSBT1 | 160 | 160 | 160 | 160 | 160 | 160 | 160 | 160 | 160 | 160 | 160 | 160 | 1
YELPIN_2_YP2BT1 | 130 | 130 | 130 | 130 | 130 | 130 | 130 | 130 | 130 | 130 | 130 | 130 | 1
YUBACT_1_SUNSWT | 0 | 0 | 0 | 0 | 0 | 0 | 0 | 0 | 0 | 0 | 0 | 0 | 1
YUBACT_6_UNITA1 | 47.16 | 47.16 | 47.16 | 47.16 | 47.16 | 47.16 | 47.16 | 47.16 | 47.16 | 47.16 | 47.16 | 47.16 | 1

## DR Hourly QC
|  |  | NQC | [11 empty] | January | January | January | January | January | January | January | January | January | January | January | January | January | January | January | January | January | January | January | January | January | January | January | January | February | February | February | February | February | February | February | February | February | February | February | February | February | February | February | February | February | February | February | February | February | February | February | February | March | March | March | March | March | March | March | March | March | March | March | March | March | March | March | March | March | March | March | March | March | March | March | March | April | April | April | April | April | April | April | April | April | April | April | April | April | April | April | April | April | April | April | April | April | April | April | April | May | May | May | May | May | May | May | May | May | May | May | May | May | May | May | May | May | May | May | May | May | May | May | May | June | June | June | June | June | June | June | June | June | June | June | June | June | June | June | June | June | June | June | June | June | June | June | June | July | July | July | July | July | July | July | July | July | July | July | July | July | July | July | July | July | July | July | July | July | July | July | July | August | August | August | August | August | August | August | August | August | August | August | August | August | August | August | August | August | August | August | August | August | August | August | August | September | September | September | September | September | September | September | September | September | September | September | September | September | September | September | September | September | September | September | September | September | September | September | September | October | October | October | October | October | October | October | October | October | October | October | October | October | October | October | October | October | October | October | October | October | October | October | October | November | November | November | November | November | November | November | November | November | November | November | November | November | November | November | November | November | November | November | November | November | November | November | November | December | December | December | December | December | December | December | December | December | December | December | December | December | December | December | December | December | December | December | December | December | December | December | December
Resource ID | DRP | TAC | JAN | FEB | MAR | APR | MAY | JUN | JUL | AUG | SEP | OCT | NOV | DEC | 1 | 2 | 3 | 4 | 5 | 6 | 7 | 8 | 9 | 10 | 11 | 12 | 13 | 14 | 15 | 16 | 17 | 18 | 19 | 20 | 21 | 22 | 23 | 24 | 1 | 2 | 3 | 4 | 5 | 6 | 7 | 8 | 9 | 10 | 11 | 12 | 13 | 14 | 15 | 16 | 17 | 18 | 19 | 20 | 21 | 22 | 23 | 24 | 1 | 2 | 3 | 4 | 5 | 6 | 7 | 8 | 9 | 10 | 11 | 12 | 13 | 14 | 15 | 16 | 17 | 18 | 19 | 20 | 21 | 22 | 23 | 24 | 1 | 2 | 3 | 4 | 5 | 6 | 7 | 8 | 9 | 10 | 11 | 12 | 13 | 14 | 15 | 16 | 17 | 18 | 19 | 20 | 21 | 22 | 23 | 24 | 1 | 2 | 3 | 4 | 5 | 6 | 7 | 8 | 9 | 10 | 11 | 12 | 13 | 14 | 15 | 16 | 17 | 18 | 19 | 20 | 21 | 22 | 23 | 24 | 1 | 2 | 3 | 4 | 5 | 6 | 7 | 8 | 9 | 10 | 11 | 12 | 13 | 14 | 15 | 16 | 17 | 18 | 19 | 20 | 21 | 22 | 23 | 24 | 1 | 2 | 3 | 4 | 5 | 6 | 7 | 8 | 9 | 10 | 11 | 12 | 13 | 14 | 15 | 16 | 17 | 18 | 19 | 20 | 21 | 22 | 23 | 24 | 1 | 2 | 3 | 4 | 5 | 6 | 7 | 8 | 9 | 10 | 11 | 12 | 13 | 14 | 15 | 16 | 17 | 18 | 19 | 20 | 21 | 22 | 23 | 24 | 1 | 2 | 3 | 4 | 5 | 6 | 7 | 8 | 9 | 10 | 11 | 12 | 13 | 14 | 15 | 16 | 17 | 18 | 19 | 20 | 21 | 22 | 23 | 24 | 1 | 2 | 3 | 4 | 5 | 6 | 7 | 8 | 9 | 10 | 11 | 12 | 13 | 14 | 15 | 16 | 17 | 18 | 19 | 20 | 21 | 22 | 23 | 24 | 1 | 2 | 3 | 4 | 5 | 6 | 7 | 8 | 9 | 10 | 11 | 12 | 13 | 14 | 15 | 16 | 17 | 18 | 19 | 20 | 21 | 22 | 23 | 24 | 1 | 2 | 3 | 4 | 5 | 6 | 7 | 8 | 9 | 10 | 11 | 12 | 13 | 14 | 15 | 16 | 17 | 18 | 19 | 20 | 21 | 22 | 23 | 24 | NQC
PGCC_1_PDRP02 | OhmConnect | PGE | 0.5 | 0.8 | 0.2 | 0 | 0 | 0 | 0 | 0 | 0 | 0 | 0 | 0 | 0 | 0 | 0 | 0 | 0 | 0 | 0 | 0 | 0 | 0 | 0 | 0 | 0 | 0 | 0 | 0 | 0.57 | 0.55 | 0.51 | 0.49 | 0.37 | 0 | 0 | 0 | 0 | 0 | 0 | 0 | 0 | 0 | 0 | 0 | 0 | 0 | 0 | 0 | 0 | 0 | 0 | 0 | 0.92 | 0.88 | 0.82 | 0.79 | 0.59 | 0 | 0 | 0 | 0 | 0 | 0 | 0 | 0 | 0 | 0 | 0 | 0 | 0 | 0 | 0 | 0 | 0 | 0 | 0 | 0 | 0.23 | 0.22 | 0.21 | 0.2 | 0.15 | 0 | 0 | [216 empty] | 1
PGCC_1_PDRP17 | Leapfrog | PGE | 0.3 | 0.16 | 0 | 0 | 0 | 0 | 0 | 0 | 0 | 0 | 0 | 0 | 0 | 0 | 0 | 0 | 0 | 0 | 0 | 0 | 0 | 0 | 0 | 0 | 0 | 0 | 0 | 0 | 0.38 | 0.39 | 0.23 | 0.25 | 0.25 | 0 | 0 | 0 | 0 | 0 | 0 | 0 | 0 | 0 | 0 | 0 | 0 | 0 | 0 | 0 | 0 | 0 | 0 | 0 | 0.2 | 0.21 | 0.12 | 0.13 | 0.13 | 0 | 0 | 0 | 0 | 0 | 0 | 0 | 0 | 0 | 0 | 0 | 0 | 0 | 0 | 0 | 0 | 0 | 0 | 0 | 0 | 0 | 0 | 0 | 0 | 0 | 0 | 0 | [216 empty] | 1
PGCC_1_PDRP22 | Leapfrog | PGE | 0.11 | 0 | 0 | 0 | 0 | 0 | 0 | 0 | 0 | 0 | 0 | 0 | 0 | 0 | 0 | 0 | 0 | 0 | 0 | 0 | 0 | 0 | 0 | 0 | 0 | 0 | 0 | 0 | 0.14 | 0.14 | 0.08 | 0.09 | 0.09 | 0 | 0 | 0 | 0 | 0 | 0 | 0 | 0 | 0 | 0 | 0 | 0 | 0 | 0 | 0 | 0 | 0 | 0 | 0 | 0 | 0 | 0 | 0 | 0 | 0 | 0 | 0 | 0 | 0 | 0 | 0 | 0 | 0 | 0 | 0 | 0 | 0 | 0 | 0 | 0 | 0 | 0 | 0 | 0 | 0 | 0 | 0 | 0 | 0 | 0 | 0 | [216 empty] | 1
PGCC_1_PDRP24 | Voltus | PGE | 0.95 | 0.91 | 0.91 | 0 | 0 | 0 | 0 | 0 | 0 | 0 | 0 | 0 | 0 | 0 | 0 | 0 | 0 | 0 | 0 | 0 | 0 | 0 | 0 | 0 | 0 | 0 | 0 | 0 | 1.12 | 1.07 | 0.9 | 0.87 | 0.8 | 0 | 0 | 0 | 0 | 0 | 0 | 0 | 0 | 0 | 0 | 0 | 0 | 0 | 0 | 0 | 0 | 0 | 0 | 0 | 1.07 | 1.03 | 0.86 | 0.83 | 0.77 | 0 | 0 | 0 | 0 | 0 | 0 | 0 | 0 | 0 | 0 | 0 | 0 | 0 | 0 | 0 | 0 | 0 | 0 | 0 | 0 | 0.9 | 0.97 | 0.89 | 0.91 | 0.87 | 0 | 0 | [216 empty] | 1
PGCC_1_PDRP34 | Leapfrog | PGE | 0.37 | 0 | 0 | 0 | 0 | 0 | 0 | 0 | 0 | 0 | 0 | 0 | 0 | 0 | 0 | 0 | 0 | 0 | 0 | 0 | 0 | 0 | 0 | 0 | 0 | 0 | 0 | 0 | 0.46 | 0.48 | 0.28 | 0.31 | 0.31 | 0 | 0 | 0 | 0 | 0 | 0 | 0 | 0 | 0 | 0 | 0 | 0 | 0 | 0 | 0 | 0 | 0 | 0 | 0 | 0 | 0 | 0 | 0 | 0 | 0 | 0 | 0 | 0 | 0 | 0 | 0 | 0 | 0 | 0 | 0 | 0 | 0 | 0 | 0 | 0 | 0 | 0 | 0 | 0 | 0 | 0 | 0 | 0 | 0 | 0 | 0 | [216 empty] | 1
PGEB_2_PDRP08 | OhmConnect | PGE | 0.5 | 0.8 | 0.2 | 0 | 0 | 0 | 0 | 0 | 0 | 0 | 0 | 0 | 0 | 0 | 0 | 0 | 0 | 0 | 0 | 0 | 0 | 0 | 0 | 0 | 0 | 0 | 0 | 0 | 0.57 | 0.55 | 0.51 | 0.49 | 0.37 | 0 | 0 | 0 | 0 | 0 | 0 | 0 | 0 | 0 | 0 | 0 | 0 | 0 | 0 | 0 | 0 | 0 | 0 | 0 | 0.92 | 0.88 | 0.82 | 0.79 | 0.59 | 0 | 0 | 0 | 0 | 0 | 0 | 0 | 0 | 0 | 0 | 0 | 0 | 0 | 0 | 0 | 0 | 0 | 0 | 0 | 0 | 0.23 | 0.22 | 0.21 | 0.2 | 0.15 | 0 | 0 | [216 empty] | 1
PGEB_2_PDRP09 | OhmConnect | PGE | 0.12 | 0.22 | 0.15 | 0 | 0 | 0 | 0 | 0 | 0 | 0 | 0 | 0 | 0 | 0 | 0 | 0 | 0 | 0 | 0 | 0 | 0 | 0 | 0 | 0 | 0 | 0 | 0 | 0 | 0.14 | 0.13 | 0.12 | 0.12 | 0.09 | 0 | 0 | 0 | 0 | 0 | 0 | 0 | 0 | 0 | 0 | 0 | 0 | 0 | 0 | 0 | 0 | 0 | 0 | 0 | 0.25 | 0.24 | 0.23 | 0.22 | 0.16 | 0 | 0 | 0 | 0 | 0 | 0 | 0 | 0 | 0 | 0 | 0 | 0 | 0 | 0 | 0 | 0 | 0 | 0 | 0 | 0 | 0.17 | 0.16 | 0.15 | 0.15 | 0.11 | 0 | 0 | [216 empty] | 1
PGEB_2_PDRP10 | OhmConnect | PGE | 0.12 | 0.21 | 0.15 | 0 | 0 | 0 | 0 | 0 | 0 | 0 | 0 | 0 | 0 | 0 | 0 | 0 | 0 | 0 | 0 | 0 | 0 | 0 | 0 | 0 | 0 | 0 | 0 | 0 | 0.14 | 0.13 | 0.12 | 0.12 | 0.09 | 0 | 0 | 0 | 0 | 0 | 0 | 0 | 0 | 0 | 0 | 0 | 0 | 0 | 0 | 0 | 0 | 0 | 0 | 0 | 0.24 | 0.23 | 0.22 | 0.21 | 0.16 | 0 | 0 | 0 | 0 | 0 | 0 | 0 | 0 | 0 | 0 | 0 | 0 | 0 | 0 | 0 | 0 | 0 | 0 | 0 | 0 | 0.17 | 0.16 | 0.15 | 0.15 | 0.11 | 0 | 0 | [216 empty] | 1
PGEB_2_PDRP107 | Voltus | PGE | 0.17 | 0.21 | 0.21 | 0 | 0 | 0 | 0 | 0 | 0 | 0 | 0 | 0 | 0 | 0 | 0 | 0 | 0 | 0 | 0 | 0 | 0 | 0 | 0 | 0 | 0 | 0 | 0 | 0 | 0.2 | 0.19 | 0.16 | 0.16 | 0.14 | 0 | 0 | 0 | 0 | 0 | 0 | 0 | 0 | 0 | 0 | 0 | 0 | 0 | 0 | 0 | 0 | 0 | 0 | 0 | 0.25 | 0.24 | 0.2 | 0.19 | 0.18 | 0 | 0 | 0 | 0 | 0 | 0 | 0 | 0 | 0 | 0 | 0 | 0 | 0 | 0 | 0 | 0 | 0 | 0 | 0 | 0 | 0.21 | 0.22 | 0.2 | 0.21 | 0.2 | 0 | 0 | [216 empty] | 1
PGEB_2_PDRP111 | Voltus | PGE | 0.14 | 0.16 | 0.16 | 0 | 0 | 0 | 0 | 0 | 0 | 0 | 0 | 0 | 0 | 0 | 0 | 0 | 0 | 0 | 0 | 0 | 0 | 0 | 0 | 0 | 0 | 0 | 0 | 0 | 0.16 | 0.16 | 0.13 | 0.13 | 0.12 | 0 | 0 | 0 | 0 | 0 | 0 | 0 | 0 | 0 | 0 | 0 | 0 | 0 | 0 | 0 | 0 | 0 | 0 | 0 | 0.19 | 0.18 | 0.15 | 0.15 | 0.13 | 0 | 0 | 0 | 0 | 0 | 0 | 0 | 0 | 0 | 0 | 0 | 0 | 0 | 0 | 0 | 0 | 0 | 0 | 0 | 0 | 0.16 | 0.17 | 0.16 | 0.16 | 0.15 | 0 | 0 | [216 empty] | 1
PGEB_2_PDRP21 | OhmConnect | PGE | 0.12 | 0.22 | 0.15 | 0 | 0 | 0 | 0 | 0 | 0 | 0 | 0 | 0 | 0 | 0 | 0 | 0 | 0 | 0 | 0 | 0 | 0 | 0 | 0 | 0 | 0 | 0 | 0 | 0 | 0.14 | 0.13 | 0.12 | 0.12 | 0.09 | 0 | 0 | 0 | 0 | 0 | 0 | 0 | 0 | 0 | 0 | 0 | 0 | 0 | 0 | 0 | 0 | 0 | 0 | 0 | 0.25 | 0.24 | 0.23 | 0.22 | 0.16 | 0 | 0 | 0 | 0 | 0 | 0 | 0 | 0 | 0 | 0 | 0 | 0 | 0 | 0 | 0 | 0 | 0 | 0 | 0 | 0 | 0.17 | 0.16 | 0.15 | 0.15 | 0.11 | 0 | 0 | [216 empty] | 1
PGEB_2_PDRP22 | OhmConnect | PGE | 0.12 | 0.21 | 0.15 | 0 | 0 | 0 | 0 | 0 | 0 | 0 | 0 | 0 | 0 | 0 | 0 | 0 | 0 | 0 | 0 | 0 | 0 | 0 | 0 | 0 | 0 | 0 | 0 | 0 | 0.14 | 0.13 | 0.12 | 0.12 | 0.09 | 0 | 0 | 0 | 0 | 0 | 0 | 0 | 0 | 0 | 0 | 0 | 0 | 0 | 0 | 0 | 0 | 0 | 0 | 0 | 0.24 | 0.23 | 0.22 | 0.21 | 0.16 | 0 | 0 | 0 | 0 | 0 | 0 | 0 | 0 | 0 | 0 | 0 | 0 | 0 | 0 | 0 | 0 | 0 | 0 | 0 | 0 | 0.17 | 0.16 | 0.15 | 0.15 | 0.11 | 0 | 0 | [216 empty] | 1
PGEB_2_PDRP23 | OhmConnect | PGE | 0.12 | 0.22 | 0.15 | 0 | 0 | 0 | 0 | 0 | 0 | 0 | 0 | 0 | 0 | 0 | 0 | 0 | 0 | 0 | 0 | 0 | 0 | 0 | 0 | 0 | 0 | 0 | 0 | 0 | 0.14 | 0.13 | 0.12 | 0.12 | 0.09 | 0 | 0 | 0 | 0 | 0 | 0 | 0 | 0 | 0 | 0 | 0 | 0 | 0 | 0 | 0 | 0 | 0 | 0 | 0 | 0.25 | 0.24 | 0.23 | 0.22 | 0.16 | 0 | 0 | 0 | 0 | 0 | 0 | 0 | 0 | 0 | 0 | 0 | 0 | 0 | 0 | 0 | 0 | 0 | 0 | 0 | 0 | 0.17 | 0.16 | 0.15 | 0.15 | 0.11 | 0 | 0 | [216 empty] | 1
PGEB_2_PDRP24 | OhmConnect | PGE | 0.12 | 0.21 | 0.16 | 0 | 0 | 0 | 0 | 0 | 0 | 0 | 0 | 0 | 0 | 0 | 0 | 0 | 0 | 0 | 0 | 0 | 0 | 0 | 0 | 0 | 0 | 0 | 0 | 0 | 0.14 | 0.13 | 0.12 | 0.12 | 0.09 | 0 | 0 | 0 | 0 | 0 | 0 | 0 | 0 | 0 | 0 | 0 | 0 | 0 | 0 | 0 | 0 | 0 | 0 | 0 | 0.24 | 0.23 | 0.22 | 0.21 | 0.16 | 0 | 0 | 0 | 0 | 0 | 0 | 0 | 0 | 0 | 0 | 0 | 0 | 0 | 0 | 0 | 0 | 0 | 0 | 0 | 0 | 0.18 | 0.18 | 0.16 | 0.16 | 0.12 | 0 | 0 | [216 empty] | 1
PGEB_2_PDRP57 | OhmConnect | PGE | 1.1 | 1.1 | 1.1 | 0 | 0 | 0 | 0 | 0 | 0 | 0 | 0 | 0 | 0 | 0 | 0 | 0 | 0 | 0 | 0 | 0 | 0 | 0 | 0 | 0 | 0 | 0 | 0 | 0 | 1.26 | 1.21 | 1.13 | 1.08 | 0.82 | 0 | 0 | 0 | 0 | 0 | 0 | 0 | 0 | 0 | 0 | 0 | 0 | 0 | 0 | 0 | 0 | 0 | 0 | 0 | 1.26 | 1.21 | 1.13 | 1.08 | 0.82 | 0 | 0 | 0 | 0 | 0 | 0 | 0 | 0 | 0 | 0 | 0 | 0 | 0 | 0 | 0 | 0 | 0 | 0 | 0 | 0 | 1.26 | 1.21 | 1.13 | 1.08 | 0.82 | 0 | 0 | [216 empty] | 1
PGEB_2_PDRP70 | Leapfrog | PGE | 0.99 | 0.6 | 0.99 | 0 | 0 | 0 | 0 | 0 | 0 | 0 | 0 | 0 | 0 | 0 | 0 | 0 | 0 | 0 | 0 | 0 | 0 | 0 | 0 | 0 | 0 | 0 | 0 | 0 | 1.24 | 1.29 | 0.76 | 0.83 | 0.83 | 0 | 0 | 0 | 0 | 0 | 0 | 0 | 0 | 0 | 0 | 0 | 0 | 0 | 0 | 0 | 0 | 0 | 0 | 0 | 0.76 | 0.78 | 0.46 | 0.5 | 0.5 | 0 | 0 | 0 | 0 | 0 | 0 | 0 | 0 | 0 | 0 | 0 | 0 | 0 | 0 | 0 | 0 | 0 | 0 | 0 | 0 | 1.22 | 1.28 | 0.77 | 0.84 | 0.84 | 0 | 0 | [216 empty] | 1
PGEB_2_PDRP73 | Leapfrog | PGE | 0.16 | 0.11 | 0.99 | 0 | 0 | 0 | 0 | 0 | 0 | 0 | 0 | 0 | 0 | 0 | 0 | 0 | 0 | 0 | 0 | 0 | 0 | 0 | 0 | 0 | 0 | 0 | 0 | 0 | 0.2 | 0.21 | 0.12 | 0.13 | 0.13 | 0 | 0 | 0 | 0 | 0 | 0 | 0 | 0 | 0 | 0 | 0 | 0 | 0 | 0 | 0 | 0 | 0 | 0 | 0 | 0.14 | 0.14 | 0.08 | 0.09 | 0.09 | 0 | 0 | 0 | 0 | 0 | 0 | 0 | 0 | 0 | 0 | 0 | 0 | 0 | 0 | 0 | 0 | 0 | 0 | 0 | 0 | 1.22 | 1.28 | 0.77 | 0.84 | 0.84 | 0 | 0 | [216 empty] | 1
PGEB_2_PDRP76 | Leapfrog | PGE | 0.69 | 0.32 | 0.99 | 0 | 0 | 0 | 0 | 0 | 0 | 0 | 0 | 0 | 0 | 0 | 0 | 0 | 0 | 0 | 0 | 0 | 0 | 0 | 0 | 0 | 0 | 0 | 0 | 0 | 0.86 | 0.9 | 0.53 | 0.58 | 0.58 | 0 | 0 | 0 | 0 | 0 | 0 | 0 | 0 | 0 | 0 | 0 | 0 | 0 | 0 | 0 | 0 | 0 | 0 | 0 | 0.4 | 0.42 | 0.24 | 0.26 | 0.27 | 0 | 0 | 0 | 0 | 0 | 0 | 0 | 0 | 0 | 0 | 0 | 0 | 0 | 0 | 0 | 0 | 0 | 0 | 0 | 0 | 1.22 | 1.28 | 0.77 | 0.84 | 0.84 | 0 | 0 | [216 empty] | 1
PGEB_2_PDRP77 | Leapfrog | PGE | 0.44 | 0.45 | 0.23 | 0 | 0 | 0 | 0 | 0 | 0 | 0 | 0 | 0 | 0 | 0 | 0 | 0 | 0 | 0 | 0 | 0 | 0 | 0 | 0 | 0 | 0 | 0 | 0 | 0 | 0.55 | 0.57 | 0.34 | 0.37 | 0.37 | 0 | 0 | 0 | 0 | 0 | 0 | 0 | 0 | 0 | 0 | 0 | 0 | 0 | 0 | 0 | 0 | 0 | 0 | 0 | 0.57 | 0.59 | 0.34 | 0.37 | 0.38 | 0 | 0 | 0 | 0 | 0 | 0 | 0 | 0 | 0 | 0 | 0 | 0 | 0 | 0 | 0 | 0 | 0 | 0 | 0 | 0 | 0.28 | 0.3 | 0.18 | 0.19 | 0.2 | 0 | 0 | [216 empty] | 1
PGEB_2_PDRP78 | Leapfrog | PGE | 0.11 | 0.44 | 0.1 | 0 | 0 | 0 | 0 | 0 | 0 | 0 | 0 | 0 | 0 | 0 | 0 | 0 | 0 | 0 | 0 | 0 | 0 | 0 | 0 | 0 | 0 | 0 | 0 | 0 | 0.14 | 0.14 | 0.08 | 0.09 | 0.09 | 0 | 0 | 0 | 0 | 0 | 0 | 0 | 0 | 0 | 0 | 0 | 0 | 0 | 0 | 0 | 0 | 0 | 0 | 0 | 0.56 | 0.58 | 0.34 | 0.36 | 0.37 | 0 | 0 | 0 | 0 | 0 | 0 | 0 | 0 | 0 | 0 | 0 | 0 | 0 | 0 | 0 | 0 | 0 | 0 | 0 | 0 | 0.12 | 0.13 | 0.08 | 0.08 | 0.09 | 0 | 0 | [216 empty] | 1
PGEB_2_PDRP81 | Leapfrog | PGE | 0.13 | 0.18 | 0.68 | 0 | 0 | 0 | 0 | 0 | 0 | 0 | 0 | 0 | 0 | 0 | 0 | 0 | 0 | 0 | 0 | 0 | 0 | 0 | 0 | 0 | 0 | 0 | 0 | 0 | 0.16 | 0.17 | 0.1 | 0.11 | 0.11 | 0 | 0 | 0 | 0 | 0 | 0 | 0 | 0 | 0 | 0 | 0 | 0 | 0 | 0 | 0 | 0 | 0 | 0 | 0 | 0.23 | 0.24 | 0.14 | 0.15 | 0.15 | 0 | 0 | 0 | 0 | 0 | 0 | 0 | 0 | 0 | 0 | 0 | 0 | 0 | 0 | 0 | 0 | 0 | 0 | 0 | 0 | 0.83 | 0.88 | 0.53 | 0.57 | 0.58 | 0 | 0 | [216 empty] | 1
PGEB_2_PDRP82 | Leapfrog | PGE | 0.12 | 0 | 0 | 0 | 0 | 0 | 0 | 0 | 0 | 0 | 0 | 0 | 0 | 0 | 0 | 0 | 0 | 0 | 0 | 0 | 0 | 0 | 0 | 0 | 0 | 0 | 0 | 0 | 0.15 | 0.16 | 0.09 | 0.1 | 0.1 | 0 | 0 | 0 | 0 | 0 | 0 | 0 | 0 | 0 | 0 | 0 | 0 | 0 | 0 | 0 | 0 | 0 | 0 | 0 | 0 | 0 | 0 | 0 | 0 | 0 | 0 | 0 | 0 | 0 | 0 | 0 | 0 | 0 | 0 | 0 | 0 | 0 | 0 | 0 | 0 | 0 | 0 | 0 | 0 | 0 | 0 | 0 | 0 | 0 | 0 | 0 | [216 empty] | 1
PGF1_2_PDRP108 | Voltus | PGE | 2.67 | 2.13 | 2.13 | 0 | 0 | 0 | 0 | 0 | 0 | 0 | 0 | 0 | 0 | 0 | 0 | 0 | 0 | 0 | 0 | 0 | 0 | 0 | 0 | 0 | 0 | 0 | 0 | 0 | 3.14 | 3.01 | 2.52 | 2.44 | 2.25 | 0 | 0 | 0 | 0 | 0 | 0 | 0 | 0 | 0 | 0 | 0 | 0 | 0 | 0 | 0 | 0 | 0 | 0 | 0 | 2.5 | 2.4 | 2.01 | 1.94 | 1.79 | 0 | 0 | 0 | 0 | 0 | 0 | 0 | 0 | 0 | 0 | 0 | 0 | 0 | 0 | 0 | 0 | 0 | 0 | 0 | 0 | 2.12 | 2.28 | 2.07 | 2.14 | 2.04 | 0 | 0 | [216 empty] | 1
PGF1_2_PDRP109 | Leapfrog | PGE | 0.59 | 0.24 | 0.99 | 0 | 0 | 0 | 0 | 0 | 0 | 0 | 0 | 0 | 0 | 0 | 0 | 0 | 0 | 0 | 0 | 0 | 0 | 0 | 0 | 0 | 0 | 0 | 0 | 0 | 0.74 | 0.77 | 0.45 | 0.49 | 0.5 | 0 | 0 | 0 | 0 | 0 | 0 | 0 | 0 | 0 | 0 | 0 | 0 | 0 | 0 | 0 | 0 | 0 | 0 | 0 | 0.3 | 0.31 | 0.18 | 0.2 | 0.2 | 0 | 0 | 0 | 0 | 0 | 0 | 0 | 0 | 0 | 0 | 0 | 0 | 0 | 0 | 0 | 0 | 0 | 0 | 0 | 0 | 1.22 | 1.28 | 0.77 | 0.84 | 0.84 | 0 | 0 | [216 empty] | 1
PGF1_2_PDRP11 | OhmConnect | PGE | 0.6 | 0.8 | 0.3 | 0 | 0 | 0 | 0 | 0 | 0 | 0 | 0 | 0 | 0 | 0 | 0 | 0 | 0 | 0 | 0 | 0 | 0 | 0 | 0 | 0 | 0 | 0 | 0 | 0 | 0.69 | 0.66 | 0.62 | 0.59 | 0.45 | 0 | 0 | 0 | 0 | 0 | 0 | 0 | 0 | 0 | 0 | 0 | 0 | 0 | 0 | 0 | 0 | 0 | 0 | 0 | 0.92 | 0.88 | 0.82 | 0.79 | 0.59 | 0 | 0 | 0 | 0 | 0 | 0 | 0 | 0 | 0 | 0 | 0 | 0 | 0 | 0 | 0 | 0 | 0 | 0 | 0 | 0 | 0.34 | 0.33 | 0.31 | 0.3 | 0.22 | 0 | 0 | [216 empty] | 1
PGF1_2_PDRP110 | Leapfrog | PGE | 0.12 | 0.11 | 0 | 0 | 0 | 0 | 0 | 0 | 0 | 0 | 0 | 0 | 0 | 0 | 0 | 0 | 0 | 0 | 0 | 0 | 0 | 0 | 0 | 0 | 0 | 0 | 0 | 0 | 0.15 | 0.16 | 0.09 | 0.1 | 0.1 | 0 | 0 | 0 | 0 | 0 | 0 | 0 | 0 | 0 | 0 | 0 | 0 | 0 | 0 | 0 | 0 | 0 | 0 | 0 | 0.14 | 0.14 | 0.08 | 0.09 | 0.09 | 0 | 0 | 0 | 0 | 0 | 0 | 0 | 0 | 0 | 0 | 0 | 0 | 0 | 0 | 0 | 0 | 0 | 0 | 0 | 0 | 0 | 0 | 0 | 0 | 0 | 0 | 0 | [216 empty] | 1
PGF1_2_PDRP111 | Voltus | PGE | 3.2 | 3.2 | 3.2 | 0 | 0 | 0 | 0 | 0 | 0 | 0 | 0 | 0 | 0 | 0 | 0 | 0 | 0 | 0 | 0 | 0 | 0 | 0 | 0 | 0 | 0 | 0 | 0 | 0 | 3.76 | 3.61 | 3.02 | 2.92 | 2.69 | 0 | 0 | 0 | 0 | 0 | 0 | 0 | 0 | 0 | 0 | 0 | 0 | 0 | 0 | 0 | 0 | 0 | 0 | 0 | 3.76 | 3.61 | 3.02 | 2.92 | 2.69 | 0 | 0 | 0 | 0 | 0 | 0 | 0 | 0 | 0 | 0 | 0 | 0 | 0 | 0 | 0 | 0 | 0 | 0 | 0 | 0 | 3.18 | 3.43 | 3.11 | 3.21 | 3.07 | 0 | 0 | [216 empty] | 1
PGF1_2_PDRP16 | OhmConnect | PGE | 0.12 | 0.1 | 0.15 | 0 | 0 | 0 | 0 | 0 | 0 | 0 | 0 | 0 | 0 | 0 | 0 | 0 | 0 | 0 | 0 | 0 | 0 | 0 | 0 | 0 | 0 | 0 | 0 | 0 | 0.14 | 0.13 | 0.12 | 0.12 | 0.09 | 0 | 0 | 0 | 0 | 0 | 0 | 0 | 0 | 0 | 0 | 0 | 0 | 0 | 0 | 0 | 0 | 0 | 0 | 0 | 0.11 | 0.11 | 0.1 | 0.1 | 0.07 | 0 | 0 | 0 | 0 | 0 | 0 | 0 | 0 | 0 | 0 | 0 | 0 | 0 | 0 | 0 | 0 | 0 | 0 | 0 | 0 | 0.17 | 0.16 | 0.15 | 0.15 | 0.11 | 0 | 0 | [216 empty] | 1
PGF1_2_PDRP17 | OhmConnect | PGE | 0.12 | 0.1 | 0.15 | 0 | 0 | 0 | 0 | 0 | 0 | 0 | 0 | 0 | 0 | 0 | 0 | 0 | 0 | 0 | 0 | 0 | 0 | 0 | 0 | 0 | 0 | 0 | 0 | 0 | 0.14 | 0.13 | 0.12 | 0.12 | 0.09 | 0 | 0 | 0 | 0 | 0 | 0 | 0 | 0 | 0 | 0 | 0 | 0 | 0 | 0 | 0 | 0 | 0 | 0 | 0 | 0.11 | 0.11 | 0.1 | 0.1 | 0.07 | 0 | 0 | 0 | 0 | 0 | 0 | 0 | 0 | 0 | 0 | 0 | 0 | 0 | 0 | 0 | 0 | 0 | 0 | 0 | 0 | 0.17 | 0.16 | 0.15 | 0.15 | 0.11 | 0 | 0 | [216 empty] | 1
PGF1_2_PDRP18 | OhmConnect | PGE | 0.13 | 0.1 | 0.15 | 0 | 0 | 0 | 0 | 0 | 0 | 0 | 0 | 0 | 0 | 0 | 0 | 0 | 0 | 0 | 0 | 0 | 0 | 0 | 0 | 0 | 0 | 0 | 0 | 0 | 0.15 | 0.14 | 0.13 | 0.13 | 0.1 | 0 | 0 | 0 | 0 | 0 | 0 | 0 | 0 | 0 | 0 | 0 | 0 | 0 | 0 | 0 | 0 | 0 | 0 | 0 | 0.11 | 0.11 | 0.1 | 0.1 | 0.07 | 0 | 0 | 0 | 0 | 0 | 0 | 0 | 0 | 0 | 0 | 0 | 0 | 0 | 0 | 0 | 0 | 0 | 0 | 0 | 0 | 0.17 | 0.16 | 0.15 | 0.15 | 0.11 | 0 | 0 | [216 empty] | 1
PGF1_2_PDRP19 | OhmConnect | PGE | 0.12 | 0.1 | 0.15 | 0 | 0 | 0 | 0 | 0 | 0 | 0 | 0 | 0 | 0 | 0 | 0 | 0 | 0 | 0 | 0 | 0 | 0 | 0 | 0 | 0 | 0 | 0 | 0 | 0 | 0.14 | 0.13 | 0.12 | 0.12 | 0.09 | 0 | 0 | 0 | 0 | 0 | 0 | 0 | 0 | 0 | 0 | 0 | 0 | 0 | 0 | 0 | 0 | 0 | 0 | 0 | 0.11 | 0.11 | 0.1 | 0.1 | 0.07 | 0 | 0 | 0 | 0 | 0 | 0 | 0 | 0 | 0 | 0 | 0 | 0 | 0 | 0 | 0 | 0 | 0 | 0 | 0 | 0 | 0.17 | 0.16 | 0.15 | 0.15 | 0.11 | 0 | 0 | [216 empty] | 1
PGF1_2_PDRP20 | OhmConnect | PGE | 0.13 | 0.1 | 0.16 | 0 | 0 | 0 | 0 | 0 | 0 | 0 | 0 | 0 | 0 | 0 | 0 | 0 | 0 | 0 | 0 | 0 | 0 | 0 | 0 | 0 | 0 | 0 | 0 | 0 | 0.15 | 0.14 | 0.13 | 0.13 | 0.1 | 0 | 0 | 0 | 0 | 0 | 0 | 0 | 0 | 0 | 0 | 0 | 0 | 0 | 0 | 0 | 0 | 0 | 0 | 0 | 0.11 | 0.11 | 0.1 | 0.1 | 0.07 | 0 | 0 | 0 | 0 | 0 | 0 | 0 | 0 | 0 | 0 | 0 | 0 | 0 | 0 | 0 | 0 | 0 | 0 | 0 | 0 | 0.18 | 0.18 | 0.16 | 0.16 | 0.12 | 0 | 0 | [216 empty] | 1
PGF1_2_PDRP21 | OhmConnect | PGE | 0.13 | 0.1 | 0.16 | 0 | 0 | 0 | 0 | 0 | 0 | 0 | 0 | 0 | 0 | 0 | 0 | 0 | 0 | 0 | 0 | 0 | 0 | 0 | 0 | 0 | 0 | 0 | 0 | 0 | 0.15 | 0.14 | 0.13 | 0.13 | 0.1 | 0 | 0 | 0 | 0 | 0 | 0 | 0 | 0 | 0 | 0 | 0 | 0 | 0 | 0 | 0 | 0 | 0 | 0 | 0 | 0.11 | 0.11 | 0.1 | 0.1 | 0.07 | 0 | 0 | 0 | 0 | 0 | 0 | 0 | 0 | 0 | 0 | 0 | 0 | 0 | 0 | 0 | 0 | 0 | 0 | 0 | 0 | 0.18 | 0.18 | 0.16 | 0.16 | 0.12 | 0 | 0 | [216 empty] | 1
PGF1_2_PDRP24 | OhmConnect | PGE | 0.13 | 0.1 | 0.16 | 0 | 0 | 0 | 0 | 0 | 0 | 0 | 0 | 0 | 0 | 0 | 0 | 0 | 0 | 0 | 0 | 0 | 0 | 0 | 0 | 0 | 0 | 0 | 0 | 0 | 0.15 | 0.14 | 0.13 | 0.13 | 0.1 | 0 | 0 | 0 | 0 | 0 | 0 | 0 | 0 | 0 | 0 | 0 | 0 | 0 | 0 | 0 | 0 | 0 | 0 | 0 | 0.11 | 0.11 | 0.1 | 0.1 | 0.07 | 0 | 0 | 0 | 0 | 0 | 0 | 0 | 0 | 0 | 0 | 0 | 0 | 0 | 0 | 0 | 0 | 0 | 0 | 0 | 0 | 0.18 | 0.18 | 0.16 | 0.16 | 0.12 | 0 | 0 | [216 empty] | 1
PGF1_2_PDRP25 | OhmConnect | PGE | 0.13 | 0.1 | 0.16 | 0 | 0 | 0 | 0 | 0 | 0 | 0 | 0 | 0 | 0 | 0 | 0 | 0 | 0 | 0 | 0 | 0 | 0 | 0 | 0 | 0 | 0 | 0 | 0 | 0 | 0.15 | 0.14 | 0.13 | 0.13 | 0.1 | 0 | 0 | 0 | 0 | 0 | 0 | 0 | 0 | 0 | 0 | 0 | 0 | 0 | 0 | 0 | 0 | 0 | 0 | 0 | 0.11 | 0.11 | 0.1 | 0.1 | 0.07 | 0 | 0 | 0 | 0 | 0 | 0 | 0 | 0 | 0 | 0 | 0 | 0 | 0 | 0 | 0 | 0 | 0 | 0 | 0 | 0 | 0.18 | 0.18 | 0.16 | 0.16 | 0.12 | 0 | 0 | [216 empty] | 1
PGF1_2_PDRP26 | OhmConnect | PGE | 0.13 | 0.1 | 0.16 | 0 | 0 | 0 | 0 | 0 | 0 | 0 | 0 | 0 | 0 | 0 | 0 | 0 | 0 | 0 | 0 | 0 | 0 | 0 | 0 | 0 | 0 | 0 | 0 | 0 | 0.15 | 0.14 | 0.13 | 0.13 | 0.1 | 0 | 0 | 0 | 0 | 0 | 0 | 0 | 0 | 0 | 0 | 0 | 0 | 0 | 0 | 0 | 0 | 0 | 0 | 0 | 0.11 | 0.11 | 0.1 | 0.1 | 0.07 | 0 | 0 | 0 | 0 | 0 | 0 | 0 | 0 | 0 | 0 | 0 | 0 | 0 | 0 | 0 | 0 | 0 | 0 | 0 | 0 | 0.18 | 0.18 | 0.16 | 0.16 | 0.12 | 0 | 0 | [216 empty] | 1
PGF1_2_PDRP27 | OhmConnect | PGE | 0.13 | 0.1 | 0.16 | 0 | 0 | 0 | 0 | 0 | 0 | 0 | 0 | 0 | 0 | 0 | 0 | 0 | 0 | 0 | 0 | 0 | 0 | 0 | 0 | 0 | 0 | 0 | 0 | 0 | 0.15 | 0.14 | 0.13 | 0.13 | 0.1 | 0 | 0 | 0 | 0 | 0 | 0 | 0 | 0 | 0 | 0 | 0 | 0 | 0 | 0 | 0 | 0 | 0 | 0 | 0 | 0.11 | 0.11 | 0.1 | 0.1 | 0.07 | 0 | 0 | 0 | 0 | 0 | 0 | 0 | 0 | 0 | 0 | 0 | 0 | 0 | 0 | 0 | 0 | 0 | 0 | 0 | 0 | 0.18 | 0.18 | 0.16 | 0.16 | 0.12 | 0 | 0 | [216 empty] | 1
PGF1_2_PDRP29 | OhmConnect | PGE | 0.13 | 0.1 | 0.16 | 0 | 0 | 0 | 0 | 0 | 0 | 0 | 0 | 0 | 0 | 0 | 0 | 0 | 0 | 0 | 0 | 0 | 0 | 0 | 0 | 0 | 0 | 0 | 0 | 0 | 0.15 | 0.14 | 0.13 | 0.13 | 0.1 | 0 | 0 | 0 | 0 | 0 | 0 | 0 | 0 | 0 | 0 | 0 | 0 | 0 | 0 | 0 | 0 | 0 | 0 | 0 | 0.11 | 0.11 | 0.1 | 0.1 | 0.07 | 0 | 0 | 0 | 0 | 0 | 0 | 0 | 0 | 0 | 0 | 0 | 0 | 0 | 0 | 0 | 0 | 0 | 0 | 0 | 0 | 0.18 | 0.18 | 0.16 | 0.16 | 0.12 | 0 | 0 | [216 empty] | 1
PGF1_2_PDRP60 | Leapfrog | PGE | 2.51 | 1.41 | 5.01 | 0 | 0 | 0 | 0 | 0 | 0 | 0 | 0 | 0 | 0 | 0 | 0 | 0 | 0 | 0 | 0 | 0 | 0 | 0 | 0 | 0 | 0 | 0 | 0 | 0 | 3.15 | 3.28 | 1.93 | 2.09 | 2.11 | 0 | 0 | 0 | 0 | 0 | 0 | 0 | 0 | 0 | 0 | 0 | 0 | 0 | 0 | 0 | 0 | 0 | 0 | 0 | 1.78 | 1.84 | 1.08 | 1.17 | 1.18 | 0 | 0 | 0 | 0 | 0 | 0 | 0 | 0 | 0 | 0 | 0 | 0 | 0 | 0 | 0 | 0 | 0 | 0 | 0 | 0 | 6.15 | 6.49 | 3.9 | 4.24 | 4.27 | 0 | 0 | [216 empty] | 1
PGF1_2_PDRP62 | Leapfrog | PGE | 0.14 | 0.11 | 0 | 0 | 0 | 0 | 0 | 0 | 0 | 0 | 0 | 0 | 0 | 0 | 0 | 0 | 0 | 0 | 0 | 0 | 0 | 0 | 0 | 0 | 0 | 0 | 0 | 0 | 0.18 | 0.18 | 0.11 | 0.12 | 0.12 | 0 | 0 | 0 | 0 | 0 | 0 | 0 | 0 | 0 | 0 | 0 | 0 | 0 | 0 | 0 | 0 | 0 | 0 | 0 | 0.14 | 0.14 | 0.08 | 0.09 | 0.09 | 0 | 0 | 0 | 0 | 0 | 0 | 0 | 0 | 0 | 0 | 0 | 0 | 0 | 0 | 0 | 0 | 0 | 0 | 0 | 0 | 0 | 0 | 0 | 0 | 0 | 0 | 0 | [216 empty] | 1
PGF1_2_PDRP64 | Leapfrog | PGE | 0.32 | 0 | 0 | 0 | 0 | 0 | 0 | 0 | 0 | 0 | 0 | 0 | 0 | 0 | 0 | 0 | 0 | 0 | 0 | 0 | 0 | 0 | 0 | 0 | 0 | 0 | 0 | 0 | 0.4 | 0.42 | 0.25 | 0.27 | 0.27 | 0 | 0 | 0 | 0 | 0 | 0 | 0 | 0 | 0 | 0 | 0 | 0 | 0 | 0 | 0 | 0 | 0 | 0 | 0 | 0 | 0 | 0 | 0 | 0 | 0 | 0 | 0 | 0 | 0 | 0 | 0 | 0 | 0 | 0 | 0 | 0 | 0 | 0 | 0 | 0 | 0 | 0 | 0 | 0 | 0 | 0 | 0 | 0 | 0 | 0 | 0 | [216 empty] | 1
PGF1_2_PDRP68 | Leapfrog | PGE | 0.18 | 0.12 | 0.22 | 0 | 0 | 0 | 0 | 0 | 0 | 0 | 0 | 0 | 0 | 0 | 0 | 0 | 0 | 0 | 0 | 0 | 0 | 0 | 0 | 0 | 0 | 0 | 0 | 0 | 0.23 | 0.24 | 0.14 | 0.15 | 0.15 | 0 | 0 | 0 | 0 | 0 | 0 | 0 | 0 | 0 | 0 | 0 | 0 | 0 | 0 | 0 | 0 | 0 | 0 | 0 | 0.15 | 0.16 | 0.09 | 0.1 | 0.1 | 0 | 0 | 0 | 0 | 0 | 0 | 0 | 0 | 0 | 0 | 0 | 0 | 0 | 0 | 0 | 0 | 0 | 0 | 0 | 0 | 0.27 | 0.29 | 0.17 | 0.19 | 0.19 | 0 | 0 | [216 empty] | 1
PGF1_2_PDRP77 | Leapfrog | PGE | 0.61 | 0.51 | 0.99 | 0 | 0 | 0 | 0 | 0 | 0 | 0 | 0 | 0 | 0 | 0 | 0 | 0 | 0 | 0 | 0 | 0 | 0 | 0 | 0 | 0 | 0 | 0 | 0 | 0 | 0.76 | 0.8 | 0.47 | 0.51 | 0.51 | 0 | 0 | 0 | 0 | 0 | 0 | 0 | 0 | 0 | 0 | 0 | 0 | 0 | 0 | 0 | 0 | 0 | 0 | 0 | 0.65 | 0.67 | 0.39 | 0.42 | 0.43 | 0 | 0 | 0 | 0 | 0 | 0 | 0 | 0 | 0 | 0 | 0 | 0 | 0 | 0 | 0 | 0 | 0 | 0 | 0 | 0 | 1.22 | 1.28 | 0.77 | 0.84 | 0.84 | 0 | 0 | [216 empty] | 1
PGF1_2_PDRP78 | Leapfrog | PGE | 0.21 | 0.26 | 0.24 | 0 | 0 | 0 | 0 | 0 | 0 | 0 | 0 | 0 | 0 | 0 | 0 | 0 | 0 | 0 | 0 | 0 | 0 | 0 | 0 | 0 | 0 | 0 | 0 | 0 | 0.26 | 0.27 | 0.16 | 0.18 | 0.18 | 0 | 0 | 0 | 0 | 0 | 0 | 0 | 0 | 0 | 0 | 0 | 0 | 0 | 0 | 0 | 0 | 0 | 0 | 0 | 0.33 | 0.34 | 0.2 | 0.22 | 0.22 | 0 | 0 | 0 | 0 | 0 | 0 | 0 | 0 | 0 | 0 | 0 | 0 | 0 | 0 | 0 | 0 | 0 | 0 | 0 | 0 | 0.29 | 0.31 | 0.19 | 0.2 | 0.2 | 0 | 0 | [216 empty] | 1
PGF1_2_PDRP81 | Leapfrog | PGE | 0.2 | 0.16 | 0.14 | 0 | 0 | 0 | 0 | 0 | 0 | 0 | 0 | 0 | 0 | 0 | 0 | 0 | 0 | 0 | 0 | 0 | 0 | 0 | 0 | 0 | 0 | 0 | 0 | 0 | 0.25 | 0.26 | 0.15 | 0.17 | 0.17 | 0 | 0 | 0 | 0 | 0 | 0 | 0 | 0 | 0 | 0 | 0 | 0 | 0 | 0 | 0 | 0 | 0 | 0 | 0 | 0.2 | 0.21 | 0.12 | 0.13 | 0.13 | 0 | 0 | 0 | 0 | 0 | 0 | 0 | 0 | 0 | 0 | 0 | 0 | 0 | 0 | 0 | 0 | 0 | 0 | 0 | 0 | 0.17 | 0.18 | 0.11 | 0.12 | 0.12 | 0 | 0 | [216 empty] | 1
PGF1_2_PDRP83 | Leapfrog | PGE | 0.58 | 0.67 | 0.99 | 0 | 0 | 0 | 0 | 0 | 0 | 0 | 0 | 0 | 0 | 0 | 0 | 0 | 0 | 0 | 0 | 0 | 0 | 0 | 0 | 0 | 0 | 0 | 0 | 0 | 0.73 | 0.76 | 0.45 | 0.48 | 0.49 | 0 | 0 | 0 | 0 | 0 | 0 | 0 | 0 | 0 | 0 | 0 | 0 | 0 | 0 | 0 | 0 | 0 | 0 | 0 | 0.85 | 0.88 | 0.51 | 0.55 | 0.56 | 0 | 0 | 0 | 0 | 0 | 0 | 0 | 0 | 0 | 0 | 0 | 0 | 0 | 0 | 0 | 0 | 0 | 0 | 0 | 0 | 1.22 | 1.28 | 0.77 | 0.84 | 0.84 | 0 | 0 | [216 empty] | 1
PGF1_2_PDRP84 | Leapfrog | PGE | 0.99 | 0.18 | 0.99 | 0 | 0 | 0 | 0 | 0 | 0 | 0 | 0 | 0 | 0 | 0 | 0 | 0 | 0 | 0 | 0 | 0 | 0 | 0 | 0 | 0 | 0 | 0 | 0 | 0 | 1.24 | 1.29 | 0.76 | 0.83 | 0.83 | 0 | 0 | 0 | 0 | 0 | 0 | 0 | 0 | 0 | 0 | 0 | 0 | 0 | 0 | 0 | 0 | 0 | 0 | 0 | 0.23 | 0.24 | 0.14 | 0.15 | 0.15 | 0 | 0 | 0 | 0 | 0 | 0 | 0 | 0 | 0 | 0 | 0 | 0 | 0 | 0 | 0 | 0 | 0 | 0 | 0 | 0 | 1.22 | 1.28 | 0.77 | 0.84 | 0.84 | 0 | 0 | [216 empty] | 1
PGF1_2_PDRP92 | Voltus | PGE | 2.34 | 1.28 | 1.28 | 0 | 0 | 0 | 0 | 0 | 0 | 0 | 0 | 0 | 0 | 0 | 0 | 0 | 0 | 0 | 0 | 0 | 0 | 0 | 0 | 0 | 0 | 0 | 0 | 0 | 2.75 | 2.64 | 2.21 | 2.14 | 1.97 | 0 | 0 | 0 | 0 | 0 | 0 | 0 | 0 | 0 | 0 | 0 | 0 | 0 | 0 | 0 | 0 | 0 | 0 | 0 | 1.5 | 1.44 | 1.21 | 1.17 | 1.08 | 0 | 0 | 0 | 0 | 0 | 0 | 0 | 0 | 0 | 0 | 0 | 0 | 0 | 0 | 0 | 0 | 0 | 0 | 0 | 0 | 1.27 | 1.37 | 1.25 | 1.29 | 1.23 | 0 | 0 | [216 empty] | 1
PGFG_1_PDRP21 | Leapfrog | PGE | 0.17 | 0.2 | 0.18 | 0 | 0 | 0 | 0 | 0 | 0 | 0 | 0 | 0 | 0 | 0 | 0 | 0 | 0 | 0 | 0 | 0 | 0 | 0 | 0 | 0 | 0 | 0 | 0 | 0 | 0.21 | 0.22 | 0.13 | 0.14 | 0.14 | 0 | 0 | 0 | 0 | 0 | 0 | 0 | 0 | 0 | 0 | 0 | 0 | 0 | 0 | 0 | 0 | 0 | 0 | 0 | 0.25 | 0.26 | 0.15 | 0.17 | 0.17 | 0 | 0 | 0 | 0 | 0 | 0 | 0 | 0 | 0 | 0 | 0 | 0 | 0 | 0 | 0 | 0 | 0 | 0 | 0 | 0 | 0.22 | 0.23 | 0.14 | 0.15 | 0.15 | 0 | 0 | [216 empty] | 1
PGFG_1_PDRP35 | OhmConnect | PGE | 0.43 | 0.43 | 0.48 | 0 | 0 | 0 | 0 | 0 | 0 | 0 | 0 | 0 | 0 | 0 | 0 | 0 | 0 | 0 | 0 | 0 | 0 | 0 | 0 | 0 | 0 | 0 | 0 | 0 | 0.49 | 0.47 | 0.44 | 0.42 | 0.32 | 0 | 0 | 0 | 0 | 0 | 0 | 0 | 0 | 0 | 0 | 0 | 0 | 0 | 0 | 0 | 0 | 0 | 0 | 0 | 0.49 | 0.47 | 0.44 | 0.42 | 0.32 | 0 | 0 | 0 | 0 | 0 | 0 | 0 | 0 | 0 | 0 | 0 | 0 | 0 | 0 | 0 | 0 | 0 | 0 | 0 | 0 | 0.55 | 0.53 | 0.49 | 0.47 | 0.36 | 0 | 0 | [216 empty] | 1
PGFG_1_PDRP37 | Voltus | PGE | 0.11 | 0.11 | 0.11 | 0 | 0 | 0 | 0 | 0 | 0 | 0 | 0 | 0 | 0 | 0 | 0 | 0 | 0 | 0 | 0 | 0 | 0 | 0 | 0 | 0 | 0 | 0 | 0 | 0 | 0.13 | 0.12 | 0.1 | 0.1 | 0.09 | 0 | 0 | 0 | 0 | 0 | 0 | 0 | 0 | 0 | 0 | 0 | 0 | 0 | 0 | 0 | 0 | 0 | 0 | 0 | 0.13 | 0.12 | 0.1 | 0.1 | 0.09 | 0 | 0 | 0 | 0 | 0 | 0 | 0 | 0 | 0 | 0 | 0 | 0 | 0 | 0 | 0 | 0 | 0 | 0 | 0 | 0 | 0.11 | 0.12 | 0.11 | 0.11 | 0.11 | 0 | 0 | [216 empty] | 1
PGHB_6_PDRP02 | OhmConnect | PGE | 0.13 | 0.1 | 0.16 | 0 | 0 | 0 | 0 | 0 | 0 | 0 | 0 | 0 | 0 | 0 | 0 | 0 | 0 | 0 | 0 | 0 | 0 | 0 | 0 | 0 | 0 | 0 | 0 | 0 | 0.15 | 0.14 | 0.13 | 0.13 | 0.1 | 0 | 0 | 0 | 0 | 0 | 0 | 0 | 0 | 0 | 0 | 0 | 0 | 0 | 0 | 0 | 0 | 0 | 0 | 0 | 0.11 | 0.11 | 0.1 | 0.1 | 0.07 | 0 | 0 | 0 | 0 | 0 | 0 | 0 | 0 | 0 | 0 | 0 | 0 | 0 | 0 | 0 | 0 | 0 | 0 | 0 | 0 | 0.18 | 0.18 | 0.16 | 0.16 | 0.12 | 0 | 0 | [216 empty] | 1
PGKN_2_PDRP02 | OhmConnect | PGE | 0.13 | 0.15 | 0.16 | 0 | 0 | 0 | 0 | 0 | 0 | 0 | 0 | 0 | 0 | 0 | 0 | 0 | 0 | 0 | 0 | 0 | 0 | 0 | 0 | 0 | 0 | 0 | 0 | 0 | 0.15 | 0.14 | 0.13 | 0.13 | 0.1 | 0 | 0 | 0 | 0 | 0 | 0 | 0 | 0 | 0 | 0 | 0 | 0 | 0 | 0 | 0 | 0 | 0 | 0 | 0 | 0.17 | 0.16 | 0.15 | 0.15 | 0.11 | 0 | 0 | 0 | 0 | 0 | 0 | 0 | 0 | 0 | 0 | 0 | 0 | 0 | 0 | 0 | 0 | 0 | 0 | 0 | 0 | 0.18 | 0.18 | 0.16 | 0.16 | 0.12 | 0 | 0 | [216 empty] | 1
PGKN_2_PDRP07 | OhmConnect | PGE | 0.13 | 0.15 | 0.16 | 0 | 0 | 0 | 0 | 0 | 0 | 0 | 0 | 0 | 0 | 0 | 0 | 0 | 0 | 0 | 0 | 0 | 0 | 0 | 0 | 0 | 0 | 0 | 0 | 0 | 0.15 | 0.14 | 0.13 | 0.13 | 0.1 | 0 | 0 | 0 | 0 | 0 | 0 | 0 | 0 | 0 | 0 | 0 | 0 | 0 | 0 | 0 | 0 | 0 | 0 | 0 | 0.17 | 0.16 | 0.15 | 0.15 | 0.11 | 0 | 0 | 0 | 0 | 0 | 0 | 0 | 0 | 0 | 0 | 0 | 0 | 0 | 0 | 0 | 0 | 0 | 0 | 0 | 0 | 0.18 | 0.18 | 0.16 | 0.16 | 0.12 | 0 | 0 | [216 empty] | 1
PGKN_2_PDRP32 | Voltus | PGE | 1.17 | 1.39 | 1.39 | 0 | 0 | 0 | 0 | 0 | 0 | 0 | 0 | 0 | 0 | 0 | 0 | 0 | 0 | 0 | 0 | 0 | 0 | 0 | 0 | 0 | 0 | 0 | 0 | 0 | 1.37 | 1.32 | 1.1 | 1.07 | 0.98 | 0 | 0 | 0 | 0 | 0 | 0 | 0 | 0 | 0 | 0 | 0 | 0 | 0 | 0 | 0 | 0 | 0 | 0 | 0 | 1.63 | 1.57 | 1.31 | 1.27 | 1.17 | 0 | 0 | 0 | 0 | 0 | 0 | 0 | 0 | 0 | 0 | 0 | 0 | 0 | 0 | 0 | 0 | 0 | 0 | 0 | 0 | 1.38 | 1.49 | 1.35 | 1.4 | 1.33 | 0 | 0 | [216 empty] | 1
PGKN_2_PDRP40 | Leapfrog | PGE | 0.17 | 0.17 | 0.15 | 0 | 0 | 0 | 0 | 0 | 0 | 0 | 0 | 0 | 0 | 0 | 0 | 0 | 0 | 0 | 0 | 0 | 0 | 0 | 0 | 0 | 0 | 0 | 0 | 0 | 0.21 | 0.22 | 0.13 | 0.14 | 0.14 | 0 | 0 | 0 | 0 | 0 | 0 | 0 | 0 | 0 | 0 | 0 | 0 | 0 | 0 | 0 | 0 | 0 | 0 | 0 | 0.22 | 0.22 | 0.13 | 0.14 | 0.14 | 0 | 0 | 0 | 0 | 0 | 0 | 0 | 0 | 0 | 0 | 0 | 0 | 0 | 0 | 0 | 0 | 0 | 0 | 0 | 0 | 0.18 | 0.19 | 0.12 | 0.13 | 0.13 | 0 | 0 | [216 empty] | 1
PGKN_2_PDRP48 | OhmConnect | PGE | 1.5 | 1.5 | 1.5 | 0 | 0 | 0 | 0 | 0 | 0 | 0 | 0 | 0 | 0 | 0 | 0 | 0 | 0 | 0 | 0 | 0 | 0 | 0 | 0 | 0 | 0 | 0 | 0 | 0 | 1.72 | 1.65 | 1.54 | 1.48 | 1.12 | 0 | 0 | 0 | 0 | 0 | 0 | 0 | 0 | 0 | 0 | 0 | 0 | 0 | 0 | 0 | 0 | 0 | 0 | 0 | 1.72 | 1.65 | 1.54 | 1.48 | 1.12 | 0 | 0 | 0 | 0 | 0 | 0 | 0 | 0 | 0 | 0 | 0 | 0 | 0 | 0 | 0 | 0 | 0 | 0 | 0 | 0 | 1.72 | 1.65 | 1.54 | 1.48 | 1.12 | 0 | 0 | [216 empty] | 1
PGNB_2_PDRP19 | Leapfrog | PGE | 0.11 | 0.12 | 0 | 0 | 0 | 0 | 0 | 0 | 0 | 0 | 0 | 0 | 0 | 0 | 0 | 0 | 0 | 0 | 0 | 0 | 0 | 0 | 0 | 0 | 0 | 0 | 0 | 0 | 0.14 | 0.14 | 0.08 | 0.09 | 0.09 | 0 | 0 | 0 | 0 | 0 | 0 | 0 | 0 | 0 | 0 | 0 | 0 | 0 | 0 | 0 | 0 | 0 | 0 | 0 | 0.15 | 0.16 | 0.09 | 0.1 | 0.1 | 0 | 0 | 0 | 0 | 0 | 0 | 0 | 0 | 0 | 0 | 0 | 0 | 0 | 0 | 0 | 0 | 0 | 0 | 0 | 0 | 0 | 0 | 0 | 0 | 0 | 0 | 0 | [216 empty] | 1
PGNB_2_PDRP20 | Leapfrog | PGE | 0.1 | 0.25 | 0.13 | 0 | 0 | 0 | 0 | 0 | 0 | 0 | 0 | 0 | 0 | 0 | 0 | 0 | 0 | 0 | 0 | 0 | 0 | 0 | 0 | 0 | 0 | 0 | 0 | 0 | 0.13 | 0.13 | 0.08 | 0.08 | 0.08 | 0 | 0 | 0 | 0 | 0 | 0 | 0 | 0 | 0 | 0 | 0 | 0 | 0 | 0 | 0 | 0 | 0 | 0 | 0 | 0.32 | 0.33 | 0.19 | 0.21 | 0.21 | 0 | 0 | 0 | 0 | 0 | 0 | 0 | 0 | 0 | 0 | 0 | 0 | 0 | 0 | 0 | 0 | 0 | 0 | 0 | 0 | 0.16 | 0.17 | 0.1 | 0.11 | 0.11 | 0 | 0 | [216 empty] | 1
PGNB_2_PDRP43 | Voltus | PGE | 0.61 | 0.75 | 0.75 | 0 | 0 | 0 | 0 | 0 | 0 | 0 | 0 | 0 | 0 | 0 | 0 | 0 | 0 | 0 | 0 | 0 | 0 | 0 | 0 | 0 | 0 | 0 | 0 | 0 | 0.72 | 0.69 | 0.58 | 0.56 | 0.51 | 0 | 0 | 0 | 0 | 0 | 0 | 0 | 0 | 0 | 0 | 0 | 0 | 0 | 0 | 0 | 0 | 0 | 0 | 0 | 0.88 | 0.85 | 0.71 | 0.68 | 0.63 | 0 | 0 | 0 | 0 | 0 | 0 | 0 | 0 | 0 | 0 | 0 | 0 | 0 | 0 | 0 | 0 | 0 | 0 | 0 | 0 | 0.74 | 0.8 | 0.73 | 0.75 | 0.72 | 0 | 0 | [216 empty] | 1
PGNC_1_PDRP01 | OhmConnect | PGE | 0.12 | 0.12 | 0.14 | 0 | 0 | 0 | 0 | 0 | 0 | 0 | 0 | 0 | 0 | 0 | 0 | 0 | 0 | 0 | 0 | 0 | 0 | 0 | 0 | 0 | 0 | 0 | 0 | 0 | 0.14 | 0.13 | 0.12 | 0.12 | 0.09 | 0 | 0 | 0 | 0 | 0 | 0 | 0 | 0 | 0 | 0 | 0 | 0 | 0 | 0 | 0 | 0 | 0 | 0 | 0 | 0.14 | 0.13 | 0.12 | 0.12 | 0.09 | 0 | 0 | 0 | 0 | 0 | 0 | 0 | 0 | 0 | 0 | 0 | 0 | 0 | 0 | 0 | 0 | 0 | 0 | 0 | 0 | 0.16 | 0.15 | 0.14 | 0.14 | 0.1 | 0 | 0 | [216 empty] | 1
PGNC_1_PDRP19 | Leapfrog | PGE | 0.24 | 0 | 0 | 0 | 0 | 0 | 0 | 0 | 0 | 0 | 0 | 0 | 0 | 0 | 0 | 0 | 0 | 0 | 0 | 0 | 0 | 0 | 0 | 0 | 0 | 0 | 0 | 0 | 0.3 | 0.31 | 0.18 | 0.2 | 0.2 | 0 | 0 | 0 | 0 | 0 | 0 | 0 | 0 | 0 | 0 | 0 | 0 | 0 | 0 | 0 | 0 | 0 | 0 | 0 | 0 | 0 | 0 | 0 | 0 | 0 | 0 | 0 | 0 | 0 | 0 | 0 | 0 | 0 | 0 | 0 | 0 | 0 | 0 | 0 | 0 | 0 | 0 | 0 | 0 | 0 | 0 | 0 | 0 | 0 | 0 | 0 | [216 empty] | 1
PGNC_1_PDRP26 | Leapfrog | PGE | 0.28 | 0.12 | 0 | 0 | 0 | 0 | 0 | 0 | 0 | 0 | 0 | 0 | 0 | 0 | 0 | 0 | 0 | 0 | 0 | 0 | 0 | 0 | 0 | 0 | 0 | 0 | 0 | 0 | 0.35 | 0.37 | 0.21 | 0.23 | 0.24 | 0 | 0 | 0 | 0 | 0 | 0 | 0 | 0 | 0 | 0 | 0 | 0 | 0 | 0 | 0 | 0 | 0 | 0 | 0 | 0.15 | 0.16 | 0.09 | 0.1 | 0.1 | 0 | 0 | 0 | 0 | 0 | 0 | 0 | 0 | 0 | 0 | 0 | 0 | 0 | 0 | 0 | 0 | 0 | 0 | 0 | 0 | 0 | 0 | 0 | 0 | 0 | 0 | 0 | [216 empty] | 1
PGNP_2_PDRP08 | OhmConnect | PGE | 2.1 | 2.1 | 2.1 | 0 | 0 | 0 | 0 | 0 | 0 | 0 | 0 | 0 | 0 | 0 | 0 | 0 | 0 | 0 | 0 | 0 | 0 | 0 | 0 | 0 | 0 | 0 | 0 | 0 | 2.4 | 2.31 | 2.16 | 2.07 | 1.56 | 0 | 0 | 0 | 0 | 0 | 0 | 0 | 0 | 0 | 0 | 0 | 0 | 0 | 0 | 0 | 0 | 0 | 0 | 0 | 2.4 | 2.31 | 2.16 | 2.07 | 1.56 | 0 | 0 | 0 | 0 | 0 | 0 | 0 | 0 | 0 | 0 | 0 | 0 | 0 | 0 | 0 | 0 | 0 | 0 | 0 | 0 | 2.4 | 2.31 | 2.16 | 2.07 | 1.56 | 0 | 0 | [216 empty] | 1
PGNP_2_PDRP10 | OhmConnect | PGE | 0.13 | 0.4 | 0.16 | 0 | 0 | 0 | 0 | 0 | 0 | 0 | 0 | 0 | 0 | 0 | 0 | 0 | 0 | 0 | 0 | 0 | 0 | 0 | 0 | 0 | 0 | 0 | 0 | 0 | 0.15 | 0.14 | 0.13 | 0.13 | 0.1 | 0 | 0 | 0 | 0 | 0 | 0 | 0 | 0 | 0 | 0 | 0 | 0 | 0 | 0 | 0 | 0 | 0 | 0 | 0 | 0.46 | 0.44 | 0.41 | 0.39 | 0.3 | 0 | 0 | 0 | 0 | 0 | 0 | 0 | 0 | 0 | 0 | 0 | 0 | 0 | 0 | 0 | 0 | 0 | 0 | 0 | 0 | 0.18 | 0.18 | 0.16 | 0.16 | 0.12 | 0 | 0 | [216 empty] | 1
PGNP_2_PDRP30 | Leapfrog | PGE | 0.16 | 0.29 | 0.13 | 0 | 0 | 0 | 0 | 0 | 0 | 0 | 0 | 0 | 0 | 0 | 0 | 0 | 0 | 0 | 0 | 0 | 0 | 0 | 0 | 0 | 0 | 0 | 0 | 0 | 0.2 | 0.21 | 0.12 | 0.13 | 0.13 | 0 | 0 | 0 | 0 | 0 | 0 | 0 | 0 | 0 | 0 | 0 | 0 | 0 | 0 | 0 | 0 | 0 | 0 | 0 | 0.37 | 0.38 | 0.22 | 0.24 | 0.24 | 0 | 0 | 0 | 0 | 0 | 0 | 0 | 0 | 0 | 0 | 0 | 0 | 0 | 0 | 0 | 0 | 0 | 0 | 0 | 0 | 0.16 | 0.17 | 0.1 | 0.11 | 0.11 | 0 | 0 | [216 empty] | 1
PGNP_2_PDRP34 | Leapfrog | PGE | 0.15 | 0 | 0.11 | 0 | 0 | 0 | 0 | 0 | 0 | 0 | 0 | 0 | 0 | 0 | 0 | 0 | 0 | 0 | 0 | 0 | 0 | 0 | 0 | 0 | 0 | 0 | 0 | 0 | 0.19 | 0.2 | 0.12 | 0.13 | 0.13 | 0 | 0 | 0 | 0 | 0 | 0 | 0 | 0 | 0 | 0 | 0 | 0 | 0 | 0 | 0 | 0 | 0 | 0 | 0 | 0 | 0 | 0 | 0 | 0 | 0 | 0 | 0 | 0 | 0 | 0 | 0 | 0 | 0 | 0 | 0 | 0 | 0 | 0 | 0 | 0 | 0 | 0 | 0 | 0 | 0.14 | 0.14 | 0.09 | 0.09 | 0.09 | 0 | 0 | [216 empty] | 1
PGNP_2_PDRP41 | Leapfrog | PGE | 0.11 | 0 | 0.13 | 0 | 0 | 0 | 0 | 0 | 0 | 0 | 0 | 0 | 0 | 0 | 0 | 0 | 0 | 0 | 0 | 0 | 0 | 0 | 0 | 0 | 0 | 0 | 0 | 0 | 0.14 | 0.14 | 0.08 | 0.09 | 0.09 | 0 | 0 | 0 | 0 | 0 | 0 | 0 | 0 | 0 | 0 | 0 | 0 | 0 | 0 | 0 | 0 | 0 | 0 | 0 | 0 | 0 | 0 | 0 | 0 | 0 | 0 | 0 | 0 | 0 | 0 | 0 | 0 | 0 | 0 | 0 | 0 | 0 | 0 | 0 | 0 | 0 | 0 | 0 | 0 | 0.16 | 0.17 | 0.1 | 0.11 | 0.11 | 0 | 0 | [216 empty] | 1
PGNP_2_PDRP46 | Leapfrog | PGE | 0.32 | 0.32 | 0.99 | 0 | 0 | 0 | 0 | 0 | 0 | 0 | 0 | 0 | 0 | 0 | 0 | 0 | 0 | 0 | 0 | 0 | 0 | 0 | 0 | 0 | 0 | 0 | 0 | 0 | 0.4 | 0.42 | 0.25 | 0.27 | 0.27 | 0 | 0 | 0 | 0 | 0 | 0 | 0 | 0 | 0 | 0 | 0 | 0 | 0 | 0 | 0 | 0 | 0 | 0 | 0 | 0.4 | 0.42 | 0.24 | 0.26 | 0.27 | 0 | 0 | 0 | 0 | 0 | 0 | 0 | 0 | 0 | 0 | 0 | 0 | 0 | 0 | 0 | 0 | 0 | 0 | 0 | 0 | 1.22 | 1.28 | 0.77 | 0.84 | 0.84 | 0 | 0 | [216 empty] | 1
PGNP_2_PDRP49 | Leapfrog | PGE | 0.49 | 0 | 0 | 0 | 0 | 0 | 0 | 0 | 0 | 0 | 0 | 0 | 0 | 0 | 0 | 0 | 0 | 0 | 0 | 0 | 0 | 0 | 0 | 0 | 0 | 0 | 0 | 0 | 0.61 | 0.64 | 0.38 | 0.41 | 0.41 | 0 | 0 | 0 | 0 | 0 | 0 | 0 | 0 | 0 | 0 | 0 | 0 | 0 | 0 | 0 | 0 | 0 | 0 | 0 | 0 | 0 | 0 | 0 | 0 | 0 | 0 | 0 | 0 | 0 | 0 | 0 | 0 | 0 | 0 | 0 | 0 | 0 | 0 | 0 | 0 | 0 | 0 | 0 | 0 | 0 | 0 | 0 | 0 | 0 | 0 | 0 | [216 empty] | 1
PGNP_2_PDRP53 | Voltus | PGE | 1.33 | 1.33 | 1.33 | 0 | 0 | 0 | 0 | 0 | 0 | 0 | 0 | 0 | 0 | 0 | 0 | 0 | 0 | 0 | 0 | 0 | 0 | 0 | 0 | 0 | 0 | 0 | 0 | 0 | 1.56 | 1.5 | 1.25 | 1.21 | 1.12 | 0 | 0 | 0 | 0 | 0 | 0 | 0 | 0 | 0 | 0 | 0 | 0 | 0 | 0 | 0 | 0 | 0 | 0 | 0 | 1.56 | 1.5 | 1.25 | 1.21 | 1.12 | 0 | 0 | 0 | 0 | 0 | 0 | 0 | 0 | 0 | 0 | 0 | 0 | 0 | 0 | 0 | 0 | 0 | 0 | 0 | 0 | 1.32 | 1.42 | 1.29 | 1.34 | 1.28 | 0 | 0 | [216 empty] | 1
PGP2_2_PDRP08 | OhmConnect | PGE | 0.13 | 0.35 | 0.16 | 0 | 0 | 0 | 0 | 0 | 0 | 0 | 0 | 0 | 0 | 0 | 0 | 0 | 0 | 0 | 0 | 0 | 0 | 0 | 0 | 0 | 0 | 0 | 0 | 0 | 0.15 | 0.14 | 0.13 | 0.13 | 0.1 | 0 | 0 | 0 | 0 | 0 | 0 | 0 | 0 | 0 | 0 | 0 | 0 | 0 | 0 | 0 | 0 | 0 | 0 | 0 | 0.4 | 0.38 | 0.36 | 0.34 | 0.26 | 0 | 0 | 0 | 0 | 0 | 0 | 0 | 0 | 0 | 0 | 0 | 0 | 0 | 0 | 0 | 0 | 0 | 0 | 0 | 0 | 0.18 | 0.18 | 0.16 | 0.16 | 0.12 | 0 | 0 | [216 empty] | 1
PGP2_2_PDRP38 | Leapfrog | PGE | 0.37 | 0.37 | 0.99 | 0 | 0 | 0 | 0 | 0 | 0 | 0 | 0 | 0 | 0 | 0 | 0 | 0 | 0 | 0 | 0 | 0 | 0 | 0 | 0 | 0 | 0 | 0 | 0 | 0 | 0.46 | 0.48 | 0.28 | 0.31 | 0.31 | 0 | 0 | 0 | 0 | 0 | 0 | 0 | 0 | 0 | 0 | 0 | 0 | 0 | 0 | 0 | 0 | 0 | 0 | 0 | 0.47 | 0.48 | 0.28 | 0.31 | 0.31 | 0 | 0 | 0 | 0 | 0 | 0 | 0 | 0 | 0 | 0 | 0 | 0 | 0 | 0 | 0 | 0 | 0 | 0 | 0 | 0 | 1.22 | 1.28 | 0.77 | 0.84 | 0.84 | 0 | 0 | [216 empty] | 1
PGP2_2_PDRP62 | Leapfrog | PGE | 0.14 | 0.36 | 0.13 | 0 | 0 | 0 | 0 | 0 | 0 | 0 | 0 | 0 | 0 | 0 | 0 | 0 | 0 | 0 | 0 | 0 | 0 | 0 | 0 | 0 | 0 | 0 | 0 | 0 | 0.18 | 0.18 | 0.11 | 0.12 | 0.12 | 0 | 0 | 0 | 0 | 0 | 0 | 0 | 0 | 0 | 0 | 0 | 0 | 0 | 0 | 0 | 0 | 0 | 0 | 0 | 0.46 | 0.47 | 0.28 | 0.3 | 0.3 | 0 | 0 | 0 | 0 | 0 | 0 | 0 | 0 | 0 | 0 | 0 | 0 | 0 | 0 | 0 | 0 | 0 | 0 | 0 | 0 | 0.16 | 0.17 | 0.1 | 0.11 | 0.11 | 0 | 0 | [216 empty] | 1
PGP2_2_PDRP67 | Leapfrog | PGE | 0.19 | 0.15 | 0 | 0 | 0 | 0 | 0 | 0 | 0 | 0 | 0 | 0 | 0 | 0 | 0 | 0 | 0 | 0 | 0 | 0 | 0 | 0 | 0 | 0 | 0 | 0 | 0 | 0 | 0.24 | 0.25 | 0.15 | 0.16 | 0.16 | 0 | 0 | 0 | 0 | 0 | 0 | 0 | 0 | 0 | 0 | 0 | 0 | 0 | 0 | 0 | 0 | 0 | 0 | 0 | 0.19 | 0.2 | 0.11 | 0.12 | 0.13 | 0 | 0 | 0 | 0 | 0 | 0 | 0 | 0 | 0 | 0 | 0 | 0 | 0 | 0 | 0 | 0 | 0 | 0 | 0 | 0 | 0 | 0 | 0 | 0 | 0 | 0 | 0 | [216 empty] | 1
PGP2_2_PDRP68 | Leapfrog | PGE | 0.11 | 0.11 | 0.14 | 0 | 0 | 0 | 0 | 0 | 0 | 0 | 0 | 0 | 0 | 0 | 0 | 0 | 0 | 0 | 0 | 0 | 0 | 0 | 0 | 0 | 0 | 0 | 0 | 0 | 0.14 | 0.14 | 0.08 | 0.09 | 0.09 | 0 | 0 | 0 | 0 | 0 | 0 | 0 | 0 | 0 | 0 | 0 | 0 | 0 | 0 | 0 | 0 | 0 | 0 | 0 | 0.14 | 0.14 | 0.08 | 0.09 | 0.09 | 0 | 0 | 0 | 0 | 0 | 0 | 0 | 0 | 0 | 0 | 0 | 0 | 0 | 0 | 0 | 0 | 0 | 0 | 0 | 0 | 0.17 | 0.18 | 0.11 | 0.12 | 0.12 | 0 | 0 | [216 empty] | 1
PGSB_1_PDRP104 | Leapfrog | PGE | 0.53 | 0.73 | 0.99 | 0 | 0 | 0 | 0 | 0 | 0 | 0 | 0 | 0 | 0 | 0 | 0 | 0 | 0 | 0 | 0 | 0 | 0 | 0 | 0 | 0 | 0 | 0 | 0 | 0 | 0.66 | 0.69 | 0.41 | 0.44 | 0.45 | 0 | 0 | 0 | 0 | 0 | 0 | 0 | 0 | 0 | 0 | 0 | 0 | 0 | 0 | 0 | 0 | 0 | 0 | 0 | 0.92 | 0.95 | 0.56 | 0.6 | 0.61 | 0 | 0 | 0 | 0 | 0 | 0 | 0 | 0 | 0 | 0 | 0 | 0 | 0 | 0 | 0 | 0 | 0 | 0 | 0 | 0 | 1.22 | 1.28 | 0.77 | 0.84 | 0.84 | 0 | 0 | [216 empty] | 1
PGSB_1_PDRP11 | OhmConnect | PGE | 0.13 | 0.44 | 0.16 | 0 | 0 | 0 | 0 | 0 | 0 | 0 | 0 | 0 | 0 | 0 | 0 | 0 | 0 | 0 | 0 | 0 | 0 | 0 | 0 | 0 | 0 | 0 | 0 | 0 | 0.15 | 0.14 | 0.13 | 0.13 | 0.1 | 0 | 0 | 0 | 0 | 0 | 0 | 0 | 0 | 0 | 0 | 0 | 0 | 0 | 0 | 0 | 0 | 0 | 0 | 0 | 0.5 | 0.48 | 0.45 | 0.43 | 0.33 | 0 | 0 | 0 | 0 | 0 | 0 | 0 | 0 | 0 | 0 | 0 | 0 | 0 | 0 | 0 | 0 | 0 | 0 | 0 | 0 | 0.18 | 0.18 | 0.16 | 0.16 | 0.12 | 0 | 0 | [216 empty] | 1
PGSB_1_PDRP56 | OhmConnect | PGE | 0.14 | 0.14 | 0.16 | 0 | 0 | 0 | 0 | 0 | 0 | 0 | 0 | 0 | 0 | 0 | 0 | 0 | 0 | 0 | 0 | 0 | 0 | 0 | 0 | 0 | 0 | 0 | 0 | 0 | 0.16 | 0.15 | 0.14 | 0.14 | 0.1 | 0 | 0 | 0 | 0 | 0 | 0 | 0 | 0 | 0 | 0 | 0 | 0 | 0 | 0 | 0 | 0 | 0 | 0 | 0 | 0.16 | 0.15 | 0.14 | 0.14 | 0.1 | 0 | 0 | 0 | 0 | 0 | 0 | 0 | 0 | 0 | 0 | 0 | 0 | 0 | 0 | 0 | 0 | 0 | 0 | 0 | 0 | 0.18 | 0.18 | 0.16 | 0.16 | 0.12 | 0 | 0 | [216 empty] | 1
PGSB_1_PDRP57 | OhmConnect | PGE | 0.1 | 0.1 | 0.1 | 0 | 0 | 0 | 0 | 0 | 0 | 0 | 0 | 0 | 0 | 0 | 0 | 0 | 0 | 0 | 0 | 0 | 0 | 0 | 0 | 0 | 0 | 0 | 0 | 0 | 0.11 | 0.11 | 0.1 | 0.1 | 0.07 | 0 | 0 | 0 | 0 | 0 | 0 | 0 | 0 | 0 | 0 | 0 | 0 | 0 | 0 | 0 | 0 | 0 | 0 | 0 | 0.11 | 0.11 | 0.1 | 0.1 | 0.07 | 0 | 0 | 0 | 0 | 0 | 0 | 0 | 0 | 0 | 0 | 0 | 0 | 0 | 0 | 0 | 0 | 0 | 0 | 0 | 0 | 0.11 | 0.11 | 0.1 | 0.1 | 0.07 | 0 | 0 | [216 empty] | 1
PGSB_1_PDRP58 | OhmConnect | PGE | 0.17 | 0.17 | 0.18 | 0 | 0 | 0 | 0 | 0 | 0 | 0 | 0 | 0 | 0 | 0 | 0 | 0 | 0 | 0 | 0 | 0 | 0 | 0 | 0 | 0 | 0 | 0 | 0 | 0 | 0.19 | 0.19 | 0.18 | 0.17 | 0.13 | 0 | 0 | 0 | 0 | 0 | 0 | 0 | 0 | 0 | 0 | 0 | 0 | 0 | 0 | 0 | 0 | 0 | 0 | 0 | 0.19 | 0.19 | 0.18 | 0.17 | 0.13 | 0 | 0 | 0 | 0 | 0 | 0 | 0 | 0 | 0 | 0 | 0 | 0 | 0 | 0 | 0 | 0 | 0 | 0 | 0 | 0 | 0.21 | 0.2 | 0.19 | 0.18 | 0.13 | 0 | 0 | [216 empty] | 1
PGSB_1_PDRP67 | Leapfrog | PGE | 0.41 | 0.44 | 0.22 | 0 | 0 | 0 | 0 | 0 | 0 | 0 | 0 | 0 | 0 | 0 | 0 | 0 | 0 | 0 | 0 | 0 | 0 | 0 | 0 | 0 | 0 | 0 | 0 | 0 | 0.51 | 0.54 | 0.31 | 0.34 | 0.34 | 0 | 0 | 0 | 0 | 0 | 0 | 0 | 0 | 0 | 0 | 0 | 0 | 0 | 0 | 0 | 0 | 0 | 0 | 0 | 0.56 | 0.58 | 0.34 | 0.36 | 0.37 | 0 | 0 | 0 | 0 | 0 | 0 | 0 | 0 | 0 | 0 | 0 | 0 | 0 | 0 | 0 | 0 | 0 | 0 | 0 | 0 | 0.27 | 0.29 | 0.17 | 0.19 | 0.19 | 0 | 0 | [216 empty] | 1
PGSB_1_PDRP70 | Leapfrog | PGE | 0.11 | 0 | 0 | 0 | 0 | 0 | 0 | 0 | 0 | 0 | 0 | 0 | 0 | 0 | 0 | 0 | 0 | 0 | 0 | 0 | 0 | 0 | 0 | 0 | 0 | 0 | 0 | 0 | 0.14 | 0.14 | 0.08 | 0.09 | 0.09 | 0 | 0 | 0 | 0 | 0 | 0 | 0 | 0 | 0 | 0 | 0 | 0 | 0 | 0 | 0 | 0 | 0 | 0 | 0 | 0 | 0 | 0 | 0 | 0 | 0 | 0 | 0 | 0 | 0 | 0 | 0 | 0 | 0 | 0 | 0 | 0 | 0 | 0 | 0 | 0 | 0 | 0 | 0 | 0 | 0 | 0 | 0 | 0 | 0 | 0 | 0 | [216 empty] | 1
PGSB_1_PDRP73 | Leapfrog | PGE | 0.1 | 0.28 | 0.2 | 0 | 0 | 0 | 0 | 0 | 0 | 0 | 0 | 0 | 0 | 0 | 0 | 0 | 0 | 0 | 0 | 0 | 0 | 0 | 0 | 0 | 0 | 0 | 0 | 0 | 0.13 | 0.13 | 0.08 | 0.08 | 0.08 | 0 | 0 | 0 | 0 | 0 | 0 | 0 | 0 | 0 | 0 | 0 | 0 | 0 | 0 | 0 | 0 | 0 | 0 | 0 | 0.35 | 0.37 | 0.21 | 0.23 | 0.23 | 0 | 0 | 0 | 0 | 0 | 0 | 0 | 0 | 0 | 0 | 0 | 0 | 0 | 0 | 0 | 0 | 0 | 0 | 0 | 0 | 0.25 | 0.26 | 0.16 | 0.17 | 0.17 | 0 | 0 | [216 empty] | 1
PGSB_1_PDRP76 | Leapfrog | PGE | 0.12 | 0 | 0 | 0 | 0 | 0 | 0 | 0 | 0 | 0 | 0 | 0 | 0 | 0 | 0 | 0 | 0 | 0 | 0 | 0 | 0 | 0 | 0 | 0 | 0 | 0 | 0 | 0 | 0.15 | 0.16 | 0.09 | 0.1 | 0.1 | 0 | 0 | 0 | 0 | 0 | 0 | 0 | 0 | 0 | 0 | 0 | 0 | 0 | 0 | 0 | 0 | 0 | 0 | 0 | 0 | 0 | 0 | 0 | 0 | 0 | 0 | 0 | 0 | 0 | 0 | 0 | 0 | 0 | 0 | 0 | 0 | 0 | 0 | 0 | 0 | 0 | 0 | 0 | 0 | 0 | 0 | 0 | 0 | 0 | 0 | 0 | [216 empty] | 1
PGSB_1_PDRP77 | Leapfrog | PGE | 0.11 | 0.13 | 0.17 | 0 | 0 | 0 | 0 | 0 | 0 | 0 | 0 | 0 | 0 | 0 | 0 | 0 | 0 | 0 | 0 | 0 | 0 | 0 | 0 | 0 | 0 | 0 | 0 | 0 | 0.14 | 0.14 | 0.08 | 0.09 | 0.09 | 0 | 0 | 0 | 0 | 0 | 0 | 0 | 0 | 0 | 0 | 0 | 0 | 0 | 0 | 0 | 0 | 0 | 0 | 0 | 0.16 | 0.17 | 0.1 | 0.11 | 0.11 | 0 | 0 | 0 | 0 | 0 | 0 | 0 | 0 | 0 | 0 | 0 | 0 | 0 | 0 | 0 | 0 | 0 | 0 | 0 | 0 | 0.21 | 0.22 | 0.13 | 0.14 | 0.15 | 0 | 0 | [216 empty] | 1
PGSB_1_PDRP83 | Leapfrog | PGE | 0.35 | 0.15 | 0.32 | 0 | 0 | 0 | 0 | 0 | 0 | 0 | 0 | 0 | 0 | 0 | 0 | 0 | 0 | 0 | 0 | 0 | 0 | 0 | 0 | 0 | 0 | 0 | 0 | 0 | 0.44 | 0.46 | 0.27 | 0.29 | 0.29 | 0 | 0 | 0 | 0 | 0 | 0 | 0 | 0 | 0 | 0 | 0 | 0 | 0 | 0 | 0 | 0 | 0 | 0 | 0 | 0.19 | 0.2 | 0.11 | 0.12 | 0.13 | 0 | 0 | 0 | 0 | 0 | 0 | 0 | 0 | 0 | 0 | 0 | 0 | 0 | 0 | 0 | 0 | 0 | 0 | 0 | 0 | 0.39 | 0.41 | 0.25 | 0.27 | 0.27 | 0 | 0 | [216 empty] | 1
PGSB_1_PDRP87 | Voltus | PGE | 0.18 | 0.21 | 0.21 | 0 | 0 | 0 | 0 | 0 | 0 | 0 | 0 | 0 | 0 | 0 | 0 | 0 | 0 | 0 | 0 | 0 | 0 | 0 | 0 | 0 | 0 | 0 | 0 | 0 | 0.21 | 0.2 | 0.17 | 0.16 | 0.15 | 0 | 0 | 0 | 0 | 0 | 0 | 0 | 0 | 0 | 0 | 0 | 0 | 0 | 0 | 0 | 0 | 0 | 0 | 0 | 0.25 | 0.24 | 0.2 | 0.19 | 0.18 | 0 | 0 | 0 | 0 | 0 | 0 | 0 | 0 | 0 | 0 | 0 | 0 | 0 | 0 | 0 | 0 | 0 | 0 | 0 | 0 | 0.21 | 0.22 | 0.2 | 0.21 | 0.2 | 0 | 0 | [216 empty] | 1
PGSB_1_PDRP97 | Voltus | PGE | 0.14 | 0.16 | 0.16 | 0 | 0 | 0 | 0 | 0 | 0 | 0 | 0 | 0 | 0 | 0 | 0 | 0 | 0 | 0 | 0 | 0 | 0 | 0 | 0 | 0 | 0 | 0 | 0 | 0 | 0.16 | 0.16 | 0.13 | 0.13 | 0.12 | 0 | 0 | 0 | 0 | 0 | 0 | 0 | 0 | 0 | 0 | 0 | 0 | 0 | 0 | 0 | 0 | 0 | 0 | 0 | 0.19 | 0.18 | 0.15 | 0.15 | 0.13 | 0 | 0 | 0 | 0 | 0 | 0 | 0 | 0 | 0 | 0 | 0 | 0 | 0 | 0 | 0 | 0 | 0 | 0 | 0 | 0 | 0.16 | 0.17 | 0.16 | 0.16 | 0.15 | 0 | 0 | [216 empty] | 1
PGSF_2_PDRP38 | Leapfrog | PGE | 0.16 | 0.14 | 0 | 0 | 0 | 0 | 0 | 0 | 0 | 0 | 0 | 0 | 0 | 0 | 0 | 0 | 0 | 0 | 0 | 0 | 0 | 0 | 0 | 0 | 0 | 0 | 0 | 0 | 0.2 | 0.21 | 0.12 | 0.13 | 0.13 | 0 | 0 | 0 | 0 | 0 | 0 | 0 | 0 | 0 | 0 | 0 | 0 | 0 | 0 | 0 | 0 | 0 | 0 | 0 | 0.18 | 0.18 | 0.11 | 0.12 | 0.12 | 0 | 0 | 0 | 0 | 0 | 0 | 0 | 0 | 0 | 0 | 0 | 0 | 0 | 0 | 0 | 0 | 0 | 0 | 0 | 0 | 0 | 0 | 0 | 0 | 0 | 0 | 0 | [216 empty] | 1
PGSF_2_PDRP51 | Leapfrog | PGE | 0.31 | 0.57 | 0.99 | 0 | 0 | 0 | 0 | 0 | 0 | 0 | 0 | 0 | 0 | 0 | 0 | 0 | 0 | 0 | 0 | 0 | 0 | 0 | 0 | 0 | 0 | 0 | 0 | 0 | 0.39 | 0.4 | 0.24 | 0.26 | 0.26 | 0 | 0 | 0 | 0 | 0 | 0 | 0 | 0 | 0 | 0 | 0 | 0 | 0 | 0 | 0 | 0 | 0 | 0 | 0 | 0.72 | 0.75 | 0.44 | 0.47 | 0.48 | 0 | 0 | 0 | 0 | 0 | 0 | 0 | 0 | 0 | 0 | 0 | 0 | 0 | 0 | 0 | 0 | 0 | 0 | 0 | 0 | 1.22 | 1.28 | 0.77 | 0.84 | 0.84 | 0 | 0 | [216 empty] | 1
PGSF_2_PDRP56 | Leapfrog | PGE | 0.47 | 0.14 | 0.99 | 0 | 0 | 0 | 0 | 0 | 0 | 0 | 0 | 0 | 0 | 0 | 0 | 0 | 0 | 0 | 0 | 0 | 0 | 0 | 0 | 0 | 0 | 0 | 0 | 0 | 0.59 | 0.61 | 0.36 | 0.39 | 0.39 | 0 | 0 | 0 | 0 | 0 | 0 | 0 | 0 | 0 | 0 | 0 | 0 | 0 | 0 | 0 | 0 | 0 | 0 | 0 | 0.18 | 0.18 | 0.11 | 0.12 | 0.12 | 0 | 0 | 0 | 0 | 0 | 0 | 0 | 0 | 0 | 0 | 0 | 0 | 0 | 0 | 0 | 0 | 0 | 0 | 0 | 0 | 1.22 | 1.28 | 0.77 | 0.84 | 0.84 | 0 | 0 | [216 empty] | 1
PGSF_2_PDRP57 | Leapfrog | PGE | 0.14 | 0.28 | 0.12 | 0 | 0 | 0 | 0 | 0 | 0 | 0 | 0 | 0 | 0 | 0 | 0 | 0 | 0 | 0 | 0 | 0 | 0 | 0 | 0 | 0 | 0 | 0 | 0 | 0 | 0.18 | 0.18 | 0.11 | 0.12 | 0.12 | 0 | 0 | 0 | 0 | 0 | 0 | 0 | 0 | 0 | 0 | 0 | 0 | 0 | 0 | 0 | 0 | 0 | 0 | 0 | 0.35 | 0.37 | 0.21 | 0.23 | 0.23 | 0 | 0 | 0 | 0 | 0 | 0 | 0 | 0 | 0 | 0 | 0 | 0 | 0 | 0 | 0 | 0 | 0 | 0 | 0 | 0 | 0.15 | 0.16 | 0.09 | 0.1 | 0.1 | 0 | 0 | [216 empty] | 1
PGSF_2_PDRP58 | Voltus | PGE | 0.23 | 0.27 | 0.27 | 0 | 0 | 0 | 0 | 0 | 0 | 0 | 0 | 0 | 0 | 0 | 0 | 0 | 0 | 0 | 0 | 0 | 0 | 0 | 0 | 0 | 0 | 0 | 0 | 0 | 0.27 | 0.26 | 0.22 | 0.21 | 0.19 | 0 | 0 | 0 | 0 | 0 | 0 | 0 | 0 | 0 | 0 | 0 | 0 | 0 | 0 | 0 | 0 | 0 | 0 | 0 | 0.32 | 0.3 | 0.25 | 0.25 | 0.23 | 0 | 0 | 0 | 0 | 0 | 0 | 0 | 0 | 0 | 0 | 0 | 0 | 0 | 0 | 0 | 0 | 0 | 0 | 0 | 0 | 0.27 | 0.29 | 0.26 | 0.27 | 0.26 | 0 | 0 | [216 empty] | 1
PGSI_1_PDRP09 | OhmConnect | PGE | 0.13 | 0.13 | 0.16 | 0 | 0 | 0 | 0 | 0 | 0 | 0 | 0 | 0 | 0 | 0 | 0 | 0 | 0 | 0 | 0 | 0 | 0 | 0 | 0 | 0 | 0 | 0 | 0 | 0 | 0.15 | 0.14 | 0.13 | 0.13 | 0.1 | 0 | 0 | 0 | 0 | 0 | 0 | 0 | 0 | 0 | 0 | 0 | 0 | 0 | 0 | 0 | 0 | 0 | 0 | 0 | 0.15 | 0.14 | 0.13 | 0.13 | 0.1 | 0 | 0 | 0 | 0 | 0 | 0 | 0 | 0 | 0 | 0 | 0 | 0 | 0 | 0 | 0 | 0 | 0 | 0 | 0 | 0 | 0.18 | 0.18 | 0.16 | 0.16 | 0.12 | 0 | 0 | [216 empty] | 1
PGSI_1_PDRP10 | OhmConnect | PGE | 0.13 | 0.13 | 0.16 | 0 | 0 | 0 | 0 | 0 | 0 | 0 | 0 | 0 | 0 | 0 | 0 | 0 | 0 | 0 | 0 | 0 | 0 | 0 | 0 | 0 | 0 | 0 | 0 | 0 | 0.15 | 0.14 | 0.13 | 0.13 | 0.1 | 0 | 0 | 0 | 0 | 0 | 0 | 0 | 0 | 0 | 0 | 0 | 0 | 0 | 0 | 0 | 0 | 0 | 0 | 0 | 0.15 | 0.14 | 0.13 | 0.13 | 0.1 | 0 | 0 | 0 | 0 | 0 | 0 | 0 | 0 | 0 | 0 | 0 | 0 | 0 | 0 | 0 | 0 | 0 | 0 | 0 | 0 | 0.18 | 0.18 | 0.16 | 0.16 | 0.12 | 0 | 0 | [216 empty] | 1
PGSI_1_PDRP11 | OhmConnect | PGE | 0.13 | 0.13 | 0.16 | 0 | 0 | 0 | 0 | 0 | 0 | 0 | 0 | 0 | 0 | 0 | 0 | 0 | 0 | 0 | 0 | 0 | 0 | 0 | 0 | 0 | 0 | 0 | 0 | 0 | 0.15 | 0.14 | 0.13 | 0.13 | 0.1 | 0 | 0 | 0 | 0 | 0 | 0 | 0 | 0 | 0 | 0 | 0 | 0 | 0 | 0 | 0 | 0 | 0 | 0 | 0 | 0.15 | 0.14 | 0.13 | 0.13 | 0.1 | 0 | 0 | 0 | 0 | 0 | 0 | 0 | 0 | 0 | 0 | 0 | 0 | 0 | 0 | 0 | 0 | 0 | 0 | 0 | 0 | 0.18 | 0.18 | 0.16 | 0.16 | 0.12 | 0 | 0 | [216 empty] | 1
PGSI_1_PDRP12 | OhmConnect | PGE | 0.13 | 0.12 | 0.16 | 0 | 0 | 0 | 0 | 0 | 0 | 0 | 0 | 0 | 0 | 0 | 0 | 0 | 0 | 0 | 0 | 0 | 0 | 0 | 0 | 0 | 0 | 0 | 0 | 0 | 0.15 | 0.14 | 0.13 | 0.13 | 0.1 | 0 | 0 | 0 | 0 | 0 | 0 | 0 | 0 | 0 | 0 | 0 | 0 | 0 | 0 | 0 | 0 | 0 | 0 | 0 | 0.14 | 0.13 | 0.12 | 0.12 | 0.09 | 0 | 0 | 0 | 0 | 0 | 0 | 0 | 0 | 0 | 0 | 0 | 0 | 0 | 0 | 0 | 0 | 0 | 0 | 0 | 0 | 0.18 | 0.18 | 0.16 | 0.16 | 0.12 | 0 | 0 | [216 empty] | 1
PGSI_1_PDRP29 | OhmConnect | PGE | 1.5 | 1.5 | 1.5 | 0 | 0 | 0 | 0 | 0 | 0 | 0 | 0 | 0 | 0 | 0 | 0 | 0 | 0 | 0 | 0 | 0 | 0 | 0 | 0 | 0 | 0 | 0 | 0 | 0 | 1.72 | 1.65 | 1.54 | 1.48 | 1.12 | 0 | 0 | 0 | 0 | 0 | 0 | 0 | 0 | 0 | 0 | 0 | 0 | 0 | 0 | 0 | 0 | 0 | 0 | 0 | 1.72 | 1.65 | 1.54 | 1.48 | 1.12 | 0 | 0 | 0 | 0 | 0 | 0 | 0 | 0 | 0 | 0 | 0 | 0 | 0 | 0 | 0 | 0 | 0 | 0 | 0 | 0 | 1.72 | 1.65 | 1.54 | 1.48 | 1.12 | 0 | 0 | [216 empty] | 1
PGSI_1_PDRP37 | Leapfrog | PGE | 0.13 | 0.11 | 0 | 0 | 0 | 0 | 0 | 0 | 0 | 0 | 0 | 0 | 0 | 0 | 0 | 0 | 0 | 0 | 0 | 0 | 0 | 0 | 0 | 0 | 0 | 0 | 0 | 0 | 0.16 | 0.17 | 0.1 | 0.11 | 0.11 | 0 | 0 | 0 | 0 | 0 | 0 | 0 | 0 | 0 | 0 | 0 | 0 | 0 | 0 | 0 | 0 | 0 | 0 | 0 | 0.14 | 0.14 | 0.08 | 0.09 | 0.09 | 0 | 0 | 0 | 0 | 0 | 0 | 0 | 0 | 0 | 0 | 0 | 0 | 0 | 0 | 0 | 0 | 0 | 0 | 0 | 0 | 0 | 0 | 0 | 0 | 0 | 0 | 0 | [216 empty] | 1
PGSI_1_PDRP44 | Leapfrog | PGE | 0.14 | 0 | 0 | 0 | 0 | 0 | 0 | 0 | 0 | 0 | 0 | 0 | 0 | 0 | 0 | 0 | 0 | 0 | 0 | 0 | 0 | 0 | 0 | 0 | 0 | 0 | 0 | 0 | 0.18 | 0.18 | 0.11 | 0.12 | 0.12 | 0 | 0 | 0 | 0 | 0 | 0 | 0 | 0 | 0 | 0 | 0 | 0 | 0 | 0 | 0 | 0 | 0 | 0 | 0 | 0 | 0 | 0 | 0 | 0 | 0 | 0 | 0 | 0 | 0 | 0 | 0 | 0 | 0 | 0 | 0 | 0 | 0 | 0 | 0 | 0 | 0 | 0 | 0 | 0 | 0 | 0 | 0 | 0 | 0 | 0 | 0 | [216 empty] | 1
PGSI_1_PDRP49 | Leapfrog | PGE | 0.17 | 0.19 | 0 | 0 | 0 | 0 | 0 | 0 | 0 | 0 | 0 | 0 | 0 | 0 | 0 | 0 | 0 | 0 | 0 | 0 | 0 | 0 | 0 | 0 | 0 | 0 | 0 | 0 | 0.21 | 0.22 | 0.13 | 0.14 | 0.14 | 0 | 0 | 0 | 0 | 0 | 0 | 0 | 0 | 0 | 0 | 0 | 0 | 0 | 0 | 0 | 0 | 0 | 0 | 0 | 0.24 | 0.25 | 0.15 | 0.16 | 0.16 | 0 | 0 | 0 | 0 | 0 | 0 | 0 | 0 | 0 | 0 | 0 | 0 | 0 | 0 | 0 | 0 | 0 | 0 | 0 | 0 | 0 | 0 | 0 | 0 | 0 | 0 | 0 | [216 empty] | 1
PGSI_1_PDRP51 | Voltus | PGE | 0.61 | 0.75 | 1.28 | 0 | 0 | 0 | 0 | 0 | 0 | 0 | 0 | 0 | 0 | 0 | 0 | 0 | 0 | 0 | 0 | 0 | 0 | 0 | 0 | 0 | 0 | 0 | 0 | 0 | 0.72 | 0.69 | 0.58 | 0.56 | 0.51 | 0 | 0 | 0 | 0 | 0 | 0 | 0 | 0 | 0 | 0 | 0 | 0 | 0 | 0 | 0 | 0 | 0 | 0 | 0 | 0.88 | 0.85 | 0.71 | 0.68 | 0.63 | 0 | 0 | 0 | 0 | 0 | 0 | 0 | 0 | 0 | 0 | 0 | 0 | 0 | 0 | 0 | 0 | 0 | 0 | 0 | 0 | 1.27 | 1.37 | 1.25 | 1.29 | 1.23 | 0 | 0 | [216 empty] | 1
PGST_2_PDRP08 | OhmConnect | PGE | 0.13 | 0.1 | 0.16 | 0 | 0 | 0 | 0 | 0 | 0 | 0 | 0 | 0 | 0 | 0 | 0 | 0 | 0 | 0 | 0 | 0 | 0 | 0 | 0 | 0 | 0 | 0 | 0 | 0 | 0.15 | 0.14 | 0.13 | 0.13 | 0.1 | 0 | 0 | 0 | 0 | 0 | 0 | 0 | 0 | 0 | 0 | 0 | 0 | 0 | 0 | 0 | 0 | 0 | 0 | 0 | 0.11 | 0.11 | 0.1 | 0.1 | 0.07 | 0 | 0 | 0 | 0 | 0 | 0 | 0 | 0 | 0 | 0 | 0 | 0 | 0 | 0 | 0 | 0 | 0 | 0 | 0 | 0 | 0.18 | 0.18 | 0.16 | 0.16 | 0.12 | 0 | 0 | [216 empty] | 1
PGST_2_PDRP09 | OhmConnect | PGE | 0.13 | 0.12 | 0.16 | 0 | 0 | 0 | 0 | 0 | 0 | 0 | 0 | 0 | 0 | 0 | 0 | 0 | 0 | 0 | 0 | 0 | 0 | 0 | 0 | 0 | 0 | 0 | 0 | 0 | 0.15 | 0.14 | 0.13 | 0.13 | 0.1 | 0 | 0 | 0 | 0 | 0 | 0 | 0 | 0 | 0 | 0 | 0 | 0 | 0 | 0 | 0 | 0 | 0 | 0 | 0 | 0.14 | 0.13 | 0.12 | 0.12 | 0.09 | 0 | 0 | 0 | 0 | 0 | 0 | 0 | 0 | 0 | 0 | 0 | 0 | 0 | 0 | 0 | 0 | 0 | 0 | 0 | 0 | 0.18 | 0.18 | 0.16 | 0.16 | 0.12 | 0 | 0 | [216 empty] | 1
PGST_2_PDRP10 | OhmConnect | PGE | 0.13 | 0.1 | 0.16 | 0 | 0 | 0 | 0 | 0 | 0 | 0 | 0 | 0 | 0 | 0 | 0 | 0 | 0 | 0 | 0 | 0 | 0 | 0 | 0 | 0 | 0 | 0 | 0 | 0 | 0.15 | 0.14 | 0.13 | 0.13 | 0.1 | 0 | 0 | 0 | 0 | 0 | 0 | 0 | 0 | 0 | 0 | 0 | 0 | 0 | 0 | 0 | 0 | 0 | 0 | 0 | 0.11 | 0.11 | 0.1 | 0.1 | 0.07 | 0 | 0 | 0 | 0 | 0 | 0 | 0 | 0 | 0 | 0 | 0 | 0 | 0 | 0 | 0 | 0 | 0 | 0 | 0 | 0 | 0.18 | 0.18 | 0.16 | 0.16 | 0.12 | 0 | 0 | [216 empty] | 1
PGST_2_PDRP11 | OhmConnect | PGE | 0.13 | 0.12 | 0.16 | 0 | 0 | 0 | 0 | 0 | 0 | 0 | 0 | 0 | 0 | 0 | 0 | 0 | 0 | 0 | 0 | 0 | 0 | 0 | 0 | 0 | 0 | 0 | 0 | 0 | 0.15 | 0.14 | 0.13 | 0.13 | 0.1 | 0 | 0 | 0 | 0 | 0 | 0 | 0 | 0 | 0 | 0 | 0 | 0 | 0 | 0 | 0 | 0 | 0 | 0 | 0 | 0.14 | 0.13 | 0.12 | 0.12 | 0.09 | 0 | 0 | 0 | 0 | 0 | 0 | 0 | 0 | 0 | 0 | 0 | 0 | 0 | 0 | 0 | 0 | 0 | 0 | 0 | 0 | 0.18 | 0.18 | 0.16 | 0.16 | 0.12 | 0 | 0 | [216 empty] | 1
PGST_2_PDRP14 | OhmConnect | PGE | 0.13 | 0.1 | 0.16 | 0 | 0 | 0 | 0 | 0 | 0 | 0 | 0 | 0 | 0 | 0 | 0 | 0 | 0 | 0 | 0 | 0 | 0 | 0 | 0 | 0 | 0 | 0 | 0 | 0 | 0.15 | 0.14 | 0.13 | 0.13 | 0.1 | 0 | 0 | 0 | 0 | 0 | 0 | 0 | 0 | 0 | 0 | 0 | 0 | 0 | 0 | 0 | 0 | 0 | 0 | 0 | 0.11 | 0.11 | 0.1 | 0.1 | 0.07 | 0 | 0 | 0 | 0 | 0 | 0 | 0 | 0 | 0 | 0 | 0 | 0 | 0 | 0 | 0 | 0 | 0 | 0 | 0 | 0 | 0.18 | 0.18 | 0.16 | 0.16 | 0.12 | 0 | 0 | [216 empty] | 1
PGST_2_PDRP22 | Voltus | PGE | 0.57 | 0.75 | 0.75 | 0 | 0 | 0 | 0 | 0 | 0 | 0 | 0 | 0 | 0 | 0 | 0 | 0 | 0 | 0 | 0 | 0 | 0 | 0 | 0 | 0 | 0 | 0 | 0 | 0 | 0.67 | 0.64 | 0.54 | 0.52 | 0.48 | 0 | 0 | 0 | 0 | 0 | 0 | 0 | 0 | 0 | 0 | 0 | 0 | 0 | 0 | 0 | 0 | 0 | 0 | 0 | 0.88 | 0.85 | 0.71 | 0.68 | 0.63 | 0 | 0 | 0 | 0 | 0 | 0 | 0 | 0 | 0 | 0 | 0 | 0 | 0 | 0 | 0 | 0 | 0 | 0 | 0 | 0 | 0.74 | 0.8 | 0.73 | 0.75 | 0.72 | 0 | 0 | [216 empty] | 1
PGST_2_PDRP32 | Leapfrog | PGE | 0.13 | 0.12 | 0.1 | 0 | 0 | 0 | 0 | 0 | 0 | 0 | 0 | 0 | 0 | 0 | 0 | 0 | 0 | 0 | 0 | 0 | 0 | 0 | 0 | 0 | 0 | 0 | 0 | 0 | 0.16 | 0.17 | 0.1 | 0.11 | 0.11 | 0 | 0 | 0 | 0 | 0 | 0 | 0 | 0 | 0 | 0 | 0 | 0 | 0 | 0 | 0 | 0 | 0 | 0 | 0 | 0.15 | 0.16 | 0.09 | 0.1 | 0.1 | 0 | 0 | 0 | 0 | 0 | 0 | 0 | 0 | 0 | 0 | 0 | 0 | 0 | 0 | 0 | 0 | 0 | 0 | 0 | 0 | 0.12 | 0.13 | 0.08 | 0.08 | 0.09 | 0 | 0 | [216 empty] | 1
PGST_2_PDRP34 | Leapfrog | PGE | 0.77 | 0.37 | 0.99 | 0 | 0 | 0 | 0 | 0 | 0 | 0 | 0 | 0 | 0 | 0 | 0 | 0 | 0 | 0 | 0 | 0 | 0 | 0 | 0 | 0 | 0 | 0 | 0 | 0 | 0.97 | 1.01 | 0.59 | 0.64 | 0.65 | 0 | 0 | 0 | 0 | 0 | 0 | 0 | 0 | 0 | 0 | 0 | 0 | 0 | 0 | 0 | 0 | 0 | 0 | 0 | 0.47 | 0.48 | 0.28 | 0.31 | 0.31 | 0 | 0 | 0 | 0 | 0 | 0 | 0 | 0 | 0 | 0 | 0 | 0 | 0 | 0 | 0 | 0 | 0 | 0 | 0 | 0 | 1.22 | 1.28 | 0.77 | 0.84 | 0.84 | 0 | 0 | [216 empty] | 1
PGST_2_PDRP35 | Leapfrog | PGE | 0.11 | 0 | 0 | 0 | 0 | 0 | 0 | 0 | 0 | 0 | 0 | 0 | 0 | 0 | 0 | 0 | 0 | 0 | 0 | 0 | 0 | 0 | 0 | 0 | 0 | 0 | 0 | 0 | 0.14 | 0.14 | 0.08 | 0.09 | 0.09 | 0 | 0 | 0 | 0 | 0 | 0 | 0 | 0 | 0 | 0 | 0 | 0 | 0 | 0 | 0 | 0 | 0 | 0 | 0 | 0 | 0 | 0 | 0 | 0 | 0 | 0 | 0 | 0 | 0 | 0 | 0 | 0 | 0 | 0 | 0 | 0 | 0 | 0 | 0 | 0 | 0 | 0 | 0 | 0 | 0 | 0 | 0 | 0 | 0 | 0 | 0 | [216 empty] | 1
PGST_2_PDRP37 | Leapfrog | PGE | 0.26 | 0 | 0 | 0 | 0 | 0 | 0 | 0 | 0 | 0 | 0 | 0 | 0 | 0 | 0 | 0 | 0 | 0 | 0 | 0 | 0 | 0 | 0 | 0 | 0 | 0 | 0 | 0 | 0.33 | 0.34 | 0.2 | 0.22 | 0.22 | 0 | 0 | 0 | 0 | 0 | 0 | 0 | 0 | 0 | 0 | 0 | 0 | 0 | 0 | 0 | 0 | 0 | 0 | 0 | 0 | 0 | 0 | 0 | 0 | 0 | 0 | 0 | 0 | 0 | 0 | 0 | 0 | 0 | 0 | 0 | 0 | 0 | 0 | 0 | 0 | 0 | 0 | 0 | 0 | 0 | 0 | 0 | 0 | 0 | 0 | 0 | [216 empty] | 1
PGZP_2_PDRP22 | OhmConnect | PGE | 1.5 | 1.5 | 1.5 | 0 | 0 | 0 | 0 | 0 | 0 | 0 | 0 | 0 | 0 | 0 | 0 | 0 | 0 | 0 | 0 | 0 | 0 | 0 | 0 | 0 | 0 | 0 | 0 | 0 | 1.72 | 1.65 | 1.54 | 1.48 | 1.12 | 0 | 0 | 0 | 0 | 0 | 0 | 0 | 0 | 0 | 0 | 0 | 0 | 0 | 0 | 0 | 0 | 0 | 0 | 0 | 1.72 | 1.65 | 1.54 | 1.48 | 1.12 | 0 | 0 | 0 | 0 | 0 | 0 | 0 | 0 | 0 | 0 | 0 | 0 | 0 | 0 | 0 | 0 | 0 | 0 | 0 | 0 | 1.72 | 1.65 | 1.54 | 1.48 | 1.12 | 0 | 0 | [216 empty] | 1
PGZP_2_PDRP25 | Leapfrog | PGE | 0.27 | 0.27 | 0 | 0 | 0 | 0 | 0 | 0 | 0 | 0 | 0 | 0 | 0 | 0 | 0 | 0 | 0 | 0 | 0 | 0 | 0 | 0 | 0 | 0 | 0 | 0 | 0 | 0 | 0.34 | 0.35 | 0.21 | 0.23 | 0.23 | 0 | 0 | 0 | 0 | 0 | 0 | 0 | 0 | 0 | 0 | 0 | 0 | 0 | 0 | 0 | 0 | 0 | 0 | 0 | 0.34 | 0.35 | 0.21 | 0.22 | 0.23 | 0 | 0 | 0 | 0 | 0 | 0 | 0 | 0 | 0 | 0 | 0 | 0 | 0 | 0 | 0 | 0 | 0 | 0 | 0 | 0 | 0 | 0 | 0 | 0 | 0 | 0 | 0 | [216 empty] | 1
PGZP_2_PDRP28 | Leapfrog | PGE | 0.1 | 0.18 | 0.99 | 0 | 0 | 0 | 0 | 0 | 0 | 0 | 0 | 0 | 0 | 0 | 0 | 0 | 0 | 0 | 0 | 0 | 0 | 0 | 0 | 0 | 0 | 0 | 0 | 0 | 0.13 | 0.13 | 0.08 | 0.08 | 0.08 | 0 | 0 | 0 | 0 | 0 | 0 | 0 | 0 | 0 | 0 | 0 | 0 | 0 | 0 | 0 | 0 | 0 | 0 | 0 | 0.23 | 0.24 | 0.14 | 0.15 | 0.15 | 0 | 0 | 0 | 0 | 0 | 0 | 0 | 0 | 0 | 0 | 0 | 0 | 0 | 0 | 0 | 0 | 0 | 0 | 0 | 0 | 1.22 | 1.28 | 0.77 | 0.84 | 0.84 | 0 | 0 | [216 empty] | 1
PGZP_2_PDRP35 | Leapfrog | PGE | 0.26 | 0 | 0 | 0 | 0 | 0 | 0 | 0 | 0 | 0 | 0 | 0 | 0 | 0 | 0 | 0 | 0 | 0 | 0 | 0 | 0 | 0 | 0 | 0 | 0 | 0 | 0 | 0 | 0.33 | 0.34 | 0.2 | 0.22 | 0.22 | 0 | 0 | 0 | 0 | 0 | 0 | 0 | 0 | 0 | 0 | 0 | 0 | 0 | 0 | 0 | 0 | 0 | 0 | 0 | 0 | 0 | 0 | 0 | 0 | 0 | 0 | 0 | 0 | 0 | 0 | 0 | 0 | 0 | 0 | 0 | 0 | 0 | 0 | 0 | 0 | 0 | 0 | 0 | 0 | 0 | 0 | 0 | 0 | 0 | 0 | 0 | [216 empty] | 1
PGZP_2_PDRP36 | Leapfrog | PGE | 0.11 | 0.11 | 0.61 | 0 | 0 | 0 | 0 | 0 | 0 | 0 | 0 | 0 | 0 | 0 | 0 | 0 | 0 | 0 | 0 | 0 | 0 | 0 | 0 | 0 | 0 | 0 | 0 | 0 | 0.14 | 0.14 | 0.08 | 0.09 | 0.09 | 0 | 0 | 0 | 0 | 0 | 0 | 0 | 0 | 0 | 0 | 0 | 0 | 0 | 0 | 0 | 0 | 0 | 0 | 0 | 0.14 | 0.14 | 0.08 | 0.09 | 0.09 | 0 | 0 | 0 | 0 | 0 | 0 | 0 | 0 | 0 | 0 | 0 | 0 | 0 | 0 | 0 | 0 | 0 | 0 | 0 | 0 | 0.75 | 0.79 | 0.47 | 0.52 | 0.52 | 0 | 0 | [216 empty] | 1
PGZP_2_PDRP45 | Voltus | PGE | 2.28 | 2.67 | 2.13 | 0 | 0 | 0 | 0 | 0 | 0 | 0 | 0 | 0 | 0 | 0 | 0 | 0 | 0 | 0 | 0 | 0 | 0 | 0 | 0 | 0 | 0 | 0 | 0 | 0 | 2.68 | 2.57 | 2.15 | 2.08 | 1.92 | 0 | 0 | 0 | 0 | 0 | 0 | 0 | 0 | 0 | 0 | 0 | 0 | 0 | 0 | 0 | 0 | 0 | 0 | 0 | 3.14 | 3.01 | 2.52 | 2.44 | 2.25 | 0 | 0 | 0 | 0 | 0 | 0 | 0 | 0 | 0 | 0 | 0 | 0 | 0 | 0 | 0 | 0 | 0 | 0 | 0 | 0 | 2.12 | 2.28 | 2.07 | 2.14 | 2.04 | 0 | 0 | [216 empty] | 1
SCEC_1_PDRP05 | OhmConnect | SCE | 0.22 | 0.22 | 0.24 | 0 | 0 | 0 | 0 | 0 | 0 | 0 | 0 | 0 | 0 | 0 | 0 | 0 | 0 | 0 | 0 | 0 | 0 | 0 | 0 | 0 | 0 | 0 | 0 | 0 | 0.25 | 0.24 | 0.23 | 0.22 | 0.16 | 0 | 0 | 0 | 0 | 0 | 0 | 0 | 0 | 0 | 0 | 0 | 0 | 0 | 0 | 0 | 0 | 0 | 0 | 0 | 0.25 | 0.24 | 0.23 | 0.22 | 0.16 | 0 | 0 | 0 | 0 | 0 | 0 | 0 | 0 | 0 | 0 | 0 | 0 | 0 | 0 | 0 | 0 | 0 | 0 | 0 | 0 | 0.27 | 0.26 | 0.25 | 0.24 | 0.18 | 0 | 0 | [216 empty] | 1
SCEC_1_PDRP06 | OhmConnect | SCE | 0.14 | 0.14 | 0.16 | 0 | 0 | 0 | 0 | 0 | 0 | 0 | 0 | 0 | 0 | 0 | 0 | 0 | 0 | 0 | 0 | 0 | 0 | 0 | 0 | 0 | 0 | 0 | 0 | 0 | 0.16 | 0.15 | 0.14 | 0.14 | 0.1 | 0 | 0 | 0 | 0 | 0 | 0 | 0 | 0 | 0 | 0 | 0 | 0 | 0 | 0 | 0 | 0 | 0 | 0 | 0 | 0.16 | 0.15 | 0.14 | 0.14 | 0.1 | 0 | 0 | 0 | 0 | 0 | 0 | 0 | 0 | 0 | 0 | 0 | 0 | 0 | 0 | 0 | 0 | 0 | 0 | 0 | 0 | 0.18 | 0.18 | 0.16 | 0.16 | 0.12 | 0 | 0 | [216 empty] | 1
SCEC_1_PDRP07 | OhmConnect | SCE | 1.52 | 1.52 | 1.52 | 0 | 0 | 0 | 0 | 0 | 0 | 0 | 0 | 0 | 0 | 0 | 0 | 0 | 0 | 0 | 0 | 0 | 0 | 0 | 0 | 0 | 0 | 0 | 0 | 0 | 1.74 | 1.67 | 1.57 | 1.5 | 1.13 | 0 | 0 | 0 | 0 | 0 | 0 | 0 | 0 | 0 | 0 | 0 | 0 | 0 | 0 | 0 | 0 | 0 | 0 | 0 | 1.74 | 1.67 | 1.57 | 1.5 | 1.13 | 0 | 0 | 0 | 0 | 0 | 0 | 0 | 0 | 0 | 0 | 0 | 0 | 0 | 0 | 0 | 0 | 0 | 0 | 0 | 0 | 1.74 | 1.67 | 1.57 | 1.5 | 1.13 | 0 | 0 | [216 empty] | 1
SCEC_1_PDRP09 | OhmConnect | SCE | 0.4 | 0.1 | 0.1 | 0 | 0 | 0 | 0 | 0 | 0 | 0 | 0 | 0 | 0 | 0 | 0 | 0 | 0 | 0 | 0 | 0 | 0 | 0 | 0 | 0 | 0 | 0 | 0 | 0 | 0.46 | 0.44 | 0.41 | 0.39 | 0.3 | 0 | 0 | 0 | 0 | 0 | 0 | 0 | 0 | 0 | 0 | 0 | 0 | 0 | 0 | 0 | 0 | 0 | 0 | 0 | 0.11 | 0.11 | 0.1 | 0.1 | 0.07 | 0 | 0 | 0 | 0 | 0 | 0 | 0 | 0 | 0 | 0 | 0 | 0 | 0 | 0 | 0 | 0 | 0 | 0 | 0 | 0 | 0.11 | 0.11 | 0.1 | 0.1 | 0.07 | 0 | 0 | [216 empty] | 1
SCEC_1_PDRP102 | OhmConnect | SCE | 0.4 | 0.1 | 0.1 | 0 | 0 | 0 | 0 | 0 | 0 | 0 | 0 | 0 | 0 | 0 | 0 | 0 | 0 | 0 | 0 | 0 | 0 | 0 | 0 | 0 | 0 | 0 | 0 | 0 | 0.46 | 0.44 | 0.41 | 0.39 | 0.3 | 0 | 0 | 0 | 0 | 0 | 0 | 0 | 0 | 0 | 0 | 0 | 0 | 0 | 0 | 0 | 0 | 0 | 0 | 0 | 0.11 | 0.11 | 0.1 | 0.1 | 0.07 | 0 | 0 | 0 | 0 | 0 | 0 | 0 | 0 | 0 | 0 | 0 | 0 | 0 | 0 | 0 | 0 | 0 | 0 | 0 | 0 | 0.11 | 0.11 | 0.1 | 0.1 | 0.07 | 0 | 0 | [216 empty] | 1
SCEC_1_PDRP108 | Leapfrog | SCE | 0.33 | 0 | 0 | 0 | 0 | 0 | 0 | 0 | 0 | 0 | 0 | 0 | 0 | 0 | 0 | 0 | 0 | 0 | 0 | 0 | 0 | 0 | 0 | 0 | 0 | 0 | 0 | 0 | 0.48 | 0.5 | 0.23 | 0.22 | 0.22 | 0 | 0 | 0 | 0 | 0 | 0 | 0 | 0 | 0 | 0 | 0 | 0 | 0 | 0 | 0 | 0 | 0 | 0 | 0 | 0 | 0 | 0 | 0 | 0 | 0 | 0 | 0 | 0 | 0 | 0 | 0 | 0 | 0 | 0 | 0 | 0 | 0 | 0 | 0 | 0 | 0 | 0 | 0 | 0 | 0 | 0 | 0 | 0 | 0 | 0 | 0 | [216 empty] | 1
SCEC_1_PDRP109 | Leapfrog | SCE | 0.68 | 0 | 0 | 0 | 0 | 0 | 0 | 0 | 0 | 0 | 0 | 0 | 0 | 0 | 0 | 0 | 0 | 0 | 0 | 0 | 0 | 0 | 0 | 0 | 0 | 0 | 0 | 0 | 0.99 | 1.02 | 0.46 | 0.46 | 0.46 | 0 | 0 | 0 | 0 | 0 | 0 | 0 | 0 | 0 | 0 | 0 | 0 | 0 | 0 | 0 | 0 | 0 | 0 | 0 | 0 | 0 | 0 | 0 | 0 | 0 | 0 | 0 | 0 | 0 | 0 | 0 | 0 | 0 | 0 | 0 | 0 | 0 | 0 | 0 | 0 | 0 | 0 | 0 | 0 | 0 | 0 | 0 | 0 | 0 | 0 | 0 | [216 empty] | 1
SCEC_1_PDRP110 | Leapfrog | SCE | 0.12 | 4.95 | 3.67 | 0 | 0 | 0 | 0 | 0 | 0 | 0 | 0 | 0 | 0 | 0 | 0 | 0 | 0 | 0 | 0 | 0 | 0 | 0 | 0 | 0 | 0 | 0 | 0 | 0 | 0.18 | 0.18 | 0.08 | 0.08 | 0.08 | 0 | 0 | 0 | 0 | 0 | 0 | 0 | 0 | 0 | 0 | 0 | 0 | 0 | 0 | 0 | 0 | 0 | 0 | 0 | 7.21 | 7.5 | 3.37 | 3.35 | 3.33 | 0 | 0 | 0 | 0 | 0 | 0 | 0 | 0 | 0 | 0 | 0 | 0 | 0 | 0 | 0 | 0 | 0 | 0 | 0 | 0 | 5.33 | 5.5 | 2.53 | 2.51 | 2.49 | 0 | 0 | [216 empty] | 1
SCEC_1_PDRP111 | Leapfrog | SCE | 0.11 | 0 | 0 | 0 | 0 | 0 | 0 | 0 | 0 | 0 | 0 | 0 | 0 | 0 | 0 | 0 | 0 | 0 | 0 | 0 | 0 | 0 | 0 | 0 | 0 | 0 | 0 | 0 | 0.16 | 0.17 | 0.08 | 0.07 | 0.07 | 0 | 0 | 0 | 0 | 0 | 0 | 0 | 0 | 0 | 0 | 0 | 0 | 0 | 0 | 0 | 0 | 0 | 0 | 0 | 0 | 0 | 0 | 0 | 0 | 0 | 0 | 0 | 0 | 0 | 0 | 0 | 0 | 0 | 0 | 0 | 0 | 0 | 0 | 0 | 0 | 0 | 0 | 0 | 0 | 0 | 0 | 0 | 0 | 0 | 0 | 0 | [216 empty] | 1
SCEC_1_PDRP113 | Leapfrog | SCE | 0.62 | 0.79 | 0.99 | 0 | 0 | 0 | 0 | 0 | 0 | 0 | 0 | 0 | 0 | 0 | 0 | 0 | 0 | 0 | 0 | 0 | 0 | 0 | 0 | 0 | 0 | 0 | 0 | 0 | 0.91 | 0.93 | 0.42 | 0.42 | 0.42 | 0 | 0 | 0 | 0 | 0 | 0 | 0 | 0 | 0 | 0 | 0 | 0 | 0 | 0 | 0 | 0 | 0 | 0 | 0 | 1.15 | 1.2 | 0.54 | 0.53 | 0.53 | 0 | 0 | 0 | 0 | 0 | 0 | 0 | 0 | 0 | 0 | 0 | 0 | 0 | 0 | 0 | 0 | 0 | 0 | 0 | 0 | 1.44 | 1.48 | 0.68 | 0.68 | 0.67 | 0 | 0 | [216 empty] | 1
SCEC_1_PDRP114 | Leapfrog | SCE | 0.44 | 0 | 0 | 0 | 0 | 0 | 0 | 0 | 0 | 0 | 0 | 0 | 0 | 0 | 0 | 0 | 0 | 0 | 0 | 0 | 0 | 0 | 0 | 0 | 0 | 0 | 0 | 0 | 0.64 | 0.66 | 0.3 | 0.3 | 0.3 | 0 | 0 | 0 | 0 | 0 | 0 | 0 | 0 | 0 | 0 | 0 | 0 | 0 | 0 | 0 | 0 | 0 | 0 | 0 | 0 | 0 | 0 | 0 | 0 | 0 | 0 | 0 | 0 | 0 | 0 | 0 | 0 | 0 | 0 | 0 | 0 | 0 | 0 | 0 | 0 | 0 | 0 | 0 | 0 | 0 | 0 | 0 | 0 | 0 | 0 | 0 | [216 empty] | 1
SCEC_1_PDRP115 | Leapfrog | SCE | 0.63 | 0.99 | 0.99 | 0 | 0 | 0 | 0 | 0 | 0 | 0 | 0 | 0 | 0 | 0 | 0 | 0 | 0 | 0 | 0 | 0 | 0 | 0 | 0 | 0 | 0 | 0 | 0 | 0 | 0.92 | 0.95 | 0.43 | 0.43 | 0.42 | 0 | 0 | 0 | 0 | 0 | 0 | 0 | 0 | 0 | 0 | 0 | 0 | 0 | 0 | 0 | 0 | 0 | 0 | 0 | 1.44 | 1.5 | 0.67 | 0.67 | 0.67 | 0 | 0 | 0 | 0 | 0 | 0 | 0 | 0 | 0 | 0 | 0 | 0 | 0 | 0 | 0 | 0 | 0 | 0 | 0 | 0 | 1.44 | 1.48 | 0.68 | 0.68 | 0.67 | 0 | 0 | [216 empty] | 1
SCEC_1_PDRP117 | Leapfrog | SCE | 0.13 | 0 | 0 | 0 | 0 | 0 | 0 | 0 | 0 | 0 | 0 | 0 | 0 | 0 | 0 | 0 | 0 | 0 | 0 | 0 | 0 | 0 | 0 | 0 | 0 | 0 | 0 | 0 | 0.19 | 0.2 | 0.09 | 0.09 | 0.09 | 0 | 0 | 0 | 0 | 0 | 0 | 0 | 0 | 0 | 0 | 0 | 0 | 0 | 0 | 0 | 0 | 0 | 0 | 0 | 0 | 0 | 0 | 0 | 0 | 0 | 0 | 0 | 0 | 0 | 0 | 0 | 0 | 0 | 0 | 0 | 0 | 0 | 0 | 0 | 0 | 0 | 0 | 0 | 0 | 0 | 0 | 0 | 0 | 0 | 0 | 0 | [216 empty] | 1
SCEC_1_PDRP118 | Leapfrog | SCE | 0.21 | 0.99 | 0.71 | 0 | 0 | 0 | 0 | 0 | 0 | 0 | 0 | 0 | 0 | 0 | 0 | 0 | 0 | 0 | 0 | 0 | 0 | 0 | 0 | 0 | 0 | 0 | 0 | 0 | 0.31 | 0.32 | 0.14 | 0.14 | 0.14 | 0 | 0 | 0 | 0 | 0 | 0 | 0 | 0 | 0 | 0 | 0 | 0 | 0 | 0 | 0 | 0 | 0 | 0 | 0 | 1.44 | 1.5 | 0.67 | 0.67 | 0.67 | 0 | 0 | 0 | 0 | 0 | 0 | 0 | 0 | 0 | 0 | 0 | 0 | 0 | 0 | 0 | 0 | 0 | 0 | 0 | 0 | 1.03 | 1.06 | 0.49 | 0.49 | 0.48 | 0 | 0 | [216 empty] | 1
SCEC_1_PDRP122 | Leapfrog | SCE | 0.11 | 0 | 0 | 0 | 0 | 0 | 0 | 0 | 0 | 0 | 0 | 0 | 0 | 0 | 0 | 0 | 0 | 0 | 0 | 0 | 0 | 0 | 0 | 0 | 0 | 0 | 0 | 0 | 0.16 | 0.17 | 0.08 | 0.07 | 0.07 | 0 | 0 | 0 | 0 | 0 | 0 | 0 | 0 | 0 | 0 | 0 | 0 | 0 | 0 | 0 | 0 | 0 | 0 | 0 | 0 | 0 | 0 | 0 | 0 | 0 | 0 | 0 | 0 | 0 | 0 | 0 | 0 | 0 | 0 | 0 | 0 | 0 | 0 | 0 | 0 | 0 | 0 | 0 | 0 | 0 | 0 | 0 | 0 | 0 | 0 | 0 | [216 empty] | 1
SCEC_1_PDRP126 | Leapfrog | SCE | 0.84 | 0.99 | 0.79 | 0 | 0 | 0 | 0 | 0 | 0 | 0 | 0 | 0 | 0 | 0 | 0 | 0 | 0 | 0 | 0 | 0 | 0 | 0 | 0 | 0 | 0 | 0 | 0 | 0 | 1.23 | 1.26 | 0.57 | 0.57 | 0.57 | 0 | 0 | 0 | 0 | 0 | 0 | 0 | 0 | 0 | 0 | 0 | 0 | 0 | 0 | 0 | 0 | 0 | 0 | 0 | 1.44 | 1.5 | 0.67 | 0.67 | 0.67 | 0 | 0 | 0 | 0 | 0 | 0 | 0 | 0 | 0 | 0 | 0 | 0 | 0 | 0 | 0 | 0 | 0 | 0 | 0 | 0 | 1.15 | 1.18 | 0.54 | 0.54 | 0.54 | 0 | 0 | [216 empty] | 1
SCEC_1_PDRP127 | Leapfrog | SCE | 0.44 | 0.99 | 0.99 | 0 | 0 | 0 | 0 | 0 | 0 | 0 | 0 | 0 | 0 | 0 | 0 | 0 | 0 | 0 | 0 | 0 | 0 | 0 | 0 | 0 | 0 | 0 | 0 | 0 | 0.64 | 0.66 | 0.3 | 0.3 | 0.3 | 0 | 0 | 0 | 0 | 0 | 0 | 0 | 0 | 0 | 0 | 0 | 0 | 0 | 0 | 0 | 0 | 0 | 0 | 0 | 1.44 | 1.5 | 0.67 | 0.67 | 0.67 | 0 | 0 | 0 | 0 | 0 | 0 | 0 | 0 | 0 | 0 | 0 | 0 | 0 | 0 | 0 | 0 | 0 | 0 | 0 | 0 | 1.44 | 1.48 | 0.68 | 0.68 | 0.67 | 0 | 0 | [216 empty] | 1
SCEC_1_PDRP128 | Leapfrog | SCE | 0.11 | 0 | 0 | 0 | 0 | 0 | 0 | 0 | 0 | 0 | 0 | 0 | 0 | 0 | 0 | 0 | 0 | 0 | 0 | 0 | 0 | 0 | 0 | 0 | 0 | 0 | 0 | 0 | 0.16 | 0.17 | 0.08 | 0.07 | 0.07 | 0 | 0 | 0 | 0 | 0 | 0 | 0 | 0 | 0 | 0 | 0 | 0 | 0 | 0 | 0 | 0 | 0 | 0 | 0 | 0 | 0 | 0 | 0 | 0 | 0 | 0 | 0 | 0 | 0 | 0 | 0 | 0 | 0 | 0 | 0 | 0 | 0 | 0 | 0 | 0 | 0 | 0 | 0 | 0 | 0 | 0 | 0 | 0 | 0 | 0 | 0 | [216 empty] | 1
SCEC_1_PDRP129 | Leapfrog | SCE | 0.57 | 0 | 0 | 0 | 0 | 0 | 0 | 0 | 0 | 0 | 0 | 0 | 0 | 0 | 0 | 0 | 0 | 0 | 0 | 0 | 0 | 0 | 0 | 0 | 0 | 0 | 0 | 0 | 0.83 | 0.86 | 0.39 | 0.39 | 0.38 | 0 | 0 | 0 | 0 | 0 | 0 | 0 | 0 | 0 | 0 | 0 | 0 | 0 | 0 | 0 | 0 | 0 | 0 | 0 | 0 | 0 | 0 | 0 | 0 | 0 | 0 | 0 | 0 | 0 | 0 | 0 | 0 | 0 | 0 | 0 | 0 | 0 | 0 | 0 | 0 | 0 | 0 | 0 | 0 | 0 | 0 | 0 | 0 | 0 | 0 | 0 | [216 empty] | 1
SCEC_1_PDRP130 | Leapfrog | SCE | 0.52 | 0 | 0 | 0 | 0 | 0 | 0 | 0 | 0 | 0 | 0 | 0 | 0 | 0 | 0 | 0 | 0 | 0 | 0 | 0 | 0 | 0 | 0 | 0 | 0 | 0 | 0 | 0 | 0.76 | 0.78 | 0.36 | 0.35 | 0.35 | 0 | 0 | 0 | 0 | 0 | 0 | 0 | 0 | 0 | 0 | 0 | 0 | 0 | 0 | 0 | 0 | 0 | 0 | 0 | 0 | 0 | 0 | 0 | 0 | 0 | 0 | 0 | 0 | 0 | 0 | 0 | 0 | 0 | 0 | 0 | 0 | 0 | 0 | 0 | 0 | 0 | 0 | 0 | 0 | 0 | 0 | 0 | 0 | 0 | 0 | 0 | [216 empty] | 1
SCEC_1_PDRP132 | Leapfrog | SCE | 0.8 | 0.99 | 0.5 | 0 | 0 | 0 | 0 | 0 | 0 | 0 | 0 | 0 | 0 | 0 | 0 | 0 | 0 | 0 | 0 | 0 | 0 | 0 | 0 | 0 | 0 | 0 | 0 | 0 | 1.17 | 1.2 | 0.55 | 0.54 | 0.54 | 0 | 0 | 0 | 0 | 0 | 0 | 0 | 0 | 0 | 0 | 0 | 0 | 0 | 0 | 0 | 0 | 0 | 0 | 0 | 1.44 | 1.5 | 0.67 | 0.67 | 0.67 | 0 | 0 | 0 | 0 | 0 | 0 | 0 | 0 | 0 | 0 | 0 | 0 | 0 | 0 | 0 | 0 | 0 | 0 | 0 | 0 | 0.73 | 0.75 | 0.34 | 0.34 | 0.34 | 0 | 0 | [216 empty] | 1
SCEC_1_PDRP135 | Leapfrog | SCE | 0.39 | 0.99 | 0.99 | 0 | 0 | 0 | 0 | 0 | 0 | 0 | 0 | 0 | 0 | 0 | 0 | 0 | 0 | 0 | 0 | 0 | 0 | 0 | 0 | 0 | 0 | 0 | 0 | 0 | 0.57 | 0.59 | 0.27 | 0.26 | 0.26 | 0 | 0 | 0 | 0 | 0 | 0 | 0 | 0 | 0 | 0 | 0 | 0 | 0 | 0 | 0 | 0 | 0 | 0 | 0 | 1.44 | 1.5 | 0.67 | 0.67 | 0.67 | 0 | 0 | 0 | 0 | 0 | 0 | 0 | 0 | 0 | 0 | 0 | 0 | 0 | 0 | 0 | 0 | 0 | 0 | 0 | 0 | 1.44 | 1.48 | 0.68 | 0.68 | 0.67 | 0 | 0 | [216 empty] | 1
SCEC_1_PDRP136 | Leapfrog | SCE | 0.63 | 0 | 0 | 0 | 0 | 0 | 0 | 0 | 0 | 0 | 0 | 0 | 0 | 0 | 0 | 0 | 0 | 0 | 0 | 0 | 0 | 0 | 0 | 0 | 0 | 0 | 0 | 0 | 0.92 | 0.95 | 0.43 | 0.43 | 0.42 | 0 | 0 | 0 | 0 | 0 | 0 | 0 | 0 | 0 | 0 | 0 | 0 | 0 | 0 | 0 | 0 | 0 | 0 | 0 | 0 | 0 | 0 | 0 | 0 | 0 | 0 | 0 | 0 | 0 | 0 | 0 | 0 | 0 | 0 | 0 | 0 | 0 | 0 | 0 | 0 | 0 | 0 | 0 | 0 | 0 | 0 | 0 | 0 | 0 | 0 | 0 | [216 empty] | 1
SCEC_1_PDRP139 | Leapfrog | SCE | 0.65 | 0.99 | 0.99 | 0 | 0 | 0 | 0 | 0 | 0 | 0 | 0 | 0 | 0 | 0 | 0 | 0 | 0 | 0 | 0 | 0 | 0 | 0 | 0 | 0 | 0 | 0 | 0 | 0 | 0.95 | 0.98 | 0.44 | 0.44 | 0.44 | 0 | 0 | 0 | 0 | 0 | 0 | 0 | 0 | 0 | 0 | 0 | 0 | 0 | 0 | 0 | 0 | 0 | 0 | 0 | 1.44 | 1.5 | 0.67 | 0.67 | 0.67 | 0 | 0 | 0 | 0 | 0 | 0 | 0 | 0 | 0 | 0 | 0 | 0 | 0 | 0 | 0 | 0 | 0 | 0 | 0 | 0 | 1.44 | 1.48 | 0.68 | 0.68 | 0.67 | 0 | 0 | [216 empty] | 1
SCEC_1_PDRP140 | Leapfrog | SCE | 0.64 | 0 | 0 | 0 | 0 | 0 | 0 | 0 | 0 | 0 | 0 | 0 | 0 | 0 | 0 | 0 | 0 | 0 | 0 | 0 | 0 | 0 | 0 | 0 | 0 | 0 | 0 | 0 | 0.94 | 0.96 | 0.44 | 0.43 | 0.43 | 0 | 0 | 0 | 0 | 0 | 0 | 0 | 0 | 0 | 0 | 0 | 0 | 0 | 0 | 0 | 0 | 0 | 0 | 0 | 0 | 0 | 0 | 0 | 0 | 0 | 0 | 0 | 0 | 0 | 0 | 0 | 0 | 0 | 0 | 0 | 0 | 0 | 0 | 0 | 0 | 0 | 0 | 0 | 0 | 0 | 0 | 0 | 0 | 0 | 0 | 0 | [216 empty] | 1
SCEC_1_PDRP141 | Leapfrog | SCE | 0.17 | 0 | 0 | 0 | 0 | 0 | 0 | 0 | 0 | 0 | 0 | 0 | 0 | 0 | 0 | 0 | 0 | 0 | 0 | 0 | 0 | 0 | 0 | 0 | 0 | 0 | 0 | 0 | 0.25 | 0.26 | 0.12 | 0.12 | 0.11 | 0 | 0 | 0 | 0 | 0 | 0 | 0 | 0 | 0 | 0 | 0 | 0 | 0 | 0 | 0 | 0 | 0 | 0 | 0 | 0 | 0 | 0 | 0 | 0 | 0 | 0 | 0 | 0 | 0 | 0 | 0 | 0 | 0 | 0 | 0 | 0 | 0 | 0 | 0 | 0 | 0 | 0 | 0 | 0 | 0 | 0 | 0 | 0 | 0 | 0 | 0 | [216 empty] | 1
SCEC_1_PDRP142 | Leapfrog | SCE | 0.59 | 0.99 | 0.99 | 0 | 0 | 0 | 0 | 0 | 0 | 0 | 0 | 0 | 0 | 0 | 0 | 0 | 0 | 0 | 0 | 0 | 0 | 0 | 0 | 0 | 0 | 0 | 0 | 0 | 0.86 | 0.89 | 0.4 | 0.4 | 0.4 | 0 | 0 | 0 | 0 | 0 | 0 | 0 | 0 | 0 | 0 | 0 | 0 | 0 | 0 | 0 | 0 | 0 | 0 | 0 | 1.44 | 1.5 | 0.67 | 0.67 | 0.67 | 0 | 0 | 0 | 0 | 0 | 0 | 0 | 0 | 0 | 0 | 0 | 0 | 0 | 0 | 0 | 0 | 0 | 0 | 0 | 0 | 1.44 | 1.48 | 0.68 | 0.68 | 0.67 | 0 | 0 | [216 empty] | 1
SCEC_1_PDRP143 | Leapfrog | SCE | 0.63 | 0 | 0 | 0 | 0 | 0 | 0 | 0 | 0 | 0 | 0 | 0 | 0 | 0 | 0 | 0 | 0 | 0 | 0 | 0 | 0 | 0 | 0 | 0 | 0 | 0 | 0 | 0 | 0.92 | 0.95 | 0.43 | 0.43 | 0.42 | 0 | 0 | 0 | 0 | 0 | 0 | 0 | 0 | 0 | 0 | 0 | 0 | 0 | 0 | 0 | 0 | 0 | 0 | 0 | 0 | 0 | 0 | 0 | 0 | 0 | 0 | 0 | 0 | 0 | 0 | 0 | 0 | 0 | 0 | 0 | 0 | 0 | 0 | 0 | 0 | 0 | 0 | 0 | 0 | 0 | 0 | 0 | 0 | 0 | 0 | 0 | [216 empty] | 1
SCEC_1_PDRP144 | Leapfrog | SCE | 0.28 | 0 | 0 | 0 | 0 | 0 | 0 | 0 | 0 | 0 | 0 | 0 | 0 | 0 | 0 | 0 | 0 | 0 | 0 | 0 | 0 | 0 | 0 | 0 | 0 | 0 | 0 | 0 | 0.41 | 0.42 | 0.19 | 0.19 | 0.19 | 0 | 0 | 0 | 0 | 0 | 0 | 0 | 0 | 0 | 0 | 0 | 0 | 0 | 0 | 0 | 0 | 0 | 0 | 0 | 0 | 0 | 0 | 0 | 0 | 0 | 0 | 0 | 0 | 0 | 0 | 0 | 0 | 0 | 0 | 0 | 0 | 0 | 0 | 0 | 0 | 0 | 0 | 0 | 0 | 0 | 0 | 0 | 0 | 0 | 0 | 0 | [216 empty] | 1
SCEC_1_PDRP146 | Leapfrog | SCE | 0.64 | 0 | 0 | 0 | 0 | 0 | 0 | 0 | 0 | 0 | 0 | 0 | 0 | 0 | 0 | 0 | 0 | 0 | 0 | 0 | 0 | 0 | 0 | 0 | 0 | 0 | 0 | 0 | 0.94 | 0.96 | 0.44 | 0.43 | 0.43 | 0 | 0 | 0 | 0 | 0 | 0 | 0 | 0 | 0 | 0 | 0 | 0 | 0 | 0 | 0 | 0 | 0 | 0 | 0 | 0 | 0 | 0 | 0 | 0 | 0 | 0 | 0 | 0 | 0 | 0 | 0 | 0 | 0 | 0 | 0 | 0 | 0 | 0 | 0 | 0 | 0 | 0 | 0 | 0 | 0 | 0 | 0 | 0 | 0 | 0 | 0 | [216 empty] | 1
SCEC_1_PDRP147 | Leapfrog | SCE | 0.56 | 0 | 0 | 0 | 0 | 0 | 0 | 0 | 0 | 0 | 0 | 0 | 0 | 0 | 0 | 0 | 0 | 0 | 0 | 0 | 0 | 0 | 0 | 0 | 0 | 0 | 0 | 0 | 0.82 | 0.84 | 0.38 | 0.38 | 0.38 | 0 | 0 | 0 | 0 | 0 | 0 | 0 | 0 | 0 | 0 | 0 | 0 | 0 | 0 | 0 | 0 | 0 | 0 | 0 | 0 | 0 | 0 | 0 | 0 | 0 | 0 | 0 | 0 | 0 | 0 | 0 | 0 | 0 | 0 | 0 | 0 | 0 | 0 | 0 | 0 | 0 | 0 | 0 | 0 | 0 | 0 | 0 | 0 | 0 | 0 | 0 | [216 empty] | 1
SCEC_1_PDRP148 | Leapfrog | SCE | 0.55 | 0 | 0 | 0 | 0 | 0 | 0 | 0 | 0 | 0 | 0 | 0 | 0 | 0 | 0 | 0 | 0 | 0 | 0 | 0 | 0 | 0 | 0 | 0 | 0 | 0 | 0 | 0 | 0.8 | 0.83 | 0.38 | 0.37 | 0.37 | 0 | 0 | 0 | 0 | 0 | 0 | 0 | 0 | 0 | 0 | 0 | 0 | 0 | 0 | 0 | 0 | 0 | 0 | 0 | 0 | 0 | 0 | 0 | 0 | 0 | 0 | 0 | 0 | 0 | 0 | 0 | 0 | 0 | 0 | 0 | 0 | 0 | 0 | 0 | 0 | 0 | 0 | 0 | 0 | 0 | 0 | 0 | 0 | 0 | 0 | 0 | [216 empty] | 1
SCEC_1_PDRP150 | Leapfrog | SCE | 0.64 | 0 | 0 | 0 | 0 | 0 | 0 | 0 | 0 | 0 | 0 | 0 | 0 | 0 | 0 | 0 | 0 | 0 | 0 | 0 | 0 | 0 | 0 | 0 | 0 | 0 | 0 | 0 | 0.94 | 0.96 | 0.44 | 0.43 | 0.43 | 0 | 0 | 0 | 0 | 0 | 0 | 0 | 0 | 0 | 0 | 0 | 0 | 0 | 0 | 0 | 0 | 0 | 0 | 0 | 0 | 0 | 0 | 0 | 0 | 0 | 0 | 0 | 0 | 0 | 0 | 0 | 0 | 0 | 0 | 0 | 0 | 0 | 0 | 0 | 0 | 0 | 0 | 0 | 0 | 0 | 0 | 0 | 0 | 0 | 0 | 0 | [216 empty] | 1
SCEC_1_PDRP151 | Leapfrog | SCE | 0.67 | 0 | 0 | 0 | 0 | 0 | 0 | 0 | 0 | 0 | 0 | 0 | 0 | 0 | 0 | 0 | 0 | 0 | 0 | 0 | 0 | 0 | 0 | 0 | 0 | 0 | 0 | 0 | 0.98 | 1.01 | 0.46 | 0.45 | 0.45 | 0 | 0 | 0 | 0 | 0 | 0 | 0 | 0 | 0 | 0 | 0 | 0 | 0 | 0 | 0 | 0 | 0 | 0 | 0 | 0 | 0 | 0 | 0 | 0 | 0 | 0 | 0 | 0 | 0 | 0 | 0 | 0 | 0 | 0 | 0 | 0 | 0 | 0 | 0 | 0 | 0 | 0 | 0 | 0 | 0 | 0 | 0 | 0 | 0 | 0 | 0 | [216 empty] | 1
SCEC_1_PDRP152 | Leapfrog | SCE | 0.35 | 0.99 | 0.17 | 0 | 0 | 0 | 0 | 0 | 0 | 0 | 0 | 0 | 0 | 0 | 0 | 0 | 0 | 0 | 0 | 0 | 0 | 0 | 0 | 0 | 0 | 0 | 0 | 0 | 0.51 | 0.53 | 0.24 | 0.24 | 0.24 | 0 | 0 | 0 | 0 | 0 | 0 | 0 | 0 | 0 | 0 | 0 | 0 | 0 | 0 | 0 | 0 | 0 | 0 | 0 | 1.44 | 1.5 | 0.67 | 0.67 | 0.67 | 0 | 0 | 0 | 0 | 0 | 0 | 0 | 0 | 0 | 0 | 0 | 0 | 0 | 0 | 0 | 0 | 0 | 0 | 0 | 0 | 0.25 | 0.25 | 0.12 | 0.12 | 0.12 | 0 | 0 | [216 empty] | 1
SCEC_1_PDRP153 | Leapfrog | SCE | 0.64 | 0 | 0 | 0 | 0 | 0 | 0 | 0 | 0 | 0 | 0 | 0 | 0 | 0 | 0 | 0 | 0 | 0 | 0 | 0 | 0 | 0 | 0 | 0 | 0 | 0 | 0 | 0 | 0.94 | 0.96 | 0.44 | 0.43 | 0.43 | 0 | 0 | 0 | 0 | 0 | 0 | 0 | 0 | 0 | 0 | 0 | 0 | 0 | 0 | 0 | 0 | 0 | 0 | 0 | 0 | 0 | 0 | 0 | 0 | 0 | 0 | 0 | 0 | 0 | 0 | 0 | 0 | 0 | 0 | 0 | 0 | 0 | 0 | 0 | 0 | 0 | 0 | 0 | 0 | 0 | 0 | 0 | 0 | 0 | 0 | 0 | [216 empty] | 1
SCEC_1_PDRP156 | Leapfrog | SCE | 0.45 | 0.99 | 0.99 | 0 | 0 | 0 | 0 | 0 | 0 | 0 | 0 | 0 | 0 | 0 | 0 | 0 | 0 | 0 | 0 | 0 | 0 | 0 | 0 | 0 | 0 | 0 | 0 | 0 | 0.66 | 0.68 | 0.31 | 0.31 | 0.3 | 0 | 0 | 0 | 0 | 0 | 0 | 0 | 0 | 0 | 0 | 0 | 0 | 0 | 0 | 0 | 0 | 0 | 0 | 0 | 1.44 | 1.5 | 0.67 | 0.67 | 0.67 | 0 | 0 | 0 | 0 | 0 | 0 | 0 | 0 | 0 | 0 | 0 | 0 | 0 | 0 | 0 | 0 | 0 | 0 | 0 | 0 | 1.44 | 1.48 | 0.68 | 0.68 | 0.67 | 0 | 0 | [216 empty] | 1
SCEC_1_PDRP157 | Leapfrog | SCE | 0.39 | 0.99 | 0.99 | 0 | 0 | 0 | 0 | 0 | 0 | 0 | 0 | 0 | 0 | 0 | 0 | 0 | 0 | 0 | 0 | 0 | 0 | 0 | 0 | 0 | 0 | 0 | 0 | 0 | 0.57 | 0.59 | 0.27 | 0.26 | 0.26 | 0 | 0 | 0 | 0 | 0 | 0 | 0 | 0 | 0 | 0 | 0 | 0 | 0 | 0 | 0 | 0 | 0 | 0 | 0 | 1.44 | 1.5 | 0.67 | 0.67 | 0.67 | 0 | 0 | 0 | 0 | 0 | 0 | 0 | 0 | 0 | 0 | 0 | 0 | 0 | 0 | 0 | 0 | 0 | 0 | 0 | 0 | 1.44 | 1.48 | 0.68 | 0.68 | 0.67 | 0 | 0 | [216 empty] | 1
SCEC_1_PDRP158 | Leapfrog | SCE | 0.11 | 0 | 0 | 0 | 0 | 0 | 0 | 0 | 0 | 0 | 0 | 0 | 0 | 0 | 0 | 0 | 0 | 0 | 0 | 0 | 0 | 0 | 0 | 0 | 0 | 0 | 0 | 0 | 0.16 | 0.17 | 0.08 | 0.07 | 0.07 | 0 | 0 | 0 | 0 | 0 | 0 | 0 | 0 | 0 | 0 | 0 | 0 | 0 | 0 | 0 | 0 | 0 | 0 | 0 | 0 | 0 | 0 | 0 | 0 | 0 | 0 | 0 | 0 | 0 | 0 | 0 | 0 | 0 | 0 | 0 | 0 | 0 | 0 | 0 | 0 | 0 | 0 | 0 | 0 | 0 | 0 | 0 | 0 | 0 | 0 | 0 | [216 empty] | 1
SCEC_1_PDRP159 | Leapfrog | SCE | 0.36 | 0 | 0 | 0 | 0 | 0 | 0 | 0 | 0 | 0 | 0 | 0 | 0 | 0 | 0 | 0 | 0 | 0 | 0 | 0 | 0 | 0 | 0 | 0 | 0 | 0 | 0 | 0 | 0.53 | 0.54 | 0.25 | 0.24 | 0.24 | 0 | 0 | 0 | 0 | 0 | 0 | 0 | 0 | 0 | 0 | 0 | 0 | 0 | 0 | 0 | 0 | 0 | 0 | 0 | 0 | 0 | 0 | 0 | 0 | 0 | 0 | 0 | 0 | 0 | 0 | 0 | 0 | 0 | 0 | 0 | 0 | 0 | 0 | 0 | 0 | 0 | 0 | 0 | 0 | 0 | 0 | 0 | 0 | 0 | 0 | 0 | [216 empty] | 1
SCEC_1_PDRP160 | Leapfrog | SCE | 3.65 | 4.65 | 6.65 | 0 | 0 | 0 | 0 | 0 | 0 | 0 | 0 | 0 | 0 | 0 | 0 | 0 | 0 | 0 | 0 | 0 | 0 | 0 | 0 | 0 | 0 | 0 | 0 | 0 | 5.33 | 5.48 | 2.5 | 2.48 | 2.46 | 0 | 0 | 0 | 0 | 0 | 0 | 0 | 0 | 0 | 0 | 0 | 0 | 0 | 0 | 0 | 0 | 0 | 0 | 0 | 6.77 | 7.04 | 3.16 | 3.14 | 3.12 | 0 | 0 | 0 | 0 | 0 | 0 | 0 | 0 | 0 | 0 | 0 | 0 | 0 | 0 | 0 | 0 | 0 | 0 | 0 | 0 | 9.65 | 9.96 | 4.58 | 4.54 | 4.51 | 0 | 0 | [216 empty] | 1
SCEC_1_PDRP175 | Voltus | SCE | 0.11 | 0.11 | 0.11 | 0 | 0 | 0 | 0 | 0 | 0 | 0 | 0 | 0 | 0 | 0 | 0 | 0 | 0 | 0 | 0 | 0 | 0 | 0 | 0 | 0 | 0 | 0 | 0 | 0 | 0.13 | 0.12 | 0.1 | 0.1 | 0.09 | 0 | 0 | 0 | 0 | 0 | 0 | 0 | 0 | 0 | 0 | 0 | 0 | 0 | 0 | 0 | 0 | 0 | 0 | 0 | 0.13 | 0.12 | 0.1 | 0.1 | 0.09 | 0 | 0 | 0 | 0 | 0 | 0 | 0 | 0 | 0 | 0 | 0 | 0 | 0 | 0 | 0 | 0 | 0 | 0 | 0 | 0 | 0.11 | 0.12 | 0.11 | 0.11 | 0.11 | 0 | 0 | [216 empty] | 1
SCEC_1_PDRP176 | Voltus | SCE | 1.68 | 1.68 | 1.68 | 0 | 0 | 0 | 0 | 0 | 0 | 0 | 0 | 0 | 0 | 0 | 0 | 0 | 0 | 0 | 0 | 0 | 0 | 0 | 0 | 0 | 0 | 0 | 0 | 0 | 1.97 | 1.89 | 1.59 | 1.53 | 1.41 | 0 | 0 | 0 | 0 | 0 | 0 | 0 | 0 | 0 | 0 | 0 | 0 | 0 | 0 | 0 | 0 | 0 | 0 | 0 | 1.97 | 1.89 | 1.59 | 1.53 | 1.41 | 0 | 0 | 0 | 0 | 0 | 0 | 0 | 0 | 0 | 0 | 0 | 0 | 0 | 0 | 0 | 0 | 0 | 0 | 0 | 0 | 1.67 | 1.8 | 1.63 | 1.69 | 1.61 | 0 | 0 | [216 empty] | 1
SCEC_1_PDRP185 | Voltus | SCE | 0.11 | 0.11 | 0.11 | 0 | 0 | 0 | 0 | 0 | 0 | 0 | 0 | 0 | 0 | 0 | 0 | 0 | 0 | 0 | 0 | 0 | 0 | 0 | 0 | 0 | 0 | 0 | 0 | 0 | 0.13 | 0.12 | 0.1 | 0.1 | 0.09 | 0 | 0 | 0 | 0 | 0 | 0 | 0 | 0 | 0 | 0 | 0 | 0 | 0 | 0 | 0 | 0 | 0 | 0 | 0 | 0.13 | 0.12 | 0.1 | 0.1 | 0.09 | 0 | 0 | 0 | 0 | 0 | 0 | 0 | 0 | 0 | 0 | 0 | 0 | 0 | 0 | 0 | 0 | 0 | 0 | 0 | 0 | 0.11 | 0.12 | 0.11 | 0.11 | 0.11 | 0 | 0 | [216 empty] | 1
SCEN_6_PDRP01 | OhmConnect | SCE | 0.14 | 0.14 | 0.16 | 0 | 0 | 0 | 0 | 0 | 0 | 0 | 0 | 0 | 0 | 0 | 0 | 0 | 0 | 0 | 0 | 0 | 0 | 0 | 0 | 0 | 0 | 0 | 0 | 0 | 0.16 | 0.15 | 0.14 | 0.14 | 0.1 | 0 | 0 | 0 | 0 | 0 | 0 | 0 | 0 | 0 | 0 | 0 | 0 | 0 | 0 | 0 | 0 | 0 | 0 | 0 | 0.16 | 0.15 | 0.14 | 0.14 | 0.1 | 0 | 0 | 0 | 0 | 0 | 0 | 0 | 0 | 0 | 0 | 0 | 0 | 0 | 0 | 0 | 0 | 0 | 0 | 0 | 0 | 0.18 | 0.18 | 0.16 | 0.16 | 0.12 | 0 | 0 | [216 empty] | 1
SCEN_6_PDRP02 | OhmConnect | SCE | 1.8 | 1.8 | 1.8 | 0 | 0 | 0 | 0 | 0 | 0 | 0 | 0 | 0 | 0 | 0 | 0 | 0 | 0 | 0 | 0 | 0 | 0 | 0 | 0 | 0 | 0 | 0 | 0 | 0 | 2.06 | 1.98 | 1.85 | 1.77 | 1.34 | 0 | 0 | 0 | 0 | 0 | 0 | 0 | 0 | 0 | 0 | 0 | 0 | 0 | 0 | 0 | 0 | 0 | 0 | 0 | 2.06 | 1.98 | 1.85 | 1.77 | 1.34 | 0 | 0 | 0 | 0 | 0 | 0 | 0 | 0 | 0 | 0 | 0 | 0 | 0 | 0 | 0 | 0 | 0 | 0 | 0 | 0 | 2.06 | 1.98 | 1.85 | 1.77 | 1.34 | 0 | 0 | [216 empty] | 1
SCEN_6_PDRP07 | OhmConnect | SCE | 0.22 | 0.22 | 0.24 | 0 | 0 | 0 | 0 | 0 | 0 | 0 | 0 | 0 | 0 | 0 | 0 | 0 | 0 | 0 | 0 | 0 | 0 | 0 | 0 | 0 | 0 | 0 | 0 | 0 | 0.25 | 0.24 | 0.23 | 0.22 | 0.16 | 0 | 0 | 0 | 0 | 0 | 0 | 0 | 0 | 0 | 0 | 0 | 0 | 0 | 0 | 0 | 0 | 0 | 0 | 0 | 0.25 | 0.24 | 0.23 | 0.22 | 0.16 | 0 | 0 | 0 | 0 | 0 | 0 | 0 | 0 | 0 | 0 | 0 | 0 | 0 | 0 | 0 | 0 | 0 | 0 | 0 | 0 | 0.27 | 0.26 | 0.25 | 0.24 | 0.18 | 0 | 0 | [216 empty] | 1
SCEN_6_PDRP58 | Leapfrog | SCE | 0.15 | 0.99 | 0 | 0 | 0 | 0 | 0 | 0 | 0 | 0 | 0 | 0 | 0 | 0 | 0 | 0 | 0 | 0 | 0 | 0 | 0 | 0 | 0 | 0 | 0 | 0 | 0 | 0 | 0.22 | 0.23 | 0.1 | 0.1 | 0.1 | 0 | 0 | 0 | 0 | 0 | 0 | 0 | 0 | 0 | 0 | 0 | 0 | 0 | 0 | 0 | 0 | 0 | 0 | 0 | 1.44 | 1.5 | 0.67 | 0.67 | 0.67 | 0 | 0 | 0 | 0 | 0 | 0 | 0 | 0 | 0 | 0 | 0 | 0 | 0 | 0 | 0 | 0 | 0 | 0 | 0 | 0 | 0 | 0 | 0 | 0 | 0 | 0 | 0 | [216 empty] | 1
SCEN_6_PDRP59 | Leapfrog | SCE | 0.1 | 1.04 | 1.74 | 0 | 0 | 0 | 0 | 0 | 0 | 0 | 0 | 0 | 0 | 0 | 0 | 0 | 0 | 0 | 0 | 0 | 0 | 0 | 0 | 0 | 0 | 0 | 0 | 0 | 0.15 | 0.15 | 0.07 | 0.07 | 0.07 | 0 | 0 | 0 | 0 | 0 | 0 | 0 | 0 | 0 | 0 | 0 | 0 | 0 | 0 | 0 | 0 | 0 | 0 | 0 | 1.52 | 1.58 | 0.71 | 0.7 | 0.7 | 0 | 0 | 0 | 0 | 0 | 0 | 0 | 0 | 0 | 0 | 0 | 0 | 0 | 0 | 0 | 0 | 0 | 0 | 0 | 0 | 2.53 | 2.61 | 1.2 | 1.19 | 1.18 | 0 | 0 | [216 empty] | 1
SCEN_6_PDRP65 | Leapfrog | SCE | 0.18 | 0 | 0 | 0 | 0 | 0 | 0 | 0 | 0 | 0 | 0 | 0 | 0 | 0 | 0 | 0 | 0 | 0 | 0 | 0 | 0 | 0 | 0 | 0 | 0 | 0 | 0 | 0 | 0.26 | 0.27 | 0.12 | 0.12 | 0.12 | 0 | 0 | 0 | 0 | 0 | 0 | 0 | 0 | 0 | 0 | 0 | 0 | 0 | 0 | 0 | 0 | 0 | 0 | 0 | 0 | 0 | 0 | 0 | 0 | 0 | 0 | 0 | 0 | 0 | 0 | 0 | 0 | 0 | 0 | 0 | 0 | 0 | 0 | 0 | 0 | 0 | 0 | 0 | 0 | 0 | 0 | 0 | 0 | 0 | 0 | 0 | [216 empty] | 1
SCEN_6_PDRP66 | Leapfrog | SCE | 0.1 | 0 | 0.99 | 0 | 0 | 0 | 0 | 0 | 0 | 0 | 0 | 0 | 0 | 0 | 0 | 0 | 0 | 0 | 0 | 0 | 0 | 0 | 0 | 0 | 0 | 0 | 0 | 0 | 0.15 | 0.15 | 0.07 | 0.07 | 0.07 | 0 | 0 | 0 | 0 | 0 | 0 | 0 | 0 | 0 | 0 | 0 | 0 | 0 | 0 | 0 | 0 | 0 | 0 | 0 | 0 | 0 | 0 | 0 | 0 | 0 | 0 | 0 | 0 | 0 | 0 | 0 | 0 | 0 | 0 | 0 | 0 | 0 | 0 | 0 | 0 | 0 | 0 | 0 | 0 | 1.44 | 1.48 | 0.68 | 0.68 | 0.67 | 0 | 0 | [216 empty] | 1
SCEN_6_PDRP79 | Voltus | SCE | 0.53 | 0.53 | 0.53 | 0 | 0 | 0 | 0 | 0 | 0 | 0 | 0 | 0 | 0 | 0 | 0 | 0 | 0 | 0 | 0 | 0 | 0 | 0 | 0 | 0 | 0 | 0 | 0 | 0 | 0.62 | 0.6 | 0.5 | 0.48 | 0.45 | 0 | 0 | 0 | 0 | 0 | 0 | 0 | 0 | 0 | 0 | 0 | 0 | 0 | 0 | 0 | 0 | 0 | 0 | 0 | 0.62 | 0.6 | 0.5 | 0.48 | 0.45 | 0 | 0 | 0 | 0 | 0 | 0 | 0 | 0 | 0 | 0 | 0 | 0 | 0 | 0 | 0 | 0 | 0 | 0 | 0 | 0 | 0.53 | 0.57 | 0.52 | 0.53 | 0.51 | 0 | 0 | [216 empty] | 1
SCEN_6_PDRP80 | Leapfrog | SCE | 0.13 | 0 | 0 | 0 | 0 | 0 | 0 | 0 | 0 | 0 | 0 | 0 | 0 | 0 | 0 | 0 | 0 | 0 | 0 | 0 | 0 | 0 | 0 | 0 | 0 | 0 | 0 | 0 | 0.19 | 0.2 | 0.09 | 0.09 | 0.09 | 0 | 0 | 0 | 0 | 0 | 0 | 0 | 0 | 0 | 0 | 0 | 0 | 0 | 0 | 0 | 0 | 0 | 0 | 0 | 0 | 0 | 0 | 0 | 0 | 0 | 0 | 0 | 0 | 0 | 0 | 0 | 0 | 0 | 0 | 0 | 0 | 0 | 0 | 0 | 0 | 0 | 0 | 0 | 0 | 0 | 0 | 0 | 0 | 0 | 0 | 0 | [216 empty] | 1
SCEN_6_PDRP81 | Leapfrog | SCE | 0.37 | 0.99 | 0.99 | 0 | 0 | 0 | 0 | 0 | 0 | 0 | 0 | 0 | 0 | 0 | 0 | 0 | 0 | 0 | 0 | 0 | 0 | 0 | 0 | 0 | 0 | 0 | 0 | 0 | 0.54 | 0.56 | 0.25 | 0.25 | 0.25 | 0 | 0 | 0 | 0 | 0 | 0 | 0 | 0 | 0 | 0 | 0 | 0 | 0 | 0 | 0 | 0 | 0 | 0 | 0 | 1.44 | 1.5 | 0.67 | 0.67 | 0.67 | 0 | 0 | 0 | 0 | 0 | 0 | 0 | 0 | 0 | 0 | 0 | 0 | 0 | 0 | 0 | 0 | 0 | 0 | 0 | 0 | 1.44 | 1.48 | 0.68 | 0.68 | 0.67 | 0 | 0 | [216 empty] | 1
SCEN_6_PDRP87 | Leapfrog | SCE | 0.37 | 0.99 | 0.99 | 0 | 0 | 0 | 0 | 0 | 0 | 0 | 0 | 0 | 0 | 0 | 0 | 0 | 0 | 0 | 0 | 0 | 0 | 0 | 0 | 0 | 0 | 0 | 0 | 0 | 0.54 | 0.56 | 0.25 | 0.25 | 0.25 | 0 | 0 | 0 | 0 | 0 | 0 | 0 | 0 | 0 | 0 | 0 | 0 | 0 | 0 | 0 | 0 | 0 | 0 | 0 | 1.44 | 1.5 | 0.67 | 0.67 | 0.67 | 0 | 0 | 0 | 0 | 0 | 0 | 0 | 0 | 0 | 0 | 0 | 0 | 0 | 0 | 0 | 0 | 0 | 0 | 0 | 0 | 1.44 | 1.48 | 0.68 | 0.68 | 0.67 | 0 | 0 | [216 empty] | 1
SCEW_2_PDRP103 | OhmConnect | SCE | 0.48 | 0.48 | 0.48 | 0 | 0 | 0 | 0 | 0 | 0 | 0 | 0 | 0 | 0 | 0 | 0 | 0 | 0 | 0 | 0 | 0 | 0 | 0 | 0 | 0 | 0 | 0 | 0 | 0 | 0.55 | 0.53 | 0.49 | 0.47 | 0.36 | 0 | 0 | 0 | 0 | 0 | 0 | 0 | 0 | 0 | 0 | 0 | 0 | 0 | 0 | 0 | 0 | 0 | 0 | 0 | 0.55 | 0.53 | 0.49 | 0.47 | 0.36 | 0 | 0 | 0 | 0 | 0 | 0 | 0 | 0 | 0 | 0 | 0 | 0 | 0 | 0 | 0 | 0 | 0 | 0 | 0 | 0 | 0.55 | 0.53 | 0.49 | 0.47 | 0.36 | 0 | 0 | [216 empty] | 1
SCEW_2_PDRP104 | OhmConnect | SCE | 0.4 | 0.2 | 0.2 | 0 | 0 | 0 | 0 | 0 | 0 | 0 | 0 | 0 | 0 | 0 | 0 | 0 | 0 | 0 | 0 | 0 | 0 | 0 | 0 | 0 | 0 | 0 | 0 | 0 | 0.46 | 0.44 | 0.41 | 0.39 | 0.3 | 0 | 0 | 0 | 0 | 0 | 0 | 0 | 0 | 0 | 0 | 0 | 0 | 0 | 0 | 0 | 0 | 0 | 0 | 0 | 0.23 | 0.22 | 0.21 | 0.2 | 0.15 | 0 | 0 | 0 | 0 | 0 | 0 | 0 | 0 | 0 | 0 | 0 | 0 | 0 | 0 | 0 | 0 | 0 | 0 | 0 | 0 | 0.23 | 0.22 | 0.21 | 0.2 | 0.15 | 0 | 0 | [216 empty] | 1
SCEW_2_PDRP106 | Leapfrog | SCE | 0.13 | 0 | 0 | 0 | 0 | 0 | 0 | 0 | 0 | 0 | 0 | 0 | 0 | 0 | 0 | 0 | 0 | 0 | 0 | 0 | 0 | 0 | 0 | 0 | 0 | 0 | 0 | 0 | 0.19 | 0.2 | 0.09 | 0.09 | 0.09 | 0 | 0 | 0 | 0 | 0 | 0 | 0 | 0 | 0 | 0 | 0 | 0 | 0 | 0 | 0 | 0 | 0 | 0 | 0 | 0 | 0 | 0 | 0 | 0 | 0 | 0 | 0 | 0 | 0 | 0 | 0 | 0 | 0 | 0 | 0 | 0 | 0 | 0 | 0 | 0 | 0 | 0 | 0 | 0 | 0 | 0 | 0 | 0 | 0 | 0 | 0 | [216 empty] | 1
SCEW_2_PDRP107 | Leapfrog | SCE | 0.1 | 0.99 | 0 | 0 | 0 | 0 | 0 | 0 | 0 | 0 | 0 | 0 | 0 | 0 | 0 | 0 | 0 | 0 | 0 | 0 | 0 | 0 | 0 | 0 | 0 | 0 | 0 | 0 | 0.15 | 0.15 | 0.07 | 0.07 | 0.07 | 0 | 0 | 0 | 0 | 0 | 0 | 0 | 0 | 0 | 0 | 0 | 0 | 0 | 0 | 0 | 0 | 0 | 0 | 0 | 1.44 | 1.5 | 0.67 | 0.67 | 0.67 | 0 | 0 | 0 | 0 | 0 | 0 | 0 | 0 | 0 | 0 | 0 | 0 | 0 | 0 | 0 | 0 | 0 | 0 | 0 | 0 | 0 | 0 | 0 | 0 | 0 | 0 | 0 | [216 empty] | 1
SCEW_2_PDRP108 | Leapfrog | SCE | 0.28 | 0.99 | 0.99 | 0 | 0 | 0 | 0 | 0 | 0 | 0 | 0 | 0 | 0 | 0 | 0 | 0 | 0 | 0 | 0 | 0 | 0 | 0 | 0 | 0 | 0 | 0 | 0 | 0 | 0.41 | 0.42 | 0.19 | 0.19 | 0.19 | 0 | 0 | 0 | 0 | 0 | 0 | 0 | 0 | 0 | 0 | 0 | 0 | 0 | 0 | 0 | 0 | 0 | 0 | 0 | 1.44 | 1.5 | 0.67 | 0.67 | 0.67 | 0 | 0 | 0 | 0 | 0 | 0 | 0 | 0 | 0 | 0 | 0 | 0 | 0 | 0 | 0 | 0 | 0 | 0 | 0 | 0 | 1.44 | 1.48 | 0.68 | 0.68 | 0.67 | 0 | 0 | [216 empty] | 1
SCEW_2_PDRP109 | Leapfrog | SCE | 0.29 | 0 | 0 | 0 | 0 | 0 | 0 | 0 | 0 | 0 | 0 | 0 | 0 | 0 | 0 | 0 | 0 | 0 | 0 | 0 | 0 | 0 | 0 | 0 | 0 | 0 | 0 | 0 | 0.42 | 0.44 | 0.2 | 0.2 | 0.2 | 0 | 0 | 0 | 0 | 0 | 0 | 0 | 0 | 0 | 0 | 0 | 0 | 0 | 0 | 0 | 0 | 0 | 0 | 0 | 0 | 0 | 0 | 0 | 0 | 0 | 0 | 0 | 0 | 0 | 0 | 0 | 0 | 0 | 0 | 0 | 0 | 0 | 0 | 0 | 0 | 0 | 0 | 0 | 0 | 0 | 0 | 0 | 0 | 0 | 0 | 0 | [216 empty] | 1
SCEW_2_PDRP110 | Leapfrog | SCE | 0.38 | 0.99 | 0 | 0 | 0 | 0 | 0 | 0 | 0 | 0 | 0 | 0 | 0 | 0 | 0 | 0 | 0 | 0 | 0 | 0 | 0 | 0 | 0 | 0 | 0 | 0 | 0 | 0 | 0.56 | 0.57 | 0.26 | 0.26 | 0.26 | 0 | 0 | 0 | 0 | 0 | 0 | 0 | 0 | 0 | 0 | 0 | 0 | 0 | 0 | 0 | 0 | 0 | 0 | 0 | 1.44 | 1.5 | 0.67 | 0.67 | 0.67 | 0 | 0 | 0 | 0 | 0 | 0 | 0 | 0 | 0 | 0 | 0 | 0 | 0 | 0 | 0 | 0 | 0 | 0 | 0 | 0 | 0 | 0 | 0 | 0 | 0 | 0 | 0 | [216 empty] | 1
SCEW_2_PDRP111 | Leapfrog | SCE | 0.46 | 0 | 0 | 0 | 0 | 0 | 0 | 0 | 0 | 0 | 0 | 0 | 0 | 0 | 0 | 0 | 0 | 0 | 0 | 0 | 0 | 0 | 0 | 0 | 0 | 0 | 0 | 0 | 0.67 | 0.69 | 0.31 | 0.31 | 0.31 | 0 | 0 | 0 | 0 | 0 | 0 | 0 | 0 | 0 | 0 | 0 | 0 | 0 | 0 | 0 | 0 | 0 | 0 | 0 | 0 | 0 | 0 | 0 | 0 | 0 | 0 | 0 | 0 | 0 | 0 | 0 | 0 | 0 | 0 | 0 | 0 | 0 | 0 | 0 | 0 | 0 | 0 | 0 | 0 | 0 | 0 | 0 | 0 | 0 | 0 | 0 | [216 empty] | 1
SCEW_2_PDRP116 | Leapfrog | SCE | 0.53 | 0.99 | 0.99 | 0 | 0 | 0 | 0 | 0 | 0 | 0 | 0 | 0 | 0 | 0 | 0 | 0 | 0 | 0 | 0 | 0 | 0 | 0 | 0 | 0 | 0 | 0 | 0 | 0 | 0.77 | 0.8 | 0.36 | 0.36 | 0.36 | 0 | 0 | 0 | 0 | 0 | 0 | 0 | 0 | 0 | 0 | 0 | 0 | 0 | 0 | 0 | 0 | 0 | 0 | 0 | 1.44 | 1.5 | 0.67 | 0.67 | 0.67 | 0 | 0 | 0 | 0 | 0 | 0 | 0 | 0 | 0 | 0 | 0 | 0 | 0 | 0 | 0 | 0 | 0 | 0 | 0 | 0 | 1.44 | 1.48 | 0.68 | 0.68 | 0.67 | 0 | 0 | [216 empty] | 1
SCEW_2_PDRP118 | Leapfrog | SCE | 0.61 | 0.99 | 0.41 | 0 | 0 | 0 | 0 | 0 | 0 | 0 | 0 | 0 | 0 | 0 | 0 | 0 | 0 | 0 | 0 | 0 | 0 | 0 | 0 | 0 | 0 | 0 | 0 | 0 | 0.89 | 0.92 | 0.42 | 0.41 | 0.41 | 0 | 0 | 0 | 0 | 0 | 0 | 0 | 0 | 0 | 0 | 0 | 0 | 0 | 0 | 0 | 0 | 0 | 0 | 0 | 1.44 | 1.5 | 0.67 | 0.67 | 0.67 | 0 | 0 | 0 | 0 | 0 | 0 | 0 | 0 | 0 | 0 | 0 | 0 | 0 | 0 | 0 | 0 | 0 | 0 | 0 | 0 | 0.6 | 0.61 | 0.28 | 0.28 | 0.28 | 0 | 0 | [216 empty] | 1
SCEW_2_PDRP120 | Leapfrog | SCE | 0.28 | 0.99 | 0.57 | 0 | 0 | 0 | 0 | 0 | 0 | 0 | 0 | 0 | 0 | 0 | 0 | 0 | 0 | 0 | 0 | 0 | 0 | 0 | 0 | 0 | 0 | 0 | 0 | 0 | 0.41 | 0.42 | 0.19 | 0.19 | 0.19 | 0 | 0 | 0 | 0 | 0 | 0 | 0 | 0 | 0 | 0 | 0 | 0 | 0 | 0 | 0 | 0 | 0 | 0 | 0 | 1.44 | 1.5 | 0.67 | 0.67 | 0.67 | 0 | 0 | 0 | 0 | 0 | 0 | 0 | 0 | 0 | 0 | 0 | 0 | 0 | 0 | 0 | 0 | 0 | 0 | 0 | 0 | 0.83 | 0.85 | 0.39 | 0.39 | 0.39 | 0 | 0 | [216 empty] | 1
SCEW_2_PDRP121 | Leapfrog | SCE | 0.74 | 0.99 | 0.99 | 0 | 0 | 0 | 0 | 0 | 0 | 0 | 0 | 0 | 0 | 0 | 0 | 0 | 0 | 0 | 0 | 0 | 0 | 0 | 0 | 0 | 0 | 0 | 0 | 0 | 1.08 | 1.11 | 0.51 | 0.5 | 0.5 | 0 | 0 | 0 | 0 | 0 | 0 | 0 | 0 | 0 | 0 | 0 | 0 | 0 | 0 | 0 | 0 | 0 | 0 | 0 | 1.44 | 1.5 | 0.67 | 0.67 | 0.67 | 0 | 0 | 0 | 0 | 0 | 0 | 0 | 0 | 0 | 0 | 0 | 0 | 0 | 0 | 0 | 0 | 0 | 0 | 0 | 0 | 1.44 | 1.48 | 0.68 | 0.68 | 0.67 | 0 | 0 | [216 empty] | 1
SCEW_2_PDRP123 | Leapfrog | SCE | 0.16 | 0 | 0 | 0 | 0 | 0 | 0 | 0 | 0 | 0 | 0 | 0 | 0 | 0 | 0 | 0 | 0 | 0 | 0 | 0 | 0 | 0 | 0 | 0 | 0 | 0 | 0 | 0 | 0.23 | 0.24 | 0.11 | 0.11 | 0.11 | 0 | 0 | 0 | 0 | 0 | 0 | 0 | 0 | 0 | 0 | 0 | 0 | 0 | 0 | 0 | 0 | 0 | 0 | 0 | 0 | 0 | 0 | 0 | 0 | 0 | 0 | 0 | 0 | 0 | 0 | 0 | 0 | 0 | 0 | 0 | 0 | 0 | 0 | 0 | 0 | 0 | 0 | 0 | 0 | 0 | 0 | 0 | 0 | 0 | 0 | 0 | [216 empty] | 1
SCEW_2_PDRP124 | Leapfrog | SCE | 0.16 | 0 | 0 | 0 | 0 | 0 | 0 | 0 | 0 | 0 | 0 | 0 | 0 | 0 | 0 | 0 | 0 | 0 | 0 | 0 | 0 | 0 | 0 | 0 | 0 | 0 | 0 | 0 | 0.23 | 0.24 | 0.11 | 0.11 | 0.11 | 0 | 0 | 0 | 0 | 0 | 0 | 0 | 0 | 0 | 0 | 0 | 0 | 0 | 0 | 0 | 0 | 0 | 0 | 0 | 0 | 0 | 0 | 0 | 0 | 0 | 0 | 0 | 0 | 0 | 0 | 0 | 0 | 0 | 0 | 0 | 0 | 0 | 0 | 0 | 0 | 0 | 0 | 0 | 0 | 0 | 0 | 0 | 0 | 0 | 0 | 0 | [216 empty] | 1
SCEW_2_PDRP125 | Leapfrog | SCE | 0.39 | 0.99 | 0.34 | 0 | 0 | 0 | 0 | 0 | 0 | 0 | 0 | 0 | 0 | 0 | 0 | 0 | 0 | 0 | 0 | 0 | 0 | 0 | 0 | 0 | 0 | 0 | 0 | 0 | 0.57 | 0.59 | 0.27 | 0.26 | 0.26 | 0 | 0 | 0 | 0 | 0 | 0 | 0 | 0 | 0 | 0 | 0 | 0 | 0 | 0 | 0 | 0 | 0 | 0 | 0 | 1.44 | 1.5 | 0.67 | 0.67 | 0.67 | 0 | 0 | 0 | 0 | 0 | 0 | 0 | 0 | 0 | 0 | 0 | 0 | 0 | 0 | 0 | 0 | 0 | 0 | 0 | 0 | 0.49 | 0.51 | 0.23 | 0.23 | 0.23 | 0 | 0 | [216 empty] | 1
SCEW_2_PDRP133 | Leapfrog | SCE | 0.23 | 0.99 | 0.99 | 0 | 0 | 0 | 0 | 0 | 0 | 0 | 0 | 0 | 0 | 0 | 0 | 0 | 0 | 0 | 0 | 0 | 0 | 0 | 0 | 0 | 0 | 0 | 0 | 0 | 0.34 | 0.35 | 0.16 | 0.16 | 0.16 | 0 | 0 | 0 | 0 | 0 | 0 | 0 | 0 | 0 | 0 | 0 | 0 | 0 | 0 | 0 | 0 | 0 | 0 | 0 | 1.44 | 1.5 | 0.67 | 0.67 | 0.67 | 0 | 0 | 0 | 0 | 0 | 0 | 0 | 0 | 0 | 0 | 0 | 0 | 0 | 0 | 0 | 0 | 0 | 0 | 0 | 0 | 1.44 | 1.48 | 0.68 | 0.68 | 0.67 | 0 | 0 | [216 empty] | 1
SCEW_2_PDRP168 | Voltus | SCE | 0.42 | 0.42 | 0.42 | 0 | 0 | 0 | 0 | 0 | 0 | 0 | 0 | 0 | 0 | 0 | 0 | 0 | 0 | 0 | 0 | 0 | 0 | 0 | 0 | 0 | 0 | 0 | 0 | 0 | 0.49 | 0.47 | 0.4 | 0.38 | 0.35 | 0 | 0 | 0 | 0 | 0 | 0 | 0 | 0 | 0 | 0 | 0 | 0 | 0 | 0 | 0 | 0 | 0 | 0 | 0 | 0.49 | 0.47 | 0.4 | 0.38 | 0.35 | 0 | 0 | 0 | 0 | 0 | 0 | 0 | 0 | 0 | 0 | 0 | 0 | 0 | 0 | 0 | 0 | 0 | 0 | 0 | 0 | 0.42 | 0.45 | 0.41 | 0.42 | 0.4 | 0 | 0 | [216 empty] | 1
SCEW_2_PDRP172 | Leapfrog | SCE | 0.17 | 0 | 0 | 0 | 0 | 0 | 0 | 0 | 0 | 0 | 0 | 0 | 0 | 0 | 0 | 0 | 0 | 0 | 0 | 0 | 0 | 0 | 0 | 0 | 0 | 0 | 0 | 0 | 0.25 | 0.26 | 0.12 | 0.12 | 0.11 | 0 | 0 | 0 | 0 | 0 | 0 | 0 | 0 | 0 | 0 | 0 | 0 | 0 | 0 | 0 | 0 | 0 | 0 | 0 | 0 | 0 | 0 | 0 | 0 | 0 | 0 | 0 | 0 | 0 | 0 | 0 | 0 | 0 | 0 | 0 | 0 | 0 | 0 | 0 | 0 | 0 | 0 | 0 | 0 | 0 | 0 | 0 | 0 | 0 | 0 | 0 | [216 empty] | 1
SCEW_2_PDRP177 | Voltus | SCE | 0.84 | 0.84 | 0.84 | 0 | 0 | 0 | 0 | 0 | 0 | 0 | 0 | 0 | 0 | 0 | 0 | 0 | 0 | 0 | 0 | 0 | 0 | 0 | 0 | 0 | 0 | 0 | 0 | 0 | 0.99 | 0.95 | 0.79 | 0.77 | 0.71 | 0 | 0 | 0 | 0 | 0 | 0 | 0 | 0 | 0 | 0 | 0 | 0 | 0 | 0 | 0 | 0 | 0 | 0 | 0 | 0.99 | 0.95 | 0.79 | 0.77 | 0.71 | 0 | 0 | 0 | 0 | 0 | 0 | 0 | 0 | 0 | 0 | 0 | 0 | 0 | 0 | 0 | 0 | 0 | 0 | 0 | 0 | 0.83 | 0.9 | 0.82 | 0.84 | 0.81 | 0 | 0 | [216 empty] | 1
SCEW_2_PDRP180 | Voltus | SCE | 0.11 | 0.11 | 0.11 | 0 | 0 | 0 | 0 | 0 | 0 | 0 | 0 | 0 | 0 | 0 | 0 | 0 | 0 | 0 | 0 | 0 | 0 | 0 | 0 | 0 | 0 | 0 | 0 | 0 | 0.13 | 0.12 | 0.1 | 0.1 | 0.09 | 0 | 0 | 0 | 0 | 0 | 0 | 0 | 0 | 0 | 0 | 0 | 0 | 0 | 0 | 0 | 0 | 0 | 0 | 0 | 0.13 | 0.12 | 0.1 | 0.1 | 0.09 | 0 | 0 | 0 | 0 | 0 | 0 | 0 | 0 | 0 | 0 | 0 | 0 | 0 | 0 | 0 | 0 | 0 | 0 | 0 | 0 | 0.11 | 0.12 | 0.11 | 0.11 | 0.11 | 0 | 0 | [216 empty] | 1
SCEW_2_PDRP19 | OhmConnect | SCE | 0.93 | 0.93 | 1.02 | 0 | 0 | 0 | 0 | 0 | 0 | 0 | 0 | 0 | 0 | 0 | 0 | 0 | 0 | 0 | 0 | 0 | 0 | 0 | 0 | 0 | 0 | 0 | 0 | 0 | 1.06 | 1.02 | 0.96 | 0.92 | 0.69 | 0 | 0 | 0 | 0 | 0 | 0 | 0 | 0 | 0 | 0 | 0 | 0 | 0 | 0 | 0 | 0 | 0 | 0 | 0 | 1.06 | 1.02 | 0.96 | 0.92 | 0.69 | 0 | 0 | 0 | 0 | 0 | 0 | 0 | 0 | 0 | 0 | 0 | 0 | 0 | 0 | 0 | 0 | 0 | 0 | 0 | 0 | 1.17 | 1.12 | 1.05 | 1 | 0.76 | 0 | 0 | [216 empty] | 1
SCEW_2_PDRP20 | OhmConnect | SCE | 0.51 | 0.51 | 0.56 | 0 | 0 | 0 | 0 | 0 | 0 | 0 | 0 | 0 | 0 | 0 | 0 | 0 | 0 | 0 | 0 | 0 | 0 | 0 | 0 | 0 | 0 | 0 | 0 | 0 | 0.58 | 0.56 | 0.53 | 0.5 | 0.38 | 0 | 0 | 0 | 0 | 0 | 0 | 0 | 0 | 0 | 0 | 0 | 0 | 0 | 0 | 0 | 0 | 0 | 0 | 0 | 0.58 | 0.56 | 0.53 | 0.5 | 0.38 | 0 | 0 | 0 | 0 | 0 | 0 | 0 | 0 | 0 | 0 | 0 | 0 | 0 | 0 | 0 | 0 | 0 | 0 | 0 | 0 | 0.64 | 0.62 | 0.58 | 0.55 | 0.42 | 0 | 0 | [216 empty] | 1
SCHD_1_PDRP12 | OhmConnect | SCE | 1.5 | 1.5 | 1.5 | 0 | 0 | 0 | 0 | 0 | 0 | 0 | 0 | 0 | 0 | 0 | 0 | 0 | 0 | 0 | 0 | 0 | 0 | 0 | 0 | 0 | 0 | 0 | 0 | 0 | 1.72 | 1.65 | 1.54 | 1.48 | 1.12 | 0 | 0 | 0 | 0 | 0 | 0 | 0 | 0 | 0 | 0 | 0 | 0 | 0 | 0 | 0 | 0 | 0 | 0 | 0 | 1.72 | 1.65 | 1.54 | 1.48 | 1.12 | 0 | 0 | 0 | 0 | 0 | 0 | 0 | 0 | 0 | 0 | 0 | 0 | 0 | 0 | 0 | 0 | 0 | 0 | 0 | 0 | 1.72 | 1.65 | 1.54 | 1.48 | 1.12 | 0 | 0 | [216 empty] | 1
SCHD_1_PDRP41 | Leapfrog | SCE | 0.31 | 0.99 | 0.99 | 0 | 0 | 0 | 0 | 0 | 0 | 0 | 0 | 0 | 0 | 0 | 0 | 0 | 0 | 0 | 0 | 0 | 0 | 0 | 0 | 0 | 0 | 0 | 0 | 0 | 0.45 | 0.47 | 0.21 | 0.21 | 0.21 | 0 | 0 | 0 | 0 | 0 | 0 | 0 | 0 | 0 | 0 | 0 | 0 | 0 | 0 | 0 | 0 | 0 | 0 | 0 | 1.44 | 1.5 | 0.67 | 0.67 | 0.67 | 0 | 0 | 0 | 0 | 0 | 0 | 0 | 0 | 0 | 0 | 0 | 0 | 0 | 0 | 0 | 0 | 0 | 0 | 0 | 0 | 1.44 | 1.48 | 0.68 | 0.68 | 0.67 | 0 | 0 | [216 empty] | 1
SCHD_1_PDRP42 | Leapfrog | SCE | 0.12 | 0 | 0 | 0 | 0 | 0 | 0 | 0 | 0 | 0 | 0 | 0 | 0 | 0 | 0 | 0 | 0 | 0 | 0 | 0 | 0 | 0 | 0 | 0 | 0 | 0 | 0 | 0 | 0.18 | 0.18 | 0.08 | 0.08 | 0.08 | 0 | 0 | 0 | 0 | 0 | 0 | 0 | 0 | 0 | 0 | 0 | 0 | 0 | 0 | 0 | 0 | 0 | 0 | 0 | 0 | 0 | 0 | 0 | 0 | 0 | 0 | 0 | 0 | 0 | 0 | 0 | 0 | 0 | 0 | 0 | 0 | 0 | 0 | 0 | 0 | 0 | 0 | 0 | 0 | 0 | 0 | 0 | 0 | 0 | 0 | 0 | [216 empty] | 1
SCHD_1_PDRP44 | Leapfrog | SCE | 0.1 | 0.99 | 0.13 | 0 | 0 | 0 | 0 | 0 | 0 | 0 | 0 | 0 | 0 | 0 | 0 | 0 | 0 | 0 | 0 | 0 | 0 | 0 | 0 | 0 | 0 | 0 | 0 | 0 | 0.15 | 0.15 | 0.07 | 0.07 | 0.07 | 0 | 0 | 0 | 0 | 0 | 0 | 0 | 0 | 0 | 0 | 0 | 0 | 0 | 0 | 0 | 0 | 0 | 0 | 0 | 1.44 | 1.5 | 0.67 | 0.67 | 0.67 | 0 | 0 | 0 | 0 | 0 | 0 | 0 | 0 | 0 | 0 | 0 | 0 | 0 | 0 | 0 | 0 | 0 | 0 | 0 | 0 | 0.19 | 0.19 | 0.09 | 0.09 | 0.09 | 0 | 0 | [216 empty] | 1
SCHD_1_PDRP48 | Leapfrog | SCE | 0.43 | 0 | 0 | 0 | 0 | 0 | 0 | 0 | 0 | 0 | 0 | 0 | 0 | 0 | 0 | 0 | 0 | 0 | 0 | 0 | 0 | 0 | 0 | 0 | 0 | 0 | 0 | 0 | 0.63 | 0.65 | 0.29 | 0.29 | 0.29 | 0 | 0 | 0 | 0 | 0 | 0 | 0 | 0 | 0 | 0 | 0 | 0 | 0 | 0 | 0 | 0 | 0 | 0 | 0 | 0 | 0 | 0 | 0 | 0 | 0 | 0 | 0 | 0 | 0 | 0 | 0 | 0 | 0 | 0 | 0 | 0 | 0 | 0 | 0 | 0 | 0 | 0 | 0 | 0 | 0 | 0 | 0 | 0 | 0 | 0 | 0 | [216 empty] | 1
SCHD_1_PDRP64 | Leapfrog | SCE | 0.61 | 0.99 | 0.99 | 0 | 0 | 0 | 0 | 0 | 0 | 0 | 0 | 0 | 0 | 0 | 0 | 0 | 0 | 0 | 0 | 0 | 0 | 0 | 0 | 0 | 0 | 0 | 0 | 0 | 0.89 | 0.92 | 0.42 | 0.41 | 0.41 | 0 | 0 | 0 | 0 | 0 | 0 | 0 | 0 | 0 | 0 | 0 | 0 | 0 | 0 | 0 | 0 | 0 | 0 | 0 | 1.44 | 1.5 | 0.67 | 0.67 | 0.67 | 0 | 0 | 0 | 0 | 0 | 0 | 0 | 0 | 0 | 0 | 0 | 0 | 0 | 0 | 0 | 0 | 0 | 0 | 0 | 0 | 1.44 | 1.48 | 0.68 | 0.68 | 0.67 | 0 | 0 | [216 empty] | 1
SCLD_1_PDRP10 | OhmConnect | SCE | 1.5 | 1.5 | 1.5 | 0 | 0 | 0 | 0 | 0 | 0 | 0 | 0 | 0 | 0 | 0 | 0 | 0 | 0 | 0 | 0 | 0 | 0 | 0 | 0 | 0 | 0 | 0 | 0 | 0 | 1.72 | 1.65 | 1.54 | 1.48 | 1.12 | 0 | 0 | 0 | 0 | 0 | 0 | 0 | 0 | 0 | 0 | 0 | 0 | 0 | 0 | 0 | 0 | 0 | 0 | 0 | 1.72 | 1.65 | 1.54 | 1.48 | 1.12 | 0 | 0 | 0 | 0 | 0 | 0 | 0 | 0 | 0 | 0 | 0 | 0 | 0 | 0 | 0 | 0 | 0 | 0 | 0 | 0 | 1.72 | 1.65 | 1.54 | 1.48 | 1.12 | 0 | 0 | [216 empty] | 1
SCNW_6_PDRP07 | OhmConnect | SCE | 0.36 | 0.36 | 0.4 | 0 | 0 | 0 | 0 | 0 | 0 | 0 | 0 | 0 | 0 | 0 | 0 | 0 | 0 | 0 | 0 | 0 | 0 | 0 | 0 | 0 | 0 | 0 | 0 | 0 | 0.41 | 0.4 | 0.37 | 0.35 | 0.27 | 0 | 0 | 0 | 0 | 0 | 0 | 0 | 0 | 0 | 0 | 0 | 0 | 0 | 0 | 0 | 0 | 0 | 0 | 0 | 0.41 | 0.4 | 0.37 | 0.35 | 0.27 | 0 | 0 | 0 | 0 | 0 | 0 | 0 | 0 | 0 | 0 | 0 | 0 | 0 | 0 | 0 | 0 | 0 | 0 | 0 | 0 | 0.46 | 0.44 | 0.41 | 0.39 | 0.3 | 0 | 0 | [216 empty] | 1
SCNW_6_PDRP41 | Leapfrog | SCE | 0.14 | 0 | 0 | 0 | 0 | 0 | 0 | 0 | 0 | 0 | 0 | 0 | 0 | 0 | 0 | 0 | 0 | 0 | 0 | 0 | 0 | 0 | 0 | 0 | 0 | 0 | 0 | 0 | 0.2 | 0.21 | 0.1 | 0.1 | 0.09 | 0 | 0 | 0 | 0 | 0 | 0 | 0 | 0 | 0 | 0 | 0 | 0 | 0 | 0 | 0 | 0 | 0 | 0 | 0 | 0 | 0 | 0 | 0 | 0 | 0 | 0 | 0 | 0 | 0 | 0 | 0 | 0 | 0 | 0 | 0 | 0 | 0 | 0 | 0 | 0 | 0 | 0 | 0 | 0 | 0 | 0 | 0 | 0 | 0 | 0 | 0 | [216 empty] | 1
SCNW_6_PDRP43 | Leapfrog | SCE | 0.18 | 0.99 | 0.99 | 0 | 0 | 0 | 0 | 0 | 0 | 0 | 0 | 0 | 0 | 0 | 0 | 0 | 0 | 0 | 0 | 0 | 0 | 0 | 0 | 0 | 0 | 0 | 0 | 0 | 0.26 | 0.27 | 0.12 | 0.12 | 0.12 | 0 | 0 | 0 | 0 | 0 | 0 | 0 | 0 | 0 | 0 | 0 | 0 | 0 | 0 | 0 | 0 | 0 | 0 | 0 | 1.44 | 1.5 | 0.67 | 0.67 | 0.67 | 0 | 0 | 0 | 0 | 0 | 0 | 0 | 0 | 0 | 0 | 0 | 0 | 0 | 0 | 0 | 0 | 0 | 0 | 0 | 0 | 1.44 | 1.48 | 0.68 | 0.68 | 0.67 | 0 | 0 | [216 empty] | 1
SCNW_6_PDRP44 | Leapfrog | SCE | 0.27 | 0.99 | 0.15 | 0 | 0 | 0 | 0 | 0 | 0 | 0 | 0 | 0 | 0 | 0 | 0 | 0 | 0 | 0 | 0 | 0 | 0 | 0 | 0 | 0 | 0 | 0 | 0 | 0 | 0.39 | 0.41 | 0.18 | 0.18 | 0.18 | 0 | 0 | 0 | 0 | 0 | 0 | 0 | 0 | 0 | 0 | 0 | 0 | 0 | 0 | 0 | 0 | 0 | 0 | 0 | 1.44 | 1.5 | 0.67 | 0.67 | 0.67 | 0 | 0 | 0 | 0 | 0 | 0 | 0 | 0 | 0 | 0 | 0 | 0 | 0 | 0 | 0 | 0 | 0 | 0 | 0 | 0 | 0.22 | 0.22 | 0.1 | 0.1 | 0.1 | 0 | 0 | [216 empty] | 1
SCNW_6_PDRP45 | Leapfrog | SCE | 0.11 | 2.13 | 0 | 0 | 0 | 0 | 0 | 0 | 0 | 0 | 0 | 0 | 0 | 0 | 0 | 0 | 0 | 0 | 0 | 0 | 0 | 0 | 0 | 0 | 0 | 0 | 0 | 0 | 0.16 | 0.17 | 0.08 | 0.07 | 0.07 | 0 | 0 | 0 | 0 | 0 | 0 | 0 | 0 | 0 | 0 | 0 | 0 | 0 | 0 | 0 | 0 | 0 | 0 | 0 | 3.1 | 3.23 | 1.45 | 1.44 | 1.43 | 0 | 0 | 0 | 0 | 0 | 0 | 0 | 0 | 0 | 0 | 0 | 0 | 0 | 0 | 0 | 0 | 0 | 0 | 0 | 0 | 0 | 0 | 0 | 0 | 0 | 0 | 0 | [216 empty] | 1
SCNW_6_PDRP47 | Leapfrog | SCE | 0.1 | 0 | 0.41 | 0 | 0 | 0 | 0 | 0 | 0 | 0 | 0 | 0 | 0 | 0 | 0 | 0 | 0 | 0 | 0 | 0 | 0 | 0 | 0 | 0 | 0 | 0 | 0 | 0 | 0.15 | 0.15 | 0.07 | 0.07 | 0.07 | 0 | 0 | 0 | 0 | 0 | 0 | 0 | 0 | 0 | 0 | 0 | 0 | 0 | 0 | 0 | 0 | 0 | 0 | 0 | 0 | 0 | 0 | 0 | 0 | 0 | 0 | 0 | 0 | 0 | 0 | 0 | 0 | 0 | 0 | 0 | 0 | 0 | 0 | 0 | 0 | 0 | 0 | 0 | 0 | 0.6 | 0.61 | 0.28 | 0.28 | 0.28 | 0 | 0 | [216 empty] | 1
SCNW_6_PDRP48 | Leapfrog | SCE | 0.31 | 0.99 | 0 | 0 | 0 | 0 | 0 | 0 | 0 | 0 | 0 | 0 | 0 | 0 | 0 | 0 | 0 | 0 | 0 | 0 | 0 | 0 | 0 | 0 | 0 | 0 | 0 | 0 | 0.45 | 0.47 | 0.21 | 0.21 | 0.21 | 0 | 0 | 0 | 0 | 0 | 0 | 0 | 0 | 0 | 0 | 0 | 0 | 0 | 0 | 0 | 0 | 0 | 0 | 0 | 1.44 | 1.5 | 0.67 | 0.67 | 0.67 | 0 | 0 | 0 | 0 | 0 | 0 | 0 | 0 | 0 | 0 | 0 | 0 | 0 | 0 | 0 | 0 | 0 | 0 | 0 | 0 | 0 | 0 | 0 | 0 | 0 | 0 | 0 | [216 empty] | 1
SCNW_6_PDRP49 | Leapfrog | SCE | 0.19 | 0.99 | 0.99 | 0 | 0 | 0 | 0 | 0 | 0 | 0 | 0 | 0 | 0 | 0 | 0 | 0 | 0 | 0 | 0 | 0 | 0 | 0 | 0 | 0 | 0 | 0 | 0 | 0 | 0.28 | 0.29 | 0.13 | 0.13 | 0.13 | 0 | 0 | 0 | 0 | 0 | 0 | 0 | 0 | 0 | 0 | 0 | 0 | 0 | 0 | 0 | 0 | 0 | 0 | 0 | 1.44 | 1.5 | 0.67 | 0.67 | 0.67 | 0 | 0 | 0 | 0 | 0 | 0 | 0 | 0 | 0 | 0 | 0 | 0 | 0 | 0 | 0 | 0 | 0 | 0 | 0 | 0 | 1.44 | 1.48 | 0.68 | 0.68 | 0.67 | 0 | 0 | [216 empty] | 1
SCNW_6_PDRP50 | Leapfrog | SCE | 0.1 | 0.99 | 0.99 | 0 | 0 | 0 | 0 | 0 | 0 | 0 | 0 | 0 | 0 | 0 | 0 | 0 | 0 | 0 | 0 | 0 | 0 | 0 | 0 | 0 | 0 | 0 | 0 | 0 | 0.15 | 0.15 | 0.07 | 0.07 | 0.07 | 0 | 0 | 0 | 0 | 0 | 0 | 0 | 0 | 0 | 0 | 0 | 0 | 0 | 0 | 0 | 0 | 0 | 0 | 0 | 1.44 | 1.5 | 0.67 | 0.67 | 0.67 | 0 | 0 | 0 | 0 | 0 | 0 | 0 | 0 | 0 | 0 | 0 | 0 | 0 | 0 | 0 | 0 | 0 | 0 | 0 | 0 | 1.44 | 1.48 | 0.68 | 0.68 | 0.67 | 0 | 0 | [216 empty] | 1
SCNW_6_PDRP59 | Voltus | SCE | 0.21 | 0.21 | 0.21 | 0 | 0 | 0 | 0 | 0 | 0 | 0 | 0 | 0 | 0 | 0 | 0 | 0 | 0 | 0 | 0 | 0 | 0 | 0 | 0 | 0 | 0 | 0 | 0 | 0 | 0.25 | 0.24 | 0.2 | 0.19 | 0.18 | 0 | 0 | 0 | 0 | 0 | 0 | 0 | 0 | 0 | 0 | 0 | 0 | 0 | 0 | 0 | 0 | 0 | 0 | 0 | 0.25 | 0.24 | 0.2 | 0.19 | 0.18 | 0 | 0 | 0 | 0 | 0 | 0 | 0 | 0 | 0 | 0 | 0 | 0 | 0 | 0 | 0 | 0 | 0 | 0 | 0 | 0 | 0.21 | 0.22 | 0.2 | 0.21 | 0.2 | 0 | 0 | [216 empty] | 1
SCNW_6_PDRP68 | Voltus | SCE | 0.11 | 0.11 | 0.11 | 0 | 0 | 0 | 0 | 0 | 0 | 0 | 0 | 0 | 0 | 0 | 0 | 0 | 0 | 0 | 0 | 0 | 0 | 0 | 0 | 0 | 0 | 0 | 0 | 0 | 0.13 | 0.12 | 0.1 | 0.1 | 0.09 | 0 | 0 | 0 | 0 | 0 | 0 | 0 | 0 | 0 | 0 | 0 | 0 | 0 | 0 | 0 | 0 | 0 | 0 | 0 | 0.13 | 0.12 | 0.1 | 0.1 | 0.09 | 0 | 0 | 0 | 0 | 0 | 0 | 0 | 0 | 0 | 0 | 0 | 0 | 0 | 0 | 0 | 0 | 0 | 0 | 0 | 0 | 0.11 | 0.12 | 0.11 | 0.11 | 0.11 | 0 | 0 | [216 empty] | 1
SCNW_6_PDRP69 | Voltus | SCE | 1.05 | 1.05 | 1.05 | 0 | 0 | 0 | 0 | 0 | 0 | 0 | 0 | 0 | 0 | 0 | 0 | 0 | 0 | 0 | 0 | 0 | 0 | 0 | 0 | 0 | 0 | 0 | 0 | 0 | 1.23 | 1.18 | 0.99 | 0.96 | 0.88 | 0 | 0 | 0 | 0 | 0 | 0 | 0 | 0 | 0 | 0 | 0 | 0 | 0 | 0 | 0 | 0 | 0 | 0 | 0 | 1.23 | 1.18 | 0.99 | 0.96 | 0.88 | 0 | 0 | 0 | 0 | 0 | 0 | 0 | 0 | 0 | 0 | 0 | 0 | 0 | 0 | 0 | 0 | 0 | 0 | 0 | 0 | 1.04 | 1.12 | 1.02 | 1.05 | 1.01 | 0 | 0 | [216 empty] | 1
SDG1_1_PDRP04 | OhmConnect | SDGE | 0.62 | 0.62 | 0.68 | 0 | 0 | 0 | 0 | 0 | 0 | 0 | 0 | 0 | 0 | 0 | 0 | 0 | 0 | 0 | 0 | 0 | 0 | 0 | 0 | 0 | 0 | 0 | 0 | 0 | 0.71 | 0.68 | 0.64 | 0.61 | 0.46 | 0 | 0 | 0 | 0 | 0 | 0 | 0 | 0 | 0 | 0 | 0 | 0 | 0 | 0 | 0 | 0 | 0 | 0 | 0 | 0.71 | 0.68 | 0.64 | 0.61 | 0.46 | 0 | 0 | 0 | 0 | 0 | 0 | 0 | 0 | 0 | 0 | 0 | 0 | 0 | 0 | 0 | 0 | 0 | 0 | 0 | 0 | 0.78 | 0.75 | 0.7 | 0.67 | 0.51 | 0 | 0 | [216 empty] | 1
SDG1_1_PDRP05 | OhmConnect | SDGE | 0.25 | 0.25 | 0.27 | 0 | 0 | 0 | 0 | 0 | 0 | 0 | 0 | 0 | 0 | 0 | 0 | 0 | 0 | 0 | 0 | 0 | 0 | 0 | 0 | 0 | 0 | 0 | 0 | 0 | 0.29 | 0.27 | 0.26 | 0.25 | 0.19 | 0 | 0 | 0 | 0 | 0 | 0 | 0 | 0 | 0 | 0 | 0 | 0 | 0 | 0 | 0 | 0 | 0 | 0 | 0 | 0.29 | 0.27 | 0.26 | 0.25 | 0.19 | 0 | 0 | 0 | 0 | 0 | 0 | 0 | 0 | 0 | 0 | 0 | 0 | 0 | 0 | 0 | 0 | 0 | 0 | 0 | 0 | 0.31 | 0.3 | 0.28 | 0.27 | 0.2 | 0 | 0 | [216 empty] | 1
SDG1_1_PDRP06 | OhmConnect | SDGE | 0.3 | 0.3 | 0.3 | 0 | 0 | 0 | 0 | 0 | 0 | 0 | 0 | 0 | 0 | 0 | 0 | 0 | 0 | 0 | 0 | 0 | 0 | 0 | 0 | 0 | 0 | 0 | 0 | 0 | 0.34 | 0.33 | 0.31 | 0.3 | 0.22 | 0 | 0 | 0 | 0 | 0 | 0 | 0 | 0 | 0 | 0 | 0 | 0 | 0 | 0 | 0 | 0 | 0 | 0 | 0 | 0.34 | 0.33 | 0.31 | 0.3 | 0.22 | 0 | 0 | 0 | 0 | 0 | 0 | 0 | 0 | 0 | 0 | 0 | 0 | 0 | 0 | 0 | 0 | 0 | 0 | 0 | 0 | 0.34 | 0.33 | 0.31 | 0.3 | 0.22 | 0 | 0 | [216 empty] | 1
SDG1_1_PDRP07 | OhmConnect | SDGE | 0.5 | 0.5 | 0.5 | 0 | 0 | 0 | 0 | 0 | 0 | 0 | 0 | 0 | 0 | 0 | 0 | 0 | 0 | 0 | 0 | 0 | 0 | 0 | 0 | 0 | 0 | 0 | 0 | 0 | 0.57 | 0.55 | 0.51 | 0.49 | 0.37 | 0 | 0 | 0 | 0 | 0 | 0 | 0 | 0 | 0 | 0 | 0 | 0 | 0 | 0 | 0 | 0 | 0 | 0 | 0 | 0.57 | 0.55 | 0.51 | 0.49 | 0.37 | 0 | 0 | 0 | 0 | 0 | 0 | 0 | 0 | 0 | 0 | 0 | 0 | 0 | 0 | 0 | 0 | 0 | 0 | 0 | 0 | 0.57 | 0.55 | 0.51 | 0.49 | 0.37 | 0 | 0 | [216 empty] | 1
SDG1_1_PDRP100 | Leapfrog | SDGE | 0.56 | 0.99 | 0.99 | 0 | 0 | 0 | 0 | 0 | 0 | 0 | 0 | 0 | 0 | 0 | 0 | 0 | 0 | 0 | 0 | 0 | 0 | 0 | 0 | 0 | 0 | 0 | 0 | 0 | 1.27 | 0.64 | 0.31 | 0.3 | 0.29 | 0 | 0 | 0 | 0 | 0 | 0 | 0 | 0 | 0 | 0 | 0 | 0 | 0 | 0 | 0 | 0 | 0 | 0 | 0 | 2.25 | 1.13 | 0.54 | 0.52 | 0.51 | 0 | 0 | 0 | 0 | 0 | 0 | 0 | 0 | 0 | 0 | 0 | 0 | 0 | 0 | 0 | 0 | 0 | 0 | 0 | 0 | 2.21 | 1.12 | 0.55 | 0.54 | 0.52 | 0 | 0 | [216 empty] | 1
SDG1_1_PDRP101 | Leapfrog | SDGE | 0.61 | 0.99 | 0.99 | 0 | 0 | 0 | 0 | 0 | 0 | 0 | 0 | 0 | 0 | 0 | 0 | 0 | 0 | 0 | 0 | 0 | 0 | 0 | 0 | 0 | 0 | 0 | 0 | 0 | 1.39 | 0.69 | 0.33 | 0.32 | 0.31 | 0 | 0 | 0 | 0 | 0 | 0 | 0 | 0 | 0 | 0 | 0 | 0 | 0 | 0 | 0 | 0 | 0 | 0 | 0 | 2.25 | 1.13 | 0.54 | 0.52 | 0.51 | 0 | 0 | 0 | 0 | 0 | 0 | 0 | 0 | 0 | 0 | 0 | 0 | 0 | 0 | 0 | 0 | 0 | 0 | 0 | 0 | 2.21 | 1.12 | 0.55 | 0.54 | 0.52 | 0 | 0 | [216 empty] | 1
SDG1_1_PDRP102 | Leapfrog | SDGE | 0.32 | 0.78 | 0.48 | 0 | 0 | 0 | 0 | 0 | 0 | 0 | 0 | 0 | 0 | 0 | 0 | 0 | 0 | 0 | 0 | 0 | 0 | 0 | 0 | 0 | 0 | 0 | 0 | 0 | 0.73 | 0.36 | 0.17 | 0.17 | 0.16 | 0 | 0 | 0 | 0 | 0 | 0 | 0 | 0 | 0 | 0 | 0 | 0 | 0 | 0 | 0 | 0 | 0 | 0 | 0 | 1.78 | 0.89 | 0.42 | 0.41 | 0.4 | 0 | 0 | 0 | 0 | 0 | 0 | 0 | 0 | 0 | 0 | 0 | 0 | 0 | 0 | 0 | 0 | 0 | 0 | 0 | 0 | 1.07 | 0.54 | 0.27 | 0.26 | 0.25 | 0 | 0 | [216 empty] | 1
SDG1_1_PDRP103 | Leapfrog | SDGE | 0.13 | 0.99 | 0.99 | 0 | 0 | 0 | 0 | 0 | 0 | 0 | 0 | 0 | 0 | 0 | 0 | 0 | 0 | 0 | 0 | 0 | 0 | 0 | 0 | 0 | 0 | 0 | 0 | 0 | 0.3 | 0.15 | 0.07 | 0.07 | 0.07 | 0 | 0 | 0 | 0 | 0 | 0 | 0 | 0 | 0 | 0 | 0 | 0 | 0 | 0 | 0 | 0 | 0 | 0 | 0 | 2.25 | 1.13 | 0.54 | 0.52 | 0.51 | 0 | 0 | 0 | 0 | 0 | 0 | 0 | 0 | 0 | 0 | 0 | 0 | 0 | 0 | 0 | 0 | 0 | 0 | 0 | 0 | 2.21 | 1.12 | 0.55 | 0.54 | 0.52 | 0 | 0 | [216 empty] | 1
SDG1_1_PDRP104 | Leapfrog | SDGE | 0.19 | 0 | 0 | 0 | 0 | 0 | 0 | 0 | 0 | 0 | 0 | 0 | 0 | 0 | 0 | 0 | 0 | 0 | 0 | 0 | 0 | 0 | 0 | 0 | 0 | 0 | 0 | 0 | 0.43 | 0.22 | 0.1 | 0.1 | 0.1 | 0 | 0 | 0 | 0 | 0 | 0 | 0 | 0 | 0 | 0 | 0 | 0 | 0 | 0 | 0 | 0 | 0 | 0 | 0 | 0 | 0 | 0 | 0 | 0 | 0 | 0 | 0 | 0 | 0 | 0 | 0 | 0 | 0 | 0 | 0 | 0 | 0 | 0 | 0 | 0 | 0 | 0 | 0 | 0 | 0 | 0 | 0 | 0 | 0 | 0 | 0 | [216 empty] | 1
SDG1_1_PDRP105 | Leapfrog | SDGE | 0.34 | 0.99 | 0.99 | 0 | 0 | 0 | 0 | 0 | 0 | 0 | 0 | 0 | 0 | 0 | 0 | 0 | 0 | 0 | 0 | 0 | 0 | 0 | 0 | 0 | 0 | 0 | 0 | 0 | 0.77 | 0.39 | 0.19 | 0.18 | 0.18 | 0 | 0 | 0 | 0 | 0 | 0 | 0 | 0 | 0 | 0 | 0 | 0 | 0 | 0 | 0 | 0 | 0 | 0 | 0 | 2.25 | 1.13 | 0.54 | 0.52 | 0.51 | 0 | 0 | 0 | 0 | 0 | 0 | 0 | 0 | 0 | 0 | 0 | 0 | 0 | 0 | 0 | 0 | 0 | 0 | 0 | 0 | 2.21 | 1.12 | 0.55 | 0.54 | 0.52 | 0 | 0 | [216 empty] | 1
SDG1_1_PDRP111 | Leapfrog | SDGE | 0.26 | 0.99 | 0.99 | 0 | 0 | 0 | 0 | 0 | 0 | 0 | 0 | 0 | 0 | 0 | 0 | 0 | 0 | 0 | 0 | 0 | 0 | 0 | 0 | 0 | 0 | 0 | 0 | 0 | 0.59 | 0.29 | 0.14 | 0.14 | 0.13 | 0 | 0 | 0 | 0 | 0 | 0 | 0 | 0 | 0 | 0 | 0 | 0 | 0 | 0 | 0 | 0 | 0 | 0 | 0 | 2.25 | 1.13 | 0.54 | 0.52 | 0.51 | 0 | 0 | 0 | 0 | 0 | 0 | 0 | 0 | 0 | 0 | 0 | 0 | 0 | 0 | 0 | 0 | 0 | 0 | 0 | 0 | 2.21 | 1.12 | 0.55 | 0.54 | 0.52 | 0 | 0 | [216 empty] | 1
SDG1_1_PDRP113 | Leapfrog | SDGE | 0.16 | 0.17 | 0.19 | 0 | 0 | 0 | 0 | 0 | 0 | 0 | 0 | 0 | 0 | 0 | 0 | 0 | 0 | 0 | 0 | 0 | 0 | 0 | 0 | 0 | 0 | 0 | 0 | 0 | 0.36 | 0.18 | 0.09 | 0.08 | 0.08 | 0 | 0 | 0 | 0 | 0 | 0 | 0 | 0 | 0 | 0 | 0 | 0 | 0 | 0 | 0 | 0 | 0 | 0 | 0 | 0.39 | 0.19 | 0.09 | 0.09 | 0.09 | 0 | 0 | 0 | 0 | 0 | 0 | 0 | 0 | 0 | 0 | 0 | 0 | 0 | 0 | 0 | 0 | 0 | 0 | 0 | 0 | 0.42 | 0.22 | 0.11 | 0.1 | 0.1 | 0 | 0 | [216 empty] | 1
SDG1_1_PDRP117 | Leapfrog | SDGE | 0.27 | 0 | 0 | 0 | 0 | 0 | 0 | 0 | 0 | 0 | 0 | 0 | 0 | 0 | 0 | 0 | 0 | 0 | 0 | 0 | 0 | 0 | 0 | 0 | 0 | 0 | 0 | 0 | 0.61 | 0.31 | 0.15 | 0.14 | 0.14 | 0 | 0 | 0 | 0 | 0 | 0 | 0 | 0 | 0 | 0 | 0 | 0 | 0 | 0 | 0 | 0 | 0 | 0 | 0 | 0 | 0 | 0 | 0 | 0 | 0 | 0 | 0 | 0 | 0 | 0 | 0 | 0 | 0 | 0 | 0 | 0 | 0 | 0 | 0 | 0 | 0 | 0 | 0 | 0 | 0 | 0 | 0 | 0 | 0 | 0 | 0 | [216 empty] | 1
SDG1_1_PDRP118 | Leapfrog | SDGE | 0.1 | 0.24 | 0.15 | 0 | 0 | 0 | 0 | 0 | 0 | 0 | 0 | 0 | 0 | 0 | 0 | 0 | 0 | 0 | 0 | 0 | 0 | 0 | 0 | 0 | 0 | 0 | 0 | 0 | 0.23 | 0.11 | 0.05 | 0.05 | 0.05 | 0 | 0 | 0 | 0 | 0 | 0 | 0 | 0 | 0 | 0 | 0 | 0 | 0 | 0 | 0 | 0 | 0 | 0 | 0 | 0.55 | 0.27 | 0.13 | 0.13 | 0.12 | 0 | 0 | 0 | 0 | 0 | 0 | 0 | 0 | 0 | 0 | 0 | 0 | 0 | 0 | 0 | 0 | 0 | 0 | 0 | 0 | 0.34 | 0.17 | 0.08 | 0.08 | 0.08 | 0 | 0 | [216 empty] | 1
SDG1_1_PDRP119 | Leapfrog | SDGE | 0.11 | 0 | 0 | 0 | 0 | 0 | 0 | 0 | 0 | 0 | 0 | 0 | 0 | 0 | 0 | 0 | 0 | 0 | 0 | 0 | 0 | 0 | 0 | 0 | 0 | 0 | 0 | 0 | 0.25 | 0.12 | 0.06 | 0.06 | 0.06 | 0 | 0 | 0 | 0 | 0 | 0 | 0 | 0 | 0 | 0 | 0 | 0 | 0 | 0 | 0 | 0 | 0 | 0 | 0 | 0 | 0 | 0 | 0 | 0 | 0 | 0 | 0 | 0 | 0 | 0 | 0 | 0 | 0 | 0 | 0 | 0 | 0 | 0 | 0 | 0 | 0 | 0 | 0 | 0 | 0 | 0 | 0 | 0 | 0 | 0 | 0 | [216 empty] | 1
SDG1_1_PDRP15 | OhmConnect | SDGE | 0.12 | 0.1 | 0.15 | 0 | 0 | 0 | 0 | 0 | 0 | 0 | 0 | 0 | 0 | 0 | 0 | 0 | 0 | 0 | 0 | 0 | 0 | 0 | 0 | 0 | 0 | 0 | 0 | 0 | 0.14 | 0.13 | 0.12 | 0.12 | 0.09 | 0 | 0 | 0 | 0 | 0 | 0 | 0 | 0 | 0 | 0 | 0 | 0 | 0 | 0 | 0 | 0 | 0 | 0 | 0 | 0.11 | 0.11 | 0.1 | 0.1 | 0.07 | 0 | 0 | 0 | 0 | 0 | 0 | 0 | 0 | 0 | 0 | 0 | 0 | 0 | 0 | 0 | 0 | 0 | 0 | 0 | 0 | 0.17 | 0.16 | 0.15 | 0.15 | 0.11 | 0 | 0 | [216 empty] | 1
SDG1_1_PDRP25 | OhmConnect | SDGE | 0.12 | 0.1 | 0.15 | 0 | 0 | 0 | 0 | 0 | 0 | 0 | 0 | 0 | 0 | 0 | 0 | 0 | 0 | 0 | 0 | 0 | 0 | 0 | 0 | 0 | 0 | 0 | 0 | 0 | 0.14 | 0.13 | 0.12 | 0.12 | 0.09 | 0 | 0 | 0 | 0 | 0 | 0 | 0 | 0 | 0 | 0 | 0 | 0 | 0 | 0 | 0 | 0 | 0 | 0 | 0 | 0.11 | 0.11 | 0.1 | 0.1 | 0.07 | 0 | 0 | 0 | 0 | 0 | 0 | 0 | 0 | 0 | 0 | 0 | 0 | 0 | 0 | 0 | 0 | 0 | 0 | 0 | 0 | 0.17 | 0.16 | 0.15 | 0.15 | 0.11 | 0 | 0 | [216 empty] | 1
SDG1_1_PDRP26 | OhmConnect | SDGE | 0.12 | 0.1 | 0.15 | 0 | 0 | 0 | 0 | 0 | 0 | 0 | 0 | 0 | 0 | 0 | 0 | 0 | 0 | 0 | 0 | 0 | 0 | 0 | 0 | 0 | 0 | 0 | 0 | 0 | 0.14 | 0.13 | 0.12 | 0.12 | 0.09 | 0 | 0 | 0 | 0 | 0 | 0 | 0 | 0 | 0 | 0 | 0 | 0 | 0 | 0 | 0 | 0 | 0 | 0 | 0 | 0.11 | 0.11 | 0.1 | 0.1 | 0.07 | 0 | 0 | 0 | 0 | 0 | 0 | 0 | 0 | 0 | 0 | 0 | 0 | 0 | 0 | 0 | 0 | 0 | 0 | 0 | 0 | 0.17 | 0.16 | 0.15 | 0.15 | 0.11 | 0 | 0 | [216 empty] | 1
SDG1_1_PDRP27 | OhmConnect | SDGE | 0.12 | 0.1 | 0.15 | 0 | 0 | 0 | 0 | 0 | 0 | 0 | 0 | 0 | 0 | 0 | 0 | 0 | 0 | 0 | 0 | 0 | 0 | 0 | 0 | 0 | 0 | 0 | 0 | 0 | 0.14 | 0.13 | 0.12 | 0.12 | 0.09 | 0 | 0 | 0 | 0 | 0 | 0 | 0 | 0 | 0 | 0 | 0 | 0 | 0 | 0 | 0 | 0 | 0 | 0 | 0 | 0.11 | 0.11 | 0.1 | 0.1 | 0.07 | 0 | 0 | 0 | 0 | 0 | 0 | 0 | 0 | 0 | 0 | 0 | 0 | 0 | 0 | 0 | 0 | 0 | 0 | 0 | 0 | 0.17 | 0.16 | 0.15 | 0.15 | 0.11 | 0 | 0 | [216 empty] | 1
SDG1_1_PDRP28 | OhmConnect | SDGE | 0.12 | 0.1 | 0.15 | 0 | 0 | 0 | 0 | 0 | 0 | 0 | 0 | 0 | 0 | 0 | 0 | 0 | 0 | 0 | 0 | 0 | 0 | 0 | 0 | 0 | 0 | 0 | 0 | 0 | 0.14 | 0.13 | 0.12 | 0.12 | 0.09 | 0 | 0 | 0 | 0 | 0 | 0 | 0 | 0 | 0 | 0 | 0 | 0 | 0 | 0 | 0 | 0 | 0 | 0 | 0 | 0.11 | 0.11 | 0.1 | 0.1 | 0.07 | 0 | 0 | 0 | 0 | 0 | 0 | 0 | 0 | 0 | 0 | 0 | 0 | 0 | 0 | 0 | 0 | 0 | 0 | 0 | 0 | 0.17 | 0.16 | 0.15 | 0.15 | 0.11 | 0 | 0 | [216 empty] | 1
SDG1_1_PDRP32 | OhmConnect | SDGE | 0.12 | 0.1 | 0.15 | 0 | 0 | 0 | 0 | 0 | 0 | 0 | 0 | 0 | 0 | 0 | 0 | 0 | 0 | 0 | 0 | 0 | 0 | 0 | 0 | 0 | 0 | 0 | 0 | 0 | 0.14 | 0.13 | 0.12 | 0.12 | 0.09 | 0 | 0 | 0 | 0 | 0 | 0 | 0 | 0 | 0 | 0 | 0 | 0 | 0 | 0 | 0 | 0 | 0 | 0 | 0 | 0.11 | 0.11 | 0.1 | 0.1 | 0.07 | 0 | 0 | 0 | 0 | 0 | 0 | 0 | 0 | 0 | 0 | 0 | 0 | 0 | 0 | 0 | 0 | 0 | 0 | 0 | 0 | 0.17 | 0.16 | 0.15 | 0.15 | 0.11 | 0 | 0 | [216 empty] | 1
SDG1_1_PDRP33 | OhmConnect | SDGE | 0.12 | 0.1 | 0.15 | 0 | 0 | 0 | 0 | 0 | 0 | 0 | 0 | 0 | 0 | 0 | 0 | 0 | 0 | 0 | 0 | 0 | 0 | 0 | 0 | 0 | 0 | 0 | 0 | 0 | 0.14 | 0.13 | 0.12 | 0.12 | 0.09 | 0 | 0 | 0 | 0 | 0 | 0 | 0 | 0 | 0 | 0 | 0 | 0 | 0 | 0 | 0 | 0 | 0 | 0 | 0 | 0.11 | 0.11 | 0.1 | 0.1 | 0.07 | 0 | 0 | 0 | 0 | 0 | 0 | 0 | 0 | 0 | 0 | 0 | 0 | 0 | 0 | 0 | 0 | 0 | 0 | 0 | 0 | 0.17 | 0.16 | 0.15 | 0.15 | 0.11 | 0 | 0 | [216 empty] | 1
SDG1_1_PDRP34 | OhmConnect | SDGE | 0.12 | 0.1 | 0.14 | 0 | 0 | 0 | 0 | 0 | 0 | 0 | 0 | 0 | 0 | 0 | 0 | 0 | 0 | 0 | 0 | 0 | 0 | 0 | 0 | 0 | 0 | 0 | 0 | 0 | 0.14 | 0.13 | 0.12 | 0.12 | 0.09 | 0 | 0 | 0 | 0 | 0 | 0 | 0 | 0 | 0 | 0 | 0 | 0 | 0 | 0 | 0 | 0 | 0 | 0 | 0 | 0.11 | 0.11 | 0.1 | 0.1 | 0.07 | 0 | 0 | 0 | 0 | 0 | 0 | 0 | 0 | 0 | 0 | 0 | 0 | 0 | 0 | 0 | 0 | 0 | 0 | 0 | 0 | 0.16 | 0.15 | 0.14 | 0.14 | 0.1 | 0 | 0 | [216 empty] | 1
SDG1_1_PDRP37 | OhmConnect | SDGE | 0.12 | 0.1 | 0.15 | 0 | 0 | 0 | 0 | 0 | 0 | 0 | 0 | 0 | 0 | 0 | 0 | 0 | 0 | 0 | 0 | 0 | 0 | 0 | 0 | 0 | 0 | 0 | 0 | 0 | 0.14 | 0.13 | 0.12 | 0.12 | 0.09 | 0 | 0 | 0 | 0 | 0 | 0 | 0 | 0 | 0 | 0 | 0 | 0 | 0 | 0 | 0 | 0 | 0 | 0 | 0 | 0.11 | 0.11 | 0.1 | 0.1 | 0.07 | 0 | 0 | 0 | 0 | 0 | 0 | 0 | 0 | 0 | 0 | 0 | 0 | 0 | 0 | 0 | 0 | 0 | 0 | 0 | 0 | 0.17 | 0.16 | 0.15 | 0.15 | 0.11 | 0 | 0 | [216 empty] | 1
SDG1_1_PDRP38 | OhmConnect | SDGE | 0.12 | 0.1 | 0.14 | 0 | 0 | 0 | 0 | 0 | 0 | 0 | 0 | 0 | 0 | 0 | 0 | 0 | 0 | 0 | 0 | 0 | 0 | 0 | 0 | 0 | 0 | 0 | 0 | 0 | 0.14 | 0.13 | 0.12 | 0.12 | 0.09 | 0 | 0 | 0 | 0 | 0 | 0 | 0 | 0 | 0 | 0 | 0 | 0 | 0 | 0 | 0 | 0 | 0 | 0 | 0 | 0.11 | 0.11 | 0.1 | 0.1 | 0.07 | 0 | 0 | 0 | 0 | 0 | 0 | 0 | 0 | 0 | 0 | 0 | 0 | 0 | 0 | 0 | 0 | 0 | 0 | 0 | 0 | 0.16 | 0.15 | 0.14 | 0.14 | 0.1 | 0 | 0 | [216 empty] | 1
SDG1_1_PDRP39 | OhmConnect | SDGE | 0.12 | 0.15 | 0.15 | 0 | 0 | 0 | 0 | 0 | 0 | 0 | 0 | 0 | 0 | 0 | 0 | 0 | 0 | 0 | 0 | 0 | 0 | 0 | 0 | 0 | 0 | 0 | 0 | 0 | 0.14 | 0.13 | 0.12 | 0.12 | 0.09 | 0 | 0 | 0 | 0 | 0 | 0 | 0 | 0 | 0 | 0 | 0 | 0 | 0 | 0 | 0 | 0 | 0 | 0 | 0 | 0.17 | 0.16 | 0.15 | 0.15 | 0.11 | 0 | 0 | 0 | 0 | 0 | 0 | 0 | 0 | 0 | 0 | 0 | 0 | 0 | 0 | 0 | 0 | 0 | 0 | 0 | 0 | 0.17 | 0.16 | 0.15 | 0.15 | 0.11 | 0 | 0 | [216 empty] | 1
SDG1_1_PDRP40 | OhmConnect | SDGE | 0.11 | 0.14 | 0.14 | 0 | 0 | 0 | 0 | 0 | 0 | 0 | 0 | 0 | 0 | 0 | 0 | 0 | 0 | 0 | 0 | 0 | 0 | 0 | 0 | 0 | 0 | 0 | 0 | 0 | 0.13 | 0.12 | 0.11 | 0.11 | 0.08 | 0 | 0 | 0 | 0 | 0 | 0 | 0 | 0 | 0 | 0 | 0 | 0 | 0 | 0 | 0 | 0 | 0 | 0 | 0 | 0.16 | 0.15 | 0.14 | 0.14 | 0.1 | 0 | 0 | 0 | 0 | 0 | 0 | 0 | 0 | 0 | 0 | 0 | 0 | 0 | 0 | 0 | 0 | 0 | 0 | 0 | 0 | 0.16 | 0.15 | 0.14 | 0.14 | 0.1 | 0 | 0 | [216 empty] | 1
SDG1_1_PDRP41 | OhmConnect | SDGE | 0.12 | 0.15 | 0.15 | 0 | 0 | 0 | 0 | 0 | 0 | 0 | 0 | 0 | 0 | 0 | 0 | 0 | 0 | 0 | 0 | 0 | 0 | 0 | 0 | 0 | 0 | 0 | 0 | 0 | 0.14 | 0.13 | 0.12 | 0.12 | 0.09 | 0 | 0 | 0 | 0 | 0 | 0 | 0 | 0 | 0 | 0 | 0 | 0 | 0 | 0 | 0 | 0 | 0 | 0 | 0 | 0.17 | 0.16 | 0.15 | 0.15 | 0.11 | 0 | 0 | 0 | 0 | 0 | 0 | 0 | 0 | 0 | 0 | 0 | 0 | 0 | 0 | 0 | 0 | 0 | 0 | 0 | 0 | 0.17 | 0.16 | 0.15 | 0.15 | 0.11 | 0 | 0 | [216 empty] | 1
SDG1_1_PDRP43 | OhmConnect | SDGE | 0.12 | 0.15 | 0.15 | 0 | 0 | 0 | 0 | 0 | 0 | 0 | 0 | 0 | 0 | 0 | 0 | 0 | 0 | 0 | 0 | 0 | 0 | 0 | 0 | 0 | 0 | 0 | 0 | 0 | 0.14 | 0.13 | 0.12 | 0.12 | 0.09 | 0 | 0 | 0 | 0 | 0 | 0 | 0 | 0 | 0 | 0 | 0 | 0 | 0 | 0 | 0 | 0 | 0 | 0 | 0 | 0.17 | 0.16 | 0.15 | 0.15 | 0.11 | 0 | 0 | 0 | 0 | 0 | 0 | 0 | 0 | 0 | 0 | 0 | 0 | 0 | 0 | 0 | 0 | 0 | 0 | 0 | 0 | 0.17 | 0.16 | 0.15 | 0.15 | 0.11 | 0 | 0 | [216 empty] | 1
SDG1_1_PDRP44 | OhmConnect | SDGE | 0.11 | 0.14 | 0.14 | 0 | 0 | 0 | 0 | 0 | 0 | 0 | 0 | 0 | 0 | 0 | 0 | 0 | 0 | 0 | 0 | 0 | 0 | 0 | 0 | 0 | 0 | 0 | 0 | 0 | 0.13 | 0.12 | 0.11 | 0.11 | 0.08 | 0 | 0 | 0 | 0 | 0 | 0 | 0 | 0 | 0 | 0 | 0 | 0 | 0 | 0 | 0 | 0 | 0 | 0 | 0 | 0.16 | 0.15 | 0.14 | 0.14 | 0.1 | 0 | 0 | 0 | 0 | 0 | 0 | 0 | 0 | 0 | 0 | 0 | 0 | 0 | 0 | 0 | 0 | 0 | 0 | 0 | 0 | 0.16 | 0.15 | 0.14 | 0.14 | 0.1 | 0 | 0 | [216 empty] | 1
SDG1_1_PDRP45 | OhmConnect | SDGE | 0.12 | 0.15 | 0.15 | 0 | 0 | 0 | 0 | 0 | 0 | 0 | 0 | 0 | 0 | 0 | 0 | 0 | 0 | 0 | 0 | 0 | 0 | 0 | 0 | 0 | 0 | 0 | 0 | 0 | 0.14 | 0.13 | 0.12 | 0.12 | 0.09 | 0 | 0 | 0 | 0 | 0 | 0 | 0 | 0 | 0 | 0 | 0 | 0 | 0 | 0 | 0 | 0 | 0 | 0 | 0 | 0.17 | 0.16 | 0.15 | 0.15 | 0.11 | 0 | 0 | 0 | 0 | 0 | 0 | 0 | 0 | 0 | 0 | 0 | 0 | 0 | 0 | 0 | 0 | 0 | 0 | 0 | 0 | 0.17 | 0.16 | 0.15 | 0.15 | 0.11 | 0 | 0 | [216 empty] | 1
SDG1_1_PDRP46 | OhmConnect | SDGE | 0.11 | 0.14 | 0.14 | 0 | 0 | 0 | 0 | 0 | 0 | 0 | 0 | 0 | 0 | 0 | 0 | 0 | 0 | 0 | 0 | 0 | 0 | 0 | 0 | 0 | 0 | 0 | 0 | 0 | 0.13 | 0.12 | 0.11 | 0.11 | 0.08 | 0 | 0 | 0 | 0 | 0 | 0 | 0 | 0 | 0 | 0 | 0 | 0 | 0 | 0 | 0 | 0 | 0 | 0 | 0 | 0.16 | 0.15 | 0.14 | 0.14 | 0.1 | 0 | 0 | 0 | 0 | 0 | 0 | 0 | 0 | 0 | 0 | 0 | 0 | 0 | 0 | 0 | 0 | 0 | 0 | 0 | 0 | 0.16 | 0.15 | 0.14 | 0.14 | 0.1 | 0 | 0 | [216 empty] | 1
SDG1_1_PDRP47 | OhmConnect | SDGE | 0.12 | 0.14 | 0.14 | 0 | 0 | 0 | 0 | 0 | 0 | 0 | 0 | 0 | 0 | 0 | 0 | 0 | 0 | 0 | 0 | 0 | 0 | 0 | 0 | 0 | 0 | 0 | 0 | 0 | 0.14 | 0.13 | 0.12 | 0.12 | 0.09 | 0 | 0 | 0 | 0 | 0 | 0 | 0 | 0 | 0 | 0 | 0 | 0 | 0 | 0 | 0 | 0 | 0 | 0 | 0 | 0.16 | 0.15 | 0.14 | 0.14 | 0.1 | 0 | 0 | 0 | 0 | 0 | 0 | 0 | 0 | 0 | 0 | 0 | 0 | 0 | 0 | 0 | 0 | 0 | 0 | 0 | 0 | 0.16 | 0.15 | 0.14 | 0.14 | 0.1 | 0 | 0 | [216 empty] | 1
SDG1_1_PDRP48 | OhmConnect | SDGE | 0.11 | 0.14 | 0.14 | 0 | 0 | 0 | 0 | 0 | 0 | 0 | 0 | 0 | 0 | 0 | 0 | 0 | 0 | 0 | 0 | 0 | 0 | 0 | 0 | 0 | 0 | 0 | 0 | 0 | 0.13 | 0.12 | 0.11 | 0.11 | 0.08 | 0 | 0 | 0 | 0 | 0 | 0 | 0 | 0 | 0 | 0 | 0 | 0 | 0 | 0 | 0 | 0 | 0 | 0 | 0 | 0.16 | 0.15 | 0.14 | 0.14 | 0.1 | 0 | 0 | 0 | 0 | 0 | 0 | 0 | 0 | 0 | 0 | 0 | 0 | 0 | 0 | 0 | 0 | 0 | 0 | 0 | 0 | 0.16 | 0.15 | 0.14 | 0.14 | 0.1 | 0 | 0 | [216 empty] | 1
SDG1_1_PDRP49 | OhmConnect | SDGE | 0.11 | 0.14 | 0.14 | 0 | 0 | 0 | 0 | 0 | 0 | 0 | 0 | 0 | 0 | 0 | 0 | 0 | 0 | 0 | 0 | 0 | 0 | 0 | 0 | 0 | 0 | 0 | 0 | 0 | 0.13 | 0.12 | 0.11 | 0.11 | 0.08 | 0 | 0 | 0 | 0 | 0 | 0 | 0 | 0 | 0 | 0 | 0 | 0 | 0 | 0 | 0 | 0 | 0 | 0 | 0 | 0.16 | 0.15 | 0.14 | 0.14 | 0.1 | 0 | 0 | 0 | 0 | 0 | 0 | 0 | 0 | 0 | 0 | 0 | 0 | 0 | 0 | 0 | 0 | 0 | 0 | 0 | 0 | 0.16 | 0.15 | 0.14 | 0.14 | 0.1 | 0 | 0 | [216 empty] | 1
SDG1_1_PDRP51 | OhmConnect | SDGE | 0.11 | 0.14 | 0.14 | 0 | 0 | 0 | 0 | 0 | 0 | 0 | 0 | 0 | 0 | 0 | 0 | 0 | 0 | 0 | 0 | 0 | 0 | 0 | 0 | 0 | 0 | 0 | 0 | 0 | 0.13 | 0.12 | 0.11 | 0.11 | 0.08 | 0 | 0 | 0 | 0 | 0 | 0 | 0 | 0 | 0 | 0 | 0 | 0 | 0 | 0 | 0 | 0 | 0 | 0 | 0 | 0.16 | 0.15 | 0.14 | 0.14 | 0.1 | 0 | 0 | 0 | 0 | 0 | 0 | 0 | 0 | 0 | 0 | 0 | 0 | 0 | 0 | 0 | 0 | 0 | 0 | 0 | 0 | 0.16 | 0.15 | 0.14 | 0.14 | 0.1 | 0 | 0 | [216 empty] | 1
SDG1_1_PDRP60 | OhmConnect | SDGE | 0.11 | 0.14 | 0.14 | 0 | 0 | 0 | 0 | 0 | 0 | 0 | 0 | 0 | 0 | 0 | 0 | 0 | 0 | 0 | 0 | 0 | 0 | 0 | 0 | 0 | 0 | 0 | 0 | 0 | 0.13 | 0.12 | 0.11 | 0.11 | 0.08 | 0 | 0 | 0 | 0 | 0 | 0 | 0 | 0 | 0 | 0 | 0 | 0 | 0 | 0 | 0 | 0 | 0 | 0 | 0 | 0.16 | 0.15 | 0.14 | 0.14 | 0.1 | 0 | 0 | 0 | 0 | 0 | 0 | 0 | 0 | 0 | 0 | 0 | 0 | 0 | 0 | 0 | 0 | 0 | 0 | 0 | 0 | 0.16 | 0.15 | 0.14 | 0.14 | 0.1 | 0 | 0 | [216 empty] | 1
SDG1_1_PDRP62 | OhmConnect | SDGE | 0.11 | 0.14 | 0.14 | 0 | 0 | 0 | 0 | 0 | 0 | 0 | 0 | 0 | 0 | 0 | 0 | 0 | 0 | 0 | 0 | 0 | 0 | 0 | 0 | 0 | 0 | 0 | 0 | 0 | 0.13 | 0.12 | 0.11 | 0.11 | 0.08 | 0 | 0 | 0 | 0 | 0 | 0 | 0 | 0 | 0 | 0 | 0 | 0 | 0 | 0 | 0 | 0 | 0 | 0 | 0 | 0.16 | 0.15 | 0.14 | 0.14 | 0.1 | 0 | 0 | 0 | 0 | 0 | 0 | 0 | 0 | 0 | 0 | 0 | 0 | 0 | 0 | 0 | 0 | 0 | 0 | 0 | 0 | 0.16 | 0.15 | 0.14 | 0.14 | 0.1 | 0 | 0 | [216 empty] | 1
SDG1_1_PDRP64 | OhmConnect | SDGE | 0.11 | 0.14 | 0.14 | 0 | 0 | 0 | 0 | 0 | 0 | 0 | 0 | 0 | 0 | 0 | 0 | 0 | 0 | 0 | 0 | 0 | 0 | 0 | 0 | 0 | 0 | 0 | 0 | 0 | 0.13 | 0.12 | 0.11 | 0.11 | 0.08 | 0 | 0 | 0 | 0 | 0 | 0 | 0 | 0 | 0 | 0 | 0 | 0 | 0 | 0 | 0 | 0 | 0 | 0 | 0 | 0.16 | 0.15 | 0.14 | 0.14 | 0.1 | 0 | 0 | 0 | 0 | 0 | 0 | 0 | 0 | 0 | 0 | 0 | 0 | 0 | 0 | 0 | 0 | 0 | 0 | 0 | 0 | 0.16 | 0.15 | 0.14 | 0.14 | 0.1 | 0 | 0 | [216 empty] | 1
SDG1_1_PDRP85 | Leapfrog | SDGE | 0.57 | 0.86 | 3.57 | 0 | 0 | 0 | 0 | 0 | 0 | 0 | 0 | 0 | 0 | 0 | 0 | 0 | 0 | 0 | 0 | 0 | 0 | 0 | 0 | 0 | 0 | 0 | 0 | 0 | 1.3 | 0.65 | 0.31 | 0.3 | 0.29 | 0 | 0 | 0 | 0 | 0 | 0 | 0 | 0 | 0 | 0 | 0 | 0 | 0 | 0 | 0 | 0 | 0 | 0 | 0 | 1.96 | 0.98 | 0.47 | 0.45 | 0.44 | 0 | 0 | 0 | 0 | 0 | 0 | 0 | 0 | 0 | 0 | 0 | 0 | 0 | 0 | 0 | 0 | 0 | 0 | 0 | 0 | 7.97 | 4.05 | 2 | 1.94 | 1.89 | 0 | 0 | [216 empty] | 1
SDG1_1_PDRP86 | Leapfrog | SDGE | 3.21 | 3.66 | 3.59 | 0 | 0 | 0 | 0 | 0 | 0 | 0 | 0 | 0 | 0 | 0 | 0 | 0 | 0 | 0 | 0 | 0 | 0 | 0 | 0 | 0 | 0 | 0 | 0 | 0 | 7.31 | 3.64 | 1.75 | 1.7 | 1.65 | 0 | 0 | 0 | 0 | 0 | 0 | 0 | 0 | 0 | 0 | 0 | 0 | 0 | 0 | 0 | 0 | 0 | 0 | 0 | 8.34 | 4.17 | 1.99 | 1.93 | 1.88 | 0 | 0 | 0 | 0 | 0 | 0 | 0 | 0 | 0 | 0 | 0 | 0 | 0 | 0 | 0 | 0 | 0 | 0 | 0 | 0 | 8.02 | 4.07 | 2.01 | 1.95 | 1.9 | 0 | 0 | [216 empty] | 1
SDG1_1_PDRP88 | Leapfrog | SDGE | 0.17 | 0 | 0 | 0 | 0 | 0 | 0 | 0 | 0 | 0 | 0 | 0 | 0 | 0 | 0 | 0 | 0 | 0 | 0 | 0 | 0 | 0 | 0 | 0 | 0 | 0 | 0 | 0 | 0.39 | 0.19 | 0.09 | 0.09 | 0.09 | 0 | 0 | 0 | 0 | 0 | 0 | 0 | 0 | 0 | 0 | 0 | 0 | 0 | 0 | 0 | 0 | 0 | 0 | 0 | 0 | 0 | 0 | 0 | 0 | 0 | 0 | 0 | 0 | 0 | 0 | 0 | 0 | 0 | 0 | 0 | 0 | 0 | 0 | 0 | 0 | 0 | 0 | 0 | 0 | 0 | 0 | 0 | 0 | 0 | 0 | 0 | [216 empty] | 1
SDG1_1_PDRP91 | Leapfrog | SDGE | 0.87 | 0.93 | 0.99 | 0 | 0 | 0 | 0 | 0 | 0 | 0 | 0 | 0 | 0 | 0 | 0 | 0 | 0 | 0 | 0 | 0 | 0 | 0 | 0 | 0 | 0 | 0 | 0 | 0 | 1.98 | 0.99 | 0.47 | 0.46 | 0.45 | 0 | 0 | 0 | 0 | 0 | 0 | 0 | 0 | 0 | 0 | 0 | 0 | 0 | 0 | 0 | 0 | 0 | 0 | 0 | 2.12 | 1.06 | 0.5 | 0.49 | 0.48 | 0 | 0 | 0 | 0 | 0 | 0 | 0 | 0 | 0 | 0 | 0 | 0 | 0 | 0 | 0 | 0 | 0 | 0 | 0 | 0 | 2.21 | 1.12 | 0.55 | 0.54 | 0.52 | 0 | 0 | [216 empty] | 1
SDG1_1_PDRP96 | Leapfrog | SDGE | 0.19 | 0 | 0 | 0 | 0 | 0 | 0 | 0 | 0 | 0 | 0 | 0 | 0 | 0 | 0 | 0 | 0 | 0 | 0 | 0 | 0 | 0 | 0 | 0 | 0 | 0 | 0 | 0 | 0.43 | 0.22 | 0.1 | 0.1 | 0.1 | 0 | 0 | 0 | 0 | 0 | 0 | 0 | 0 | 0 | 0 | 0 | 0 | 0 | 0 | 0 | 0 | 0 | 0 | 0 | 0 | 0 | 0 | 0 | 0 | 0 | 0 | 0 | 0 | 0 | 0 | 0 | 0 | 0 | 0 | 0 | 0 | 0 | 0 | 0 | 0 | 0 | 0 | 0 | 0 | 0 | 0 | 0 | 0 | 0 | 0 | 0 | [216 empty] | 1
SDG1_1_PDRP97 | Leapfrog | SDGE | 0.9 | 0.99 | 0.99 | 0 | 0 | 0 | 0 | 0 | 0 | 0 | 0 | 0 | 0 | 0 | 0 | 0 | 0 | 0 | 0 | 0 | 0 | 0 | 0 | 0 | 0 | 0 | 0 | 0 | 2.05 | 1.02 | 0.49 | 0.48 | 0.46 | 0 | 0 | 0 | 0 | 0 | 0 | 0 | 0 | 0 | 0 | 0 | 0 | 0 | 0 | 0 | 0 | 0 | 0 | 0 | 2.25 | 1.13 | 0.54 | 0.52 | 0.51 | 0 | 0 | 0 | 0 | 0 | 0 | 0 | 0 | 0 | 0 | 0 | 0 | 0 | 0 | 0 | 0 | 0 | 0 | 0 | 0 | 2.21 | 1.12 | 0.55 | 0.54 | 0.52 | 0 | 0 | [216 empty] | 1
SCEC_1_PDRP187 | Enersponse | SCE | 9.94 | 9.98 | 9.5 | 0 | 0 | 0 | 0 | 0 | 0 | 0 | 0 | 0 | 0 | 0 | 0 | 0 | 0 | 0 | 0 | 0 | 0 | 0 | 0 | 0 | 0 | 0 | 0 | 0 | 9.94 | 9.94 | 9.94 | 9.94 | 9.94 | 0 | 0 | 0 | 0 | 0 | 0 | 0 | 0 | 0 | 0 | 0 | 0 | 0 | 0 | 0 | 0 | 0 | 0 | 0 | 9.98 | 9.98 | 9.98 | 9.98 | 9.98 | 0 | 0 | 0 | 0 | 0 | 0 | 0 | 0 | 0 | 0 | 0 | 0 | 0 | 0 | 0 | 0 | 0 | 0 | 0 | 0 | 9.5 | 9.5 | 9.5 | 9.5 | 9.5 | 0 | 0 | [216 empty] | 1
SCEC_1_PDRP188 | Enersponse | SCE | 9.94 | 9.98 | 9.5 | 0 | 0 | 0 | 0 | 0 | 0 | 0 | 0 | 0 | 0 | 0 | 0 | 0 | 0 | 0 | 0 | 0 | 0 | 0 | 0 | 0 | 0 | 0 | 0 | 0 | 9.94 | 9.94 | 9.94 | 9.94 | 9.94 | 0 | 0 | 0 | 0 | 0 | 0 | 0 | 0 | 0 | 0 | 0 | 0 | 0 | 0 | 0 | 0 | 0 | 0 | 0 | 9.98 | 9.98 | 9.98 | 9.98 | 9.98 | 0 | 0 | 0 | 0 | 0 | 0 | 0 | 0 | 0 | 0 | 0 | 0 | 0 | 0 | 0 | 0 | 0 | 0 | 0 | 0 | 9.5 | 9.5 | 9.5 | 9.5 | 9.5 | 0 | 0 | [216 empty] | 1
SCEC_1_PDRP189 | Enersponse | SCE | 9.94 | 9.98 | 9.5 | 0 | 0 | 0 | 0 | 0 | 0 | 0 | 0 | 0 | 0 | 0 | 0 | 0 | 0 | 0 | 0 | 0 | 0 | 0 | 0 | 0 | 0 | 0 | 0 | 0 | 9.94 | 9.94 | 9.94 | 9.94 | 9.94 | 0 | 0 | 0 | 0 | 0 | 0 | 0 | 0 | 0 | 0 | 0 | 0 | 0 | 0 | 0 | 0 | 0 | 0 | 0 | 9.98 | 9.98 | 9.98 | 9.98 | 9.98 | 0 | 0 | 0 | 0 | 0 | 0 | 0 | 0 | 0 | 0 | 0 | 0 | 0 | 0 | 0 | 0 | 0 | 0 | 0 | 0 | 9.5 | 9.5 | 9.5 | 9.5 | 9.5 | 0 | 0 | [216 empty] | 1
SCEC_1_PDRP192 | Enersponse | SCE | 5.26 | 5.26 | 5.26 | 0 | 0 | 0 | 0 | 0 | 0 | 0 | 0 | 0 | 0 | 0 | 0 | 0 | 0 | 0 | 0 | 0 | 0 | 0 | 0 | 0 | 0 | 0 | 0 | 0 | 5.26 | 5.26 | 5.26 | 5.26 | 5.26 | 0 | 0 | 0 | 0 | 0 | 0 | 0 | 0 | 0 | 0 | 0 | 0 | 0 | 0 | 0 | 0 | 0 | 0 | 0 | 5.26 | 5.26 | 5.26 | 5.26 | 5.26 | 0 | 0 | 0 | 0 | 0 | 0 | 0 | 0 | 0 | 0 | 0 | 0 | 0 | 0 | 0 | 0 | 0 | 0 | 0 | 0 | 5.26 | 5.26 | 5.26 | 5.26 | 5.26 | 0 | 0 | [216 empty] | 1
SCEN_6_PDRP103 | Enersponse | SCE | 7.05 | 7.04 | 6.7 | 0 | 0 | 0 | 0 | 0 | 0 | 0 | 0 | 0 | 0 | 0 | 0 | 0 | 0 | 0 | 0 | 0 | 0 | 0 | 0 | 0 | 0 | 0 | 0 | 0 | 7.05 | 7.05 | 7.05 | 7.05 | 7.05 | 0 | 0 | 0 | 0 | 0 | 0 | 0 | 0 | 0 | 0 | 0 | 0 | 0 | 0 | 0 | 0 | 0 | 0 | 0 | 7.04 | 7.04 | 7.04 | 7.04 | 7.04 | 0 | 0 | 0 | 0 | 0 | 0 | 0 | 0 | 0 | 0 | 0 | 0 | 0 | 0 | 0 | 0 | 0 | 0 | 0 | 0 | 6.7 | 6.7 | 6.7 | 6.7 | 6.7 | 0 | 0 | [216 empty] | 1
SCEW_2_PDRP182 | Enersponse | SCE | 8.01 | 7.99 | 7.6 | 0 | 0 | 0 | 0 | 0 | 0 | 0 | 0 | 0 | 0 | 0 | 0 | 0 | 0 | 0 | 0 | 0 | 0 | 0 | 0 | 0 | 0 | 0 | 0 | 0 | 8.01 | 8.01 | 8.01 | 8.01 | 8.01 | 0 | 0 | 0 | 0 | 0 | 0 | 0 | 0 | 0 | 0 | 0 | 0 | 0 | 0 | 0 | 0 | 0 | 0 | 0 | 7.99 | 7.99 | 7.99 | 7.99 | 7.99 | 0 | 0 | 0 | 0 | 0 | 0 | 0 | 0 | 0 | 0 | 0 | 0 | 0 | 0 | 0 | 0 | 0 | 0 | 0 | 0 | 7.6 | 7.6 | 7.6 | 7.6 | 7.6 | 0 | 0 | [216 empty] | 1
SCHD_1_PDRP53 | Voltus | SCE | 0 | 0.11 | 0.11 | 0 | 0 | 0 | 0 | 0 | 0 | 0 | 0 | 0 | 0 | 0 | 0 | 0 | 0 | 0 | 0 | 0 | 0 | 0 | 0 | 0 | 0 | 0 | 0 | 0 | 0 | 0 | 0 | 0 | 0 | 0 | 0 | 0 | 0 | 0 | 0 | 0 | 0 | 0 | 0 | 0 | 0 | 0 | 0 | 0 | 0 | 0 | 0 | 0 | 0.13 | 0.12 | 0.1 | 0.1 | 0.09 | 0 | 0 | 0 | 0 | 0 | 0 | 0 | 0 | 0 | 0 | 0 | 0 | 0 | 0 | 0 | 0 | 0 | 0 | 0 | 0 | 0.11 | 0.12 | 0.11 | 0.11 | 0.11 | 0 | 0 | [216 empty] | 1
SCHD_1_PDRP58 | Enersponse | SCE | 3.78 | 3.78 | 3.6 | 0 | 0 | 0 | 0 | 0 | 0 | 0 | 0 | 0 | 0 | 0 | 0 | 0 | 0 | 0 | 0 | 0 | 0 | 0 | 0 | 0 | 0 | 0 | 0 | 0 | 3.78 | 3.78 | 3.78 | 3.78 | 3.78 | 0 | 0 | 0 | 0 | 0 | 0 | 0 | 0 | 0 | 0 | 0 | 0 | 0 | 0 | 0 | 0 | 0 | 0 | 0 | 3.78 | 3.78 | 3.78 | 3.78 | 3.78 | 0 | 0 | 0 | 0 | 0 | 0 | 0 | 0 | 0 | 0 | 0 | 0 | 0 | 0 | 0 | 0 | 0 | 0 | 0 | 0 | 3.6 | 3.6 | 3.6 | 3.6 | 3.6 | 0 | 0 | [216 empty] | 1
SCLD_1_PDRP07 | Enersponse | SCE | 0 | 0.84 | 0.8 | 0 | 0 | 0 | 0 | 0 | 0 | 0 | 0 | 0 | 0 | 0 | 0 | 0 | 0 | 0 | 0 | 0 | 0 | 0 | 0 | 0 | 0 | 0 | 0 | 0 | 0 | 0 | 0 | 0 | 0 | 0 | 0 | 0 | 0 | 0 | 0 | 0 | 0 | 0 | 0 | 0 | 0 | 0 | 0 | 0 | 0 | 0 | 0 | 0 | 0.84 | 0.84 | 0.84 | 0.84 | 0.84 | 0 | 0 | 0 | 0 | 0 | 0 | 0 | 0 | 0 | 0 | 0 | 0 | 0 | 0 | 0 | 0 | 0 | 0 | 0 | 0 | 0.8 | 0.8 | 0.8 | 0.8 | 0.8 | 0 | 0 | [216 empty] | 1
SCNW_6_PDRP66 | Enersponse | SCE | 3.01 | 2.94 | 2.8 | 0 | 0 | 0 | 0 | 0 | 0 | 0 | 0 | 0 | 0 | 0 | 0 | 0 | 0 | 0 | 0 | 0 | 0 | 0 | 0 | 0 | 0 | 0 | 0 | 0 | 3.01 | 3.01 | 3.01 | 3.01 | 3.01 | 0 | 0 | 0 | 0 | 0 | 0 | 0 | 0 | 0 | 0 | 0 | 0 | 0 | 0 | 0 | 0 | 0 | 0 | 0 | 2.94 | 2.94 | 2.94 | 2.94 | 2.94 | 0 | 0 | 0 | 0 | 0 | 0 | 0 | 0 | 0 | 0 | 0 | 0 | 0 | 0 | 0 | 0 | 0 | 0 | 0 | 0 | 2.8 | 2.8 | 2.8 | 2.8 | 2.8 | 0 | 0 | [216 empty] | 1
PGCC_1_PDRP16 | Leapfrog | PGE | 0 | 0.13 | 0 | 0 | 0 | 0 | 0 | 0 | 0 | 0 | 0 | 0 | 0 | 0 | 0 | 0 | 0 | 0 | 0 | 0 | 0 | 0 | 0 | 0 | 0 | 0 | 0 | 0 | 0 | 0 | 0 | 0 | 0 | 0 | 0 | 0 | 0 | 0 | 0 | 0 | 0 | 0 | 0 | 0 | 0 | 0 | 0 | 0 | 0 | 0 | 0 | 0 | 0.16 | 0.17 | 0.1 | 0.11 | 0.11 | 0 | 0 | 0 | 0 | 0 | 0 | 0 | 0 | 0 | 0 | 0 | 0 | 0 | 0 | 0 | 0 | 0 | 0 | 0 | 0 | 0 | 0 | 0 | 0 | 0 | 0 | 0 | [216 empty] | 1
PGCC_1_PDRP18 | Leapfrog | PGE | 0 | 0.11 | 0.6 | 0 | 0 | 0 | 0 | 0 | 0 | 0 | 0 | 0 | 0 | 0 | 0 | 0 | 0 | 0 | 0 | 0 | 0 | 0 | 0 | 0 | 0 | 0 | 0 | 0 | 0 | 0 | 0 | 0 | 0 | 0 | 0 | 0 | 0 | 0 | 0 | 0 | 0 | 0 | 0 | 0 | 0 | 0 | 0 | 0 | 0 | 0 | 0 | 0 | 0.14 | 0.14 | 0.08 | 0.09 | 0.09 | 0 | 0 | 0 | 0 | 0 | 0 | 0 | 0 | 0 | 0 | 0 | 0 | 0 | 0 | 0 | 0 | 0 | 0 | 0 | 0 | 0.74 | 0.78 | 0.47 | 0.51 | 0.51 | 0 | 0 | [216 empty] | 1
PGCC_1_PDRP19 | Leapfrog | PGE | 0 | 0.37 | 0 | 0 | 0 | 0 | 0 | 0 | 0 | 0 | 0 | 0 | 0 | 0 | 0 | 0 | 0 | 0 | 0 | 0 | 0 | 0 | 0 | 0 | 0 | 0 | 0 | 0 | 0 | 0 | 0 | 0 | 0 | 0 | 0 | 0 | 0 | 0 | 0 | 0 | 0 | 0 | 0 | 0 | 0 | 0 | 0 | 0 | 0 | 0 | 0 | 0 | 0.47 | 0.48 | 0.28 | 0.31 | 0.31 | 0 | 0 | 0 | 0 | 0 | 0 | 0 | 0 | 0 | 0 | 0 | 0 | 0 | 0 | 0 | 0 | 0 | 0 | 0 | 0 | 0 | 0 | 0 | 0 | 0 | 0 | 0 | [216 empty] | 1
PGEB_2_PDRP105 | Leapfrog | PGE | 0 | 0 | 0.89 | 0 | 0 | 0 | 0 | 0 | 0 | 0 | 0 | 0 | 0 | 0 | 0 | 0 | 0 | 0 | 0 | 0 | 0 | 0 | 0 | 0 | 0 | 0 | 0 | 0 | 0 | 0 | 0 | 0 | 0 | 0 | 0 | 0 | 0 | 0 | 0 | 0 | 0 | 0 | 0 | 0 | 0 | 0 | 0 | 0 | 0 | 0 | 0 | 0 | 0 | 0 | 0 | 0 | 0 | 0 | 0 | 0 | 0 | 0 | 0 | 0 | 0 | 0 | 0 | 0 | 0 | 0 | 0 | 0 | 0 | 0 | 0 | 0 | 0 | 1.09 | 1.15 | 0.69 | 0.75 | 0.76 | 0 | 0 | [216 empty] | 1
PGF1_2_PDRP69 | Leapfrog | PGE | 0 | 0.11 | 0.15 | 0 | 0 | 0 | 0 | 0 | 0 | 0 | 0 | 0 | 0 | 0 | 0 | 0 | 0 | 0 | 0 | 0 | 0 | 0 | 0 | 0 | 0 | 0 | 0 | 0 | 0 | 0 | 0 | 0 | 0 | 0 | 0 | 0 | 0 | 0 | 0 | 0 | 0 | 0 | 0 | 0 | 0 | 0 | 0 | 0 | 0 | 0 | 0 | 0 | 0.14 | 0.14 | 0.08 | 0.09 | 0.09 | 0 | 0 | 0 | 0 | 0 | 0 | 0 | 0 | 0 | 0 | 0 | 0 | 0 | 0 | 0 | 0 | 0 | 0 | 0 | 0 | 0.18 | 0.19 | 0.12 | 0.13 | 0.13 | 0 | 0 | [216 empty] | 1
PGF1_2_PDRP71 | Leapfrog | PGE | 0 | 0 | 0.26 | 0 | 0 | 0 | 0 | 0 | 0 | 0 | 0 | 0 | 0 | 0 | 0 | 0 | 0 | 0 | 0 | 0 | 0 | 0 | 0 | 0 | 0 | 0 | 0 | 0 | 0 | 0 | 0 | 0 | 0 | 0 | 0 | 0 | 0 | 0 | 0 | 0 | 0 | 0 | 0 | 0 | 0 | 0 | 0 | 0 | 0 | 0 | 0 | 0 | 0 | 0 | 0 | 0 | 0 | 0 | 0 | 0 | 0 | 0 | 0 | 0 | 0 | 0 | 0 | 0 | 0 | 0 | 0 | 0 | 0 | 0 | 0 | 0 | 0 | 0.32 | 0.34 | 0.2 | 0.22 | 0.22 | 0 | 0 | [216 empty] | 1
PGF1_2_PDRP86 | Leapfrog | PGE | 0 | 0 | 0.27 | 0 | 0 | 0 | 0 | 0 | 0 | 0 | 0 | 0 | 0 | 0 | 0 | 0 | 0 | 0 | 0 | 0 | 0 | 0 | 0 | 0 | 0 | 0 | 0 | 0 | 0 | 0 | 0 | 0 | 0 | 0 | 0 | 0 | 0 | 0 | 0 | 0 | 0 | 0 | 0 | 0 | 0 | 0 | 0 | 0 | 0 | 0 | 0 | 0 | 0 | 0 | 0 | 0 | 0 | 0 | 0 | 0 | 0 | 0 | 0 | 0 | 0 | 0 | 0 | 0 | 0 | 0 | 0 | 0 | 0 | 0 | 0 | 0 | 0 | 0.33 | 0.35 | 0.21 | 0.23 | 0.23 | 0 | 0 | [216 empty] | 1
PGKN_2_PDRP41 | Leapfrog | PGE | 0 | 0.37 | 0.38 | 0 | 0 | 0 | 0 | 0 | 0 | 0 | 0 | 0 | 0 | 0 | 0 | 0 | 0 | 0 | 0 | 0 | 0 | 0 | 0 | 0 | 0 | 0 | 0 | 0 | 0 | 0 | 0 | 0 | 0 | 0 | 0 | 0 | 0 | 0 | 0 | 0 | 0 | 0 | 0 | 0 | 0 | 0 | 0 | 0 | 0 | 0 | 0 | 0 | 0.47 | 0.48 | 0.28 | 0.31 | 0.31 | 0 | 0 | 0 | 0 | 0 | 0 | 0 | 0 | 0 | 0 | 0 | 0 | 0 | 0 | 0 | 0 | 0 | 0 | 0 | 0 | 0.47 | 0.49 | 0.3 | 0.32 | 0.32 | 0 | 0 | [216 empty] | 1
PGNB_2_PDRP30 | Leapfrog | PGE | 0 | 0 | 0.1 | 0 | 0 | 0 | 0 | 0 | 0 | 0 | 0 | 0 | 0 | 0 | 0 | 0 | 0 | 0 | 0 | 0 | 0 | 0 | 0 | 0 | 0 | 0 | 0 | 0 | 0 | 0 | 0 | 0 | 0 | 0 | 0 | 0 | 0 | 0 | 0 | 0 | 0 | 0 | 0 | 0 | 0 | 0 | 0 | 0 | 0 | 0 | 0 | 0 | 0 | 0 | 0 | 0 | 0 | 0 | 0 | 0 | 0 | 0 | 0 | 0 | 0 | 0 | 0 | 0 | 0 | 0 | 0 | 0 | 0 | 0 | 0 | 0 | 0 | 0.12 | 0.13 | 0.08 | 0.08 | 0.09 | 0 | 0 | [216 empty] | 1
PGNP_2_PDRP40 | Leapfrog | PGE | 0 | 0.21 | 0.12 | 0 | 0 | 0 | 0 | 0 | 0 | 0 | 0 | 0 | 0 | 0 | 0 | 0 | 0 | 0 | 0 | 0 | 0 | 0 | 0 | 0 | 0 | 0 | 0 | 0 | 0 | 0 | 0 | 0 | 0 | 0 | 0 | 0 | 0 | 0 | 0 | 0 | 0 | 0 | 0 | 0 | 0 | 0 | 0 | 0 | 0 | 0 | 0 | 0 | 0.27 | 0.27 | 0.16 | 0.17 | 0.18 | 0 | 0 | 0 | 0 | 0 | 0 | 0 | 0 | 0 | 0 | 0 | 0 | 0 | 0 | 0 | 0 | 0 | 0 | 0 | 0 | 0.15 | 0.16 | 0.09 | 0.1 | 0.1 | 0 | 0 | [216 empty] | 1
PGNP_2_PDRP47 | Leapfrog | PGE | 0 | 0.15 | 0 | 0 | 0 | 0 | 0 | 0 | 0 | 0 | 0 | 0 | 0 | 0 | 0 | 0 | 0 | 0 | 0 | 0 | 0 | 0 | 0 | 0 | 0 | 0 | 0 | 0 | 0 | 0 | 0 | 0 | 0 | 0 | 0 | 0 | 0 | 0 | 0 | 0 | 0 | 0 | 0 | 0 | 0 | 0 | 0 | 0 | 0 | 0 | 0 | 0 | 0.19 | 0.2 | 0.11 | 0.12 | 0.13 | 0 | 0 | 0 | 0 | 0 | 0 | 0 | 0 | 0 | 0 | 0 | 0 | 0 | 0 | 0 | 0 | 0 | 0 | 0 | 0 | 0 | 0 | 0 | 0 | 0 | 0 | 0 | [216 empty] | 1
PGP2_2_PDRP63 | Leapfrog | PGE | 0 | 0 | 0.13 | 0 | 0 | 0 | 0 | 0 | 0 | 0 | 0 | 0 | 0 | 0 | 0 | 0 | 0 | 0 | 0 | 0 | 0 | 0 | 0 | 0 | 0 | 0 | 0 | 0 | 0 | 0 | 0 | 0 | 0 | 0 | 0 | 0 | 0 | 0 | 0 | 0 | 0 | 0 | 0 | 0 | 0 | 0 | 0 | 0 | 0 | 0 | 0 | 0 | 0 | 0 | 0 | 0 | 0 | 0 | 0 | 0 | 0 | 0 | 0 | 0 | 0 | 0 | 0 | 0 | 0 | 0 | 0 | 0 | 0 | 0 | 0 | 0 | 0 | 0.16 | 0.17 | 0.1 | 0.11 | 0.11 | 0 | 0 | [216 empty] | 1
PGSB_1_PDRP69 | Leapfrog | PGE | 0 | 0 | 0.23 | 0 | 0 | 0 | 0 | 0 | 0 | 0 | 0 | 0 | 0 | 0 | 0 | 0 | 0 | 0 | 0 | 0 | 0 | 0 | 0 | 0 | 0 | 0 | 0 | 0 | 0 | 0 | 0 | 0 | 0 | 0 | 0 | 0 | 0 | 0 | 0 | 0 | 0 | 0 | 0 | 0 | 0 | 0 | 0 | 0 | 0 | 0 | 0 | 0 | 0 | 0 | 0 | 0 | 0 | 0 | 0 | 0 | 0 | 0 | 0 | 0 | 0 | 0 | 0 | 0 | 0 | 0 | 0 | 0 | 0 | 0 | 0 | 0 | 0 | 0.28 | 0.3 | 0.18 | 0.19 | 0.2 | 0 | 0 | [216 empty] | 1
PGSI_1_PDRP31 | Leapfrog | PGE | 0 | 0.13 | 0.14 | 0 | 0 | 0 | 0 | 0 | 0 | 0 | 0 | 0 | 0 | 0 | 0 | 0 | 0 | 0 | 0 | 0 | 0 | 0 | 0 | 0 | 0 | 0 | 0 | 0 | 0 | 0 | 0 | 0 | 0 | 0 | 0 | 0 | 0 | 0 | 0 | 0 | 0 | 0 | 0 | 0 | 0 | 0 | 0 | 0 | 0 | 0 | 0 | 0 | 0.16 | 0.17 | 0.1 | 0.11 | 0.11 | 0 | 0 | 0 | 0 | 0 | 0 | 0 | 0 | 0 | 0 | 0 | 0 | 0 | 0 | 0 | 0 | 0 | 0 | 0 | 0 | 0.17 | 0.18 | 0.11 | 0.12 | 0.12 | 0 | 0 | [216 empty] | 1
PGSI_1_PDRP35 | Leapfrog | PGE | 0 | 0 | 0.15 | 0 | 0 | 0 | 0 | 0 | 0 | 0 | 0 | 0 | 0 | 0 | 0 | 0 | 0 | 0 | 0 | 0 | 0 | 0 | 0 | 0 | 0 | 0 | 0 | 0 | 0 | 0 | 0 | 0 | 0 | 0 | 0 | 0 | 0 | 0 | 0 | 0 | 0 | 0 | 0 | 0 | 0 | 0 | 0 | 0 | 0 | 0 | 0 | 0 | 0 | 0 | 0 | 0 | 0 | 0 | 0 | 0 | 0 | 0 | 0 | 0 | 0 | 0 | 0 | 0 | 0 | 0 | 0 | 0 | 0 | 0 | 0 | 0 | 0 | 0.18 | 0.19 | 0.12 | 0.13 | 0.13 | 0 | 0 | [216 empty] | 1
PGSI_1_PDRP42 | Leapfrog | PGE | 0 | 0.19 | 0.12 | 0 | 0 | 0 | 0 | 0 | 0 | 0 | 0 | 0 | 0 | 0 | 0 | 0 | 0 | 0 | 0 | 0 | 0 | 0 | 0 | 0 | 0 | 0 | 0 | 0 | 0 | 0 | 0 | 0 | 0 | 0 | 0 | 0 | 0 | 0 | 0 | 0 | 0 | 0 | 0 | 0 | 0 | 0 | 0 | 0 | 0 | 0 | 0 | 0 | 0.24 | 0.25 | 0.15 | 0.16 | 0.16 | 0 | 0 | 0 | 0 | 0 | 0 | 0 | 0 | 0 | 0 | 0 | 0 | 0 | 0 | 0 | 0 | 0 | 0 | 0 | 0 | 0.15 | 0.16 | 0.09 | 0.1 | 0.1 | 0 | 0 | [216 empty] | 1
PGSI_1_PDRP45 | Leapfrog | PGE | 0 | 0 | 0.15 | 0 | 0 | 0 | 0 | 0 | 0 | 0 | 0 | 0 | 0 | 0 | 0 | 0 | 0 | 0 | 0 | 0 | 0 | 0 | 0 | 0 | 0 | 0 | 0 | 0 | 0 | 0 | 0 | 0 | 0 | 0 | 0 | 0 | 0 | 0 | 0 | 0 | 0 | 0 | 0 | 0 | 0 | 0 | 0 | 0 | 0 | 0 | 0 | 0 | 0 | 0 | 0 | 0 | 0 | 0 | 0 | 0 | 0 | 0 | 0 | 0 | 0 | 0 | 0 | 0 | 0 | 0 | 0 | 0 | 0 | 0 | 0 | 0 | 0 | 0.18 | 0.19 | 0.12 | 0.13 | 0.13 | 0 | 0 | [216 empty] | 1
PGST_2_PDRP31 | Leapfrog | PGE | 0 | 0.12 | 0.43 | 0 | 0 | 0 | 0 | 0 | 0 | 0 | 0 | 0 | 0 | 0 | 0 | 0 | 0 | 0 | 0 | 0 | 0 | 0 | 0 | 0 | 0 | 0 | 0 | 0 | 0 | 0 | 0 | 0 | 0 | 0 | 0 | 0 | 0 | 0 | 0 | 0 | 0 | 0 | 0 | 0 | 0 | 0 | 0 | 0 | 0 | 0 | 0 | 0 | 0.15 | 0.16 | 0.09 | 0.1 | 0.1 | 0 | 0 | 0 | 0 | 0 | 0 | 0 | 0 | 0 | 0 | 0 | 0 | 0 | 0 | 0 | 0 | 0 | 0 | 0 | 0 | 0.53 | 0.56 | 0.33 | 0.36 | 0.37 | 0 | 0 | [216 empty] | 1
PGST_2_PDRP36 | Leapfrog | PGE | 0 | 0.2 | 0.18 | 0 | 0 | 0 | 0 | 0 | 0 | 0 | 0 | 0 | 0 | 0 | 0 | 0 | 0 | 0 | 0 | 0 | 0 | 0 | 0 | 0 | 0 | 0 | 0 | 0 | 0 | 0 | 0 | 0 | 0 | 0 | 0 | 0 | 0 | 0 | 0 | 0 | 0 | 0 | 0 | 0 | 0 | 0 | 0 | 0 | 0 | 0 | 0 | 0 | 0.25 | 0.26 | 0.15 | 0.17 | 0.17 | 0 | 0 | 0 | 0 | 0 | 0 | 0 | 0 | 0 | 0 | 0 | 0 | 0 | 0 | 0 | 0 | 0 | 0 | 0 | 0 | 0.22 | 0.23 | 0.14 | 0.15 | 0.15 | 0 | 0 | [216 empty] | 1
PGZP_2_PDRP24 | Leapfrog | PGE | 0 | 0 | 0.13 | 0 | 0 | 0 | 0 | 0 | 0 | 0 | 0 | 0 | 0 | 0 | 0 | 0 | 0 | 0 | 0 | 0 | 0 | 0 | 0 | 0 | 0 | 0 | 0 | 0 | 0 | 0 | 0 | 0 | 0 | 0 | 0 | 0 | 0 | 0 | 0 | 0 | 0 | 0 | 0 | 0 | 0 | 0 | 0 | 0 | 0 | 0 | 0 | 0 | 0 | 0 | 0 | 0 | 0 | 0 | 0 | 0 | 0 | 0 | 0 | 0 | 0 | 0 | 0 | 0 | 0 | 0 | 0 | 0 | 0 | 0 | 0 | 0 | 0 | 0.16 | 0.17 | 0.1 | 0.11 | 0.11 | 0 | 0 | [216 empty] | 1
PGZP_2_PDRP31 | Leapfrog | PGE | 0 | 0.11 | 0.38 | 0 | 0 | 0 | 0 | 0 | 0 | 0 | 0 | 0 | 0 | 0 | 0 | 0 | 0 | 0 | 0 | 0 | 0 | 0 | 0 | 0 | 0 | 0 | 0 | 0 | 0 | 0 | 0 | 0 | 0 | 0 | 0 | 0 | 0 | 0 | 0 | 0 | 0 | 0 | 0 | 0 | 0 | 0 | 0 | 0 | 0 | 0 | 0 | 0 | 0.14 | 0.14 | 0.08 | 0.09 | 0.09 | 0 | 0 | 0 | 0 | 0 | 0 | 0 | 0 | 0 | 0 | 0 | 0 | 0 | 0 | 0 | 0 | 0 | 0 | 0 | 0 | 0.47 | 0.49 | 0.3 | 0.32 | 0.32 | 0 | 0 | [216 empty] | 1
PGZP_2_PDRP32 | Leapfrog | PGE | 0 | 0.43 | 0.52 | 0 | 0 | 0 | 0 | 0 | 0 | 0 | 0 | 0 | 0 | 0 | 0 | 0 | 0 | 0 | 0 | 0 | 0 | 0 | 0 | 0 | 0 | 0 | 0 | 0 | 0 | 0 | 0 | 0 | 0 | 0 | 0 | 0 | 0 | 0 | 0 | 0 | 0 | 0 | 0 | 0 | 0 | 0 | 0 | 0 | 0 | 0 | 0 | 0 | 0.54 | 0.56 | 0.33 | 0.36 | 0.36 | 0 | 0 | 0 | 0 | 0 | 0 | 0 | 0 | 0 | 0 | 0 | 0 | 0 | 0 | 0 | 0 | 0 | 0 | 0 | 0 | 0.64 | 0.67 | 0.4 | 0.44 | 0.44 | 0 | 0 | [216 empty] | 1
SCEC_1_PDRP116 | Leapfrog | SCE | 0 | 0.99 | 0.73 | 0 | 0 | 0 | 0 | 0 | 0 | 0 | 0 | 0 | 0 | 0 | 0 | 0 | 0 | 0 | 0 | 0 | 0 | 0 | 0 | 0 | 0 | 0 | 0 | 0 | 0 | 0 | 0 | 0 | 0 | 0 | 0 | 0 | 0 | 0 | 0 | 0 | 0 | 0 | 0 | 0 | 0 | 0 | 0 | 0 | 0 | 0 | 0 | 0 | 1.44 | 1.5 | 0.67 | 0.67 | 0.67 | 0 | 0 | 0 | 0 | 0 | 0 | 0 | 0 | 0 | 0 | 0 | 0 | 0 | 0 | 0 | 0 | 0 | 0 | 0 | 0 | 1.06 | 1.09 | 0.5 | 0.5 | 0.5 | 0 | 0 | [216 empty] | 1
SCEC_1_PDRP154 | Leapfrog | SCE | 0 | 0.99 | 0 | 0 | 0 | 0 | 0 | 0 | 0 | 0 | 0 | 0 | 0 | 0 | 0 | 0 | 0 | 0 | 0 | 0 | 0 | 0 | 0 | 0 | 0 | 0 | 0 | 0 | 0 | 0 | 0 | 0 | 0 | 0 | 0 | 0 | 0 | 0 | 0 | 0 | 0 | 0 | 0 | 0 | 0 | 0 | 0 | 0 | 0 | 0 | 0 | 0 | 1.44 | 1.5 | 0.67 | 0.67 | 0.67 | 0 | 0 | 0 | 0 | 0 | 0 | 0 | 0 | 0 | 0 | 0 | 0 | 0 | 0 | 0 | 0 | 0 | 0 | 0 | 0 | 0 | 0 | 0 | 0 | 0 | 0 | 0 | [216 empty] | 1
SCEC_1_PDRP181 | Leapfrog | SCE | 0 | 0 | 0.63 | 0 | 0 | 0 | 0 | 0 | 0 | 0 | 0 | 0 | 0 | 0 | 0 | 0 | 0 | 0 | 0 | 0 | 0 | 0 | 0 | 0 | 0 | 0 | 0 | 0 | 0 | 0 | 0 | 0 | 0 | 0 | 0 | 0 | 0 | 0 | 0 | 0 | 0 | 0 | 0 | 0 | 0 | 0 | 0 | 0 | 0 | 0 | 0 | 0 | 0 | 0 | 0 | 0 | 0 | 0 | 0 | 0 | 0 | 0 | 0 | 0 | 0 | 0 | 0 | 0 | 0 | 0 | 0 | 0 | 0 | 0 | 0 | 0 | 0 | 0.91 | 0.94 | 0.43 | 0.43 | 0.43 | 0 | 0 | [216 empty] | 1
SCEN_6_PDRP84 | Leapfrog | SCE | 0 | 0.99 | 0.99 | 0 | 0 | 0 | 0 | 0 | 0 | 0 | 0 | 0 | 0 | 0 | 0 | 0 | 0 | 0 | 0 | 0 | 0 | 0 | 0 | 0 | 0 | 0 | 0 | 0 | 0 | 0 | 0 | 0 | 0 | 0 | 0 | 0 | 0 | 0 | 0 | 0 | 0 | 0 | 0 | 0 | 0 | 0 | 0 | 0 | 0 | 0 | 0 | 0 | 1.44 | 1.5 | 0.67 | 0.67 | 0.67 | 0 | 0 | 0 | 0 | 0 | 0 | 0 | 0 | 0 | 0 | 0 | 0 | 0 | 0 | 0 | 0 | 0 | 0 | 0 | 0 | 1.44 | 1.48 | 0.68 | 0.68 | 0.67 | 0 | 0 | [216 empty] | 1
SCEW_2_PDRP112 | Leapfrog | SCE | 0 | 0.99 | 0 | 0 | 0 | 0 | 0 | 0 | 0 | 0 | 0 | 0 | 0 | 0 | 0 | 0 | 0 | 0 | 0 | 0 | 0 | 0 | 0 | 0 | 0 | 0 | 0 | 0 | 0 | 0 | 0 | 0 | 0 | 0 | 0 | 0 | 0 | 0 | 0 | 0 | 0 | 0 | 0 | 0 | 0 | 0 | 0 | 0 | 0 | 0 | 0 | 0 | 1.44 | 1.5 | 0.67 | 0.67 | 0.67 | 0 | 0 | 0 | 0 | 0 | 0 | 0 | 0 | 0 | 0 | 0 | 0 | 0 | 0 | 0 | 0 | 0 | 0 | 0 | 0 | 0 | 0 | 0 | 0 | 0 | 0 | 0 | [216 empty] | 1
SCEW_2_PDRP117 | Leapfrog | SCE | 0 | 0.99 | 0.64 | 0 | 0 | 0 | 0 | 0 | 0 | 0 | 0 | 0 | 0 | 0 | 0 | 0 | 0 | 0 | 0 | 0 | 0 | 0 | 0 | 0 | 0 | 0 | 0 | 0 | 0 | 0 | 0 | 0 | 0 | 0 | 0 | 0 | 0 | 0 | 0 | 0 | 0 | 0 | 0 | 0 | 0 | 0 | 0 | 0 | 0 | 0 | 0 | 0 | 1.44 | 1.5 | 0.67 | 0.67 | 0.67 | 0 | 0 | 0 | 0 | 0 | 0 | 0 | 0 | 0 | 0 | 0 | 0 | 0 | 0 | 0 | 0 | 0 | 0 | 0 | 0 | 0.93 | 0.96 | 0.44 | 0.44 | 0.43 | 0 | 0 | [216 empty] | 1
SCEW_2_PDRP122 | Leapfrog | SCE | 0 | 4.18 | 0 | 0 | 0 | 0 | 0 | 0 | 0 | 0 | 0 | 0 | 0 | 0 | 0 | 0 | 0 | 0 | 0 | 0 | 0 | 0 | 0 | 0 | 0 | 0 | 0 | 0 | 0 | 0 | 0 | 0 | 0 | 0 | 0 | 0 | 0 | 0 | 0 | 0 | 0 | 0 | 0 | 0 | 0 | 0 | 0 | 0 | 0 | 0 | 0 | 0 | 6.09 | 6.33 | 2.84 | 2.83 | 2.81 | 0 | 0 | 0 | 0 | 0 | 0 | 0 | 0 | 0 | 0 | 0 | 0 | 0 | 0 | 0 | 0 | 0 | 0 | 0 | 0 | 0 | 0 | 0 | 0 | 0 | 0 | 0 | [216 empty] | 1
SCEW_2_PDRP130 | Leapfrog | SCE | 0 | 0.99 | 0.99 | 0 | 0 | 0 | 0 | 0 | 0 | 0 | 0 | 0 | 0 | 0 | 0 | 0 | 0 | 0 | 0 | 0 | 0 | 0 | 0 | 0 | 0 | 0 | 0 | 0 | 0 | 0 | 0 | 0 | 0 | 0 | 0 | 0 | 0 | 0 | 0 | 0 | 0 | 0 | 0 | 0 | 0 | 0 | 0 | 0 | 0 | 0 | 0 | 0 | 1.44 | 1.5 | 0.67 | 0.67 | 0.67 | 0 | 0 | 0 | 0 | 0 | 0 | 0 | 0 | 0 | 0 | 0 | 0 | 0 | 0 | 0 | 0 | 0 | 0 | 0 | 0 | 1.44 | 1.48 | 0.68 | 0.68 | 0.67 | 0 | 0 | [216 empty] | 1
SCEW_2_PDRP131 | Leapfrog | SCE | 0 | 0.99 | 0.13 | 0 | 0 | 0 | 0 | 0 | 0 | 0 | 0 | 0 | 0 | 0 | 0 | 0 | 0 | 0 | 0 | 0 | 0 | 0 | 0 | 0 | 0 | 0 | 0 | 0 | 0 | 0 | 0 | 0 | 0 | 0 | 0 | 0 | 0 | 0 | 0 | 0 | 0 | 0 | 0 | 0 | 0 | 0 | 0 | 0 | 0 | 0 | 0 | 0 | 1.44 | 1.5 | 0.67 | 0.67 | 0.67 | 0 | 0 | 0 | 0 | 0 | 0 | 0 | 0 | 0 | 0 | 0 | 0 | 0 | 0 | 0 | 0 | 0 | 0 | 0 | 0 | 0.19 | 0.19 | 0.09 | 0.09 | 0.09 | 0 | 0 | [216 empty] | 1
SCNW_6_PDRP46 | Leapfrog | SCE | 0 | 0 | 0.11 | 0 | 0 | 0 | 0 | 0 | 0 | 0 | 0 | 0 | 0 | 0 | 0 | 0 | 0 | 0 | 0 | 0 | 0 | 0 | 0 | 0 | 0 | 0 | 0 | 0 | 0 | 0 | 0 | 0 | 0 | 0 | 0 | 0 | 0 | 0 | 0 | 0 | 0 | 0 | 0 | 0 | 0 | 0 | 0 | 0 | 0 | 0 | 0 | 0 | 0 | 0 | 0 | 0 | 0 | 0 | 0 | 0 | 0 | 0 | 0 | 0 | 0 | 0 | 0 | 0 | 0 | 0 | 0 | 0 | 0 | 0 | 0 | 0 | 0 | 0.16 | 0.16 | 0.08 | 0.08 | 0.07 | 0 | 0 | [216 empty] | 1
SDG1_1_PDRP114 | Leapfrog | SDGE | 0 | 0 | 0.99 | 0 | 0 | 0 | 0 | 0 | 0 | 0 | 0 | 0 | 0 | 0 | 0 | 0 | 0 | 0 | 0 | 0 | 0 | 0 | 0 | 0 | 0 | 0 | 0 | 0 | 0 | 0 | 0 | 0 | 0 | 0 | 0 | 0 | 0 | 0 | 0 | 0 | 0 | 0 | 0 | 0 | 0 | 0 | 0 | 0 | 0 | 0 | 0 | 0 | 0 | 0 | 0 | 0 | 0 | 0 | 0 | 0 | 0 | 0 | 0 | 0 | 0 | 0 | 0 | 0 | 0 | 0 | 0 | 0 | 0 | 0 | 0 | 0 | 0 | 2.21 | 1.12 | 0.55 | 0.54 | 0.52 | 0 | 0 | [216 empty] | 1
SDG1_1_PDRP121 | Leapfrog | SDGE | 0 | 0 | 0.21 | 0 | 0 | 0 | 0 | 0 | 0 | 0 | 0 | 0 | 0 | 0 | 0 | 0 | 0 | 0 | 0 | 0 | 0 | 0 | 0 | 0 | 0 | 0 | 0 | 0 | 0 | 0 | 0 | 0 | 0 | 0 | 0 | 0 | 0 | 0 | 0 | 0 | 0 | 0 | 0 | 0 | 0 | 0 | 0 | 0 | 0 | 0 | 0 | 0 | 0 | 0 | 0 | 0 | 0 | 0 | 0 | 0 | 0 | 0 | 0 | 0 | 0 | 0 | 0 | 0 | 0 | 0 | 0 | 0 | 0 | 0 | 0 | 0 | 0 | 0.47 | 0.24 | 0.12 | 0.11 | 0.11 | 0 | 0 | [216 empty] | 1
SDG1_1_PDRP99 | Leapfrog | SDGE | 0 | 0.99 | 0.31 | 0 | 0 | 0 | 0 | 0 | 0 | 0 | 0 | 0 | 0 | 0 | 0 | 0 | 0 | 0 | 0 | 0 | 0 | 0 | 0 | 0 | 0 | 0 | 0 | 0 | 0 | 0 | 0 | 0 | 0 | 0 | 0 | 0 | 0 | 0 | 0 | 0 | 0 | 0 | 0 | 0 | 0 | 0 | 0 | 0 | 0 | 0 | 0 | 0 | 2.25 | 1.13 | 0.54 | 0.52 | 0.51 | 0 | 0 | 0 | 0 | 0 | 0 | 0 | 0 | 0 | 0 | 0 | 0 | 0 | 0 | 0 | 0 | 0 | 0 | 0 | 0 | 0.69 | 0.35 | 0.17 | 0.17 | 0.16 | 0 | 0 | [216 empty] | 1
PGP2_2_PDRP69 | Ohmconnect | PGE | 0 | 0 | 0.12 | 0 | 0 | 0 | 0 | 0 | 0 | 0 | 0 | 0 | 0 | 0 | 0 | 0 | 0 | 0 | 0 | 0 | 0 | 0 | 0 | 0 | 0 | 0 | 0 | 0 | 0 | 0 | 0 | 0 | 0 | 0 | 0 | 0 | 0 | 0 | 0 | 0 | 0 | 0 | 0 | 0 | 0 | 0 | 0 | 0 | 0 | 0 | 0 | 0 | 0 | 0 | 0 | 0 | 0 | 0 | 0 | 0 | 0 | 0 | 0 | 0 | 0 | 0 | 0 | 0 | 0 | 0 | 0 | 0 | 0 | 0 | 0 | 0 | 0 | 0.14 | 0.13 | 0.12 | 0.12 | 0.09 | 0 | 0 | [216 empty] | 1

## DR LIP Profiles
DRP | TAC | Month | Month Number | Hour Ending | LIP Profile
OhmConnect | PGE | January | 1 | 1 | 0
OhmConnect | PGE | January | 1 | 2 | 0
OhmConnect | PGE | January | 1 | 3 | 0
OhmConnect | PGE | January | 1 | 4 | 0
OhmConnect | PGE | January | 1 | 5 | 0
OhmConnect | PGE | January | 1 | 6 | 0
OhmConnect | PGE | January | 1 | 7 | 0
OhmConnect | PGE | January | 1 | 8 | 0
OhmConnect | PGE | January | 1 | 9 | 0
OhmConnect | PGE | January | 1 | 10 | 0
OhmConnect | PGE | January | 1 | 11 | 0
OhmConnect | PGE | January | 1 | 12 | 0
OhmConnect | PGE | January | 1 | 13 | 0
OhmConnect | PGE | January | 1 | 14 | 0
OhmConnect | PGE | January | 1 | 15 | 0
OhmConnect | PGE | January | 1 | 16 | 0
OhmConnect | PGE | January | 1 | 17 | 1.1442
OhmConnect | PGE | January | 1 | 18 | 1.0984
OhmConnect | PGE | January | 1 | 19 | 1.0297
OhmConnect | PGE | January | 1 | 20 | 0.98398
OhmConnect | PGE | January | 1 | 21 | 0.74371
OhmConnect | PGE | January | 1 | 22 | 0
OhmConnect | PGE | January | 1 | 23 | 0
OhmConnect | PGE | January | 1 | 24 | 0
OhmConnect | PGE | February | 2 | 1 | 0
OhmConnect | PGE | February | 2 | 2 | 0
OhmConnect | PGE | February | 2 | 3 | 0
OhmConnect | PGE | February | 2 | 4 | 0
OhmConnect | PGE | February | 2 | 5 | 0
OhmConnect | PGE | February | 2 | 6 | 0
OhmConnect | PGE | February | 2 | 7 | 0
OhmConnect | PGE | February | 2 | 8 | 0
OhmConnect | PGE | February | 2 | 9 | 0
OhmConnect | PGE | February | 2 | 10 | 0
OhmConnect | PGE | February | 2 | 11 | 0
OhmConnect | PGE | February | 2 | 12 | 0
OhmConnect | PGE | February | 2 | 13 | 0
OhmConnect | PGE | February | 2 | 14 | 0
OhmConnect | PGE | February | 2 | 15 | 0
OhmConnect | PGE | February | 2 | 16 | 0
OhmConnect | PGE | February | 2 | 17 | 1.1442
OhmConnect | PGE | February | 2 | 18 | 1.0984
OhmConnect | PGE | February | 2 | 19 | 1.0297
OhmConnect | PGE | February | 2 | 20 | 0.98398
OhmConnect | PGE | February | 2 | 21 | 0.74371
OhmConnect | PGE | February | 2 | 22 | 0
OhmConnect | PGE | February | 2 | 23 | 0
OhmConnect | PGE | February | 2 | 24 | 0
OhmConnect | PGE | March | 3 | 1 | 0
OhmConnect | PGE | March | 3 | 2 | 0
OhmConnect | PGE | March | 3 | 3 | 0
OhmConnect | PGE | March | 3 | 4 | 0
OhmConnect | PGE | March | 3 | 5 | 0
OhmConnect | PGE | March | 3 | 6 | 0
OhmConnect | PGE | March | 3 | 7 | 0
OhmConnect | PGE | March | 3 | 8 | 0
OhmConnect | PGE | March | 3 | 9 | 0
OhmConnect | PGE | March | 3 | 10 | 0
OhmConnect | PGE | March | 3 | 11 | 0
OhmConnect | PGE | March | 3 | 12 | 0
OhmConnect | PGE | March | 3 | 13 | 0
OhmConnect | PGE | March | 3 | 14 | 0
OhmConnect | PGE | March | 3 | 15 | 0
OhmConnect | PGE | March | 3 | 16 | 0
OhmConnect | PGE | March | 3 | 17 | 0
OhmConnect | PGE | March | 3 | 18 | 1.1442
OhmConnect | PGE | March | 3 | 19 | 1.0984
OhmConnect | PGE | March | 3 | 20 | 1.0297
OhmConnect | PGE | March | 3 | 21 | 0.98398
OhmConnect | PGE | March | 3 | 22 | 0.74371
OhmConnect | PGE | March | 3 | 23 | 0
OhmConnect | PGE | March | 3 | 24 | 0
OhmConnect | PGE | April | 4 | 1 | 0
OhmConnect | PGE | April | 4 | 2 | 0
OhmConnect | PGE | April | 4 | 3 | 0
OhmConnect | PGE | April | 4 | 4 | 0
OhmConnect | PGE | April | 4 | 5 | 0
OhmConnect | PGE | April | 4 | 6 | 0
OhmConnect | PGE | April | 4 | 7 | 0
OhmConnect | PGE | April | 4 | 8 | 0
OhmConnect | PGE | April | 4 | 9 | 0
OhmConnect | PGE | April | 4 | 10 | 0
OhmConnect | PGE | April | 4 | 11 | 0
OhmConnect | PGE | April | 4 | 12 | 0
OhmConnect | PGE | April | 4 | 13 | 0
OhmConnect | PGE | April | 4 | 14 | 0
OhmConnect | PGE | April | 4 | 15 | 0
OhmConnect | PGE | April | 4 | 16 | 0
OhmConnect | PGE | April | 4 | 17 | 0
OhmConnect | PGE | April | 4 | 18 | 1.1442
OhmConnect | PGE | April | 4 | 19 | 1.0984
OhmConnect | PGE | April | 4 | 20 | 1.0297
OhmConnect | PGE | April | 4 | 21 | 0.98398
OhmConnect | PGE | April | 4 | 22 | 0.74371
OhmConnect | PGE | April | 4 | 23 | 0
OhmConnect | PGE | April | 4 | 24 | 0
OhmConnect | PGE | May | 5 | 1 | 0
OhmConnect | PGE | May | 5 | 2 | 0
OhmConnect | PGE | May | 5 | 3 | 0
OhmConnect | PGE | May | 5 | 4 | 0
OhmConnect | PGE | May | 5 | 5 | 0
OhmConnect | PGE | May | 5 | 6 | 0
OhmConnect | PGE | May | 5 | 7 | 0
OhmConnect | PGE | May | 5 | 8 | 0
OhmConnect | PGE | May | 5 | 9 | 0
OhmConnect | PGE | May | 5 | 10 | 0
OhmConnect | PGE | May | 5 | 11 | 0
OhmConnect | PGE | May | 5 | 12 | 0
OhmConnect | PGE | May | 5 | 13 | 0
OhmConnect | PGE | May | 5 | 14 | 0
OhmConnect | PGE | May | 5 | 15 | 0
OhmConnect | PGE | May | 5 | 16 | 0
OhmConnect | PGE | May | 5 | 17 | 0
OhmConnect | PGE | May | 5 | 18 | 1.1442
OhmConnect | PGE | May | 5 | 19 | 1.0984
OhmConnect | PGE | May | 5 | 20 | 1.0297
OhmConnect | PGE | May | 5 | 21 | 0.98398
OhmConnect | PGE | May | 5 | 22 | 0.74371
OhmConnect | PGE | May | 5 | 23 | 0
OhmConnect | PGE | May | 5 | 24 | 0
OhmConnect | PGE | June | 6 | 1 | 0
OhmConnect | PGE | June | 6 | 2 | 0
OhmConnect | PGE | June | 6 | 3 | 0
OhmConnect | PGE | June | 6 | 4 | 0
OhmConnect | PGE | June | 6 | 5 | 0
OhmConnect | PGE | June | 6 | 6 | 0
OhmConnect | PGE | June | 6 | 7 | 0
OhmConnect | PGE | June | 6 | 8 | 0
OhmConnect | PGE | June | 6 | 9 | 0
OhmConnect | PGE | June | 6 | 10 | 0
OhmConnect | PGE | June | 6 | 11 | 0
OhmConnect | PGE | June | 6 | 12 | 0
OhmConnect | PGE | June | 6 | 13 | 0
OhmConnect | PGE | June | 6 | 14 | 0
OhmConnect | PGE | June | 6 | 15 | 0
OhmConnect | PGE | June | 6 | 16 | 0
OhmConnect | PGE | June | 6 | 17 | 1.1442
OhmConnect | PGE | June | 6 | 18 | 1.0984
OhmConnect | PGE | June | 6 | 19 | 1.0297
OhmConnect | PGE | June | 6 | 20 | 0.98398
OhmConnect | PGE | June | 6 | 21 | 0.74371
OhmConnect | PGE | June | 6 | 22 | 0
OhmConnect | PGE | June | 6 | 23 | 0
OhmConnect | PGE | June | 6 | 24 | 0
OhmConnect | PGE | July | 7 | 1 | 0
OhmConnect | PGE | July | 7 | 2 | 0
OhmConnect | PGE | July | 7 | 3 | 0
OhmConnect | PGE | July | 7 | 4 | 0
OhmConnect | PGE | July | 7 | 5 | 0
OhmConnect | PGE | July | 7 | 6 | 0
OhmConnect | PGE | July | 7 | 7 | 0
OhmConnect | PGE | July | 7 | 8 | 0
OhmConnect | PGE | July | 7 | 9 | 0
OhmConnect | PGE | July | 7 | 10 | 0
OhmConnect | PGE | July | 7 | 11 | 0
OhmConnect | PGE | July | 7 | 12 | 0
OhmConnect | PGE | July | 7 | 13 | 0
OhmConnect | PGE | July | 7 | 14 | 0
OhmConnect | PGE | July | 7 | 15 | 0
OhmConnect | PGE | July | 7 | 16 | 0
OhmConnect | PGE | July | 7 | 17 | 1.1442
OhmConnect | PGE | July | 7 | 18 | 1.0984
OhmConnect | PGE | July | 7 | 19 | 1.0297
OhmConnect | PGE | July | 7 | 20 | 0.98398
OhmConnect | PGE | July | 7 | 21 | 0.74371
OhmConnect | PGE | July | 7 | 22 | 0
OhmConnect | PGE | July | 7 | 23 | 0
OhmConnect | PGE | July | 7 | 24 | 0
OhmConnect | PGE | August | 8 | 1 | 0
OhmConnect | PGE | August | 8 | 2 | 0
OhmConnect | PGE | August | 8 | 3 | 0
OhmConnect | PGE | August | 8 | 4 | 0
OhmConnect | PGE | August | 8 | 5 | 0
OhmConnect | PGE | August | 8 | 6 | 0
OhmConnect | PGE | August | 8 | 7 | 0
OhmConnect | PGE | August | 8 | 8 | 0
OhmConnect | PGE | August | 8 | 9 | 0
OhmConnect | PGE | August | 8 | 10 | 0
OhmConnect | PGE | August | 8 | 11 | 0
OhmConnect | PGE | August | 8 | 12 | 0
OhmConnect | PGE | August | 8 | 13 | 0
OhmConnect | PGE | August | 8 | 14 | 0
OhmConnect | PGE | August | 8 | 15 | 0
OhmConnect | PGE | August | 8 | 16 | 0
OhmConnect | PGE | August | 8 | 17 | 1.1442
OhmConnect | PGE | August | 8 | 18 | 1.0984
OhmConnect | PGE | August | 8 | 19 | 1.0297
OhmConnect | PGE | August | 8 | 20 | 0.98398
OhmConnect | PGE | August | 8 | 21 | 0.74371
OhmConnect | PGE | August | 8 | 22 | 0
OhmConnect | PGE | August | 8 | 23 | 0
OhmConnect | PGE | August | 8 | 24 | 0
OhmConnect | PGE | September | 9 | 1 | 0
OhmConnect | PGE | September | 9 | 2 | 0
OhmConnect | PGE | September | 9 | 3 | 0
OhmConnect | PGE | September | 9 | 4 | 0
OhmConnect | PGE | September | 9 | 5 | 0
OhmConnect | PGE | September | 9 | 6 | 0
OhmConnect | PGE | September | 9 | 7 | 0
OhmConnect | PGE | September | 9 | 8 | 0
OhmConnect | PGE | September | 9 | 9 | 0
OhmConnect | PGE | September | 9 | 10 | 0
OhmConnect | PGE | September | 9 | 11 | 0
OhmConnect | PGE | September | 9 | 12 | 0
OhmConnect | PGE | September | 9 | 13 | 0
OhmConnect | PGE | September | 9 | 14 | 0
OhmConnect | PGE | September | 9 | 15 | 0
OhmConnect | PGE | September | 9 | 16 | 0
OhmConnect | PGE | September | 9 | 17 | 1.1442
OhmConnect | PGE | September | 9 | 18 | 1.0984
OhmConnect | PGE | September | 9 | 19 | 1.0297
OhmConnect | PGE | September | 9 | 20 | 0.98398
OhmConnect | PGE | September | 9 | 21 | 0.74371
OhmConnect | PGE | September | 9 | 22 | 0
OhmConnect | PGE | September | 9 | 23 | 0
OhmConnect | PGE | September | 9 | 24 | 0
OhmConnect | PGE | October | 10 | 1 | 0
OhmConnect | PGE | October | 10 | 2 | 0
OhmConnect | PGE | October | 10 | 3 | 0
OhmConnect | PGE | October | 10 | 4 | 0
OhmConnect | PGE | October | 10 | 5 | 0
OhmConnect | PGE | October | 10 | 6 | 0
OhmConnect | PGE | October | 10 | 7 | 0
OhmConnect | PGE | October | 10 | 8 | 0
OhmConnect | PGE | October | 10 | 9 | 0
OhmConnect | PGE | October | 10 | 10 | 0
OhmConnect | PGE | October | 10 | 11 | 0
OhmConnect | PGE | October | 10 | 12 | 0
OhmConnect | PGE | October | 10 | 13 | 0
OhmConnect | PGE | October | 10 | 14 | 0
OhmConnect | PGE | October | 10 | 15 | 0
OhmConnect | PGE | October | 10 | 16 | 0
OhmConnect | PGE | October | 10 | 17 | 1.1442
OhmConnect | PGE | October | 10 | 18 | 1.0984
OhmConnect | PGE | October | 10 | 19 | 1.0297
OhmConnect | PGE | October | 10 | 20 | 0.98398
OhmConnect | PGE | October | 10 | 21 | 0.74371
OhmConnect | PGE | October | 10 | 22 | 0
OhmConnect | PGE | October | 10 | 23 | 0
OhmConnect | PGE | October | 10 | 24 | 0
OhmConnect | PGE | November | 11 | 1 | 0
OhmConnect | PGE | November | 11 | 2 | 0
OhmConnect | PGE | November | 11 | 3 | 0
OhmConnect | PGE | November | 11 | 4 | 0
OhmConnect | PGE | November | 11 | 5 | 0
OhmConnect | PGE | November | 11 | 6 | 0
OhmConnect | PGE | November | 11 | 7 | 0
OhmConnect | PGE | November | 11 | 8 | 0
OhmConnect | PGE | November | 11 | 9 | 0
OhmConnect | PGE | November | 11 | 10 | 0
OhmConnect | PGE | November | 11 | 11 | 0
OhmConnect | PGE | November | 11 | 12 | 0
OhmConnect | PGE | November | 11 | 13 | 0
OhmConnect | PGE | November | 11 | 14 | 0
OhmConnect | PGE | November | 11 | 15 | 0
OhmConnect | PGE | November | 11 | 16 | 0
OhmConnect | PGE | November | 11 | 17 | 1.1442
OhmConnect | PGE | November | 11 | 18 | 1.0984
OhmConnect | PGE | November | 11 | 19 | 1.0297
OhmConnect | PGE | November | 11 | 20 | 0.98398
OhmConnect | PGE | November | 11 | 21 | 0.74371
OhmConnect | PGE | November | 11 | 22 | 0
OhmConnect | PGE | November | 11 | 23 | 0
OhmConnect | PGE | November | 11 | 24 | 0
OhmConnect | PGE | December | 12 | 1 | 0
OhmConnect | PGE | December | 12 | 2 | 0
OhmConnect | PGE | December | 12 | 3 | 0
OhmConnect | PGE | December | 12 | 4 | 0
OhmConnect | PGE | December | 12 | 5 | 0
OhmConnect | PGE | December | 12 | 6 | 0
OhmConnect | PGE | December | 12 | 7 | 0
OhmConnect | PGE | December | 12 | 8 | 0
OhmConnect | PGE | December | 12 | 9 | 0
OhmConnect | PGE | December | 12 | 10 | 0
OhmConnect | PGE | December | 12 | 11 | 0
OhmConnect | PGE | December | 12 | 12 | 0
OhmConnect | PGE | December | 12 | 13 | 0
OhmConnect | PGE | December | 12 | 14 | 0
OhmConnect | PGE | December | 12 | 15 | 0
OhmConnect | PGE | December | 12 | 16 | 0
OhmConnect | PGE | December | 12 | 17 | 1.1442
OhmConnect | PGE | December | 12 | 18 | 1.0984
OhmConnect | PGE | December | 12 | 19 | 1.0297
OhmConnect | PGE | December | 12 | 20 | 0.98398
OhmConnect | PGE | December | 12 | 21 | 0.74371
OhmConnect | PGE | December | 12 | 22 | 0
OhmConnect | PGE | December | 12 | 23 | 0
OhmConnect | PGE | December | 12 | 24 | 0
OhmConnect | SCE | January | 1 | 1 | 0
OhmConnect | SCE | January | 1 | 2 | 0
OhmConnect | SCE | January | 1 | 3 | 0
OhmConnect | SCE | January | 1 | 4 | 0
OhmConnect | SCE | January | 1 | 5 | 0
OhmConnect | SCE | January | 1 | 6 | 0
OhmConnect | SCE | January | 1 | 7 | 0
OhmConnect | SCE | January | 1 | 8 | 0
OhmConnect | SCE | January | 1 | 9 | 0
OhmConnect | SCE | January | 1 | 10 | 0
OhmConnect | SCE | January | 1 | 11 | 0
OhmConnect | SCE | January | 1 | 12 | 0
OhmConnect | SCE | January | 1 | 13 | 0
OhmConnect | SCE | January | 1 | 14 | 0
OhmConnect | SCE | January | 1 | 15 | 0
OhmConnect | SCE | January | 1 | 16 | 0
OhmConnect | SCE | January | 1 | 17 | 1.1442
OhmConnect | SCE | January | 1 | 18 | 1.0984
OhmConnect | SCE | January | 1 | 19 | 1.0297
OhmConnect | SCE | January | 1 | 20 | 0.98398
OhmConnect | SCE | January | 1 | 21 | 0.74371
OhmConnect | SCE | January | 1 | 22 | 0
OhmConnect | SCE | January | 1 | 23 | 0
OhmConnect | SCE | January | 1 | 24 | 0
OhmConnect | SCE | February | 2 | 1 | 0
OhmConnect | SCE | February | 2 | 2 | 0
OhmConnect | SCE | February | 2 | 3 | 0
OhmConnect | SCE | February | 2 | 4 | 0
OhmConnect | SCE | February | 2 | 5 | 0
OhmConnect | SCE | February | 2 | 6 | 0
OhmConnect | SCE | February | 2 | 7 | 0
OhmConnect | SCE | February | 2 | 8 | 0
OhmConnect | SCE | February | 2 | 9 | 0
OhmConnect | SCE | February | 2 | 10 | 0
OhmConnect | SCE | February | 2 | 11 | 0
OhmConnect | SCE | February | 2 | 12 | 0
OhmConnect | SCE | February | 2 | 13 | 0
OhmConnect | SCE | February | 2 | 14 | 0
OhmConnect | SCE | February | 2 | 15 | 0
OhmConnect | SCE | February | 2 | 16 | 0
OhmConnect | SCE | February | 2 | 17 | 1.1442
OhmConnect | SCE | February | 2 | 18 | 1.0984
OhmConnect | SCE | February | 2 | 19 | 1.0297
OhmConnect | SCE | February | 2 | 20 | 0.98398
OhmConnect | SCE | February | 2 | 21 | 0.74371
OhmConnect | SCE | February | 2 | 22 | 0
OhmConnect | SCE | February | 2 | 23 | 0
OhmConnect | SCE | February | 2 | 24 | 0
OhmConnect | SCE | March | 3 | 1 | 0
OhmConnect | SCE | March | 3 | 2 | 0
OhmConnect | SCE | March | 3 | 3 | 0
OhmConnect | SCE | March | 3 | 4 | 0
OhmConnect | SCE | March | 3 | 5 | 0
OhmConnect | SCE | March | 3 | 6 | 0
OhmConnect | SCE | March | 3 | 7 | 0
OhmConnect | SCE | March | 3 | 8 | 0
OhmConnect | SCE | March | 3 | 9 | 0
OhmConnect | SCE | March | 3 | 10 | 0
OhmConnect | SCE | March | 3 | 11 | 0
OhmConnect | SCE | March | 3 | 12 | 0
OhmConnect | SCE | March | 3 | 13 | 0
OhmConnect | SCE | March | 3 | 14 | 0
OhmConnect | SCE | March | 3 | 15 | 0
OhmConnect | SCE | March | 3 | 16 | 0
OhmConnect | SCE | March | 3 | 17 | 0
OhmConnect | SCE | March | 3 | 18 | 1.1442
OhmConnect | SCE | March | 3 | 19 | 1.0984
OhmConnect | SCE | March | 3 | 20 | 1.0297
OhmConnect | SCE | March | 3 | 21 | 0.98398
OhmConnect | SCE | March | 3 | 22 | 0.74371
OhmConnect | SCE | March | 3 | 23 | 0
OhmConnect | SCE | March | 3 | 24 | 0
OhmConnect | SCE | April | 4 | 1 | 0
OhmConnect | SCE | April | 4 | 2 | 0
OhmConnect | SCE | April | 4 | 3 | 0
OhmConnect | SCE | April | 4 | 4 | 0
OhmConnect | SCE | April | 4 | 5 | 0
OhmConnect | SCE | April | 4 | 6 | 0
OhmConnect | SCE | April | 4 | 7 | 0
OhmConnect | SCE | April | 4 | 8 | 0
OhmConnect | SCE | April | 4 | 9 | 0
OhmConnect | SCE | April | 4 | 10 | 0
OhmConnect | SCE | April | 4 | 11 | 0
OhmConnect | SCE | April | 4 | 12 | 0
OhmConnect | SCE | April | 4 | 13 | 0
OhmConnect | SCE | April | 4 | 14 | 0
OhmConnect | SCE | April | 4 | 15 | 0
OhmConnect | SCE | April | 4 | 16 | 0
OhmConnect | SCE | April | 4 | 17 | 0
OhmConnect | SCE | April | 4 | 18 | 1.1442
OhmConnect | SCE | April | 4 | 19 | 1.0984
OhmConnect | SCE | April | 4 | 20 | 1.0297
OhmConnect | SCE | April | 4 | 21 | 0.98398
OhmConnect | SCE | April | 4 | 22 | 0.74371
OhmConnect | SCE | April | 4 | 23 | 0
OhmConnect | SCE | April | 4 | 24 | 0
OhmConnect | SCE | May | 5 | 1 | 0
OhmConnect | SCE | May | 5 | 2 | 0
OhmConnect | SCE | May | 5 | 3 | 0
OhmConnect | SCE | May | 5 | 4 | 0
OhmConnect | SCE | May | 5 | 5 | 0
OhmConnect | SCE | May | 5 | 6 | 0
OhmConnect | SCE | May | 5 | 7 | 0
OhmConnect | SCE | May | 5 | 8 | 0
OhmConnect | SCE | May | 5 | 9 | 0
OhmConnect | SCE | May | 5 | 10 | 0
OhmConnect | SCE | May | 5 | 11 | 0
OhmConnect | SCE | May | 5 | 12 | 0
OhmConnect | SCE | May | 5 | 13 | 0
OhmConnect | SCE | May | 5 | 14 | 0
OhmConnect | SCE | May | 5 | 15 | 0
OhmConnect | SCE | May | 5 | 16 | 0
OhmConnect | SCE | May | 5 | 17 | 0
OhmConnect | SCE | May | 5 | 18 | 1.1442
OhmConnect | SCE | May | 5 | 19 | 1.0984
OhmConnect | SCE | May | 5 | 20 | 1.0297
OhmConnect | SCE | May | 5 | 21 | 0.98398
OhmConnect | SCE | May | 5 | 22 | 0.74371
OhmConnect | SCE | May | 5 | 23 | 0
OhmConnect | SCE | May | 5 | 24 | 0
OhmConnect | SCE | June | 6 | 1 | 0
OhmConnect | SCE | June | 6 | 2 | 0
OhmConnect | SCE | June | 6 | 3 | 0
OhmConnect | SCE | June | 6 | 4 | 0
OhmConnect | SCE | June | 6 | 5 | 0
OhmConnect | SCE | June | 6 | 6 | 0
OhmConnect | SCE | June | 6 | 7 | 0
OhmConnect | SCE | June | 6 | 8 | 0
OhmConnect | SCE | June | 6 | 9 | 0
OhmConnect | SCE | June | 6 | 10 | 0
OhmConnect | SCE | June | 6 | 11 | 0
OhmConnect | SCE | June | 6 | 12 | 0
OhmConnect | SCE | June | 6 | 13 | 0
OhmConnect | SCE | June | 6 | 14 | 0
OhmConnect | SCE | June | 6 | 15 | 0
OhmConnect | SCE | June | 6 | 16 | 0
OhmConnect | SCE | June | 6 | 17 | 1.1442
OhmConnect | SCE | June | 6 | 18 | 1.0984
OhmConnect | SCE | June | 6 | 19 | 1.0297
OhmConnect | SCE | June | 6 | 20 | 0.98398
OhmConnect | SCE | June | 6 | 21 | 0.74371
OhmConnect | SCE | June | 6 | 22 | 0
OhmConnect | SCE | June | 6 | 23 | 0
OhmConnect | SCE | June | 6 | 24 | 0
OhmConnect | SCE | July | 7 | 1 | 0
OhmConnect | SCE | July | 7 | 2 | 0
OhmConnect | SCE | July | 7 | 3 | 0
OhmConnect | SCE | July | 7 | 4 | 0
OhmConnect | SCE | July | 7 | 5 | 0
OhmConnect | SCE | July | 7 | 6 | 0
OhmConnect | SCE | July | 7 | 7 | 0
OhmConnect | SCE | July | 7 | 8 | 0
OhmConnect | SCE | July | 7 | 9 | 0
OhmConnect | SCE | July | 7 | 10 | 0
OhmConnect | SCE | July | 7 | 11 | 0
OhmConnect | SCE | July | 7 | 12 | 0
OhmConnect | SCE | July | 7 | 13 | 0
OhmConnect | SCE | July | 7 | 14 | 0
OhmConnect | SCE | July | 7 | 15 | 0
OhmConnect | SCE | July | 7 | 16 | 0
OhmConnect | SCE | July | 7 | 17 | 1.1442
OhmConnect | SCE | July | 7 | 18 | 1.0984
OhmConnect | SCE | July | 7 | 19 | 1.0297
OhmConnect | SCE | July | 7 | 20 | 0.98398
OhmConnect | SCE | July | 7 | 21 | 0.74371
OhmConnect | SCE | July | 7 | 22 | 0
OhmConnect | SCE | July | 7 | 23 | 0
OhmConnect | SCE | July | 7 | 24 | 0
OhmConnect | SCE | August | 8 | 1 | 0
OhmConnect | SCE | August | 8 | 2 | 0
OhmConnect | SCE | August | 8 | 3 | 0
OhmConnect | SCE | August | 8 | 4 | 0
OhmConnect | SCE | August | 8 | 5 | 0
OhmConnect | SCE | August | 8 | 6 | 0
OhmConnect | SCE | August | 8 | 7 | 0
OhmConnect | SCE | August | 8 | 8 | 0
OhmConnect | SCE | August | 8 | 9 | 0
OhmConnect | SCE | August | 8 | 10 | 0
OhmConnect | SCE | August | 8 | 11 | 0
OhmConnect | SCE | August | 8 | 12 | 0
OhmConnect | SCE | August | 8 | 13 | 0
OhmConnect | SCE | August | 8 | 14 | 0
OhmConnect | SCE | August | 8 | 15 | 0
OhmConnect | SCE | August | 8 | 16 | 0
OhmConnect | SCE | August | 8 | 17 | 1.1442
OhmConnect | SCE | August | 8 | 18 | 1.0984
OhmConnect | SCE | August | 8 | 19 | 1.0297
OhmConnect | SCE | August | 8 | 20 | 0.98398
OhmConnect | SCE | August | 8 | 21 | 0.74371
OhmConnect | SCE | August | 8 | 22 | 0
OhmConnect | SCE | August | 8 | 23 | 0
OhmConnect | SCE | August | 8 | 24 | 0
OhmConnect | SCE | September | 9 | 1 | 0
OhmConnect | SCE | September | 9 | 2 | 0
OhmConnect | SCE | September | 9 | 3 | 0
OhmConnect | SCE | September | 9 | 4 | 0
OhmConnect | SCE | September | 9 | 5 | 0
OhmConnect | SCE | September | 9 | 6 | 0
OhmConnect | SCE | September | 9 | 7 | 0
OhmConnect | SCE | September | 9 | 8 | 0
OhmConnect | SCE | September | 9 | 9 | 0
OhmConnect | SCE | September | 9 | 10 | 0
OhmConnect | SCE | September | 9 | 11 | 0
OhmConnect | SCE | September | 9 | 12 | 0
OhmConnect | SCE | September | 9 | 13 | 0
OhmConnect | SCE | September | 9 | 14 | 0
OhmConnect | SCE | September | 9 | 15 | 0
OhmConnect | SCE | September | 9 | 16 | 0
OhmConnect | SCE | September | 9 | 17 | 1.1442
OhmConnect | SCE | September | 9 | 18 | 1.0984
OhmConnect | SCE | September | 9 | 19 | 1.0297
OhmConnect | SCE | September | 9 | 20 | 0.98398
OhmConnect | SCE | September | 9 | 21 | 0.74371
OhmConnect | SCE | September | 9 | 22 | 0
OhmConnect | SCE | September | 9 | 23 | 0
OhmConnect | SCE | September | 9 | 24 | 0
OhmConnect | SCE | October | 10 | 1 | 0
OhmConnect | SCE | October | 10 | 2 | 0
OhmConnect | SCE | October | 10 | 3 | 0
OhmConnect | SCE | October | 10 | 4 | 0
OhmConnect | SCE | October | 10 | 5 | 0
OhmConnect | SCE | October | 10 | 6 | 0
OhmConnect | SCE | October | 10 | 7 | 0
OhmConnect | SCE | October | 10 | 8 | 0
OhmConnect | SCE | October | 10 | 9 | 0
OhmConnect | SCE | October | 10 | 10 | 0
OhmConnect | SCE | October | 10 | 11 | 0
OhmConnect | SCE | October | 10 | 12 | 0
OhmConnect | SCE | October | 10 | 13 | 0
OhmConnect | SCE | October | 10 | 14 | 0
OhmConnect | SCE | October | 10 | 15 | 0
OhmConnect | SCE | October | 10 | 16 | 0
OhmConnect | SCE | October | 10 | 17 | 1.1442
OhmConnect | SCE | October | 10 | 18 | 1.0984
OhmConnect | SCE | October | 10 | 19 | 1.0297
OhmConnect | SCE | October | 10 | 20 | 0.98398
OhmConnect | SCE | October | 10 | 21 | 0.74371
OhmConnect | SCE | October | 10 | 22 | 0
OhmConnect | SCE | October | 10 | 23 | 0
OhmConnect | SCE | October | 10 | 24 | 0
OhmConnect | SCE | November | 11 | 1 | 0
OhmConnect | SCE | November | 11 | 2 | 0
OhmConnect | SCE | November | 11 | 3 | 0
OhmConnect | SCE | November | 11 | 4 | 0
OhmConnect | SCE | November | 11 | 5 | 0
OhmConnect | SCE | November | 11 | 6 | 0
OhmConnect | SCE | November | 11 | 7 | 0
OhmConnect | SCE | November | 11 | 8 | 0
OhmConnect | SCE | November | 11 | 9 | 0
OhmConnect | SCE | November | 11 | 10 | 0
OhmConnect | SCE | November | 11 | 11 | 0
OhmConnect | SCE | November | 11 | 12 | 0
OhmConnect | SCE | November | 11 | 13 | 0
OhmConnect | SCE | November | 11 | 14 | 0
OhmConnect | SCE | November | 11 | 15 | 0
OhmConnect | SCE | November | 11 | 16 | 0
OhmConnect | SCE | November | 11 | 17 | 1.1442
OhmConnect | SCE | November | 11 | 18 | 1.0984
OhmConnect | SCE | November | 11 | 19 | 1.0297
OhmConnect | SCE | November | 11 | 20 | 0.98398
OhmConnect | SCE | November | 11 | 21 | 0.74371
OhmConnect | SCE | November | 11 | 22 | 0
OhmConnect | SCE | November | 11 | 23 | 0
OhmConnect | SCE | November | 11 | 24 | 0
OhmConnect | SCE | December | 12 | 1 | 0
OhmConnect | SCE | December | 12 | 2 | 0
OhmConnect | SCE | December | 12 | 3 | 0
OhmConnect | SCE | December | 12 | 4 | 0
OhmConnect | SCE | December | 12 | 5 | 0
OhmConnect | SCE | December | 12 | 6 | 0
OhmConnect | SCE | December | 12 | 7 | 0
OhmConnect | SCE | December | 12 | 8 | 0
OhmConnect | SCE | December | 12 | 9 | 0
OhmConnect | SCE | December | 12 | 10 | 0
OhmConnect | SCE | December | 12 | 11 | 0
OhmConnect | SCE | December | 12 | 12 | 0
OhmConnect | SCE | December | 12 | 13 | 0
OhmConnect | SCE | December | 12 | 14 | 0
OhmConnect | SCE | December | 12 | 15 | 0
OhmConnect | SCE | December | 12 | 16 | 0
OhmConnect | SCE | December | 12 | 17 | 1.1442
OhmConnect | SCE | December | 12 | 18 | 1.0984
OhmConnect | SCE | December | 12 | 19 | 1.0297
OhmConnect | SCE | December | 12 | 20 | 0.98398
OhmConnect | SCE | December | 12 | 21 | 0.74371
OhmConnect | SCE | December | 12 | 22 | 0
OhmConnect | SCE | December | 12 | 23 | 0
OhmConnect | SCE | December | 12 | 24 | 0
OhmConnect | SDGE | January | 1 | 1 | 0
OhmConnect | SDGE | January | 1 | 2 | 0
OhmConnect | SDGE | January | 1 | 3 | 0
OhmConnect | SDGE | January | 1 | 4 | 0
OhmConnect | SDGE | January | 1 | 5 | 0
OhmConnect | SDGE | January | 1 | 6 | 0
OhmConnect | SDGE | January | 1 | 7 | 0
OhmConnect | SDGE | January | 1 | 8 | 0
OhmConnect | SDGE | January | 1 | 9 | 0
OhmConnect | SDGE | January | 1 | 10 | 0
OhmConnect | SDGE | January | 1 | 11 | 0
OhmConnect | SDGE | January | 1 | 12 | 0
OhmConnect | SDGE | January | 1 | 13 | 0
OhmConnect | SDGE | January | 1 | 14 | 0
OhmConnect | SDGE | January | 1 | 15 | 0
OhmConnect | SDGE | January | 1 | 16 | 0
OhmConnect | SDGE | January | 1 | 17 | 1.1442
OhmConnect | SDGE | January | 1 | 18 | 1.0984
OhmConnect | SDGE | January | 1 | 19 | 1.0297
OhmConnect | SDGE | January | 1 | 20 | 0.98398
OhmConnect | SDGE | January | 1 | 21 | 0.74371
OhmConnect | SDGE | January | 1 | 22 | 0
OhmConnect | SDGE | January | 1 | 23 | 0
OhmConnect | SDGE | January | 1 | 24 | 0
OhmConnect | SDGE | February | 2 | 1 | 0
OhmConnect | SDGE | February | 2 | 2 | 0
OhmConnect | SDGE | February | 2 | 3 | 0
OhmConnect | SDGE | February | 2 | 4 | 0
OhmConnect | SDGE | February | 2 | 5 | 0
OhmConnect | SDGE | February | 2 | 6 | 0
OhmConnect | SDGE | February | 2 | 7 | 0
OhmConnect | SDGE | February | 2 | 8 | 0
OhmConnect | SDGE | February | 2 | 9 | 0
OhmConnect | SDGE | February | 2 | 10 | 0
OhmConnect | SDGE | February | 2 | 11 | 0
OhmConnect | SDGE | February | 2 | 12 | 0
OhmConnect | SDGE | February | 2 | 13 | 0
OhmConnect | SDGE | February | 2 | 14 | 0
OhmConnect | SDGE | February | 2 | 15 | 0
OhmConnect | SDGE | February | 2 | 16 | 0
OhmConnect | SDGE | February | 2 | 17 | 1.1442
OhmConnect | SDGE | February | 2 | 18 | 1.0984
OhmConnect | SDGE | February | 2 | 19 | 1.0297
OhmConnect | SDGE | February | 2 | 20 | 0.98398
OhmConnect | SDGE | February | 2 | 21 | 0.74371
OhmConnect | SDGE | February | 2 | 22 | 0
OhmConnect | SDGE | February | 2 | 23 | 0
OhmConnect | SDGE | February | 2 | 24 | 0
OhmConnect | SDGE | March | 3 | 1 | 0
OhmConnect | SDGE | March | 3 | 2 | 0
OhmConnect | SDGE | March | 3 | 3 | 0
OhmConnect | SDGE | March | 3 | 4 | 0
OhmConnect | SDGE | March | 3 | 5 | 0
OhmConnect | SDGE | March | 3 | 6 | 0
OhmConnect | SDGE | March | 3 | 7 | 0
OhmConnect | SDGE | March | 3 | 8 | 0
OhmConnect | SDGE | March | 3 | 9 | 0
OhmConnect | SDGE | March | 3 | 10 | 0
OhmConnect | SDGE | March | 3 | 11 | 0
OhmConnect | SDGE | March | 3 | 12 | 0
OhmConnect | SDGE | March | 3 | 13 | 0
OhmConnect | SDGE | March | 3 | 14 | 0
OhmConnect | SDGE | March | 3 | 15 | 0
OhmConnect | SDGE | March | 3 | 16 | 0
OhmConnect | SDGE | March | 3 | 17 | 0
OhmConnect | SDGE | March | 3 | 18 | 1.1442
OhmConnect | SDGE | March | 3 | 19 | 1.0984
OhmConnect | SDGE | March | 3 | 20 | 1.0297
OhmConnect | SDGE | March | 3 | 21 | 0.98398
OhmConnect | SDGE | March | 3 | 22 | 0.74371
OhmConnect | SDGE | March | 3 | 23 | 0
OhmConnect | SDGE | March | 3 | 24 | 0
OhmConnect | SDGE | April | 4 | 1 | 0
OhmConnect | SDGE | April | 4 | 2 | 0
OhmConnect | SDGE | April | 4 | 3 | 0
OhmConnect | SDGE | April | 4 | 4 | 0
OhmConnect | SDGE | April | 4 | 5 | 0
OhmConnect | SDGE | April | 4 | 6 | 0
OhmConnect | SDGE | April | 4 | 7 | 0
OhmConnect | SDGE | April | 4 | 8 | 0
OhmConnect | SDGE | April | 4 | 9 | 0
OhmConnect | SDGE | April | 4 | 10 | 0
OhmConnect | SDGE | April | 4 | 11 | 0
OhmConnect | SDGE | April | 4 | 12 | 0
OhmConnect | SDGE | April | 4 | 13 | 0
OhmConnect | SDGE | April | 4 | 14 | 0
OhmConnect | SDGE | April | 4 | 15 | 0
OhmConnect | SDGE | April | 4 | 16 | 0
OhmConnect | SDGE | April | 4 | 17 | 0
OhmConnect | SDGE | April | 4 | 18 | 1.1442
OhmConnect | SDGE | April | 4 | 19 | 1.0984
OhmConnect | SDGE | April | 4 | 20 | 1.0297
OhmConnect | SDGE | April | 4 | 21 | 0.98398
OhmConnect | SDGE | April | 4 | 22 | 0.74371
OhmConnect | SDGE | April | 4 | 23 | 0
OhmConnect | SDGE | April | 4 | 24 | 0
OhmConnect | SDGE | May | 5 | 1 | 0
OhmConnect | SDGE | May | 5 | 2 | 0
OhmConnect | SDGE | May | 5 | 3 | 0
OhmConnect | SDGE | May | 5 | 4 | 0
OhmConnect | SDGE | May | 5 | 5 | 0
OhmConnect | SDGE | May | 5 | 6 | 0
OhmConnect | SDGE | May | 5 | 7 | 0
OhmConnect | SDGE | May | 5 | 8 | 0
OhmConnect | SDGE | May | 5 | 9 | 0
OhmConnect | SDGE | May | 5 | 10 | 0
OhmConnect | SDGE | May | 5 | 11 | 0
OhmConnect | SDGE | May | 5 | 12 | 0
OhmConnect | SDGE | May | 5 | 13 | 0
OhmConnect | SDGE | May | 5 | 14 | 0
OhmConnect | SDGE | May | 5 | 15 | 0
OhmConnect | SDGE | May | 5 | 16 | 0
OhmConnect | SDGE | May | 5 | 17 | 0
OhmConnect | SDGE | May | 5 | 18 | 1.1442
OhmConnect | SDGE | May | 5 | 19 | 1.0984
OhmConnect | SDGE | May | 5 | 20 | 1.0297
OhmConnect | SDGE | May | 5 | 21 | 0.98398
OhmConnect | SDGE | May | 5 | 22 | 0.74371
OhmConnect | SDGE | May | 5 | 23 | 0
OhmConnect | SDGE | May | 5 | 24 | 0
OhmConnect | SDGE | June | 6 | 1 | 0
OhmConnect | SDGE | June | 6 | 2 | 0
OhmConnect | SDGE | June | 6 | 3 | 0
OhmConnect | SDGE | June | 6 | 4 | 0
OhmConnect | SDGE | June | 6 | 5 | 0
OhmConnect | SDGE | June | 6 | 6 | 0
OhmConnect | SDGE | June | 6 | 7 | 0
OhmConnect | SDGE | June | 6 | 8 | 0
OhmConnect | SDGE | June | 6 | 9 | 0
OhmConnect | SDGE | June | 6 | 10 | 0
OhmConnect | SDGE | June | 6 | 11 | 0
OhmConnect | SDGE | June | 6 | 12 | 0
OhmConnect | SDGE | June | 6 | 13 | 0
OhmConnect | SDGE | June | 6 | 14 | 0
OhmConnect | SDGE | June | 6 | 15 | 0
OhmConnect | SDGE | June | 6 | 16 | 0
OhmConnect | SDGE | June | 6 | 17 | 1.1442
OhmConnect | SDGE | June | 6 | 18 | 1.0984
OhmConnect | SDGE | June | 6 | 19 | 1.0297
OhmConnect | SDGE | June | 6 | 20 | 0.98398
OhmConnect | SDGE | June | 6 | 21 | 0.74371
OhmConnect | SDGE | June | 6 | 22 | 0
OhmConnect | SDGE | June | 6 | 23 | 0
OhmConnect | SDGE | June | 6 | 24 | 0
OhmConnect | SDGE | July | 7 | 1 | 0
OhmConnect | SDGE | July | 7 | 2 | 0
OhmConnect | SDGE | July | 7 | 3 | 0
OhmConnect | SDGE | July | 7 | 4 | 0
OhmConnect | SDGE | July | 7 | 5 | 0
OhmConnect | SDGE | July | 7 | 6 | 0
OhmConnect | SDGE | July | 7 | 7 | 0
OhmConnect | SDGE | July | 7 | 8 | 0
OhmConnect | SDGE | July | 7 | 9 | 0
OhmConnect | SDGE | July | 7 | 10 | 0
OhmConnect | SDGE | July | 7 | 11 | 0
OhmConnect | SDGE | July | 7 | 12 | 0
OhmConnect | SDGE | July | 7 | 13 | 0
OhmConnect | SDGE | July | 7 | 14 | 0
OhmConnect | SDGE | July | 7 | 15 | 0
OhmConnect | SDGE | July | 7 | 16 | 0
OhmConnect | SDGE | July | 7 | 17 | 1.1442
OhmConnect | SDGE | July | 7 | 18 | 1.0984
OhmConnect | SDGE | July | 7 | 19 | 1.0297
OhmConnect | SDGE | July | 7 | 20 | 0.98398
OhmConnect | SDGE | July | 7 | 21 | 0.74371
OhmConnect | SDGE | July | 7 | 22 | 0
OhmConnect | SDGE | July | 7 | 23 | 0
OhmConnect | SDGE | July | 7 | 24 | 0
OhmConnect | SDGE | August | 8 | 1 | 0
OhmConnect | SDGE | August | 8 | 2 | 0
OhmConnect | SDGE | August | 8 | 3 | 0
OhmConnect | SDGE | August | 8 | 4 | 0
OhmConnect | SDGE | August | 8 | 5 | 0
OhmConnect | SDGE | August | 8 | 6 | 0
OhmConnect | SDGE | August | 8 | 7 | 0
OhmConnect | SDGE | August | 8 | 8 | 0
OhmConnect | SDGE | August | 8 | 9 | 0
OhmConnect | SDGE | August | 8 | 10 | 0
OhmConnect | SDGE | August | 8 | 11 | 0
OhmConnect | SDGE | August | 8 | 12 | 0
OhmConnect | SDGE | August | 8 | 13 | 0
OhmConnect | SDGE | August | 8 | 14 | 0
OhmConnect | SDGE | August | 8 | 15 | 0
OhmConnect | SDGE | August | 8 | 16 | 0
OhmConnect | SDGE | August | 8 | 17 | 1.1442
OhmConnect | SDGE | August | 8 | 18 | 1.0984
OhmConnect | SDGE | August | 8 | 19 | 1.0297
OhmConnect | SDGE | August | 8 | 20 | 0.98398
OhmConnect | SDGE | August | 8 | 21 | 0.74371
OhmConnect | SDGE | August | 8 | 22 | 0
OhmConnect | SDGE | August | 8 | 23 | 0
OhmConnect | SDGE | August | 8 | 24 | 0
OhmConnect | SDGE | September | 9 | 1 | 0
OhmConnect | SDGE | September | 9 | 2 | 0
OhmConnect | SDGE | September | 9 | 3 | 0
OhmConnect | SDGE | September | 9 | 4 | 0
OhmConnect | SDGE | September | 9 | 5 | 0
OhmConnect | SDGE | September | 9 | 6 | 0
OhmConnect | SDGE | September | 9 | 7 | 0
OhmConnect | SDGE | September | 9 | 8 | 0
OhmConnect | SDGE | September | 9 | 9 | 0
OhmConnect | SDGE | September | 9 | 10 | 0
OhmConnect | SDGE | September | 9 | 11 | 0
OhmConnect | SDGE | September | 9 | 12 | 0
OhmConnect | SDGE | September | 9 | 13 | 0
OhmConnect | SDGE | September | 9 | 14 | 0
OhmConnect | SDGE | September | 9 | 15 | 0
OhmConnect | SDGE | September | 9 | 16 | 0
OhmConnect | SDGE | September | 9 | 17 | 1.1442
OhmConnect | SDGE | September | 9 | 18 | 1.0984
OhmConnect | SDGE | September | 9 | 19 | 1.0297
OhmConnect | SDGE | September | 9 | 20 | 0.98398
OhmConnect | SDGE | September | 9 | 21 | 0.74371
OhmConnect | SDGE | September | 9 | 22 | 0
OhmConnect | SDGE | September | 9 | 23 | 0
OhmConnect | SDGE | September | 9 | 24 | 0
OhmConnect | SDGE | October | 10 | 1 | 0
OhmConnect | SDGE | October | 10 | 2 | 0
OhmConnect | SDGE | October | 10 | 3 | 0
OhmConnect | SDGE | October | 10 | 4 | 0
OhmConnect | SDGE | October | 10 | 5 | 0
OhmConnect | SDGE | October | 10 | 6 | 0
OhmConnect | SDGE | October | 10 | 7 | 0
OhmConnect | SDGE | October | 10 | 8 | 0
OhmConnect | SDGE | October | 10 | 9 | 0
OhmConnect | SDGE | October | 10 | 10 | 0
OhmConnect | SDGE | October | 10 | 11 | 0
OhmConnect | SDGE | October | 10 | 12 | 0
OhmConnect | SDGE | October | 10 | 13 | 0
OhmConnect | SDGE | October | 10 | 14 | 0
OhmConnect | SDGE | October | 10 | 15 | 0
OhmConnect | SDGE | October | 10 | 16 | 0
OhmConnect | SDGE | October | 10 | 17 | 1.1442
OhmConnect | SDGE | October | 10 | 18 | 1.0984
OhmConnect | SDGE | October | 10 | 19 | 1.0297
OhmConnect | SDGE | October | 10 | 20 | 0.98398
OhmConnect | SDGE | October | 10 | 21 | 0.74371
OhmConnect | SDGE | October | 10 | 22 | 0
OhmConnect | SDGE | October | 10 | 23 | 0
OhmConnect | SDGE | October | 10 | 24 | 0
OhmConnect | SDGE | November | 11 | 1 | 0
OhmConnect | SDGE | November | 11 | 2 | 0
OhmConnect | SDGE | November | 11 | 3 | 0
OhmConnect | SDGE | November | 11 | 4 | 0
OhmConnect | SDGE | November | 11 | 5 | 0
OhmConnect | SDGE | November | 11 | 6 | 0
OhmConnect | SDGE | November | 11 | 7 | 0
OhmConnect | SDGE | November | 11 | 8 | 0
OhmConnect | SDGE | November | 11 | 9 | 0
OhmConnect | SDGE | November | 11 | 10 | 0
OhmConnect | SDGE | November | 11 | 11 | 0
OhmConnect | SDGE | November | 11 | 12 | 0
OhmConnect | SDGE | November | 11 | 13 | 0
OhmConnect | SDGE | November | 11 | 14 | 0
OhmConnect | SDGE | November | 11 | 15 | 0
OhmConnect | SDGE | November | 11 | 16 | 0
OhmConnect | SDGE | November | 11 | 17 | 1.1442
OhmConnect | SDGE | November | 11 | 18 | 1.0984
OhmConnect | SDGE | November | 11 | 19 | 1.0297
OhmConnect | SDGE | November | 11 | 20 | 0.98398
OhmConnect | SDGE | November | 11 | 21 | 0.74371
OhmConnect | SDGE | November | 11 | 22 | 0
OhmConnect | SDGE | November | 11 | 23 | 0
OhmConnect | SDGE | November | 11 | 24 | 0
OhmConnect | SDGE | December | 12 | 1 | 0
OhmConnect | SDGE | December | 12 | 2 | 0
OhmConnect | SDGE | December | 12 | 3 | 0
OhmConnect | SDGE | December | 12 | 4 | 0
OhmConnect | SDGE | December | 12 | 5 | 0
OhmConnect | SDGE | December | 12 | 6 | 0
OhmConnect | SDGE | December | 12 | 7 | 0
OhmConnect | SDGE | December | 12 | 8 | 0
OhmConnect | SDGE | December | 12 | 9 | 0
OhmConnect | SDGE | December | 12 | 10 | 0
OhmConnect | SDGE | December | 12 | 11 | 0
OhmConnect | SDGE | December | 12 | 12 | 0
OhmConnect | SDGE | December | 12 | 13 | 0
OhmConnect | SDGE | December | 12 | 14 | 0
OhmConnect | SDGE | December | 12 | 15 | 0
OhmConnect | SDGE | December | 12 | 16 | 0
OhmConnect | SDGE | December | 12 | 17 | 1.1442
OhmConnect | SDGE | December | 12 | 18 | 1.0984
OhmConnect | SDGE | December | 12 | 19 | 1.0297
OhmConnect | SDGE | December | 12 | 20 | 0.98398
OhmConnect | SDGE | December | 12 | 21 | 0.74371
OhmConnect | SDGE | December | 12 | 22 | 0
OhmConnect | SDGE | December | 12 | 23 | 0
OhmConnect | SDGE | December | 12 | 24 | 0
NexusRenewables | PGE | January | 1 | 1 | 0
NexusRenewables | PGE | January | 1 | 2 | 0
NexusRenewables | PGE | January | 1 | 3 | 0
NexusRenewables | PGE | January | 1 | 4 | 0
NexusRenewables | PGE | January | 1 | 5 | 0
NexusRenewables | PGE | January | 1 | 6 | 0
NexusRenewables | PGE | January | 1 | 7 | 0
NexusRenewables | PGE | January | 1 | 8 | 0
NexusRenewables | PGE | January | 1 | 9 | 0
NexusRenewables | PGE | January | 1 | 10 | 0
NexusRenewables | PGE | January | 1 | 11 | 0
NexusRenewables | PGE | January | 1 | 12 | 0
NexusRenewables | PGE | January | 1 | 13 | 0
NexusRenewables | PGE | January | 1 | 14 | 0
NexusRenewables | PGE | January | 1 | 15 | 0
NexusRenewables | PGE | January | 1 | 16 | 0
NexusRenewables | PGE | January | 1 | 17 | 0
NexusRenewables | PGE | January | 1 | 18 | 0
NexusRenewables | PGE | January | 1 | 19 | 0
NexusRenewables | PGE | January | 1 | 20 | 0
NexusRenewables | PGE | January | 1 | 21 | 0
NexusRenewables | PGE | January | 1 | 22 | 0
NexusRenewables | PGE | January | 1 | 23 | 0
NexusRenewables | PGE | January | 1 | 24 | 0
NexusRenewables | PGE | February | 2 | 1 | 0
NexusRenewables | PGE | February | 2 | 2 | 0
NexusRenewables | PGE | February | 2 | 3 | 0
NexusRenewables | PGE | February | 2 | 4 | 0
NexusRenewables | PGE | February | 2 | 5 | 0
NexusRenewables | PGE | February | 2 | 6 | 0
NexusRenewables | PGE | February | 2 | 7 | 0
NexusRenewables | PGE | February | 2 | 8 | 0
NexusRenewables | PGE | February | 2 | 9 | 0
NexusRenewables | PGE | February | 2 | 10 | 0
NexusRenewables | PGE | February | 2 | 11 | 0
NexusRenewables | PGE | February | 2 | 12 | 0
NexusRenewables | PGE | February | 2 | 13 | 0
NexusRenewables | PGE | February | 2 | 14 | 0
NexusRenewables | PGE | February | 2 | 15 | 0
NexusRenewables | PGE | February | 2 | 16 | 0
NexusRenewables | PGE | February | 2 | 17 | 0
NexusRenewables | PGE | February | 2 | 18 | 0
NexusRenewables | PGE | February | 2 | 19 | 0
NexusRenewables | PGE | February | 2 | 20 | 0
NexusRenewables | PGE | February | 2 | 21 | 0
NexusRenewables | PGE | February | 2 | 22 | 0
NexusRenewables | PGE | February | 2 | 23 | 0
NexusRenewables | PGE | February | 2 | 24 | 0
NexusRenewables | PGE | March | 3 | 1 | 0
NexusRenewables | PGE | March | 3 | 2 | 0
NexusRenewables | PGE | March | 3 | 3 | 0
NexusRenewables | PGE | March | 3 | 4 | 0
NexusRenewables | PGE | March | 3 | 5 | 0
NexusRenewables | PGE | March | 3 | 6 | 0
NexusRenewables | PGE | March | 3 | 7 | 0
NexusRenewables | PGE | March | 3 | 8 | 0
NexusRenewables | PGE | March | 3 | 9 | 0
NexusRenewables | PGE | March | 3 | 10 | 0
NexusRenewables | PGE | March | 3 | 11 | 0
NexusRenewables | PGE | March | 3 | 12 | 0
NexusRenewables | PGE | March | 3 | 13 | 0
NexusRenewables | PGE | March | 3 | 14 | 0
NexusRenewables | PGE | March | 3 | 15 | 0
NexusRenewables | PGE | March | 3 | 16 | 0
NexusRenewables | PGE | March | 3 | 17 | 0
NexusRenewables | PGE | March | 3 | 18 | 1
NexusRenewables | PGE | March | 3 | 19 | 1
NexusRenewables | PGE | March | 3 | 20 | 1
NexusRenewables | PGE | March | 3 | 21 | 1
NexusRenewables | PGE | March | 3 | 22 | 1
NexusRenewables | PGE | March | 3 | 23 | 0
NexusRenewables | PGE | March | 3 | 24 | 0
NexusRenewables | PGE | April | 4 | 1 | 0
NexusRenewables | PGE | April | 4 | 2 | 0
NexusRenewables | PGE | April | 4 | 3 | 0
NexusRenewables | PGE | April | 4 | 4 | 0
NexusRenewables | PGE | April | 4 | 5 | 0
NexusRenewables | PGE | April | 4 | 6 | 0
NexusRenewables | PGE | April | 4 | 7 | 0
NexusRenewables | PGE | April | 4 | 8 | 0
NexusRenewables | PGE | April | 4 | 9 | 0
NexusRenewables | PGE | April | 4 | 10 | 0
NexusRenewables | PGE | April | 4 | 11 | 0
NexusRenewables | PGE | April | 4 | 12 | 0
NexusRenewables | PGE | April | 4 | 13 | 0
NexusRenewables | PGE | April | 4 | 14 | 0
NexusRenewables | PGE | April | 4 | 15 | 0
NexusRenewables | PGE | April | 4 | 16 | 0
NexusRenewables | PGE | April | 4 | 17 | 0
NexusRenewables | PGE | April | 4 | 18 | 1
NexusRenewables | PGE | April | 4 | 19 | 1
NexusRenewables | PGE | April | 4 | 20 | 1
NexusRenewables | PGE | April | 4 | 21 | 1
NexusRenewables | PGE | April | 4 | 22 | 1
NexusRenewables | PGE | April | 4 | 23 | 0
NexusRenewables | PGE | April | 4 | 24 | 0
NexusRenewables | PGE | May | 5 | 1 | 0
NexusRenewables | PGE | May | 5 | 2 | 0
NexusRenewables | PGE | May | 5 | 3 | 0
NexusRenewables | PGE | May | 5 | 4 | 0
NexusRenewables | PGE | May | 5 | 5 | 0
NexusRenewables | PGE | May | 5 | 6 | 0
NexusRenewables | PGE | May | 5 | 7 | 0
NexusRenewables | PGE | May | 5 | 8 | 0
NexusRenewables | PGE | May | 5 | 9 | 0
NexusRenewables | PGE | May | 5 | 10 | 0
NexusRenewables | PGE | May | 5 | 11 | 0
NexusRenewables | PGE | May | 5 | 12 | 0
NexusRenewables | PGE | May | 5 | 13 | 0
NexusRenewables | PGE | May | 5 | 14 | 0
NexusRenewables | PGE | May | 5 | 15 | 0
NexusRenewables | PGE | May | 5 | 16 | 0
NexusRenewables | PGE | May | 5 | 17 | 0
NexusRenewables | PGE | May | 5 | 18 | 1
NexusRenewables | PGE | May | 5 | 19 | 1
NexusRenewables | PGE | May | 5 | 20 | 1
NexusRenewables | PGE | May | 5 | 21 | 1
NexusRenewables | PGE | May | 5 | 22 | 1
NexusRenewables | PGE | May | 5 | 23 | 0
NexusRenewables | PGE | May | 5 | 24 | 0
NexusRenewables | PGE | June | 6 | 1 | 0
NexusRenewables | PGE | June | 6 | 2 | 0
NexusRenewables | PGE | June | 6 | 3 | 0
NexusRenewables | PGE | June | 6 | 4 | 0
NexusRenewables | PGE | June | 6 | 5 | 0
NexusRenewables | PGE | June | 6 | 6 | 0
NexusRenewables | PGE | June | 6 | 7 | 0
NexusRenewables | PGE | June | 6 | 8 | 0
NexusRenewables | PGE | June | 6 | 9 | 0
NexusRenewables | PGE | June | 6 | 10 | 0
NexusRenewables | PGE | June | 6 | 11 | 0
NexusRenewables | PGE | June | 6 | 12 | 0
NexusRenewables | PGE | June | 6 | 13 | 0
NexusRenewables | PGE | June | 6 | 14 | 0
NexusRenewables | PGE | June | 6 | 15 | 0
NexusRenewables | PGE | June | 6 | 16 | 0
NexusRenewables | PGE | June | 6 | 17 | 1
NexusRenewables | PGE | June | 6 | 18 | 1
NexusRenewables | PGE | June | 6 | 19 | 1
NexusRenewables | PGE | June | 6 | 20 | 1
NexusRenewables | PGE | June | 6 | 21 | 1
NexusRenewables | PGE | June | 6 | 22 | 0
NexusRenewables | PGE | June | 6 | 23 | 0
NexusRenewables | PGE | June | 6 | 24 | 0
NexusRenewables | PGE | July | 7 | 1 | 0
NexusRenewables | PGE | July | 7 | 2 | 0
NexusRenewables | PGE | July | 7 | 3 | 0
NexusRenewables | PGE | July | 7 | 4 | 0
NexusRenewables | PGE | July | 7 | 5 | 0
NexusRenewables | PGE | July | 7 | 6 | 0
NexusRenewables | PGE | July | 7 | 7 | 0
NexusRenewables | PGE | July | 7 | 8 | 0
NexusRenewables | PGE | July | 7 | 9 | 0
NexusRenewables | PGE | July | 7 | 10 | 0
NexusRenewables | PGE | July | 7 | 11 | 0
NexusRenewables | PGE | July | 7 | 12 | 0
NexusRenewables | PGE | July | 7 | 13 | 0
NexusRenewables | PGE | July | 7 | 14 | 0
NexusRenewables | PGE | July | 7 | 15 | 0
NexusRenewables | PGE | July | 7 | 16 | 0
NexusRenewables | PGE | July | 7 | 17 | 1
NexusRenewables | PGE | July | 7 | 18 | 1
NexusRenewables | PGE | July | 7 | 19 | 1
NexusRenewables | PGE | July | 7 | 20 | 1
NexusRenewables | PGE | July | 7 | 21 | 1
NexusRenewables | PGE | July | 7 | 22 | 0
NexusRenewables | PGE | July | 7 | 23 | 0
NexusRenewables | PGE | July | 7 | 24 | 0
NexusRenewables | PGE | August | 8 | 1 | 0
NexusRenewables | PGE | August | 8 | 2 | 0
NexusRenewables | PGE | August | 8 | 3 | 0
NexusRenewables | PGE | August | 8 | 4 | 0
NexusRenewables | PGE | August | 8 | 5 | 0
NexusRenewables | PGE | August | 8 | 6 | 0
NexusRenewables | PGE | August | 8 | 7 | 0
NexusRenewables | PGE | August | 8 | 8 | 0
NexusRenewables | PGE | August | 8 | 9 | 0
NexusRenewables | PGE | August | 8 | 10 | 0
NexusRenewables | PGE | August | 8 | 11 | 0
NexusRenewables | PGE | August | 8 | 12 | 0
NexusRenewables | PGE | August | 8 | 13 | 0
NexusRenewables | PGE | August | 8 | 14 | 0
NexusRenewables | PGE | August | 8 | 15 | 0
NexusRenewables | PGE | August | 8 | 16 | 0
NexusRenewables | PGE | August | 8 | 17 | 1
NexusRenewables | PGE | August | 8 | 18 | 1
NexusRenewables | PGE | August | 8 | 19 | 1
NexusRenewables | PGE | August | 8 | 20 | 1
NexusRenewables | PGE | August | 8 | 21 | 1
NexusRenewables | PGE | August | 8 | 22 | 0
NexusRenewables | PGE | August | 8 | 23 | 0
NexusRenewables | PGE | August | 8 | 24 | 0
NexusRenewables | PGE | September | 9 | 1 | 0
NexusRenewables | PGE | September | 9 | 2 | 0
NexusRenewables | PGE | September | 9 | 3 | 0
NexusRenewables | PGE | September | 9 | 4 | 0
NexusRenewables | PGE | September | 9 | 5 | 0
NexusRenewables | PGE | September | 9 | 6 | 0
NexusRenewables | PGE | September | 9 | 7 | 0
NexusRenewables | PGE | September | 9 | 8 | 0
NexusRenewables | PGE | September | 9 | 9 | 0
NexusRenewables | PGE | September | 9 | 10 | 0
NexusRenewables | PGE | September | 9 | 11 | 0
NexusRenewables | PGE | September | 9 | 12 | 0
NexusRenewables | PGE | September | 9 | 13 | 0
NexusRenewables | PGE | September | 9 | 14 | 0
NexusRenewables | PGE | September | 9 | 15 | 0
NexusRenewables | PGE | September | 9 | 16 | 0
NexusRenewables | PGE | September | 9 | 17 | 1
NexusRenewables | PGE | September | 9 | 18 | 1
NexusRenewables | PGE | September | 9 | 19 | 1
NexusRenewables | PGE | September | 9 | 20 | 1
NexusRenewables | PGE | September | 9 | 21 | 1
NexusRenewables | PGE | September | 9 | 22 | 0
NexusRenewables | PGE | September | 9 | 23 | 0
NexusRenewables | PGE | September | 9 | 24 | 0
NexusRenewables | PGE | October | 10 | 1 | 0
NexusRenewables | PGE | October | 10 | 2 | 0
NexusRenewables | PGE | October | 10 | 3 | 0
NexusRenewables | PGE | October | 10 | 4 | 0
NexusRenewables | PGE | October | 10 | 5 | 0
NexusRenewables | PGE | October | 10 | 6 | 0
NexusRenewables | PGE | October | 10 | 7 | 0
NexusRenewables | PGE | October | 10 | 8 | 0
NexusRenewables | PGE | October | 10 | 9 | 0
NexusRenewables | PGE | October | 10 | 10 | 0
NexusRenewables | PGE | October | 10 | 11 | 0
NexusRenewables | PGE | October | 10 | 12 | 0
NexusRenewables | PGE | October | 10 | 13 | 0
NexusRenewables | PGE | October | 10 | 14 | 0
NexusRenewables | PGE | October | 10 | 15 | 0
NexusRenewables | PGE | October | 10 | 16 | 0
NexusRenewables | PGE | October | 10 | 17 | 1
NexusRenewables | PGE | October | 10 | 18 | 1
NexusRenewables | PGE | October | 10 | 19 | 1
NexusRenewables | PGE | October | 10 | 20 | 1
NexusRenewables | PGE | October | 10 | 21 | 1
NexusRenewables | PGE | October | 10 | 22 | 0
NexusRenewables | PGE | October | 10 | 23 | 0
NexusRenewables | PGE | October | 10 | 24 | 0
NexusRenewables | PGE | November | 11 | 1 | 0
NexusRenewables | PGE | November | 11 | 2 | 0
NexusRenewables | PGE | November | 11 | 3 | 0
NexusRenewables | PGE | November | 11 | 4 | 0
NexusRenewables | PGE | November | 11 | 5 | 0
NexusRenewables | PGE | November | 11 | 6 | 0
NexusRenewables | PGE | November | 11 | 7 | 0
NexusRenewables | PGE | November | 11 | 8 | 0
NexusRenewables | PGE | November | 11 | 9 | 0
NexusRenewables | PGE | November | 11 | 10 | 0
NexusRenewables | PGE | November | 11 | 11 | 0
NexusRenewables | PGE | November | 11 | 12 | 0
NexusRenewables | PGE | November | 11 | 13 | 0
NexusRenewables | PGE | November | 11 | 14 | 0
NexusRenewables | PGE | November | 11 | 15 | 0
NexusRenewables | PGE | November | 11 | 16 | 0
NexusRenewables | PGE | November | 11 | 17 | 1
NexusRenewables | PGE | November | 11 | 18 | 1
NexusRenewables | PGE | November | 11 | 19 | 1
NexusRenewables | PGE | November | 11 | 20 | 1
NexusRenewables | PGE | November | 11 | 21 | 1
NexusRenewables | PGE | November | 11 | 22 | 0
NexusRenewables | PGE | November | 11 | 23 | 0
NexusRenewables | PGE | November | 11 | 24 | 0
NexusRenewables | PGE | December | 12 | 1 | 0
NexusRenewables | PGE | December | 12 | 2 | 0
NexusRenewables | PGE | December | 12 | 3 | 0
NexusRenewables | PGE | December | 12 | 4 | 0
NexusRenewables | PGE | December | 12 | 5 | 0
NexusRenewables | PGE | December | 12 | 6 | 0
NexusRenewables | PGE | December | 12 | 7 | 0
NexusRenewables | PGE | December | 12 | 8 | 0
NexusRenewables | PGE | December | 12 | 9 | 0
NexusRenewables | PGE | December | 12 | 10 | 0
NexusRenewables | PGE | December | 12 | 11 | 0
NexusRenewables | PGE | December | 12 | 12 | 0
NexusRenewables | PGE | December | 12 | 13 | 0
NexusRenewables | PGE | December | 12 | 14 | 0
NexusRenewables | PGE | December | 12 | 15 | 0
NexusRenewables | PGE | December | 12 | 16 | 0
NexusRenewables | PGE | December | 12 | 17 | 1
NexusRenewables | PGE | December | 12 | 18 | 1
NexusRenewables | PGE | December | 12 | 19 | 1
NexusRenewables | PGE | December | 12 | 20 | 1
NexusRenewables | PGE | December | 12 | 21 | 1
NexusRenewables | PGE | December | 12 | 22 | 0
NexusRenewables | PGE | December | 12 | 23 | 0
NexusRenewables | PGE | December | 12 | 24 | 0
Enersponse | PGE | January | 1 | 1 | 0
Enersponse | PGE | January | 1 | 2 | 0
Enersponse | PGE | January | 1 | 3 | 0
Enersponse | PGE | January | 1 | 4 | 0
Enersponse | PGE | January | 1 | 5 | 0
Enersponse | PGE | January | 1 | 6 | 0
Enersponse | PGE | January | 1 | 7 | 0
Enersponse | PGE | January | 1 | 8 | 0
Enersponse | PGE | January | 1 | 9 | 0
Enersponse | PGE | January | 1 | 10 | 0
Enersponse | PGE | January | 1 | 11 | 0
Enersponse | PGE | January | 1 | 12 | 0
Enersponse | PGE | January | 1 | 13 | 0
Enersponse | PGE | January | 1 | 14 | 0
Enersponse | PGE | January | 1 | 15 | 0
Enersponse | PGE | January | 1 | 16 | 0
Enersponse | PGE | January | 1 | 17 | 0
Enersponse | PGE | January | 1 | 18 | 0
Enersponse | PGE | January | 1 | 19 | 0
Enersponse | PGE | January | 1 | 20 | 0
Enersponse | PGE | January | 1 | 21 | 0
Enersponse | PGE | January | 1 | 22 | 0
Enersponse | PGE | January | 1 | 23 | 0
Enersponse | PGE | January | 1 | 24 | 0
Enersponse | PGE | February | 2 | 1 | 0
Enersponse | PGE | February | 2 | 2 | 0
Enersponse | PGE | February | 2 | 3 | 0
Enersponse | PGE | February | 2 | 4 | 0
Enersponse | PGE | February | 2 | 5 | 0
Enersponse | PGE | February | 2 | 6 | 0
Enersponse | PGE | February | 2 | 7 | 0
Enersponse | PGE | February | 2 | 8 | 0
Enersponse | PGE | February | 2 | 9 | 0
Enersponse | PGE | February | 2 | 10 | 0
Enersponse | PGE | February | 2 | 11 | 0
Enersponse | PGE | February | 2 | 12 | 0
Enersponse | PGE | February | 2 | 13 | 0
Enersponse | PGE | February | 2 | 14 | 0
Enersponse | PGE | February | 2 | 15 | 0
Enersponse | PGE | February | 2 | 16 | 0
Enersponse | PGE | February | 2 | 17 | 0
Enersponse | PGE | February | 2 | 18 | 0
Enersponse | PGE | February | 2 | 19 | 0
Enersponse | PGE | February | 2 | 20 | 0
Enersponse | PGE | February | 2 | 21 | 0
Enersponse | PGE | February | 2 | 22 | 0
Enersponse | PGE | February | 2 | 23 | 0
Enersponse | PGE | February | 2 | 24 | 0
Enersponse | PGE | March | 3 | 1 | 0
Enersponse | PGE | March | 3 | 2 | 0
Enersponse | PGE | March | 3 | 3 | 0
Enersponse | PGE | March | 3 | 4 | 0
Enersponse | PGE | March | 3 | 5 | 0
Enersponse | PGE | March | 3 | 6 | 0
Enersponse | PGE | March | 3 | 7 | 0
Enersponse | PGE | March | 3 | 8 | 0
Enersponse | PGE | March | 3 | 9 | 0
Enersponse | PGE | March | 3 | 10 | 0
Enersponse | PGE | March | 3 | 11 | 0
Enersponse | PGE | March | 3 | 12 | 0
Enersponse | PGE | March | 3 | 13 | 0
Enersponse | PGE | March | 3 | 14 | 0
Enersponse | PGE | March | 3 | 15 | 0
Enersponse | PGE | March | 3 | 16 | 0
Enersponse | PGE | March | 3 | 17 | 0
Enersponse | PGE | March | 3 | 18 | 0
Enersponse | PGE | March | 3 | 19 | 0
Enersponse | PGE | March | 3 | 20 | 0
Enersponse | PGE | March | 3 | 21 | 0
Enersponse | PGE | March | 3 | 22 | 0
Enersponse | PGE | March | 3 | 23 | 0
Enersponse | PGE | March | 3 | 24 | 0
Enersponse | PGE | April | 4 | 1 | 0
Enersponse | PGE | April | 4 | 2 | 0
Enersponse | PGE | April | 4 | 3 | 0
Enersponse | PGE | April | 4 | 4 | 0
Enersponse | PGE | April | 4 | 5 | 0
Enersponse | PGE | April | 4 | 6 | 0
Enersponse | PGE | April | 4 | 7 | 0
Enersponse | PGE | April | 4 | 8 | 0
Enersponse | PGE | April | 4 | 9 | 0
Enersponse | PGE | April | 4 | 10 | 0
Enersponse | PGE | April | 4 | 11 | 0
Enersponse | PGE | April | 4 | 12 | 0
Enersponse | PGE | April | 4 | 13 | 0
Enersponse | PGE | April | 4 | 14 | 0
Enersponse | PGE | April | 4 | 15 | 0
Enersponse | PGE | April | 4 | 16 | 0
Enersponse | PGE | April | 4 | 17 | 0
Enersponse | PGE | April | 4 | 18 | 1
Enersponse | PGE | April | 4 | 19 | 1
Enersponse | PGE | April | 4 | 20 | 1
Enersponse | PGE | April | 4 | 21 | 1
Enersponse | PGE | April | 4 | 22 | 1
Enersponse | PGE | April | 4 | 23 | 0
Enersponse | PGE | April | 4 | 24 | 0
Enersponse | PGE | May | 5 | 1 | 0
Enersponse | PGE | May | 5 | 2 | 0
Enersponse | PGE | May | 5 | 3 | 0
Enersponse | PGE | May | 5 | 4 | 0
Enersponse | PGE | May | 5 | 5 | 0
Enersponse | PGE | May | 5 | 6 | 0
Enersponse | PGE | May | 5 | 7 | 0
Enersponse | PGE | May | 5 | 8 | 0
Enersponse | PGE | May | 5 | 9 | 0
Enersponse | PGE | May | 5 | 10 | 0
Enersponse | PGE | May | 5 | 11 | 0
Enersponse | PGE | May | 5 | 12 | 0
Enersponse | PGE | May | 5 | 13 | 0
Enersponse | PGE | May | 5 | 14 | 0
Enersponse | PGE | May | 5 | 15 | 0
Enersponse | PGE | May | 5 | 16 | 0
Enersponse | PGE | May | 5 | 17 | 0
Enersponse | PGE | May | 5 | 18 | 1
Enersponse | PGE | May | 5 | 19 | 1
Enersponse | PGE | May | 5 | 20 | 1
Enersponse | PGE | May | 5 | 21 | 1
Enersponse | PGE | May | 5 | 22 | 1
Enersponse | PGE | May | 5 | 23 | 0
Enersponse | PGE | May | 5 | 24 | 0
Enersponse | PGE | June | 6 | 1 | 0
Enersponse | PGE | June | 6 | 2 | 0
Enersponse | PGE | June | 6 | 3 | 0
Enersponse | PGE | June | 6 | 4 | 0
Enersponse | PGE | June | 6 | 5 | 0
Enersponse | PGE | June | 6 | 6 | 0
Enersponse | PGE | June | 6 | 7 | 0
Enersponse | PGE | June | 6 | 8 | 0
Enersponse | PGE | June | 6 | 9 | 0
Enersponse | PGE | June | 6 | 10 | 0
Enersponse | PGE | June | 6 | 11 | 0
Enersponse | PGE | June | 6 | 12 | 0
Enersponse | PGE | June | 6 | 13 | 0
Enersponse | PGE | June | 6 | 14 | 0
Enersponse | PGE | June | 6 | 15 | 0
Enersponse | PGE | June | 6 | 16 | 0
Enersponse | PGE | June | 6 | 17 | 1
Enersponse | PGE | June | 6 | 18 | 1
Enersponse | PGE | June | 6 | 19 | 1
Enersponse | PGE | June | 6 | 20 | 1
Enersponse | PGE | June | 6 | 21 | 1
Enersponse | PGE | June | 6 | 22 | 0
Enersponse | PGE | June | 6 | 23 | 0
Enersponse | PGE | June | 6 | 24 | 0
Enersponse | PGE | July | 7 | 1 | 0
Enersponse | PGE | July | 7 | 2 | 0
Enersponse | PGE | July | 7 | 3 | 0
Enersponse | PGE | July | 7 | 4 | 0
Enersponse | PGE | July | 7 | 5 | 0
Enersponse | PGE | July | 7 | 6 | 0
Enersponse | PGE | July | 7 | 7 | 0
Enersponse | PGE | July | 7 | 8 | 0
Enersponse | PGE | July | 7 | 9 | 0
Enersponse | PGE | July | 7 | 10 | 0
Enersponse | PGE | July | 7 | 11 | 0
Enersponse | PGE | July | 7 | 12 | 0
Enersponse | PGE | July | 7 | 13 | 0
Enersponse | PGE | July | 7 | 14 | 0
Enersponse | PGE | July | 7 | 15 | 0
Enersponse | PGE | July | 7 | 16 | 0
Enersponse | PGE | July | 7 | 17 | 1
Enersponse | PGE | July | 7 | 18 | 1
Enersponse | PGE | July | 7 | 19 | 1
Enersponse | PGE | July | 7 | 20 | 1
Enersponse | PGE | July | 7 | 21 | 1
Enersponse | PGE | July | 7 | 22 | 0
Enersponse | PGE | July | 7 | 23 | 0
Enersponse | PGE | July | 7 | 24 | 0
Enersponse | PGE | August | 8 | 1 | 0
Enersponse | PGE | August | 8 | 2 | 0
Enersponse | PGE | August | 8 | 3 | 0
Enersponse | PGE | August | 8 | 4 | 0
Enersponse | PGE | August | 8 | 5 | 0
Enersponse | PGE | August | 8 | 6 | 0
Enersponse | PGE | August | 8 | 7 | 0
Enersponse | PGE | August | 8 | 8 | 0
Enersponse | PGE | August | 8 | 9 | 0
Enersponse | PGE | August | 8 | 10 | 0
Enersponse | PGE | August | 8 | 11 | 0
Enersponse | PGE | August | 8 | 12 | 0
Enersponse | PGE | August | 8 | 13 | 0
Enersponse | PGE | August | 8 | 14 | 0
Enersponse | PGE | August | 8 | 15 | 0
Enersponse | PGE | August | 8 | 16 | 0
Enersponse | PGE | August | 8 | 17 | 1
Enersponse | PGE | August | 8 | 18 | 1
Enersponse | PGE | August | 8 | 19 | 1
Enersponse | PGE | August | 8 | 20 | 1
Enersponse | PGE | August | 8 | 21 | 1
Enersponse | PGE | August | 8 | 22 | 0
Enersponse | PGE | August | 8 | 23 | 0
Enersponse | PGE | August | 8 | 24 | 0
Enersponse | PGE | September | 9 | 1 | 0
Enersponse | PGE | September | 9 | 2 | 0
Enersponse | PGE | September | 9 | 3 | 0
Enersponse | PGE | September | 9 | 4 | 0
Enersponse | PGE | September | 9 | 5 | 0
Enersponse | PGE | September | 9 | 6 | 0
Enersponse | PGE | September | 9 | 7 | 0
Enersponse | PGE | September | 9 | 8 | 0
Enersponse | PGE | September | 9 | 9 | 0
Enersponse | PGE | September | 9 | 10 | 0
Enersponse | PGE | September | 9 | 11 | 0
Enersponse | PGE | September | 9 | 12 | 0
Enersponse | PGE | September | 9 | 13 | 0
Enersponse | PGE | September | 9 | 14 | 0
Enersponse | PGE | September | 9 | 15 | 0
Enersponse | PGE | September | 9 | 16 | 0
Enersponse | PGE | September | 9 | 17 | 1
Enersponse | PGE | September | 9 | 18 | 1
Enersponse | PGE | September | 9 | 19 | 1
Enersponse | PGE | September | 9 | 20 | 1
Enersponse | PGE | September | 9 | 21 | 1
Enersponse | PGE | September | 9 | 22 | 0
Enersponse | PGE | September | 9 | 23 | 0
Enersponse | PGE | September | 9 | 24 | 0
Enersponse | PGE | October | 10 | 1 | 0
Enersponse | PGE | October | 10 | 2 | 0
Enersponse | PGE | October | 10 | 3 | 0
Enersponse | PGE | October | 10 | 4 | 0
Enersponse | PGE | October | 10 | 5 | 0
Enersponse | PGE | October | 10 | 6 | 0
Enersponse | PGE | October | 10 | 7 | 0
Enersponse | PGE | October | 10 | 8 | 0
Enersponse | PGE | October | 10 | 9 | 0
Enersponse | PGE | October | 10 | 10 | 0
Enersponse | PGE | October | 10 | 11 | 0
Enersponse | PGE | October | 10 | 12 | 0
Enersponse | PGE | October | 10 | 13 | 0
Enersponse | PGE | October | 10 | 14 | 0
Enersponse | PGE | October | 10 | 15 | 0
Enersponse | PGE | October | 10 | 16 | 0
Enersponse | PGE | October | 10 | 17 | 1
Enersponse | PGE | October | 10 | 18 | 1
Enersponse | PGE | October | 10 | 19 | 1
Enersponse | PGE | October | 10 | 20 | 1
Enersponse | PGE | October | 10 | 21 | 1
Enersponse | PGE | October | 10 | 22 | 0
Enersponse | PGE | October | 10 | 23 | 0
Enersponse | PGE | October | 10 | 24 | 0
Enersponse | PGE | November | 11 | 1 | 0
Enersponse | PGE | November | 11 | 2 | 0
Enersponse | PGE | November | 11 | 3 | 0
Enersponse | PGE | November | 11 | 4 | 0
Enersponse | PGE | November | 11 | 5 | 0
Enersponse | PGE | November | 11 | 6 | 0
Enersponse | PGE | November | 11 | 7 | 0
Enersponse | PGE | November | 11 | 8 | 0
Enersponse | PGE | November | 11 | 9 | 0
Enersponse | PGE | November | 11 | 10 | 0
Enersponse | PGE | November | 11 | 11 | 0
Enersponse | PGE | November | 11 | 12 | 0
Enersponse | PGE | November | 11 | 13 | 0
Enersponse | PGE | November | 11 | 14 | 0
Enersponse | PGE | November | 11 | 15 | 0
Enersponse | PGE | November | 11 | 16 | 0
Enersponse | PGE | November | 11 | 17 | 1
Enersponse | PGE | November | 11 | 18 | 1
Enersponse | PGE | November | 11 | 19 | 1
Enersponse | PGE | November | 11 | 20 | 1
Enersponse | PGE | November | 11 | 21 | 1
Enersponse | PGE | November | 11 | 22 | 0
Enersponse | PGE | November | 11 | 23 | 0
Enersponse | PGE | November | 11 | 24 | 0
Enersponse | PGE | December | 12 | 1 | 0
Enersponse | PGE | December | 12 | 2 | 0
Enersponse | PGE | December | 12 | 3 | 0
Enersponse | PGE | December | 12 | 4 | 0
Enersponse | PGE | December | 12 | 5 | 0
Enersponse | PGE | December | 12 | 6 | 0
Enersponse | PGE | December | 12 | 7 | 0
Enersponse | PGE | December | 12 | 8 | 0
Enersponse | PGE | December | 12 | 9 | 0
Enersponse | PGE | December | 12 | 10 | 0
Enersponse | PGE | December | 12 | 11 | 0
Enersponse | PGE | December | 12 | 12 | 0
Enersponse | PGE | December | 12 | 13 | 0
Enersponse | PGE | December | 12 | 14 | 0
Enersponse | PGE | December | 12 | 15 | 0
Enersponse | PGE | December | 12 | 16 | 0
Enersponse | PGE | December | 12 | 17 | 1
Enersponse | PGE | December | 12 | 18 | 1
Enersponse | PGE | December | 12 | 19 | 1
Enersponse | PGE | December | 12 | 20 | 1
Enersponse | PGE | December | 12 | 21 | 1
Enersponse | PGE | December | 12 | 22 | 0
Enersponse | PGE | December | 12 | 23 | 0
Enersponse | PGE | December | 12 | 24 | 0
Enersponse | SCE | January | 1 | 1 | 0
Enersponse | SCE | January | 1 | 2 | 0
Enersponse | SCE | January | 1 | 3 | 0
Enersponse | SCE | January | 1 | 4 | 0
Enersponse | SCE | January | 1 | 5 | 0
Enersponse | SCE | January | 1 | 6 | 0
Enersponse | SCE | January | 1 | 7 | 0
Enersponse | SCE | January | 1 | 8 | 0
Enersponse | SCE | January | 1 | 9 | 0
Enersponse | SCE | January | 1 | 10 | 0
Enersponse | SCE | January | 1 | 11 | 0
Enersponse | SCE | January | 1 | 12 | 0
Enersponse | SCE | January | 1 | 13 | 0
Enersponse | SCE | January | 1 | 14 | 0
Enersponse | SCE | January | 1 | 15 | 0
Enersponse | SCE | January | 1 | 16 | 0
Enersponse | SCE | January | 1 | 17 | 1
Enersponse | SCE | January | 1 | 18 | 1
Enersponse | SCE | January | 1 | 19 | 1
Enersponse | SCE | January | 1 | 20 | 1
Enersponse | SCE | January | 1 | 21 | 1
Enersponse | SCE | January | 1 | 22 | 0
Enersponse | SCE | January | 1 | 23 | 0
Enersponse | SCE | January | 1 | 24 | 0
Enersponse | SCE | February | 2 | 1 | 0
Enersponse | SCE | February | 2 | 2 | 0
Enersponse | SCE | February | 2 | 3 | 0
Enersponse | SCE | February | 2 | 4 | 0
Enersponse | SCE | February | 2 | 5 | 0
Enersponse | SCE | February | 2 | 6 | 0
Enersponse | SCE | February | 2 | 7 | 0
Enersponse | SCE | February | 2 | 8 | 0
Enersponse | SCE | February | 2 | 9 | 0
Enersponse | SCE | February | 2 | 10 | 0
Enersponse | SCE | February | 2 | 11 | 0
Enersponse | SCE | February | 2 | 12 | 0
Enersponse | SCE | February | 2 | 13 | 0
Enersponse | SCE | February | 2 | 14 | 0
Enersponse | SCE | February | 2 | 15 | 0
Enersponse | SCE | February | 2 | 16 | 0
Enersponse | SCE | February | 2 | 17 | 1
Enersponse | SCE | February | 2 | 18 | 1
Enersponse | SCE | February | 2 | 19 | 1
Enersponse | SCE | February | 2 | 20 | 1
Enersponse | SCE | February | 2 | 21 | 1
Enersponse | SCE | February | 2 | 22 | 0
Enersponse | SCE | February | 2 | 23 | 0
Enersponse | SCE | February | 2 | 24 | 0
Enersponse | SCE | March | 3 | 1 | 0
Enersponse | SCE | March | 3 | 2 | 0
Enersponse | SCE | March | 3 | 3 | 0
Enersponse | SCE | March | 3 | 4 | 0
Enersponse | SCE | March | 3 | 5 | 0
Enersponse | SCE | March | 3 | 6 | 0
Enersponse | SCE | March | 3 | 7 | 0
Enersponse | SCE | March | 3 | 8 | 0
Enersponse | SCE | March | 3 | 9 | 0
Enersponse | SCE | March | 3 | 10 | 0
Enersponse | SCE | March | 3 | 11 | 0
Enersponse | SCE | March | 3 | 12 | 0
Enersponse | SCE | March | 3 | 13 | 0
Enersponse | SCE | March | 3 | 14 | 0
Enersponse | SCE | March | 3 | 15 | 0
Enersponse | SCE | March | 3 | 16 | 0
Enersponse | SCE | March | 3 | 17 | 0
Enersponse | SCE | March | 3 | 18 | 1
Enersponse | SCE | March | 3 | 19 | 1
Enersponse | SCE | March | 3 | 20 | 1
Enersponse | SCE | March | 3 | 21 | 1
Enersponse | SCE | March | 3 | 22 | 1
Enersponse | SCE | March | 3 | 23 | 0
Enersponse | SCE | March | 3 | 24 | 0
Enersponse | SCE | April | 4 | 1 | 0
Enersponse | SCE | April | 4 | 2 | 0
Enersponse | SCE | April | 4 | 3 | 0
Enersponse | SCE | April | 4 | 4 | 0
Enersponse | SCE | April | 4 | 5 | 0
Enersponse | SCE | April | 4 | 6 | 0
Enersponse | SCE | April | 4 | 7 | 0
Enersponse | SCE | April | 4 | 8 | 0
Enersponse | SCE | April | 4 | 9 | 0
Enersponse | SCE | April | 4 | 10 | 0
Enersponse | SCE | April | 4 | 11 | 0
Enersponse | SCE | April | 4 | 12 | 0
Enersponse | SCE | April | 4 | 13 | 0
Enersponse | SCE | April | 4 | 14 | 0
Enersponse | SCE | April | 4 | 15 | 0
Enersponse | SCE | April | 4 | 16 | 0
Enersponse | SCE | April | 4 | 17 | 0
Enersponse | SCE | April | 4 | 18 | 1
Enersponse | SCE | April | 4 | 19 | 1
Enersponse | SCE | April | 4 | 20 | 1
Enersponse | SCE | April | 4 | 21 | 1
Enersponse | SCE | April | 4 | 22 | 1
Enersponse | SCE | April | 4 | 23 | 0
Enersponse | SCE | April | 4 | 24 | 0
Enersponse | SCE | May | 5 | 1 | 0
Enersponse | SCE | May | 5 | 2 | 0
Enersponse | SCE | May | 5 | 3 | 0
Enersponse | SCE | May | 5 | 4 | 0
Enersponse | SCE | May | 5 | 5 | 0
Enersponse | SCE | May | 5 | 6 | 0
Enersponse | SCE | May | 5 | 7 | 0
Enersponse | SCE | May | 5 | 8 | 0
Enersponse | SCE | May | 5 | 9 | 0
Enersponse | SCE | May | 5 | 10 | 0
Enersponse | SCE | May | 5 | 11 | 0
Enersponse | SCE | May | 5 | 12 | 0
Enersponse | SCE | May | 5 | 13 | 0
Enersponse | SCE | May | 5 | 14 | 0
Enersponse | SCE | May | 5 | 15 | 0
Enersponse | SCE | May | 5 | 16 | 0
Enersponse | SCE | May | 5 | 17 | 0
Enersponse | SCE | May | 5 | 18 | 1
Enersponse | SCE | May | 5 | 19 | 1
Enersponse | SCE | May | 5 | 20 | 1
Enersponse | SCE | May | 5 | 21 | 1
Enersponse | SCE | May | 5 | 22 | 1
Enersponse | SCE | May | 5 | 23 | 0
Enersponse | SCE | May | 5 | 24 | 0
Enersponse | SCE | June | 6 | 1 | 0
Enersponse | SCE | June | 6 | 2 | 0
Enersponse | SCE | June | 6 | 3 | 0
Enersponse | SCE | June | 6 | 4 | 0
Enersponse | SCE | June | 6 | 5 | 0
Enersponse | SCE | June | 6 | 6 | 0
Enersponse | SCE | June | 6 | 7 | 0
Enersponse | SCE | June | 6 | 8 | 0
Enersponse | SCE | June | 6 | 9 | 0
Enersponse | SCE | June | 6 | 10 | 0
Enersponse | SCE | June | 6 | 11 | 0
Enersponse | SCE | June | 6 | 12 | 0
Enersponse | SCE | June | 6 | 13 | 0
Enersponse | SCE | June | 6 | 14 | 0
Enersponse | SCE | June | 6 | 15 | 0
Enersponse | SCE | June | 6 | 16 | 0
Enersponse | SCE | June | 6 | 17 | 1
Enersponse | SCE | June | 6 | 18 | 1
Enersponse | SCE | June | 6 | 19 | 1
Enersponse | SCE | June | 6 | 20 | 1
Enersponse | SCE | June | 6 | 21 | 1
Enersponse | SCE | June | 6 | 22 | 0
Enersponse | SCE | June | 6 | 23 | 0
Enersponse | SCE | June | 6 | 24 | 0
Enersponse | SCE | July | 7 | 1 | 0
Enersponse | SCE | July | 7 | 2 | 0
Enersponse | SCE | July | 7 | 3 | 0
Enersponse | SCE | July | 7 | 4 | 0
Enersponse | SCE | July | 7 | 5 | 0
Enersponse | SCE | July | 7 | 6 | 0
Enersponse | SCE | July | 7 | 7 | 0
Enersponse | SCE | July | 7 | 8 | 0
Enersponse | SCE | July | 7 | 9 | 0
Enersponse | SCE | July | 7 | 10 | 0
Enersponse | SCE | July | 7 | 11 | 0
Enersponse | SCE | July | 7 | 12 | 0
Enersponse | SCE | July | 7 | 13 | 0
Enersponse | SCE | July | 7 | 14 | 0
Enersponse | SCE | July | 7 | 15 | 0
Enersponse | SCE | July | 7 | 16 | 0
Enersponse | SCE | July | 7 | 17 | 1
Enersponse | SCE | July | 7 | 18 | 1
Enersponse | SCE | July | 7 | 19 | 1
Enersponse | SCE | July | 7 | 20 | 1
Enersponse | SCE | July | 7 | 21 | 1
Enersponse | SCE | July | 7 | 22 | 0
Enersponse | SCE | July | 7 | 23 | 0
Enersponse | SCE | July | 7 | 24 | 0
Enersponse | SCE | August | 8 | 1 | 0
Enersponse | SCE | August | 8 | 2 | 0
Enersponse | SCE | August | 8 | 3 | 0
Enersponse | SCE | August | 8 | 4 | 0
Enersponse | SCE | August | 8 | 5 | 0
Enersponse | SCE | August | 8 | 6 | 0
Enersponse | SCE | August | 8 | 7 | 0
Enersponse | SCE | August | 8 | 8 | 0
Enersponse | SCE | August | 8 | 9 | 0
Enersponse | SCE | August | 8 | 10 | 0
Enersponse | SCE | August | 8 | 11 | 0
Enersponse | SCE | August | 8 | 12 | 0
Enersponse | SCE | August | 8 | 13 | 0
Enersponse | SCE | August | 8 | 14 | 0
Enersponse | SCE | August | 8 | 15 | 0
Enersponse | SCE | August | 8 | 16 | 0
Enersponse | SCE | August | 8 | 17 | 1
Enersponse | SCE | August | 8 | 18 | 1
Enersponse | SCE | August | 8 | 19 | 1
Enersponse | SCE | August | 8 | 20 | 1
Enersponse | SCE | August | 8 | 21 | 1
Enersponse | SCE | August | 8 | 22 | 0
Enersponse | SCE | August | 8 | 23 | 0
Enersponse | SCE | August | 8 | 24 | 0
Enersponse | SCE | September | 9 | 1 | 0
Enersponse | SCE | September | 9 | 2 | 0
Enersponse | SCE | September | 9 | 3 | 0
Enersponse | SCE | September | 9 | 4 | 0
Enersponse | SCE | September | 9 | 5 | 0
Enersponse | SCE | September | 9 | 6 | 0
Enersponse | SCE | September | 9 | 7 | 0
Enersponse | SCE | September | 9 | 8 | 0
Enersponse | SCE | September | 9 | 9 | 0
Enersponse | SCE | September | 9 | 10 | 0
Enersponse | SCE | September | 9 | 11 | 0
Enersponse | SCE | September | 9 | 12 | 0
Enersponse | SCE | September | 9 | 13 | 0
Enersponse | SCE | September | 9 | 14 | 0
Enersponse | SCE | September | 9 | 15 | 0
Enersponse | SCE | September | 9 | 16 | 0
Enersponse | SCE | September | 9 | 17 | 1
Enersponse | SCE | September | 9 | 18 | 1
Enersponse | SCE | September | 9 | 19 | 1
Enersponse | SCE | September | 9 | 20 | 1
Enersponse | SCE | September | 9 | 21 | 1
Enersponse | SCE | September | 9 | 22 | 0
Enersponse | SCE | September | 9 | 23 | 0
Enersponse | SCE | September | 9 | 24 | 0
Enersponse | SCE | October | 10 | 1 | 0
Enersponse | SCE | October | 10 | 2 | 0
Enersponse | SCE | October | 10 | 3 | 0
Enersponse | SCE | October | 10 | 4 | 0
Enersponse | SCE | October | 10 | 5 | 0
Enersponse | SCE | October | 10 | 6 | 0
Enersponse | SCE | October | 10 | 7 | 0
Enersponse | SCE | October | 10 | 8 | 0
Enersponse | SCE | October | 10 | 9 | 0
Enersponse | SCE | October | 10 | 10 | 0
Enersponse | SCE | October | 10 | 11 | 0
Enersponse | SCE | October | 10 | 12 | 0
Enersponse | SCE | October | 10 | 13 | 0
Enersponse | SCE | October | 10 | 14 | 0
Enersponse | SCE | October | 10 | 15 | 0
Enersponse | SCE | October | 10 | 16 | 0
Enersponse | SCE | October | 10 | 17 | 1
Enersponse | SCE | October | 10 | 18 | 1
Enersponse | SCE | October | 10 | 19 | 1
Enersponse | SCE | October | 10 | 20 | 1
Enersponse | SCE | October | 10 | 21 | 1
Enersponse | SCE | October | 10 | 22 | 0
Enersponse | SCE | October | 10 | 23 | 0
Enersponse | SCE | October | 10 | 24 | 0
Enersponse | SCE | November | 11 | 1 | 0
Enersponse | SCE | November | 11 | 2 | 0
Enersponse | SCE | November | 11 | 3 | 0
Enersponse | SCE | November | 11 | 4 | 0
Enersponse | SCE | November | 11 | 5 | 0
Enersponse | SCE | November | 11 | 6 | 0
Enersponse | SCE | November | 11 | 7 | 0
Enersponse | SCE | November | 11 | 8 | 0
Enersponse | SCE | November | 11 | 9 | 0
Enersponse | SCE | November | 11 | 10 | 0
Enersponse | SCE | November | 11 | 11 | 0
Enersponse | SCE | November | 11 | 12 | 0
Enersponse | SCE | November | 11 | 13 | 0
Enersponse | SCE | November | 11 | 14 | 0
Enersponse | SCE | November | 11 | 15 | 0
Enersponse | SCE | November | 11 | 16 | 0
Enersponse | SCE | November | 11 | 17 | 1
Enersponse | SCE | November | 11 | 18 | 1
Enersponse | SCE | November | 11 | 19 | 1
Enersponse | SCE | November | 11 | 20 | 1
Enersponse | SCE | November | 11 | 21 | 1
Enersponse | SCE | November | 11 | 22 | 0
Enersponse | SCE | November | 11 | 23 | 0
Enersponse | SCE | November | 11 | 24 | 0
Enersponse | SCE | December | 12 | 1 | 0
Enersponse | SCE | December | 12 | 2 | 0
Enersponse | SCE | December | 12 | 3 | 0
Enersponse | SCE | December | 12 | 4 | 0
Enersponse | SCE | December | 12 | 5 | 0
Enersponse | SCE | December | 12 | 6 | 0
Enersponse | SCE | December | 12 | 7 | 0
Enersponse | SCE | December | 12 | 8 | 0
Enersponse | SCE | December | 12 | 9 | 0
Enersponse | SCE | December | 12 | 10 | 0
Enersponse | SCE | December | 12 | 11 | 0
Enersponse | SCE | December | 12 | 12 | 0
Enersponse | SCE | December | 12 | 13 | 0
Enersponse | SCE | December | 12 | 14 | 0
Enersponse | SCE | December | 12 | 15 | 0
Enersponse | SCE | December | 12 | 16 | 0
Enersponse | SCE | December | 12 | 17 | 1
Enersponse | SCE | December | 12 | 18 | 1
Enersponse | SCE | December | 12 | 19 | 1
Enersponse | SCE | December | 12 | 20 | 1
Enersponse | SCE | December | 12 | 21 | 1
Enersponse | SCE | December | 12 | 22 | 0
Enersponse | SCE | December | 12 | 23 | 0
Enersponse | SCE | December | 12 | 24 | 0
Enersponse | SDGE | January | 1 | 1 | 0
Enersponse | SDGE | January | 1 | 2 | 0
Enersponse | SDGE | January | 1 | 3 | 0
Enersponse | SDGE | January | 1 | 4 | 0
Enersponse | SDGE | January | 1 | 5 | 0
Enersponse | SDGE | January | 1 | 6 | 0
Enersponse | SDGE | January | 1 | 7 | 0
Enersponse | SDGE | January | 1 | 8 | 0
Enersponse | SDGE | January | 1 | 9 | 0
Enersponse | SDGE | January | 1 | 10 | 0
Enersponse | SDGE | January | 1 | 11 | 0
Enersponse | SDGE | January | 1 | 12 | 0
Enersponse | SDGE | January | 1 | 13 | 0
Enersponse | SDGE | January | 1 | 14 | 0
Enersponse | SDGE | January | 1 | 15 | 0
Enersponse | SDGE | January | 1 | 16 | 0
Enersponse | SDGE | January | 1 | 17 | 0
Enersponse | SDGE | January | 1 | 18 | 0
Enersponse | SDGE | January | 1 | 19 | 0
Enersponse | SDGE | January | 1 | 20 | 0
Enersponse | SDGE | January | 1 | 21 | 0
Enersponse | SDGE | January | 1 | 22 | 0
Enersponse | SDGE | January | 1 | 23 | 0
Enersponse | SDGE | January | 1 | 24 | 0
Enersponse | SDGE | February | 2 | 1 | 0
Enersponse | SDGE | February | 2 | 2 | 0
Enersponse | SDGE | February | 2 | 3 | 0
Enersponse | SDGE | February | 2 | 4 | 0
Enersponse | SDGE | February | 2 | 5 | 0
Enersponse | SDGE | February | 2 | 6 | 0
Enersponse | SDGE | February | 2 | 7 | 0
Enersponse | SDGE | February | 2 | 8 | 0
Enersponse | SDGE | February | 2 | 9 | 0
Enersponse | SDGE | February | 2 | 10 | 0
Enersponse | SDGE | February | 2 | 11 | 0
Enersponse | SDGE | February | 2 | 12 | 0
Enersponse | SDGE | February | 2 | 13 | 0
Enersponse | SDGE | February | 2 | 14 | 0
Enersponse | SDGE | February | 2 | 15 | 0
Enersponse | SDGE | February | 2 | 16 | 0
Enersponse | SDGE | February | 2 | 17 | 0
Enersponse | SDGE | February | 2 | 18 | 0
Enersponse | SDGE | February | 2 | 19 | 0
Enersponse | SDGE | February | 2 | 20 | 0
Enersponse | SDGE | February | 2 | 21 | 0
Enersponse | SDGE | February | 2 | 22 | 0
Enersponse | SDGE | February | 2 | 23 | 0
Enersponse | SDGE | February | 2 | 24 | 0
Enersponse | SDGE | March | 3 | 1 | 0
Enersponse | SDGE | March | 3 | 2 | 0
Enersponse | SDGE | March | 3 | 3 | 0
Enersponse | SDGE | March | 3 | 4 | 0
Enersponse | SDGE | March | 3 | 5 | 0
Enersponse | SDGE | March | 3 | 6 | 0
Enersponse | SDGE | March | 3 | 7 | 0
Enersponse | SDGE | March | 3 | 8 | 0
Enersponse | SDGE | March | 3 | 9 | 0
Enersponse | SDGE | March | 3 | 10 | 0
Enersponse | SDGE | March | 3 | 11 | 0
Enersponse | SDGE | March | 3 | 12 | 0
Enersponse | SDGE | March | 3 | 13 | 0
Enersponse | SDGE | March | 3 | 14 | 0
Enersponse | SDGE | March | 3 | 15 | 0
Enersponse | SDGE | March | 3 | 16 | 0
Enersponse | SDGE | March | 3 | 17 | 0
Enersponse | SDGE | March | 3 | 18 | 0
Enersponse | SDGE | March | 3 | 19 | 0
Enersponse | SDGE | March | 3 | 20 | 0
Enersponse | SDGE | March | 3 | 21 | 0
Enersponse | SDGE | March | 3 | 22 | 0
Enersponse | SDGE | March | 3 | 23 | 0
Enersponse | SDGE | March | 3 | 24 | 0
Enersponse | SDGE | April | 4 | 1 | 0
Enersponse | SDGE | April | 4 | 2 | 0
Enersponse | SDGE | April | 4 | 3 | 0
Enersponse | SDGE | April | 4 | 4 | 0
Enersponse | SDGE | April | 4 | 5 | 0
Enersponse | SDGE | April | 4 | 6 | 0
Enersponse | SDGE | April | 4 | 7 | 0
Enersponse | SDGE | April | 4 | 8 | 0
Enersponse | SDGE | April | 4 | 9 | 0
Enersponse | SDGE | April | 4 | 10 | 0
Enersponse | SDGE | April | 4 | 11 | 0
Enersponse | SDGE | April | 4 | 12 | 0
Enersponse | SDGE | April | 4 | 13 | 0
Enersponse | SDGE | April | 4 | 14 | 0
Enersponse | SDGE | April | 4 | 15 | 0
Enersponse | SDGE | April | 4 | 16 | 0
Enersponse | SDGE | April | 4 | 17 | 0
Enersponse | SDGE | April | 4 | 18 | 1
Enersponse | SDGE | April | 4 | 19 | 1
Enersponse | SDGE | April | 4 | 20 | 1
Enersponse | SDGE | April | 4 | 21 | 1
Enersponse | SDGE | April | 4 | 22 | 1
Enersponse | SDGE | April | 4 | 23 | 0
Enersponse | SDGE | April | 4 | 24 | 0
Enersponse | SDGE | May | 5 | 1 | 0
Enersponse | SDGE | May | 5 | 2 | 0
Enersponse | SDGE | May | 5 | 3 | 0
Enersponse | SDGE | May | 5 | 4 | 0
Enersponse | SDGE | May | 5 | 5 | 0
Enersponse | SDGE | May | 5 | 6 | 0
Enersponse | SDGE | May | 5 | 7 | 0
Enersponse | SDGE | May | 5 | 8 | 0
Enersponse | SDGE | May | 5 | 9 | 0
Enersponse | SDGE | May | 5 | 10 | 0
Enersponse | SDGE | May | 5 | 11 | 0
Enersponse | SDGE | May | 5 | 12 | 0
Enersponse | SDGE | May | 5 | 13 | 0
Enersponse | SDGE | May | 5 | 14 | 0
Enersponse | SDGE | May | 5 | 15 | 0
Enersponse | SDGE | May | 5 | 16 | 0
Enersponse | SDGE | May | 5 | 17 | 0
Enersponse | SDGE | May | 5 | 18 | 1
Enersponse | SDGE | May | 5 | 19 | 1
Enersponse | SDGE | May | 5 | 20 | 1
Enersponse | SDGE | May | 5 | 21 | 1
Enersponse | SDGE | May | 5 | 22 | 1
Enersponse | SDGE | May | 5 | 23 | 0
Enersponse | SDGE | May | 5 | 24 | 0
Enersponse | SDGE | June | 6 | 1 | 0
Enersponse | SDGE | June | 6 | 2 | 0
Enersponse | SDGE | June | 6 | 3 | 0
Enersponse | SDGE | June | 6 | 4 | 0
Enersponse | SDGE | June | 6 | 5 | 0
Enersponse | SDGE | June | 6 | 6 | 0
Enersponse | SDGE | June | 6 | 7 | 0
Enersponse | SDGE | June | 6 | 8 | 0
Enersponse | SDGE | June | 6 | 9 | 0
Enersponse | SDGE | June | 6 | 10 | 0
Enersponse | SDGE | June | 6 | 11 | 0
Enersponse | SDGE | June | 6 | 12 | 0
Enersponse | SDGE | June | 6 | 13 | 0
Enersponse | SDGE | June | 6 | 14 | 0
Enersponse | SDGE | June | 6 | 15 | 0
Enersponse | SDGE | June | 6 | 16 | 0
Enersponse | SDGE | June | 6 | 17 | 1
Enersponse | SDGE | June | 6 | 18 | 1
Enersponse | SDGE | June | 6 | 19 | 1
Enersponse | SDGE | June | 6 | 20 | 1
Enersponse | SDGE | June | 6 | 21 | 1
Enersponse | SDGE | June | 6 | 22 | 0
Enersponse | SDGE | June | 6 | 23 | 0
Enersponse | SDGE | June | 6 | 24 | 0
Enersponse | SDGE | July | 7 | 1 | 0
Enersponse | SDGE | July | 7 | 2 | 0
Enersponse | SDGE | July | 7 | 3 | 0
Enersponse | SDGE | July | 7 | 4 | 0
Enersponse | SDGE | July | 7 | 5 | 0
Enersponse | SDGE | July | 7 | 6 | 0
Enersponse | SDGE | July | 7 | 7 | 0
Enersponse | SDGE | July | 7 | 8 | 0
Enersponse | SDGE | July | 7 | 9 | 0
Enersponse | SDGE | July | 7 | 10 | 0
Enersponse | SDGE | July | 7 | 11 | 0
Enersponse | SDGE | July | 7 | 12 | 0
Enersponse | SDGE | July | 7 | 13 | 0
Enersponse | SDGE | July | 7 | 14 | 0
Enersponse | SDGE | July | 7 | 15 | 0
Enersponse | SDGE | July | 7 | 16 | 0
Enersponse | SDGE | July | 7 | 17 | 1
Enersponse | SDGE | July | 7 | 18 | 1
Enersponse | SDGE | July | 7 | 19 | 1
Enersponse | SDGE | July | 7 | 20 | 1
Enersponse | SDGE | July | 7 | 21 | 1
Enersponse | SDGE | July | 7 | 22 | 0
Enersponse | SDGE | July | 7 | 23 | 0
Enersponse | SDGE | July | 7 | 24 | 0
Enersponse | SDGE | August | 8 | 1 | 0
Enersponse | SDGE | August | 8 | 2 | 0
Enersponse | SDGE | August | 8 | 3 | 0
Enersponse | SDGE | August | 8 | 4 | 0
Enersponse | SDGE | August | 8 | 5 | 0
Enersponse | SDGE | August | 8 | 6 | 0
Enersponse | SDGE | August | 8 | 7 | 0
Enersponse | SDGE | August | 8 | 8 | 0
Enersponse | SDGE | August | 8 | 9 | 0
Enersponse | SDGE | August | 8 | 10 | 0
Enersponse | SDGE | August | 8 | 11 | 0
Enersponse | SDGE | August | 8 | 12 | 0
Enersponse | SDGE | August | 8 | 13 | 0
Enersponse | SDGE | August | 8 | 14 | 0
Enersponse | SDGE | August | 8 | 15 | 0
Enersponse | SDGE | August | 8 | 16 | 0
Enersponse | SDGE | August | 8 | 17 | 1
Enersponse | SDGE | August | 8 | 18 | 1
Enersponse | SDGE | August | 8 | 19 | 1
Enersponse | SDGE | August | 8 | 20 | 1
Enersponse | SDGE | August | 8 | 21 | 1
Enersponse | SDGE | August | 8 | 22 | 0
Enersponse | SDGE | August | 8 | 23 | 0
Enersponse | SDGE | August | 8 | 24 | 0
Enersponse | SDGE | September | 9 | 1 | 0
Enersponse | SDGE | September | 9 | 2 | 0
Enersponse | SDGE | September | 9 | 3 | 0
Enersponse | SDGE | September | 9 | 4 | 0
Enersponse | SDGE | September | 9 | 5 | 0
Enersponse | SDGE | September | 9 | 6 | 0
Enersponse | SDGE | September | 9 | 7 | 0
Enersponse | SDGE | September | 9 | 8 | 0
Enersponse | SDGE | September | 9 | 9 | 0
Enersponse | SDGE | September | 9 | 10 | 0
Enersponse | SDGE | September | 9 | 11 | 0
Enersponse | SDGE | September | 9 | 12 | 0
Enersponse | SDGE | September | 9 | 13 | 0
Enersponse | SDGE | September | 9 | 14 | 0
Enersponse | SDGE | September | 9 | 15 | 0
Enersponse | SDGE | September | 9 | 16 | 0
Enersponse | SDGE | September | 9 | 17 | 1
Enersponse | SDGE | September | 9 | 18 | 1
Enersponse | SDGE | September | 9 | 19 | 1
Enersponse | SDGE | September | 9 | 20 | 1
Enersponse | SDGE | September | 9 | 21 | 1
Enersponse | SDGE | September | 9 | 22 | 0
Enersponse | SDGE | September | 9 | 23 | 0
Enersponse | SDGE | September | 9 | 24 | 0
Enersponse | SDGE | October | 10 | 1 | 0
Enersponse | SDGE | October | 10 | 2 | 0
Enersponse | SDGE | October | 10 | 3 | 0
Enersponse | SDGE | October | 10 | 4 | 0
Enersponse | SDGE | October | 10 | 5 | 0
Enersponse | SDGE | October | 10 | 6 | 0
Enersponse | SDGE | October | 10 | 7 | 0
Enersponse | SDGE | October | 10 | 8 | 0
Enersponse | SDGE | October | 10 | 9 | 0
Enersponse | SDGE | October | 10 | 10 | 0
Enersponse | SDGE | October | 10 | 11 | 0
Enersponse | SDGE | October | 10 | 12 | 0
Enersponse | SDGE | October | 10 | 13 | 0
Enersponse | SDGE | October | 10 | 14 | 0
Enersponse | SDGE | October | 10 | 15 | 0
Enersponse | SDGE | October | 10 | 16 | 0
Enersponse | SDGE | October | 10 | 17 | 1
Enersponse | SDGE | October | 10 | 18 | 1
Enersponse | SDGE | October | 10 | 19 | 1
Enersponse | SDGE | October | 10 | 20 | 1
Enersponse | SDGE | October | 10 | 21 | 1
Enersponse | SDGE | October | 10 | 22 | 0
Enersponse | SDGE | October | 10 | 23 | 0
Enersponse | SDGE | October | 10 | 24 | 0
Enersponse | SDGE | November | 11 | 1 | 0
Enersponse | SDGE | November | 11 | 2 | 0
Enersponse | SDGE | November | 11 | 3 | 0
Enersponse | SDGE | November | 11 | 4 | 0
Enersponse | SDGE | November | 11 | 5 | 0
Enersponse | SDGE | November | 11 | 6 | 0
Enersponse | SDGE | November | 11 | 7 | 0
Enersponse | SDGE | November | 11 | 8 | 0
Enersponse | SDGE | November | 11 | 9 | 0
Enersponse | SDGE | November | 11 | 10 | 0
Enersponse | SDGE | November | 11 | 11 | 0
Enersponse | SDGE | November | 11 | 12 | 0
Enersponse | SDGE | November | 11 | 13 | 0
Enersponse | SDGE | November | 11 | 14 | 0
Enersponse | SDGE | November | 11 | 15 | 0
Enersponse | SDGE | November | 11 | 16 | 0
Enersponse | SDGE | November | 11 | 17 | 1
Enersponse | SDGE | November | 11 | 18 | 1
Enersponse | SDGE | November | 11 | 19 | 1
Enersponse | SDGE | November | 11 | 20 | 1
Enersponse | SDGE | November | 11 | 21 | 1
Enersponse | SDGE | November | 11 | 22 | 0
Enersponse | SDGE | November | 11 | 23 | 0
Enersponse | SDGE | November | 11 | 24 | 0
Enersponse | SDGE | December | 12 | 1 | 0
Enersponse | SDGE | December | 12 | 2 | 0
Enersponse | SDGE | December | 12 | 3 | 0
Enersponse | SDGE | December | 12 | 4 | 0
Enersponse | SDGE | December | 12 | 5 | 0
Enersponse | SDGE | December | 12 | 6 | 0
Enersponse | SDGE | December | 12 | 7 | 0
Enersponse | SDGE | December | 12 | 8 | 0
Enersponse | SDGE | December | 12 | 9 | 0
Enersponse | SDGE | December | 12 | 10 | 0
Enersponse | SDGE | December | 12 | 11 | 0
Enersponse | SDGE | December | 12 | 12 | 0
Enersponse | SDGE | December | 12 | 13 | 0
Enersponse | SDGE | December | 12 | 14 | 0
Enersponse | SDGE | December | 12 | 15 | 0
Enersponse | SDGE | December | 12 | 16 | 0
Enersponse | SDGE | December | 12 | 17 | 1
Enersponse | SDGE | December | 12 | 18 | 1
Enersponse | SDGE | December | 12 | 19 | 1
Enersponse | SDGE | December | 12 | 20 | 1
Enersponse | SDGE | December | 12 | 21 | 1
Enersponse | SDGE | December | 12 | 22 | 0
Enersponse | SDGE | December | 12 | 23 | 0
Enersponse | SDGE | December | 12 | 24 | 0
Leapfrog | PGE | January | 1 | 1 | 0
Leapfrog | PGE | January | 1 | 2 | 0
Leapfrog | PGE | January | 1 | 3 | 0
Leapfrog | PGE | January | 1 | 4 | 0
Leapfrog | PGE | January | 1 | 5 | 0
Leapfrog | PGE | January | 1 | 6 | 0
Leapfrog | PGE | January | 1 | 7 | 0
Leapfrog | PGE | January | 1 | 8 | 0
Leapfrog | PGE | January | 1 | 9 | 0
Leapfrog | PGE | January | 1 | 10 | 0
Leapfrog | PGE | January | 1 | 11 | 0
Leapfrog | PGE | January | 1 | 12 | 0
Leapfrog | PGE | January | 1 | 13 | 0
Leapfrog | PGE | January | 1 | 14 | 0
Leapfrog | PGE | January | 1 | 15 | 0
Leapfrog | PGE | January | 1 | 16 | 0
Leapfrog | PGE | January | 1 | 17 | 1.2533
Leapfrog | PGE | January | 1 | 18 | 1.3058
Leapfrog | PGE | January | 1 | 19 | 0.76772
Leapfrog | PGE | January | 1 | 20 | 0.83333
Leapfrog | PGE | January | 1 | 21 | 0.8399
Leapfrog | PGE | January | 1 | 22 | 0
Leapfrog | PGE | January | 1 | 23 | 0
Leapfrog | PGE | January | 1 | 24 | 0
Leapfrog | PGE | February | 2 | 1 | 0
Leapfrog | PGE | February | 2 | 2 | 0
Leapfrog | PGE | February | 2 | 3 | 0
Leapfrog | PGE | February | 2 | 4 | 0
Leapfrog | PGE | February | 2 | 5 | 0
Leapfrog | PGE | February | 2 | 6 | 0
Leapfrog | PGE | February | 2 | 7 | 0
Leapfrog | PGE | February | 2 | 8 | 0
Leapfrog | PGE | February | 2 | 9 | 0
Leapfrog | PGE | February | 2 | 10 | 0
Leapfrog | PGE | February | 2 | 11 | 0
Leapfrog | PGE | February | 2 | 12 | 0
Leapfrog | PGE | February | 2 | 13 | 0
Leapfrog | PGE | February | 2 | 14 | 0
Leapfrog | PGE | February | 2 | 15 | 0
Leapfrog | PGE | February | 2 | 16 | 0
Leapfrog | PGE | February | 2 | 17 | 1.2652
Leapfrog | PGE | February | 2 | 18 | 1.3077
Leapfrog | PGE | February | 2 | 19 | 0.76547
Leapfrog | PGE | February | 2 | 20 | 0.8281
Leapfrog | PGE | February | 2 | 21 | 0.83349
Leapfrog | PGE | February | 2 | 22 | 0
Leapfrog | PGE | February | 2 | 23 | 0
Leapfrog | PGE | February | 2 | 24 | 0
Leapfrog | PGE | March | 3 | 1 | 0
Leapfrog | PGE | March | 3 | 2 | 0
Leapfrog | PGE | March | 3 | 3 | 0
Leapfrog | PGE | March | 3 | 4 | 0
Leapfrog | PGE | March | 3 | 5 | 0
Leapfrog | PGE | March | 3 | 6 | 0
Leapfrog | PGE | March | 3 | 7 | 0
Leapfrog | PGE | March | 3 | 8 | 0
Leapfrog | PGE | March | 3 | 9 | 0
Leapfrog | PGE | March | 3 | 10 | 0
Leapfrog | PGE | March | 3 | 11 | 0
Leapfrog | PGE | March | 3 | 12 | 0
Leapfrog | PGE | March | 3 | 13 | 0
Leapfrog | PGE | March | 3 | 14 | 0
Leapfrog | PGE | March | 3 | 15 | 0
Leapfrog | PGE | March | 3 | 16 | 0
Leapfrog | PGE | March | 3 | 17 | 0
Leapfrog | PGE | March | 3 | 18 | 1.2278
Leapfrog | PGE | March | 3 | 19 | 1.2959
Leapfrog | PGE | March | 3 | 20 | 0.77796
Leapfrog | PGE | March | 3 | 21 | 0.84548
Leapfrog | PGE | March | 3 | 22 | 0.85295
Leapfrog | PGE | March | 3 | 23 | 0
Leapfrog | PGE | March | 3 | 24 | 0
Leapfrog | PGE | April | 4 | 1 | 0
Leapfrog | PGE | April | 4 | 2 | 0
Leapfrog | PGE | April | 4 | 3 | 0
Leapfrog | PGE | April | 4 | 4 | 0
Leapfrog | PGE | April | 4 | 5 | 0
Leapfrog | PGE | April | 4 | 6 | 0
Leapfrog | PGE | April | 4 | 7 | 0
Leapfrog | PGE | April | 4 | 8 | 0
Leapfrog | PGE | April | 4 | 9 | 0
Leapfrog | PGE | April | 4 | 10 | 0
Leapfrog | PGE | April | 4 | 11 | 0
Leapfrog | PGE | April | 4 | 12 | 0
Leapfrog | PGE | April | 4 | 13 | 0
Leapfrog | PGE | April | 4 | 14 | 0
Leapfrog | PGE | April | 4 | 15 | 0
Leapfrog | PGE | April | 4 | 16 | 0
Leapfrog | PGE | April | 4 | 17 | 0
Leapfrog | PGE | April | 4 | 18 | 0.9171
Leapfrog | PGE | April | 4 | 19 | 0.95736
Leapfrog | PGE | April | 4 | 20 | 1.0884
Leapfrog | PGE | April | 4 | 21 | 1.0388
Leapfrog | PGE | April | 4 | 22 | 0.9983
Leapfrog | PGE | April | 4 | 23 | 0
Leapfrog | PGE | April | 4 | 24 | 0
Leapfrog | PGE | May | 5 | 1 | 0
Leapfrog | PGE | May | 5 | 2 | 0
Leapfrog | PGE | May | 5 | 3 | 0
Leapfrog | PGE | May | 5 | 4 | 0
Leapfrog | PGE | May | 5 | 5 | 0
Leapfrog | PGE | May | 5 | 6 | 0
Leapfrog | PGE | May | 5 | 7 | 0
Leapfrog | PGE | May | 5 | 8 | 0
Leapfrog | PGE | May | 5 | 9 | 0
Leapfrog | PGE | May | 5 | 10 | 0
Leapfrog | PGE | May | 5 | 11 | 0
Leapfrog | PGE | May | 5 | 12 | 0
Leapfrog | PGE | May | 5 | 13 | 0
Leapfrog | PGE | May | 5 | 14 | 0
Leapfrog | PGE | May | 5 | 15 | 0
Leapfrog | PGE | May | 5 | 16 | 0
Leapfrog | PGE | May | 5 | 17 | 0
Leapfrog | PGE | May | 5 | 18 | 0.90167
Leapfrog | PGE | May | 5 | 19 | 0.93929
Leapfrog | PGE | May | 5 | 20 | 1.0956
Leapfrog | PGE | May | 5 | 21 | 1.0551
Leapfrog | PGE | May | 5 | 22 | 1.0084
Leapfrog | PGE | May | 5 | 23 | 0
Leapfrog | PGE | May | 5 | 24 | 0
Leapfrog | PGE | June | 6 | 1 | 0
Leapfrog | PGE | June | 6 | 2 | 0
Leapfrog | PGE | June | 6 | 3 | 0
Leapfrog | PGE | June | 6 | 4 | 0
Leapfrog | PGE | June | 6 | 5 | 0
Leapfrog | PGE | June | 6 | 6 | 0
Leapfrog | PGE | June | 6 | 7 | 0
Leapfrog | PGE | June | 6 | 8 | 0
Leapfrog | PGE | June | 6 | 9 | 0
Leapfrog | PGE | June | 6 | 10 | 0
Leapfrog | PGE | June | 6 | 11 | 0
Leapfrog | PGE | June | 6 | 12 | 0
Leapfrog | PGE | June | 6 | 13 | 0
Leapfrog | PGE | June | 6 | 14 | 0
Leapfrog | PGE | June | 6 | 15 | 0
Leapfrog | PGE | June | 6 | 16 | 0
Leapfrog | PGE | June | 6 | 17 | 0.9087
Leapfrog | PGE | June | 6 | 18 | 1.0489
Leapfrog | PGE | June | 6 | 19 | 1.0955
Leapfrog | PGE | June | 6 | 20 | 0.9937
Leapfrog | PGE | June | 6 | 21 | 0.95322
Leapfrog | PGE | June | 6 | 22 | 0
Leapfrog | PGE | June | 6 | 23 | 0
Leapfrog | PGE | June | 6 | 24 | 0
Leapfrog | PGE | July | 7 | 1 | 0
Leapfrog | PGE | July | 7 | 2 | 0
Leapfrog | PGE | July | 7 | 3 | 0
Leapfrog | PGE | July | 7 | 4 | 0
Leapfrog | PGE | July | 7 | 5 | 0
Leapfrog | PGE | July | 7 | 6 | 0
Leapfrog | PGE | July | 7 | 7 | 0
Leapfrog | PGE | July | 7 | 8 | 0
Leapfrog | PGE | July | 7 | 9 | 0
Leapfrog | PGE | July | 7 | 10 | 0
Leapfrog | PGE | July | 7 | 11 | 0
Leapfrog | PGE | July | 7 | 12 | 0
Leapfrog | PGE | July | 7 | 13 | 0
Leapfrog | PGE | July | 7 | 14 | 0
Leapfrog | PGE | July | 7 | 15 | 0
Leapfrog | PGE | July | 7 | 16 | 0
Leapfrog | PGE | July | 7 | 17 | 1.1869
Leapfrog | PGE | July | 7 | 18 | 0.98425
Leapfrog | PGE | July | 7 | 19 | 1.0395
Leapfrog | PGE | July | 7 | 20 | 0.93349
Leapfrog | PGE | July | 7 | 21 | 0.85592
Leapfrog | PGE | July | 7 | 22 | 0
Leapfrog | PGE | July | 7 | 23 | 0
Leapfrog | PGE | July | 7 | 24 | 0
Leapfrog | PGE | August | 8 | 1 | 0
Leapfrog | PGE | August | 8 | 2 | 0
Leapfrog | PGE | August | 8 | 3 | 0
Leapfrog | PGE | August | 8 | 4 | 0
Leapfrog | PGE | August | 8 | 5 | 0
Leapfrog | PGE | August | 8 | 6 | 0
Leapfrog | PGE | August | 8 | 7 | 0
Leapfrog | PGE | August | 8 | 8 | 0
Leapfrog | PGE | August | 8 | 9 | 0
Leapfrog | PGE | August | 8 | 10 | 0
Leapfrog | PGE | August | 8 | 11 | 0
Leapfrog | PGE | August | 8 | 12 | 0
Leapfrog | PGE | August | 8 | 13 | 0
Leapfrog | PGE | August | 8 | 14 | 0
Leapfrog | PGE | August | 8 | 15 | 0
Leapfrog | PGE | August | 8 | 16 | 0
Leapfrog | PGE | August | 8 | 17 | 1.2043
Leapfrog | PGE | August | 8 | 18 | 0.98715
Leapfrog | PGE | August | 8 | 19 | 1.0364
Leapfrog | PGE | August | 8 | 20 | 0.92223
Leapfrog | PGE | August | 8 | 21 | 0.8499
Leapfrog | PGE | August | 8 | 22 | 0
Leapfrog | PGE | August | 8 | 23 | 0
Leapfrog | PGE | August | 8 | 24 | 0
Leapfrog | PGE | September | 9 | 1 | 0
Leapfrog | PGE | September | 9 | 2 | 0
Leapfrog | PGE | September | 9 | 3 | 0
Leapfrog | PGE | September | 9 | 4 | 0
Leapfrog | PGE | September | 9 | 5 | 0
Leapfrog | PGE | September | 9 | 6 | 0
Leapfrog | PGE | September | 9 | 7 | 0
Leapfrog | PGE | September | 9 | 8 | 0
Leapfrog | PGE | September | 9 | 9 | 0
Leapfrog | PGE | September | 9 | 10 | 0
Leapfrog | PGE | September | 9 | 11 | 0
Leapfrog | PGE | September | 9 | 12 | 0
Leapfrog | PGE | September | 9 | 13 | 0
Leapfrog | PGE | September | 9 | 14 | 0
Leapfrog | PGE | September | 9 | 15 | 0
Leapfrog | PGE | September | 9 | 16 | 0
Leapfrog | PGE | September | 9 | 17 | 1.1504
Leapfrog | PGE | September | 9 | 18 | 0.97117
Leapfrog | PGE | September | 9 | 19 | 1.0641
Leapfrog | PGE | September | 9 | 20 | 0.94271
Leapfrog | PGE | September | 9 | 21 | 0.87156
Leapfrog | PGE | September | 9 | 22 | 0
Leapfrog | PGE | September | 9 | 23 | 0
Leapfrog | PGE | September | 9 | 24 | 0
Leapfrog | PGE | October | 10 | 1 | 0
Leapfrog | PGE | October | 10 | 2 | 0
Leapfrog | PGE | October | 10 | 3 | 0
Leapfrog | PGE | October | 10 | 4 | 0
Leapfrog | PGE | October | 10 | 5 | 0
Leapfrog | PGE | October | 10 | 6 | 0
Leapfrog | PGE | October | 10 | 7 | 0
Leapfrog | PGE | October | 10 | 8 | 0
Leapfrog | PGE | October | 10 | 9 | 0
Leapfrog | PGE | October | 10 | 10 | 0
Leapfrog | PGE | October | 10 | 11 | 0
Leapfrog | PGE | October | 10 | 12 | 0
Leapfrog | PGE | October | 10 | 13 | 0
Leapfrog | PGE | October | 10 | 14 | 0
Leapfrog | PGE | October | 10 | 15 | 0
Leapfrog | PGE | October | 10 | 16 | 0
Leapfrog | PGE | October | 10 | 17 | 1.1224
Leapfrog | PGE | October | 10 | 18 | 0.94632
Leapfrog | PGE | October | 10 | 19 | 1.032
Leapfrog | PGE | October | 10 | 20 | 0.95322
Leapfrog | PGE | October | 10 | 21 | 0.94605
Leapfrog | PGE | October | 10 | 22 | 0
Leapfrog | PGE | October | 10 | 23 | 0
Leapfrog | PGE | October | 10 | 24 | 0
Leapfrog | PGE | November | 11 | 1 | 0
Leapfrog | PGE | November | 11 | 2 | 0
Leapfrog | PGE | November | 11 | 3 | 0
Leapfrog | PGE | November | 11 | 4 | 0
Leapfrog | PGE | November | 11 | 5 | 0
Leapfrog | PGE | November | 11 | 6 | 0
Leapfrog | PGE | November | 11 | 7 | 0
Leapfrog | PGE | November | 11 | 8 | 0
Leapfrog | PGE | November | 11 | 9 | 0
Leapfrog | PGE | November | 11 | 10 | 0
Leapfrog | PGE | November | 11 | 11 | 0
Leapfrog | PGE | November | 11 | 12 | 0
Leapfrog | PGE | November | 11 | 13 | 0
Leapfrog | PGE | November | 11 | 14 | 0
Leapfrog | PGE | November | 11 | 15 | 0
Leapfrog | PGE | November | 11 | 16 | 0
Leapfrog | PGE | November | 11 | 17 | 0.93284
Leapfrog | PGE | November | 11 | 18 | 1.1501
Leapfrog | PGE | November | 11 | 19 | 1.1688
Leapfrog | PGE | November | 11 | 20 | 0.99721
Leapfrog | PGE | November | 11 | 21 | 0.75098
Leapfrog | PGE | November | 11 | 22 | 0
Leapfrog | PGE | November | 11 | 23 | 0
Leapfrog | PGE | November | 11 | 24 | 0
Leapfrog | PGE | December | 12 | 1 | 0
Leapfrog | PGE | December | 12 | 2 | 0
Leapfrog | PGE | December | 12 | 3 | 0
Leapfrog | PGE | December | 12 | 4 | 0
Leapfrog | PGE | December | 12 | 5 | 0
Leapfrog | PGE | December | 12 | 6 | 0
Leapfrog | PGE | December | 12 | 7 | 0
Leapfrog | PGE | December | 12 | 8 | 0
Leapfrog | PGE | December | 12 | 9 | 0
Leapfrog | PGE | December | 12 | 10 | 0
Leapfrog | PGE | December | 12 | 11 | 0
Leapfrog | PGE | December | 12 | 12 | 0
Leapfrog | PGE | December | 12 | 13 | 0
Leapfrog | PGE | December | 12 | 14 | 0
Leapfrog | PGE | December | 12 | 15 | 0
Leapfrog | PGE | December | 12 | 16 | 0
Leapfrog | PGE | December | 12 | 17 | 0.85581
Leapfrog | PGE | December | 12 | 18 | 1.1153
Leapfrog | PGE | December | 12 | 19 | 1.1877
Leapfrog | PGE | December | 12 | 20 | 1.0289
Leapfrog | PGE | December | 12 | 21 | 0.8123
Leapfrog | PGE | December | 12 | 22 | 0
Leapfrog | PGE | December | 12 | 23 | 0
Leapfrog | PGE | December | 12 | 24 | 0
Leapfrog | SCE | January | 1 | 1 | 0
Leapfrog | SCE | January | 1 | 2 | 0
Leapfrog | SCE | January | 1 | 3 | 0
Leapfrog | SCE | January | 1 | 4 | 0
Leapfrog | SCE | January | 1 | 5 | 0
Leapfrog | SCE | January | 1 | 6 | 0
Leapfrog | SCE | January | 1 | 7 | 0
Leapfrog | SCE | January | 1 | 8 | 0
Leapfrog | SCE | January | 1 | 9 | 0
Leapfrog | SCE | January | 1 | 10 | 0
Leapfrog | SCE | January | 1 | 11 | 0
Leapfrog | SCE | January | 1 | 12 | 0
Leapfrog | SCE | January | 1 | 13 | 0
Leapfrog | SCE | January | 1 | 14 | 0
Leapfrog | SCE | January | 1 | 15 | 0
Leapfrog | SCE | January | 1 | 16 | 0
Leapfrog | SCE | January | 1 | 17 | 1.4616
Leapfrog | SCE | January | 1 | 18 | 1.5016
Leapfrog | SCE | January | 1 | 19 | 0.68378
Leapfrog | SCE | January | 1 | 20 | 0.67879
Leapfrog | SCE | January | 1 | 21 | 0.67425
Leapfrog | SCE | January | 1 | 22 | 0
Leapfrog | SCE | January | 1 | 23 | 0
Leapfrog | SCE | January | 1 | 24 | 0
Leapfrog | SCE | February | 2 | 1 | 0
Leapfrog | SCE | February | 2 | 2 | 0
Leapfrog | SCE | February | 2 | 3 | 0
Leapfrog | SCE | February | 2 | 4 | 0
Leapfrog | SCE | February | 2 | 5 | 0
Leapfrog | SCE | February | 2 | 6 | 0
Leapfrog | SCE | February | 2 | 7 | 0
Leapfrog | SCE | February | 2 | 8 | 0
Leapfrog | SCE | February | 2 | 9 | 0
Leapfrog | SCE | February | 2 | 10 | 0
Leapfrog | SCE | February | 2 | 11 | 0
Leapfrog | SCE | February | 2 | 12 | 0
Leapfrog | SCE | February | 2 | 13 | 0
Leapfrog | SCE | February | 2 | 14 | 0
Leapfrog | SCE | February | 2 | 15 | 0
Leapfrog | SCE | February | 2 | 16 | 0
Leapfrog | SCE | February | 2 | 17 | 1.4569
Leapfrog | SCE | February | 2 | 18 | 1.5148
Leapfrog | SCE | February | 2 | 19 | 0.68036
Leapfrog | SCE | February | 2 | 20 | 0.67611
Leapfrog | SCE | February | 2 | 21 | 0.67181
Leapfrog | SCE | February | 2 | 22 | 0
Leapfrog | SCE | February | 2 | 23 | 0
Leapfrog | SCE | February | 2 | 24 | 0
Leapfrog | SCE | March | 3 | 1 | 0
Leapfrog | SCE | March | 3 | 2 | 0
Leapfrog | SCE | March | 3 | 3 | 0
Leapfrog | SCE | March | 3 | 4 | 0
Leapfrog | SCE | March | 3 | 5 | 0
Leapfrog | SCE | March | 3 | 6 | 0
Leapfrog | SCE | March | 3 | 7 | 0
Leapfrog | SCE | March | 3 | 8 | 0
Leapfrog | SCE | March | 3 | 9 | 0
Leapfrog | SCE | March | 3 | 10 | 0
Leapfrog | SCE | March | 3 | 11 | 0
Leapfrog | SCE | March | 3 | 12 | 0
Leapfrog | SCE | March | 3 | 13 | 0
Leapfrog | SCE | March | 3 | 14 | 0
Leapfrog | SCE | March | 3 | 15 | 0
Leapfrog | SCE | March | 3 | 16 | 0
Leapfrog | SCE | March | 3 | 17 | 0
Leapfrog | SCE | March | 3 | 18 | 1.4515
Leapfrog | SCE | March | 3 | 19 | 1.4977
Leapfrog | SCE | March | 3 | 20 | 0.68904
Leapfrog | SCE | March | 3 | 21 | 0.68317
Leapfrog | SCE | March | 3 | 22 | 0.6786
Leapfrog | SCE | March | 3 | 23 | 0
Leapfrog | SCE | March | 3 | 24 | 0
Leapfrog | SCE | April | 4 | 1 | 0
Leapfrog | SCE | April | 4 | 2 | 0
Leapfrog | SCE | April | 4 | 3 | 0
Leapfrog | SCE | April | 4 | 4 | 0
Leapfrog | SCE | April | 4 | 5 | 0
Leapfrog | SCE | April | 4 | 6 | 0
Leapfrog | SCE | April | 4 | 7 | 0
Leapfrog | SCE | April | 4 | 8 | 0
Leapfrog | SCE | April | 4 | 9 | 0
Leapfrog | SCE | April | 4 | 10 | 0
Leapfrog | SCE | April | 4 | 11 | 0
Leapfrog | SCE | April | 4 | 12 | 0
Leapfrog | SCE | April | 4 | 13 | 0
Leapfrog | SCE | April | 4 | 14 | 0
Leapfrog | SCE | April | 4 | 15 | 0
Leapfrog | SCE | April | 4 | 16 | 0
Leapfrog | SCE | April | 4 | 17 | 0
Leapfrog | SCE | April | 4 | 18 | 0.97205
Leapfrog | SCE | April | 4 | 19 | 1.1338
Leapfrog | SCE | April | 4 | 20 | 1.0463
Leapfrog | SCE | April | 4 | 21 | 0.94196
Leapfrog | SCE | April | 4 | 22 | 0.90586
Leapfrog | SCE | April | 4 | 23 | 0
Leapfrog | SCE | April | 4 | 24 | 0
Leapfrog | SCE | May | 5 | 1 | 0
Leapfrog | SCE | May | 5 | 2 | 0
Leapfrog | SCE | May | 5 | 3 | 0
Leapfrog | SCE | May | 5 | 4 | 0
Leapfrog | SCE | May | 5 | 5 | 0
Leapfrog | SCE | May | 5 | 6 | 0
Leapfrog | SCE | May | 5 | 7 | 0
Leapfrog | SCE | May | 5 | 8 | 0
Leapfrog | SCE | May | 5 | 9 | 0
Leapfrog | SCE | May | 5 | 10 | 0
Leapfrog | SCE | May | 5 | 11 | 0
Leapfrog | SCE | May | 5 | 12 | 0
Leapfrog | SCE | May | 5 | 13 | 0
Leapfrog | SCE | May | 5 | 14 | 0
Leapfrog | SCE | May | 5 | 15 | 0
Leapfrog | SCE | May | 5 | 16 | 0
Leapfrog | SCE | May | 5 | 17 | 0
Leapfrog | SCE | May | 5 | 18 | 0.90539
Leapfrog | SCE | May | 5 | 19 | 1.1206
Leapfrog | SCE | May | 5 | 20 | 1.0736
Leapfrog | SCE | May | 5 | 21 | 0.99018
Leapfrog | SCE | May | 5 | 22 | 0.91033
Leapfrog | SCE | May | 5 | 23 | 0
Leapfrog | SCE | May | 5 | 24 | 0
Leapfrog | SCE | June | 6 | 1 | 0
Leapfrog | SCE | June | 6 | 2 | 0
Leapfrog | SCE | June | 6 | 3 | 0
Leapfrog | SCE | June | 6 | 4 | 0
Leapfrog | SCE | June | 6 | 5 | 0
Leapfrog | SCE | June | 6 | 6 | 0
Leapfrog | SCE | June | 6 | 7 | 0
Leapfrog | SCE | June | 6 | 8 | 0
Leapfrog | SCE | June | 6 | 9 | 0
Leapfrog | SCE | June | 6 | 10 | 0
Leapfrog | SCE | June | 6 | 11 | 0
Leapfrog | SCE | June | 6 | 12 | 0
Leapfrog | SCE | June | 6 | 13 | 0
Leapfrog | SCE | June | 6 | 14 | 0
Leapfrog | SCE | June | 6 | 15 | 0
Leapfrog | SCE | June | 6 | 16 | 0
Leapfrog | SCE | June | 6 | 17 | 0.93553
Leapfrog | SCE | June | 6 | 18 | 1.0844
Leapfrog | SCE | June | 6 | 19 | 1.0724
Leapfrog | SCE | June | 6 | 20 | 1.0006
Leapfrog | SCE | June | 6 | 21 | 0.90711
Leapfrog | SCE | June | 6 | 22 | 0
Leapfrog | SCE | June | 6 | 23 | 0
Leapfrog | SCE | June | 6 | 24 | 0
Leapfrog | SCE | July | 7 | 1 | 0
Leapfrog | SCE | July | 7 | 2 | 0
Leapfrog | SCE | July | 7 | 3 | 0
Leapfrog | SCE | July | 7 | 4 | 0
Leapfrog | SCE | July | 7 | 5 | 0
Leapfrog | SCE | July | 7 | 6 | 0
Leapfrog | SCE | July | 7 | 7 | 0
Leapfrog | SCE | July | 7 | 8 | 0
Leapfrog | SCE | July | 7 | 9 | 0
Leapfrog | SCE | July | 7 | 10 | 0
Leapfrog | SCE | July | 7 | 11 | 0
Leapfrog | SCE | July | 7 | 12 | 0
Leapfrog | SCE | July | 7 | 13 | 0
Leapfrog | SCE | July | 7 | 14 | 0
Leapfrog | SCE | July | 7 | 15 | 0
Leapfrog | SCE | July | 7 | 16 | 0
Leapfrog | SCE | July | 7 | 17 | 1.1149
Leapfrog | SCE | July | 7 | 18 | 1.0808
Leapfrog | SCE | July | 7 | 19 | 1.0316
Leapfrog | SCE | July | 7 | 20 | 0.93634
Leapfrog | SCE | July | 7 | 21 | 0.83627
Leapfrog | SCE | July | 7 | 22 | 0
Leapfrog | SCE | July | 7 | 23 | 0
Leapfrog | SCE | July | 7 | 24 | 0
Leapfrog | SCE | August | 8 | 1 | 0
Leapfrog | SCE | August | 8 | 2 | 0
Leapfrog | SCE | August | 8 | 3 | 0
Leapfrog | SCE | August | 8 | 4 | 0
Leapfrog | SCE | August | 8 | 5 | 0
Leapfrog | SCE | August | 8 | 6 | 0
Leapfrog | SCE | August | 8 | 7 | 0
Leapfrog | SCE | August | 8 | 8 | 0
Leapfrog | SCE | August | 8 | 9 | 0
Leapfrog | SCE | August | 8 | 10 | 0
Leapfrog | SCE | August | 8 | 11 | 0
Leapfrog | SCE | August | 8 | 12 | 0
Leapfrog | SCE | August | 8 | 13 | 0
Leapfrog | SCE | August | 8 | 14 | 0
Leapfrog | SCE | August | 8 | 15 | 0
Leapfrog | SCE | August | 8 | 16 | 0
Leapfrog | SCE | August | 8 | 17 | 1.1022
Leapfrog | SCE | August | 8 | 18 | 1.0588
Leapfrog | SCE | August | 8 | 19 | 1.0198
Leapfrog | SCE | August | 8 | 20 | 0.95482
Leapfrog | SCE | August | 8 | 21 | 0.86431
Leapfrog | SCE | August | 8 | 22 | 0
Leapfrog | SCE | August | 8 | 23 | 0
Leapfrog | SCE | August | 8 | 24 | 0
Leapfrog | SCE | September | 9 | 1 | 0
Leapfrog | SCE | September | 9 | 2 | 0
Leapfrog | SCE | September | 9 | 3 | 0
Leapfrog | SCE | September | 9 | 4 | 0
Leapfrog | SCE | September | 9 | 5 | 0
Leapfrog | SCE | September | 9 | 6 | 0
Leapfrog | SCE | September | 9 | 7 | 0
Leapfrog | SCE | September | 9 | 8 | 0
Leapfrog | SCE | September | 9 | 9 | 0
Leapfrog | SCE | September | 9 | 10 | 0
Leapfrog | SCE | September | 9 | 11 | 0
Leapfrog | SCE | September | 9 | 12 | 0
Leapfrog | SCE | September | 9 | 13 | 0
Leapfrog | SCE | September | 9 | 14 | 0
Leapfrog | SCE | September | 9 | 15 | 0
Leapfrog | SCE | September | 9 | 16 | 0
Leapfrog | SCE | September | 9 | 17 | 1.0982
Leapfrog | SCE | September | 9 | 18 | 1.0629
Leapfrog | SCE | September | 9 | 19 | 1.0339
Leapfrog | SCE | September | 9 | 20 | 0.94745
Leapfrog | SCE | September | 9 | 21 | 0.85746
Leapfrog | SCE | September | 9 | 22 | 0
Leapfrog | SCE | September | 9 | 23 | 0
Leapfrog | SCE | September | 9 | 24 | 0
Leapfrog | SCE | October | 10 | 1 | 0
Leapfrog | SCE | October | 10 | 2 | 0
Leapfrog | SCE | October | 10 | 3 | 0
Leapfrog | SCE | October | 10 | 4 | 0
Leapfrog | SCE | October | 10 | 5 | 0
Leapfrog | SCE | October | 10 | 6 | 0
Leapfrog | SCE | October | 10 | 7 | 0
Leapfrog | SCE | October | 10 | 8 | 0
Leapfrog | SCE | October | 10 | 9 | 0
Leapfrog | SCE | October | 10 | 10 | 0
Leapfrog | SCE | October | 10 | 11 | 0
Leapfrog | SCE | October | 10 | 12 | 0
Leapfrog | SCE | October | 10 | 13 | 0
Leapfrog | SCE | October | 10 | 14 | 0
Leapfrog | SCE | October | 10 | 15 | 0
Leapfrog | SCE | October | 10 | 16 | 0
Leapfrog | SCE | October | 10 | 17 | 1.0893
Leapfrog | SCE | October | 10 | 18 | 1.0669
Leapfrog | SCE | October | 10 | 19 | 1.0461
Leapfrog | SCE | October | 10 | 20 | 0.93489
Leapfrog | SCE | October | 10 | 21 | 0.8628
Leapfrog | SCE | October | 10 | 22 | 0
Leapfrog | SCE | October | 10 | 23 | 0
Leapfrog | SCE | October | 10 | 24 | 0
Leapfrog | SCE | November | 11 | 1 | 0
Leapfrog | SCE | November | 11 | 2 | 0
Leapfrog | SCE | November | 11 | 3 | 0
Leapfrog | SCE | November | 11 | 4 | 0
Leapfrog | SCE | November | 11 | 5 | 0
Leapfrog | SCE | November | 11 | 6 | 0
Leapfrog | SCE | November | 11 | 7 | 0
Leapfrog | SCE | November | 11 | 8 | 0
Leapfrog | SCE | November | 11 | 9 | 0
Leapfrog | SCE | November | 11 | 10 | 0
Leapfrog | SCE | November | 11 | 11 | 0
Leapfrog | SCE | November | 11 | 12 | 0
Leapfrog | SCE | November | 11 | 13 | 0
Leapfrog | SCE | November | 11 | 14 | 0
Leapfrog | SCE | November | 11 | 15 | 0
Leapfrog | SCE | November | 11 | 16 | 0
Leapfrog | SCE | November | 11 | 17 | 1.0208
Leapfrog | SCE | November | 11 | 18 | 1.0638
Leapfrog | SCE | November | 11 | 19 | 1.0496
Leapfrog | SCE | November | 11 | 20 | 0.96276
Leapfrog | SCE | November | 11 | 21 | 0.90293
Leapfrog | SCE | November | 11 | 22 | 0
Leapfrog | SCE | November | 11 | 23 | 0
Leapfrog | SCE | November | 11 | 24 | 0
Leapfrog | SCE | December | 12 | 1 | 0
Leapfrog | SCE | December | 12 | 2 | 0
Leapfrog | SCE | December | 12 | 3 | 0
Leapfrog | SCE | December | 12 | 4 | 0
Leapfrog | SCE | December | 12 | 5 | 0
Leapfrog | SCE | December | 12 | 6 | 0
Leapfrog | SCE | December | 12 | 7 | 0
Leapfrog | SCE | December | 12 | 8 | 0
Leapfrog | SCE | December | 12 | 9 | 0
Leapfrog | SCE | December | 12 | 10 | 0
Leapfrog | SCE | December | 12 | 11 | 0
Leapfrog | SCE | December | 12 | 12 | 0
Leapfrog | SCE | December | 12 | 13 | 0
Leapfrog | SCE | December | 12 | 14 | 0
Leapfrog | SCE | December | 12 | 15 | 0
Leapfrog | SCE | December | 12 | 16 | 0
Leapfrog | SCE | December | 12 | 17 | 0.82975
Leapfrog | SCE | December | 12 | 18 | 0.96898
Leapfrog | SCE | December | 12 | 19 | 1.0806
Leapfrog | SCE | December | 12 | 20 | 1.0541
Leapfrog | SCE | December | 12 | 21 | 1.0666
Leapfrog | SCE | December | 12 | 22 | 0
Leapfrog | SCE | December | 12 | 23 | 0
Leapfrog | SCE | December | 12 | 24 | 0
Leapfrog | SDGE | January | 1 | 1 | 0
Leapfrog | SDGE | January | 1 | 2 | 0
Leapfrog | SDGE | January | 1 | 3 | 0
Leapfrog | SDGE | January | 1 | 4 | 0
Leapfrog | SDGE | January | 1 | 5 | 0
Leapfrog | SDGE | January | 1 | 6 | 0
Leapfrog | SDGE | January | 1 | 7 | 0
Leapfrog | SDGE | January | 1 | 8 | 0
Leapfrog | SDGE | January | 1 | 9 | 0
Leapfrog | SDGE | January | 1 | 10 | 0
Leapfrog | SDGE | January | 1 | 11 | 0
Leapfrog | SDGE | January | 1 | 12 | 0
Leapfrog | SDGE | January | 1 | 13 | 0
Leapfrog | SDGE | January | 1 | 14 | 0
Leapfrog | SDGE | January | 1 | 15 | 0
Leapfrog | SDGE | January | 1 | 16 | 0
Leapfrog | SDGE | January | 1 | 17 | 2.2765
Leapfrog | SDGE | January | 1 | 18 | 1.1346
Leapfrog | SDGE | January | 1 | 19 | 0.54553
Leapfrog | SDGE | January | 1 | 20 | 0.52859
Leapfrog | SDGE | January | 1 | 21 | 0.51483
Leapfrog | SDGE | January | 1 | 22 | 0
Leapfrog | SDGE | January | 1 | 23 | 0
Leapfrog | SDGE | January | 1 | 24 | 0
Leapfrog | SDGE | February | 2 | 1 | 0
Leapfrog | SDGE | February | 2 | 2 | 0
Leapfrog | SDGE | February | 2 | 3 | 0
Leapfrog | SDGE | February | 2 | 4 | 0
Leapfrog | SDGE | February | 2 | 5 | 0
Leapfrog | SDGE | February | 2 | 6 | 0
Leapfrog | SDGE | February | 2 | 7 | 0
Leapfrog | SDGE | February | 2 | 8 | 0
Leapfrog | SDGE | February | 2 | 9 | 0
Leapfrog | SDGE | February | 2 | 10 | 0
Leapfrog | SDGE | February | 2 | 11 | 0
Leapfrog | SDGE | February | 2 | 12 | 0
Leapfrog | SDGE | February | 2 | 13 | 0
Leapfrog | SDGE | February | 2 | 14 | 0
Leapfrog | SDGE | February | 2 | 15 | 0
Leapfrog | SDGE | February | 2 | 16 | 0
Leapfrog | SDGE | February | 2 | 17 | 2.2774
Leapfrog | SDGE | February | 2 | 18 | 1.1392
Leapfrog | SDGE | February | 2 | 19 | 0.54297
Leapfrog | SDGE | February | 2 | 20 | 0.52739
Leapfrog | SDGE | February | 2 | 21 | 0.51306
Leapfrog | SDGE | February | 2 | 22 | 0
Leapfrog | SDGE | February | 2 | 23 | 0
Leapfrog | SDGE | February | 2 | 24 | 0
Leapfrog | SDGE | March | 3 | 1 | 0
Leapfrog | SDGE | March | 3 | 2 | 0
Leapfrog | SDGE | March | 3 | 3 | 0
Leapfrog | SDGE | March | 3 | 4 | 0
Leapfrog | SDGE | March | 3 | 5 | 0
Leapfrog | SDGE | March | 3 | 6 | 0
Leapfrog | SDGE | March | 3 | 7 | 0
Leapfrog | SDGE | March | 3 | 8 | 0
Leapfrog | SDGE | March | 3 | 9 | 0
Leapfrog | SDGE | March | 3 | 10 | 0
Leapfrog | SDGE | March | 3 | 11 | 0
Leapfrog | SDGE | March | 3 | 12 | 0
Leapfrog | SDGE | March | 3 | 13 | 0
Leapfrog | SDGE | March | 3 | 14 | 0
Leapfrog | SDGE | March | 3 | 15 | 0
Leapfrog | SDGE | March | 3 | 16 | 0
Leapfrog | SDGE | March | 3 | 17 | 0
Leapfrog | SDGE | March | 3 | 18 | 2.2338
Leapfrog | SDGE | March | 3 | 19 | 1.1348
Leapfrog | SDGE | March | 3 | 20 | 0.55917
Leapfrog | SDGE | March | 3 | 21 | 0.544
Leapfrog | SDGE | March | 3 | 22 | 0.52819
Leapfrog | SDGE | March | 3 | 23 | 0
Leapfrog | SDGE | March | 3 | 24 | 0
Leapfrog | SDGE | April | 4 | 1 | 0
Leapfrog | SDGE | April | 4 | 2 | 0
Leapfrog | SDGE | April | 4 | 3 | 0
Leapfrog | SDGE | April | 4 | 4 | 0
Leapfrog | SDGE | April | 4 | 5 | 0
Leapfrog | SDGE | April | 4 | 6 | 0
Leapfrog | SDGE | April | 4 | 7 | 0
Leapfrog | SDGE | April | 4 | 8 | 0
Leapfrog | SDGE | April | 4 | 9 | 0
Leapfrog | SDGE | April | 4 | 10 | 0
Leapfrog | SDGE | April | 4 | 11 | 0
Leapfrog | SDGE | April | 4 | 12 | 0
Leapfrog | SDGE | April | 4 | 13 | 0
Leapfrog | SDGE | April | 4 | 14 | 0
Leapfrog | SDGE | April | 4 | 15 | 0
Leapfrog | SDGE | April | 4 | 16 | 0
Leapfrog | SDGE | April | 4 | 17 | 0
Leapfrog | SDGE | April | 4 | 18 | 0.96969
Leapfrog | SDGE | April | 4 | 19 | 1.1378
Leapfrog | SDGE | April | 4 | 20 | 1.0542
Leapfrog | SDGE | April | 4 | 21 | 0.9546
Leapfrog | SDGE | April | 4 | 22 | 0.8842
Leapfrog | SDGE | April | 4 | 23 | 0
Leapfrog | SDGE | April | 4 | 24 | 0
Leapfrog | SDGE | May | 5 | 1 | 0
Leapfrog | SDGE | May | 5 | 2 | 0
Leapfrog | SDGE | May | 5 | 3 | 0
Leapfrog | SDGE | May | 5 | 4 | 0
Leapfrog | SDGE | May | 5 | 5 | 0
Leapfrog | SDGE | May | 5 | 6 | 0
Leapfrog | SDGE | May | 5 | 7 | 0
Leapfrog | SDGE | May | 5 | 8 | 0
Leapfrog | SDGE | May | 5 | 9 | 0
Leapfrog | SDGE | May | 5 | 10 | 0
Leapfrog | SDGE | May | 5 | 11 | 0
Leapfrog | SDGE | May | 5 | 12 | 0
Leapfrog | SDGE | May | 5 | 13 | 0
Leapfrog | SDGE | May | 5 | 14 | 0
Leapfrog | SDGE | May | 5 | 15 | 0
Leapfrog | SDGE | May | 5 | 16 | 0
Leapfrog | SDGE | May | 5 | 17 | 0
Leapfrog | SDGE | May | 5 | 18 | 0.95569
Leapfrog | SDGE | May | 5 | 19 | 1.138
Leapfrog | SDGE | May | 5 | 20 | 1.055
Leapfrog | SDGE | May | 5 | 21 | 0.96734
Leapfrog | SDGE | May | 5 | 22 | 0.884
Leapfrog | SDGE | May | 5 | 23 | 0
Leapfrog | SDGE | May | 5 | 24 | 0
Leapfrog | SDGE | June | 6 | 1 | 0
Leapfrog | SDGE | June | 6 | 2 | 0
Leapfrog | SDGE | June | 6 | 3 | 0
Leapfrog | SDGE | June | 6 | 4 | 0
Leapfrog | SDGE | June | 6 | 5 | 0
Leapfrog | SDGE | June | 6 | 6 | 0
Leapfrog | SDGE | June | 6 | 7 | 0
Leapfrog | SDGE | June | 6 | 8 | 0
Leapfrog | SDGE | June | 6 | 9 | 0
Leapfrog | SDGE | June | 6 | 10 | 0
Leapfrog | SDGE | June | 6 | 11 | 0
Leapfrog | SDGE | June | 6 | 12 | 0
Leapfrog | SDGE | June | 6 | 13 | 0
Leapfrog | SDGE | June | 6 | 14 | 0
Leapfrog | SDGE | June | 6 | 15 | 0
Leapfrog | SDGE | June | 6 | 16 | 0
Leapfrog | SDGE | June | 6 | 17 | 0.88458
Leapfrog | SDGE | June | 6 | 18 | 1.0634
Leapfrog | SDGE | June | 6 | 19 | 1.0641
Leapfrog | SDGE | June | 6 | 20 | 1.0288
Leapfrog | SDGE | June | 6 | 21 | 0.95913
Leapfrog | SDGE | June | 6 | 22 | 0
Leapfrog | SDGE | June | 6 | 23 | 0
Leapfrog | SDGE | June | 6 | 24 | 0
Leapfrog | SDGE | July | 7 | 1 | 0
Leapfrog | SDGE | July | 7 | 2 | 0
Leapfrog | SDGE | July | 7 | 3 | 0
Leapfrog | SDGE | July | 7 | 4 | 0
Leapfrog | SDGE | July | 7 | 5 | 0
Leapfrog | SDGE | July | 7 | 6 | 0
Leapfrog | SDGE | July | 7 | 7 | 0
Leapfrog | SDGE | July | 7 | 8 | 0
Leapfrog | SDGE | July | 7 | 9 | 0
Leapfrog | SDGE | July | 7 | 10 | 0
Leapfrog | SDGE | July | 7 | 11 | 0
Leapfrog | SDGE | July | 7 | 12 | 0
Leapfrog | SDGE | July | 7 | 13 | 0
Leapfrog | SDGE | July | 7 | 14 | 0
Leapfrog | SDGE | July | 7 | 15 | 0
Leapfrog | SDGE | July | 7 | 16 | 0
Leapfrog | SDGE | July | 7 | 17 | 1.1934
Leapfrog | SDGE | July | 7 | 18 | 0.82023
Leapfrog | SDGE | July | 7 | 19 | 0.72942
Leapfrog | SDGE | July | 7 | 20 | 1.1898
Leapfrog | SDGE | July | 7 | 21 | 1.0672
Leapfrog | SDGE | July | 7 | 22 | 0
Leapfrog | SDGE | July | 7 | 23 | 0
Leapfrog | SDGE | July | 7 | 24 | 0
Leapfrog | SDGE | August | 8 | 1 | 0
Leapfrog | SDGE | August | 8 | 2 | 0
Leapfrog | SDGE | August | 8 | 3 | 0
Leapfrog | SDGE | August | 8 | 4 | 0
Leapfrog | SDGE | August | 8 | 5 | 0
Leapfrog | SDGE | August | 8 | 6 | 0
Leapfrog | SDGE | August | 8 | 7 | 0
Leapfrog | SDGE | August | 8 | 8 | 0
Leapfrog | SDGE | August | 8 | 9 | 0
Leapfrog | SDGE | August | 8 | 10 | 0
Leapfrog | SDGE | August | 8 | 11 | 0
Leapfrog | SDGE | August | 8 | 12 | 0
Leapfrog | SDGE | August | 8 | 13 | 0
Leapfrog | SDGE | August | 8 | 14 | 0
Leapfrog | SDGE | August | 8 | 15 | 0
Leapfrog | SDGE | August | 8 | 16 | 0
Leapfrog | SDGE | August | 8 | 17 | 1.2475
Leapfrog | SDGE | August | 8 | 18 | 0.73818
Leapfrog | SDGE | August | 8 | 19 | 0.60876
Leapfrog | SDGE | August | 8 | 20 | 1.2583
Leapfrog | SDGE | August | 8 | 21 | 1.1473
Leapfrog | SDGE | August | 8 | 22 | 0
Leapfrog | SDGE | August | 8 | 23 | 0
Leapfrog | SDGE | August | 8 | 24 | 0
Leapfrog | SDGE | September | 9 | 1 | 0
Leapfrog | SDGE | September | 9 | 2 | 0
Leapfrog | SDGE | September | 9 | 3 | 0
Leapfrog | SDGE | September | 9 | 4 | 0
Leapfrog | SDGE | September | 9 | 5 | 0
Leapfrog | SDGE | September | 9 | 6 | 0
Leapfrog | SDGE | September | 9 | 7 | 0
Leapfrog | SDGE | September | 9 | 8 | 0
Leapfrog | SDGE | September | 9 | 9 | 0
Leapfrog | SDGE | September | 9 | 10 | 0
Leapfrog | SDGE | September | 9 | 11 | 0
Leapfrog | SDGE | September | 9 | 12 | 0
Leapfrog | SDGE | September | 9 | 13 | 0
Leapfrog | SDGE | September | 9 | 14 | 0
Leapfrog | SDGE | September | 9 | 15 | 0
Leapfrog | SDGE | September | 9 | 16 | 0
Leapfrog | SDGE | September | 9 | 17 | 1.1048
Leapfrog | SDGE | September | 9 | 18 | 0.71637
Leapfrog | SDGE | September | 9 | 19 | 0.67214
Leapfrog | SDGE | September | 9 | 20 | 1.3006
Leapfrog | SDGE | September | 9 | 21 | 1.2061
Leapfrog | SDGE | September | 9 | 22 | 0
Leapfrog | SDGE | September | 9 | 23 | 0
Leapfrog | SDGE | September | 9 | 24 | 0
Leapfrog | SDGE | October | 10 | 1 | 0
Leapfrog | SDGE | October | 10 | 2 | 0
Leapfrog | SDGE | October | 10 | 3 | 0
Leapfrog | SDGE | October | 10 | 4 | 0
Leapfrog | SDGE | October | 10 | 5 | 0
Leapfrog | SDGE | October | 10 | 6 | 0
Leapfrog | SDGE | October | 10 | 7 | 0
Leapfrog | SDGE | October | 10 | 8 | 0
Leapfrog | SDGE | October | 10 | 9 | 0
Leapfrog | SDGE | October | 10 | 10 | 0
Leapfrog | SDGE | October | 10 | 11 | 0
Leapfrog | SDGE | October | 10 | 12 | 0
Leapfrog | SDGE | October | 10 | 13 | 0
Leapfrog | SDGE | October | 10 | 14 | 0
Leapfrog | SDGE | October | 10 | 15 | 0
Leapfrog | SDGE | October | 10 | 16 | 0
Leapfrog | SDGE | October | 10 | 17 | 1.1579
Leapfrog | SDGE | October | 10 | 18 | 0.72332
Leapfrog | SDGE | October | 10 | 19 | 0.66826
Leapfrog | SDGE | October | 10 | 20 | 1.2972
Leapfrog | SDGE | October | 10 | 21 | 1.1533
Leapfrog | SDGE | October | 10 | 22 | 0
Leapfrog | SDGE | October | 10 | 23 | 0
Leapfrog | SDGE | October | 10 | 24 | 0
Leapfrog | SDGE | November | 11 | 1 | 0
Leapfrog | SDGE | November | 11 | 2 | 0
Leapfrog | SDGE | November | 11 | 3 | 0
Leapfrog | SDGE | November | 11 | 4 | 0
Leapfrog | SDGE | November | 11 | 5 | 0
Leapfrog | SDGE | November | 11 | 6 | 0
Leapfrog | SDGE | November | 11 | 7 | 0
Leapfrog | SDGE | November | 11 | 8 | 0
Leapfrog | SDGE | November | 11 | 9 | 0
Leapfrog | SDGE | November | 11 | 10 | 0
Leapfrog | SDGE | November | 11 | 11 | 0
Leapfrog | SDGE | November | 11 | 12 | 0
Leapfrog | SDGE | November | 11 | 13 | 0
Leapfrog | SDGE | November | 11 | 14 | 0
Leapfrog | SDGE | November | 11 | 15 | 0
Leapfrog | SDGE | November | 11 | 16 | 0
Leapfrog | SDGE | November | 11 | 17 | 1.5584
Leapfrog | SDGE | November | 11 | 18 | 1.5159
Leapfrog | SDGE | November | 11 | 19 | 0.98258
Leapfrog | SDGE | November | 11 | 20 | 0.50666
Leapfrog | SDGE | November | 11 | 21 | 0.43651
Leapfrog | SDGE | November | 11 | 22 | 0
Leapfrog | SDGE | November | 11 | 23 | 0
Leapfrog | SDGE | November | 11 | 24 | 0
Leapfrog | SDGE | December | 12 | 1 | 0
Leapfrog | SDGE | December | 12 | 2 | 0
Leapfrog | SDGE | December | 12 | 3 | 0
Leapfrog | SDGE | December | 12 | 4 | 0
Leapfrog | SDGE | December | 12 | 5 | 0
Leapfrog | SDGE | December | 12 | 6 | 0
Leapfrog | SDGE | December | 12 | 7 | 0
Leapfrog | SDGE | December | 12 | 8 | 0
Leapfrog | SDGE | December | 12 | 9 | 0
Leapfrog | SDGE | December | 12 | 10 | 0
Leapfrog | SDGE | December | 12 | 11 | 0
Leapfrog | SDGE | December | 12 | 12 | 0
Leapfrog | SDGE | December | 12 | 13 | 0
Leapfrog | SDGE | December | 12 | 14 | 0
Leapfrog | SDGE | December | 12 | 15 | 0
Leapfrog | SDGE | December | 12 | 16 | 0
Leapfrog | SDGE | December | 12 | 17 | 1.5384
Leapfrog | SDGE | December | 12 | 18 | 1.5423
Leapfrog | SDGE | December | 12 | 19 | 0.888
Leapfrog | SDGE | December | 12 | 20 | 0.41457
Leapfrog | SDGE | December | 12 | 21 | 0.6167
Leapfrog | SDGE | December | 12 | 22 | 0
Leapfrog | SDGE | December | 12 | 23 | 0
Leapfrog | SDGE | December | 12 | 24 | 0
Voltus | PGE | January | 1 | 1 | 0
Voltus | PGE | January | 1 | 2 | 0
Voltus | PGE | January | 1 | 3 | 0
Voltus | PGE | January | 1 | 4 | 0
Voltus | PGE | January | 1 | 5 | 0
Voltus | PGE | January | 1 | 6 | 0
Voltus | PGE | January | 1 | 7 | 0
Voltus | PGE | January | 1 | 8 | 0
Voltus | PGE | January | 1 | 9 | 0
Voltus | PGE | January | 1 | 10 | 0
Voltus | PGE | January | 1 | 11 | 0
Voltus | PGE | January | 1 | 12 | 0
Voltus | PGE | January | 1 | 13 | 0
Voltus | PGE | January | 1 | 14 | 0
Voltus | PGE | January | 1 | 15 | 0
Voltus | PGE | January | 1 | 16 | 0
Voltus | PGE | January | 1 | 17 | 1.175
Voltus | PGE | January | 1 | 18 | 1.1269
Voltus | PGE | January | 1 | 19 | 0.94357
Voltus | PGE | January | 1 | 20 | 0.91311
Voltus | PGE | January | 1 | 21 | 0.84147
Voltus | PGE | January | 1 | 22 | 0
Voltus | PGE | January | 1 | 23 | 0
Voltus | PGE | January | 1 | 24 | 0
Voltus | PGE | February | 2 | 1 | 0
Voltus | PGE | February | 2 | 2 | 0
Voltus | PGE | February | 2 | 3 | 0
Voltus | PGE | February | 2 | 4 | 0
Voltus | PGE | February | 2 | 5 | 0
Voltus | PGE | February | 2 | 6 | 0
Voltus | PGE | February | 2 | 7 | 0
Voltus | PGE | February | 2 | 8 | 0
Voltus | PGE | February | 2 | 9 | 0
Voltus | PGE | February | 2 | 10 | 0
Voltus | PGE | February | 2 | 11 | 0
Voltus | PGE | February | 2 | 12 | 0
Voltus | PGE | February | 2 | 13 | 0
Voltus | PGE | February | 2 | 14 | 0
Voltus | PGE | February | 2 | 15 | 0
Voltus | PGE | February | 2 | 16 | 0
Voltus | PGE | February | 2 | 17 | 1.175
Voltus | PGE | February | 2 | 18 | 1.1269
Voltus | PGE | February | 2 | 19 | 0.94357
Voltus | PGE | February | 2 | 20 | 0.91311
Voltus | PGE | February | 2 | 21 | 0.84147
Voltus | PGE | February | 2 | 22 | 0
Voltus | PGE | February | 2 | 23 | 0
Voltus | PGE | February | 2 | 24 | 0
Voltus | PGE | March | 3 | 1 | 0
Voltus | PGE | March | 3 | 2 | 0
Voltus | PGE | March | 3 | 3 | 0
Voltus | PGE | March | 3 | 4 | 0
Voltus | PGE | March | 3 | 5 | 0
Voltus | PGE | March | 3 | 6 | 0
Voltus | PGE | March | 3 | 7 | 0
Voltus | PGE | March | 3 | 8 | 0
Voltus | PGE | March | 3 | 9 | 0
Voltus | PGE | March | 3 | 10 | 0
Voltus | PGE | March | 3 | 11 | 0
Voltus | PGE | March | 3 | 12 | 0
Voltus | PGE | March | 3 | 13 | 0
Voltus | PGE | March | 3 | 14 | 0
Voltus | PGE | March | 3 | 15 | 0
Voltus | PGE | March | 3 | 16 | 0
Voltus | PGE | March | 3 | 17 | 0
Voltus | PGE | March | 3 | 18 | 0.99308
Voltus | PGE | March | 3 | 19 | 1.0707
Voltus | PGE | March | 3 | 20 | 0.97307
Voltus | PGE | March | 3 | 21 | 1.0042
Voltus | PGE | March | 3 | 22 | 0.9589
Voltus | PGE | March | 3 | 23 | 0
Voltus | PGE | March | 3 | 24 | 0
Voltus | PGE | April | 4 | 1 | 0
Voltus | PGE | April | 4 | 2 | 0
Voltus | PGE | April | 4 | 3 | 0
Voltus | PGE | April | 4 | 4 | 0
Voltus | PGE | April | 4 | 5 | 0
Voltus | PGE | April | 4 | 6 | 0
Voltus | PGE | April | 4 | 7 | 0
Voltus | PGE | April | 4 | 8 | 0
Voltus | PGE | April | 4 | 9 | 0
Voltus | PGE | April | 4 | 10 | 0
Voltus | PGE | April | 4 | 11 | 0
Voltus | PGE | April | 4 | 12 | 0
Voltus | PGE | April | 4 | 13 | 0
Voltus | PGE | April | 4 | 14 | 0
Voltus | PGE | April | 4 | 15 | 0
Voltus | PGE | April | 4 | 16 | 0
Voltus | PGE | April | 4 | 17 | 0
Voltus | PGE | April | 4 | 18 | 0.99308
Voltus | PGE | April | 4 | 19 | 1.0707
Voltus | PGE | April | 4 | 20 | 0.97307
Voltus | PGE | April | 4 | 21 | 1.0042
Voltus | PGE | April | 4 | 22 | 0.9589
Voltus | PGE | April | 4 | 23 | 0
Voltus | PGE | April | 4 | 24 | 0
Voltus | PGE | May | 5 | 1 | 0
Voltus | PGE | May | 5 | 2 | 0
Voltus | PGE | May | 5 | 3 | 0
Voltus | PGE | May | 5 | 4 | 0
Voltus | PGE | May | 5 | 5 | 0
Voltus | PGE | May | 5 | 6 | 0
Voltus | PGE | May | 5 | 7 | 0
Voltus | PGE | May | 5 | 8 | 0
Voltus | PGE | May | 5 | 9 | 0
Voltus | PGE | May | 5 | 10 | 0
Voltus | PGE | May | 5 | 11 | 0
Voltus | PGE | May | 5 | 12 | 0
Voltus | PGE | May | 5 | 13 | 0
Voltus | PGE | May | 5 | 14 | 0
Voltus | PGE | May | 5 | 15 | 0
Voltus | PGE | May | 5 | 16 | 0
Voltus | PGE | May | 5 | 17 | 0
Voltus | PGE | May | 5 | 18 | 0.98749
Voltus | PGE | May | 5 | 19 | 1.0307
Voltus | PGE | May | 5 | 20 | 0.9974
Voltus | PGE | May | 5 | 21 | 1.0135
Voltus | PGE | May | 5 | 22 | 0.97095
Voltus | PGE | May | 5 | 23 | 0
Voltus | PGE | May | 5 | 24 | 0
Voltus | PGE | June | 6 | 1 | 0
Voltus | PGE | June | 6 | 2 | 0
Voltus | PGE | June | 6 | 3 | 0
Voltus | PGE | June | 6 | 4 | 0
Voltus | PGE | June | 6 | 5 | 0
Voltus | PGE | June | 6 | 6 | 0
Voltus | PGE | June | 6 | 7 | 0
Voltus | PGE | June | 6 | 8 | 0
Voltus | PGE | June | 6 | 9 | 0
Voltus | PGE | June | 6 | 10 | 0
Voltus | PGE | June | 6 | 11 | 0
Voltus | PGE | June | 6 | 12 | 0
Voltus | PGE | June | 6 | 13 | 0
Voltus | PGE | June | 6 | 14 | 0
Voltus | PGE | June | 6 | 15 | 0
Voltus | PGE | June | 6 | 16 | 0
Voltus | PGE | June | 6 | 17 | 0.9826
Voltus | PGE | June | 6 | 18 | 1.024
Voltus | PGE | June | 6 | 19 | 0.99523
Voltus | PGE | June | 6 | 20 | 1.0196
Voltus | PGE | June | 6 | 21 | 0.97855
Voltus | PGE | June | 6 | 22 | 0
Voltus | PGE | June | 6 | 23 | 0
Voltus | PGE | June | 6 | 24 | 0
Voltus | PGE | July | 7 | 1 | 0
Voltus | PGE | July | 7 | 2 | 0
Voltus | PGE | July | 7 | 3 | 0
Voltus | PGE | July | 7 | 4 | 0
Voltus | PGE | July | 7 | 5 | 0
Voltus | PGE | July | 7 | 6 | 0
Voltus | PGE | July | 7 | 7 | 0
Voltus | PGE | July | 7 | 8 | 0
Voltus | PGE | July | 7 | 9 | 0
Voltus | PGE | July | 7 | 10 | 0
Voltus | PGE | July | 7 | 11 | 0
Voltus | PGE | July | 7 | 12 | 0
Voltus | PGE | July | 7 | 13 | 0
Voltus | PGE | July | 7 | 14 | 0
Voltus | PGE | July | 7 | 15 | 0
Voltus | PGE | July | 7 | 16 | 0
Voltus | PGE | July | 7 | 17 | 1.1422
Voltus | PGE | July | 7 | 18 | 1.1206
Voltus | PGE | July | 7 | 19 | 0.92924
Voltus | PGE | July | 7 | 20 | 0.93307
Voltus | PGE | July | 7 | 21 | 0.87491
Voltus | PGE | July | 7 | 22 | 0
Voltus | PGE | July | 7 | 23 | 0
Voltus | PGE | July | 7 | 24 | 0
Voltus | PGE | August | 8 | 1 | 0
Voltus | PGE | August | 8 | 2 | 0
Voltus | PGE | August | 8 | 3 | 0
Voltus | PGE | August | 8 | 4 | 0
Voltus | PGE | August | 8 | 5 | 0
Voltus | PGE | August | 8 | 6 | 0
Voltus | PGE | August | 8 | 7 | 0
Voltus | PGE | August | 8 | 8 | 0
Voltus | PGE | August | 8 | 9 | 0
Voltus | PGE | August | 8 | 10 | 0
Voltus | PGE | August | 8 | 11 | 0
Voltus | PGE | August | 8 | 12 | 0
Voltus | PGE | August | 8 | 13 | 0
Voltus | PGE | August | 8 | 14 | 0
Voltus | PGE | August | 8 | 15 | 0
Voltus | PGE | August | 8 | 16 | 0
Voltus | PGE | August | 8 | 17 | 1.1093
Voltus | PGE | August | 8 | 18 | 1.0815
Voltus | PGE | August | 8 | 19 | 0.94008
Voltus | PGE | August | 8 | 20 | 0.95501
Voltus | PGE | August | 8 | 21 | 0.91415
Voltus | PGE | August | 8 | 22 | 0
Voltus | PGE | August | 8 | 23 | 0
Voltus | PGE | August | 8 | 24 | 0
Voltus | PGE | September | 9 | 1 | 0
Voltus | PGE | September | 9 | 2 | 0
Voltus | PGE | September | 9 | 3 | 0
Voltus | PGE | September | 9 | 4 | 0
Voltus | PGE | September | 9 | 5 | 0
Voltus | PGE | September | 9 | 6 | 0
Voltus | PGE | September | 9 | 7 | 0
Voltus | PGE | September | 9 | 8 | 0
Voltus | PGE | September | 9 | 9 | 0
Voltus | PGE | September | 9 | 10 | 0
Voltus | PGE | September | 9 | 11 | 0
Voltus | PGE | September | 9 | 12 | 0
Voltus | PGE | September | 9 | 13 | 0
Voltus | PGE | September | 9 | 14 | 0
Voltus | PGE | September | 9 | 15 | 0
Voltus | PGE | September | 9 | 16 | 0
Voltus | PGE | September | 9 | 17 | 1.1357
Voltus | PGE | September | 9 | 18 | 1.1015
Voltus | PGE | September | 9 | 19 | 0.9658
Voltus | PGE | September | 9 | 20 | 0.94287
Voltus | PGE | September | 9 | 21 | 0.85422
Voltus | PGE | September | 9 | 22 | 0
Voltus | PGE | September | 9 | 23 | 0
Voltus | PGE | September | 9 | 24 | 0
Voltus | PGE | October | 10 | 1 | 0
Voltus | PGE | October | 10 | 2 | 0
Voltus | PGE | October | 10 | 3 | 0
Voltus | PGE | October | 10 | 4 | 0
Voltus | PGE | October | 10 | 5 | 0
Voltus | PGE | October | 10 | 6 | 0
Voltus | PGE | October | 10 | 7 | 0
Voltus | PGE | October | 10 | 8 | 0
Voltus | PGE | October | 10 | 9 | 0
Voltus | PGE | October | 10 | 10 | 0
Voltus | PGE | October | 10 | 11 | 0
Voltus | PGE | October | 10 | 12 | 0
Voltus | PGE | October | 10 | 13 | 0
Voltus | PGE | October | 10 | 14 | 0
Voltus | PGE | October | 10 | 15 | 0
Voltus | PGE | October | 10 | 16 | 0
Voltus | PGE | October | 10 | 17 | 1.175
Voltus | PGE | October | 10 | 18 | 1.1269
Voltus | PGE | October | 10 | 19 | 0.94357
Voltus | PGE | October | 10 | 20 | 0.91311
Voltus | PGE | October | 10 | 21 | 0.84147
Voltus | PGE | October | 10 | 22 | 0
Voltus | PGE | October | 10 | 23 | 0
Voltus | PGE | October | 10 | 24 | 0
Voltus | PGE | November | 11 | 1 | 0
Voltus | PGE | November | 11 | 2 | 0
Voltus | PGE | November | 11 | 3 | 0
Voltus | PGE | November | 11 | 4 | 0
Voltus | PGE | November | 11 | 5 | 0
Voltus | PGE | November | 11 | 6 | 0
Voltus | PGE | November | 11 | 7 | 0
Voltus | PGE | November | 11 | 8 | 0
Voltus | PGE | November | 11 | 9 | 0
Voltus | PGE | November | 11 | 10 | 0
Voltus | PGE | November | 11 | 11 | 0
Voltus | PGE | November | 11 | 12 | 0
Voltus | PGE | November | 11 | 13 | 0
Voltus | PGE | November | 11 | 14 | 0
Voltus | PGE | November | 11 | 15 | 0
Voltus | PGE | November | 11 | 16 | 0
Voltus | PGE | November | 11 | 17 | 1.175
Voltus | PGE | November | 11 | 18 | 1.1269
Voltus | PGE | November | 11 | 19 | 0.94357
Voltus | PGE | November | 11 | 20 | 0.91311
Voltus | PGE | November | 11 | 21 | 0.84147
Voltus | PGE | November | 11 | 22 | 0
Voltus | PGE | November | 11 | 23 | 0
Voltus | PGE | November | 11 | 24 | 0
Voltus | PGE | December | 12 | 1 | 0
Voltus | PGE | December | 12 | 2 | 0
Voltus | PGE | December | 12 | 3 | 0
Voltus | PGE | December | 12 | 4 | 0
Voltus | PGE | December | 12 | 5 | 0
Voltus | PGE | December | 12 | 6 | 0
Voltus | PGE | December | 12 | 7 | 0
Voltus | PGE | December | 12 | 8 | 0
Voltus | PGE | December | 12 | 9 | 0
Voltus | PGE | December | 12 | 10 | 0
Voltus | PGE | December | 12 | 11 | 0
Voltus | PGE | December | 12 | 12 | 0
Voltus | PGE | December | 12 | 13 | 0
Voltus | PGE | December | 12 | 14 | 0
Voltus | PGE | December | 12 | 15 | 0
Voltus | PGE | December | 12 | 16 | 0
Voltus | PGE | December | 12 | 17 | 1.175
Voltus | PGE | December | 12 | 18 | 1.1269
Voltus | PGE | December | 12 | 19 | 0.94357
Voltus | PGE | December | 12 | 20 | 0.91311
Voltus | PGE | December | 12 | 21 | 0.84147
Voltus | PGE | December | 12 | 22 | 0
Voltus | PGE | December | 12 | 23 | 0
Voltus | PGE | December | 12 | 24 | 0
Nostromo | SCE | January | 1 | 1 | 0
Nostromo | SCE | January | 1 | 2 | 0
Nostromo | SCE | January | 1 | 3 | 0
Nostromo | SCE | January | 1 | 4 | 0
Nostromo | SCE | January | 1 | 5 | 0
Nostromo | SCE | January | 1 | 6 | 0
Nostromo | SCE | January | 1 | 7 | 0
Nostromo | SCE | January | 1 | 8 | 0
Nostromo | SCE | January | 1 | 9 | 0
Nostromo | SCE | January | 1 | 10 | 0
Nostromo | SCE | January | 1 | 11 | 0
Nostromo | SCE | January | 1 | 12 | 0
Nostromo | SCE | January | 1 | 13 | 0
Nostromo | SCE | January | 1 | 14 | 0
Nostromo | SCE | January | 1 | 15 | 0
Nostromo | SCE | January | 1 | 16 | 0
Nostromo | SCE | January | 1 | 17 | 1.3253
Nostromo | SCE | January | 1 | 18 | 1.3047
Nostromo | SCE | January | 1 | 19 | 0.86119
Nostromo | SCE | January | 1 | 20 | 0.79645
Nostromo | SCE | January | 1 | 21 | 0.71229
Nostromo | SCE | January | 1 | 22 | 0
Nostromo | SCE | January | 1 | 23 | 0
Nostromo | SCE | January | 1 | 24 | 0
Nostromo | SCE | February | 2 | 1 | 0
Nostromo | SCE | February | 2 | 2 | 0
Nostromo | SCE | February | 2 | 3 | 0
Nostromo | SCE | February | 2 | 4 | 0
Nostromo | SCE | February | 2 | 5 | 0
Nostromo | SCE | February | 2 | 6 | 0
Nostromo | SCE | February | 2 | 7 | 0
Nostromo | SCE | February | 2 | 8 | 0
Nostromo | SCE | February | 2 | 9 | 0
Nostromo | SCE | February | 2 | 10 | 0
Nostromo | SCE | February | 2 | 11 | 0
Nostromo | SCE | February | 2 | 12 | 0
Nostromo | SCE | February | 2 | 13 | 0
Nostromo | SCE | February | 2 | 14 | 0
Nostromo | SCE | February | 2 | 15 | 0
Nostromo | SCE | February | 2 | 16 | 0
Nostromo | SCE | February | 2 | 17 | 1.4771
Nostromo | SCE | February | 2 | 18 | 1.4408
Nostromo | SCE | February | 2 | 19 | 0.74742
Nostromo | SCE | February | 2 | 20 | 0.70121
Nostromo | SCE | February | 2 | 21 | 0.6335
Nostromo | SCE | February | 2 | 22 | 0
Nostromo | SCE | February | 2 | 23 | 0
Nostromo | SCE | February | 2 | 24 | 0
Nostromo | SCE | March | 3 | 1 | 0
Nostromo | SCE | March | 3 | 2 | 0
Nostromo | SCE | March | 3 | 3 | 0
Nostromo | SCE | March | 3 | 4 | 0
Nostromo | SCE | March | 3 | 5 | 0
Nostromo | SCE | March | 3 | 6 | 0
Nostromo | SCE | March | 3 | 7 | 0
Nostromo | SCE | March | 3 | 8 | 0
Nostromo | SCE | March | 3 | 9 | 0
Nostromo | SCE | March | 3 | 10 | 0
Nostromo | SCE | March | 3 | 11 | 0
Nostromo | SCE | March | 3 | 12 | 0
Nostromo | SCE | March | 3 | 13 | 0
Nostromo | SCE | March | 3 | 14 | 0
Nostromo | SCE | March | 3 | 15 | 0
Nostromo | SCE | March | 3 | 16 | 0
Nostromo | SCE | March | 3 | 17 | 0
Nostromo | SCE | March | 3 | 18 | 1.4831
Nostromo | SCE | March | 3 | 19 | 0.91156
Nostromo | SCE | March | 3 | 20 | 0.88107
Nostromo | SCE | March | 3 | 21 | 0.86922
Nostromo | SCE | March | 3 | 22 | 0.85505
Nostromo | SCE | March | 3 | 23 | 0
Nostromo | SCE | March | 3 | 24 | 0
Nostromo | SCE | April | 4 | 1 | 0
Nostromo | SCE | April | 4 | 2 | 0
Nostromo | SCE | April | 4 | 3 | 0
Nostromo | SCE | April | 4 | 4 | 0
Nostromo | SCE | April | 4 | 5 | 0
Nostromo | SCE | April | 4 | 6 | 0
Nostromo | SCE | April | 4 | 7 | 0
Nostromo | SCE | April | 4 | 8 | 0
Nostromo | SCE | April | 4 | 9 | 0
Nostromo | SCE | April | 4 | 10 | 0
Nostromo | SCE | April | 4 | 11 | 0
Nostromo | SCE | April | 4 | 12 | 0
Nostromo | SCE | April | 4 | 13 | 0
Nostromo | SCE | April | 4 | 14 | 0
Nostromo | SCE | April | 4 | 15 | 0
Nostromo | SCE | April | 4 | 16 | 0
Nostromo | SCE | April | 4 | 17 | 0
Nostromo | SCE | April | 4 | 18 | 1.1069
Nostromo | SCE | April | 4 | 19 | 1.056
Nostromo | SCE | April | 4 | 20 | 1.0037
Nostromo | SCE | April | 4 | 21 | 0.94274
Nostromo | SCE | April | 4 | 22 | 0.89066
Nostromo | SCE | April | 4 | 23 | 0
Nostromo | SCE | April | 4 | 24 | 0
Nostromo | SCE | May | 5 | 1 | 0
Nostromo | SCE | May | 5 | 2 | 0
Nostromo | SCE | May | 5 | 3 | 0
Nostromo | SCE | May | 5 | 4 | 0
Nostromo | SCE | May | 5 | 5 | 0
Nostromo | SCE | May | 5 | 6 | 0
Nostromo | SCE | May | 5 | 7 | 0
Nostromo | SCE | May | 5 | 8 | 0
Nostromo | SCE | May | 5 | 9 | 0
Nostromo | SCE | May | 5 | 10 | 0
Nostromo | SCE | May | 5 | 11 | 0
Nostromo | SCE | May | 5 | 12 | 0
Nostromo | SCE | May | 5 | 13 | 0
Nostromo | SCE | May | 5 | 14 | 0
Nostromo | SCE | May | 5 | 15 | 0
Nostromo | SCE | May | 5 | 16 | 0
Nostromo | SCE | May | 5 | 17 | 0
Nostromo | SCE | May | 5 | 18 | 1.0734
Nostromo | SCE | May | 5 | 19 | 0.99057
Nostromo | SCE | May | 5 | 20 | 0.95797
Nostromo | SCE | May | 5 | 21 | 0.9046
Nostromo | SCE | May | 5 | 22 | 0.85355
Nostromo | SCE | May | 5 | 23 | 0
Nostromo | SCE | May | 5 | 24 | 0
Nostromo | SCE | June | 6 | 1 | 0
Nostromo | SCE | June | 6 | 2 | 0
Nostromo | SCE | June | 6 | 3 | 0
Nostromo | SCE | June | 6 | 4 | 0
Nostromo | SCE | June | 6 | 5 | 0
Nostromo | SCE | June | 6 | 6 | 0
Nostromo | SCE | June | 6 | 7 | 0
Nostromo | SCE | June | 6 | 8 | 0
Nostromo | SCE | June | 6 | 9 | 0
Nostromo | SCE | June | 6 | 10 | 0
Nostromo | SCE | June | 6 | 11 | 0
Nostromo | SCE | June | 6 | 12 | 0
Nostromo | SCE | June | 6 | 13 | 0
Nostromo | SCE | June | 6 | 14 | 0
Nostromo | SCE | June | 6 | 15 | 0
Nostromo | SCE | June | 6 | 16 | 0
Nostromo | SCE | June | 6 | 17 | 1.0032
Nostromo | SCE | June | 6 | 18 | 1.0032
Nostromo | SCE | June | 6 | 19 | 0.99648
Nostromo | SCE | June | 6 | 20 | 1.0032
Nostromo | SCE | June | 6 | 21 | 0.99397
Nostromo | SCE | June | 6 | 22 | 0
Nostromo | SCE | June | 6 | 23 | 0
Nostromo | SCE | June | 6 | 24 | 0
Nostromo | SCE | July | 7 | 1 | 0
Nostromo | SCE | July | 7 | 2 | 0
Nostromo | SCE | July | 7 | 3 | 0
Nostromo | SCE | July | 7 | 4 | 0
Nostromo | SCE | July | 7 | 5 | 0
Nostromo | SCE | July | 7 | 6 | 0
Nostromo | SCE | July | 7 | 7 | 0
Nostromo | SCE | July | 7 | 8 | 0
Nostromo | SCE | July | 7 | 9 | 0
Nostromo | SCE | July | 7 | 10 | 0
Nostromo | SCE | July | 7 | 11 | 0
Nostromo | SCE | July | 7 | 12 | 0
Nostromo | SCE | July | 7 | 13 | 0
Nostromo | SCE | July | 7 | 14 | 0
Nostromo | SCE | July | 7 | 15 | 0
Nostromo | SCE | July | 7 | 16 | 0
Nostromo | SCE | July | 7 | 17 | 1.0113
Nostromo | SCE | July | 7 | 18 | 1.0113
Nostromo | SCE | July | 7 | 19 | 1.0113
Nostromo | SCE | July | 7 | 20 | 1.0058
Nostromo | SCE | July | 7 | 21 | 0.96035
Nostromo | SCE | July | 7 | 22 | 0
Nostromo | SCE | July | 7 | 23 | 0
Nostromo | SCE | July | 7 | 24 | 0
Nostromo | SCE | August | 8 | 1 | 0
Nostromo | SCE | August | 8 | 2 | 0
Nostromo | SCE | August | 8 | 3 | 0
Nostromo | SCE | August | 8 | 4 | 0
Nostromo | SCE | August | 8 | 5 | 0
Nostromo | SCE | August | 8 | 6 | 0
Nostromo | SCE | August | 8 | 7 | 0
Nostromo | SCE | August | 8 | 8 | 0
Nostromo | SCE | August | 8 | 9 | 0
Nostromo | SCE | August | 8 | 10 | 0
Nostromo | SCE | August | 8 | 11 | 0
Nostromo | SCE | August | 8 | 12 | 0
Nostromo | SCE | August | 8 | 13 | 0
Nostromo | SCE | August | 8 | 14 | 0
Nostromo | SCE | August | 8 | 15 | 0
Nostromo | SCE | August | 8 | 16 | 0
Nostromo | SCE | August | 8 | 17 | 1.0051
Nostromo | SCE | August | 8 | 18 | 1.0051
Nostromo | SCE | August | 8 | 19 | 1.0051
Nostromo | SCE | August | 8 | 20 | 1.0051
Nostromo | SCE | August | 8 | 21 | 0.97941
Nostromo | SCE | August | 8 | 22 | 0
Nostromo | SCE | August | 8 | 23 | 0
Nostromo | SCE | August | 8 | 24 | 0
Nostromo | SCE | September | 9 | 1 | 0
Nostromo | SCE | September | 9 | 2 | 0
Nostromo | SCE | September | 9 | 3 | 0
Nostromo | SCE | September | 9 | 4 | 0
Nostromo | SCE | September | 9 | 5 | 0
Nostromo | SCE | September | 9 | 6 | 0
Nostromo | SCE | September | 9 | 7 | 0
Nostromo | SCE | September | 9 | 8 | 0
Nostromo | SCE | September | 9 | 9 | 0
Nostromo | SCE | September | 9 | 10 | 0
Nostromo | SCE | September | 9 | 11 | 0
Nostromo | SCE | September | 9 | 12 | 0
Nostromo | SCE | September | 9 | 13 | 0
Nostromo | SCE | September | 9 | 14 | 0
Nostromo | SCE | September | 9 | 15 | 0
Nostromo | SCE | September | 9 | 16 | 0
Nostromo | SCE | September | 9 | 17 | 1
Nostromo | SCE | September | 9 | 18 | 1
Nostromo | SCE | September | 9 | 19 | 1
Nostromo | SCE | September | 9 | 20 | 1
Nostromo | SCE | September | 9 | 21 | 1
Nostromo | SCE | September | 9 | 22 | 0
Nostromo | SCE | September | 9 | 23 | 0
Nostromo | SCE | September | 9 | 24 | 0
Nostromo | SCE | October | 10 | 1 | 0
Nostromo | SCE | October | 10 | 2 | 0
Nostromo | SCE | October | 10 | 3 | 0
Nostromo | SCE | October | 10 | 4 | 0
Nostromo | SCE | October | 10 | 5 | 0
Nostromo | SCE | October | 10 | 6 | 0
Nostromo | SCE | October | 10 | 7 | 0
Nostromo | SCE | October | 10 | 8 | 0
Nostromo | SCE | October | 10 | 9 | 0
Nostromo | SCE | October | 10 | 10 | 0
Nostromo | SCE | October | 10 | 11 | 0
Nostromo | SCE | October | 10 | 12 | 0
Nostromo | SCE | October | 10 | 13 | 0
Nostromo | SCE | October | 10 | 14 | 0
Nostromo | SCE | October | 10 | 15 | 0
Nostromo | SCE | October | 10 | 16 | 0
Nostromo | SCE | October | 10 | 17 | 1.0092
Nostromo | SCE | October | 10 | 18 | 1.0092
Nostromo | SCE | October | 10 | 19 | 1.0092
Nostromo | SCE | October | 10 | 20 | 1.0069
Nostromo | SCE | October | 10 | 21 | 0.96534
Nostromo | SCE | October | 10 | 22 | 0
Nostromo | SCE | October | 10 | 23 | 0
Nostromo | SCE | October | 10 | 24 | 0
Nostromo | SCE | November | 11 | 1 | 0
Nostromo | SCE | November | 11 | 2 | 0
Nostromo | SCE | November | 11 | 3 | 0
Nostromo | SCE | November | 11 | 4 | 0
Nostromo | SCE | November | 11 | 5 | 0
Nostromo | SCE | November | 11 | 6 | 0
Nostromo | SCE | November | 11 | 7 | 0
Nostromo | SCE | November | 11 | 8 | 0
Nostromo | SCE | November | 11 | 9 | 0
Nostromo | SCE | November | 11 | 10 | 0
Nostromo | SCE | November | 11 | 11 | 0
Nostromo | SCE | November | 11 | 12 | 0
Nostromo | SCE | November | 11 | 13 | 0
Nostromo | SCE | November | 11 | 14 | 0
Nostromo | SCE | November | 11 | 15 | 0
Nostromo | SCE | November | 11 | 16 | 0
Nostromo | SCE | November | 11 | 17 | 1.0703
Nostromo | SCE | November | 11 | 18 | 1.0703
Nostromo | SCE | November | 11 | 19 | 1.0003
Nostromo | SCE | November | 11 | 20 | 0.94758
Nostromo | SCE | November | 11 | 21 | 0.91151
Nostromo | SCE | November | 11 | 22 | 0
Nostromo | SCE | November | 11 | 23 | 0
Nostromo | SCE | November | 11 | 24 | 0
Nostromo | SCE | December | 12 | 1 | 0
Nostromo | SCE | December | 12 | 2 | 0
Nostromo | SCE | December | 12 | 3 | 0
Nostromo | SCE | December | 12 | 4 | 0
Nostromo | SCE | December | 12 | 5 | 0
Nostromo | SCE | December | 12 | 6 | 0
Nostromo | SCE | December | 12 | 7 | 0
Nostromo | SCE | December | 12 | 8 | 0
Nostromo | SCE | December | 12 | 9 | 0
Nostromo | SCE | December | 12 | 10 | 0
Nostromo | SCE | December | 12 | 11 | 0
Nostromo | SCE | December | 12 | 12 | 0
Nostromo | SCE | December | 12 | 13 | 0
Nostromo | SCE | December | 12 | 14 | 0
Nostromo | SCE | December | 12 | 15 | 0
Nostromo | SCE | December | 12 | 16 | 0
Nostromo | SCE | December | 12 | 17 | 1.5261
Nostromo | SCE | December | 12 | 18 | 1.4774
Nostromo | SCE | December | 12 | 19 | 0.75251
Nostromo | SCE | December | 12 | 20 | 0.66456
Nostromo | SCE | December | 12 | 21 | 0.57935
Nostromo | SCE | December | 12 | 22 | 0
Nostromo | SCE | December | 12 | 23 | 0
Nostromo | SCE | December | 12 | 24 | 0
Nostromo | SDGE | January | 1 | 1 | 0
Nostromo | SDGE | January | 1 | 2 | 0
Nostromo | SDGE | January | 1 | 3 | 0
Nostromo | SDGE | January | 1 | 4 | 0
Nostromo | SDGE | January | 1 | 5 | 0
Nostromo | SDGE | January | 1 | 6 | 0
Nostromo | SDGE | January | 1 | 7 | 0
Nostromo | SDGE | January | 1 | 8 | 0
Nostromo | SDGE | January | 1 | 9 | 0
Nostromo | SDGE | January | 1 | 10 | 0
Nostromo | SDGE | January | 1 | 11 | 0
Nostromo | SDGE | January | 1 | 12 | 0
Nostromo | SDGE | January | 1 | 13 | 0
Nostromo | SDGE | January | 1 | 14 | 0
Nostromo | SDGE | January | 1 | 15 | 0
Nostromo | SDGE | January | 1 | 16 | 0
Nostromo | SDGE | January | 1 | 17 | 1.0188
Nostromo | SDGE | January | 1 | 18 | 1.0102
Nostromo | SDGE | January | 1 | 19 | 0.99972
Nostromo | SDGE | January | 1 | 20 | 0.98906
Nostromo | SDGE | January | 1 | 21 | 0.98225
Nostromo | SDGE | January | 1 | 22 | 0
Nostromo | SDGE | January | 1 | 23 | 0
Nostromo | SDGE | January | 1 | 24 | 0
Nostromo | SDGE | February | 2 | 1 | 0
Nostromo | SDGE | February | 2 | 2 | 0
Nostromo | SDGE | February | 2 | 3 | 0
Nostromo | SDGE | February | 2 | 4 | 0
Nostromo | SDGE | February | 2 | 5 | 0
Nostromo | SDGE | February | 2 | 6 | 0
Nostromo | SDGE | February | 2 | 7 | 0
Nostromo | SDGE | February | 2 | 8 | 0
Nostromo | SDGE | February | 2 | 9 | 0
Nostromo | SDGE | February | 2 | 10 | 0
Nostromo | SDGE | February | 2 | 11 | 0
Nostromo | SDGE | February | 2 | 12 | 0
Nostromo | SDGE | February | 2 | 13 | 0
Nostromo | SDGE | February | 2 | 14 | 0
Nostromo | SDGE | February | 2 | 15 | 0
Nostromo | SDGE | February | 2 | 16 | 0
Nostromo | SDGE | February | 2 | 17 | 1.0203
Nostromo | SDGE | February | 2 | 18 | 1.0089
Nostromo | SDGE | February | 2 | 19 | 0.99838
Nostromo | SDGE | February | 2 | 20 | 0.99385
Nostromo | SDGE | February | 2 | 21 | 0.97855
Nostromo | SDGE | February | 2 | 22 | 0
Nostromo | SDGE | February | 2 | 23 | 0
Nostromo | SDGE | February | 2 | 24 | 0
Nostromo | SDGE | March | 3 | 1 | 0
Nostromo | SDGE | March | 3 | 2 | 0
Nostromo | SDGE | March | 3 | 3 | 0
Nostromo | SDGE | March | 3 | 4 | 0
Nostromo | SDGE | March | 3 | 5 | 0
Nostromo | SDGE | March | 3 | 6 | 0
Nostromo | SDGE | March | 3 | 7 | 0
Nostromo | SDGE | March | 3 | 8 | 0
Nostromo | SDGE | March | 3 | 9 | 0
Nostromo | SDGE | March | 3 | 10 | 0
Nostromo | SDGE | March | 3 | 11 | 0
Nostromo | SDGE | March | 3 | 12 | 0
Nostromo | SDGE | March | 3 | 13 | 0
Nostromo | SDGE | March | 3 | 14 | 0
Nostromo | SDGE | March | 3 | 15 | 0
Nostromo | SDGE | March | 3 | 16 | 0
Nostromo | SDGE | March | 3 | 17 | 0
Nostromo | SDGE | March | 3 | 18 | 1.0134
Nostromo | SDGE | March | 3 | 19 | 1.0096
Nostromo | SDGE | March | 3 | 20 | 1.003
Nostromo | SDGE | March | 3 | 21 | 0.99051
Nostromo | SDGE | March | 3 | 22 | 0.98349
Nostromo | SDGE | March | 3 | 23 | 0
Nostromo | SDGE | March | 3 | 24 | 0
Nostromo | SDGE | April | 4 | 1 | 0
Nostromo | SDGE | April | 4 | 2 | 0
Nostromo | SDGE | April | 4 | 3 | 0
Nostromo | SDGE | April | 4 | 4 | 0
Nostromo | SDGE | April | 4 | 5 | 0
Nostromo | SDGE | April | 4 | 6 | 0
Nostromo | SDGE | April | 4 | 7 | 0
Nostromo | SDGE | April | 4 | 8 | 0
Nostromo | SDGE | April | 4 | 9 | 0
Nostromo | SDGE | April | 4 | 10 | 0
Nostromo | SDGE | April | 4 | 11 | 0
Nostromo | SDGE | April | 4 | 12 | 0
Nostromo | SDGE | April | 4 | 13 | 0
Nostromo | SDGE | April | 4 | 14 | 0
Nostromo | SDGE | April | 4 | 15 | 0
Nostromo | SDGE | April | 4 | 16 | 0
Nostromo | SDGE | April | 4 | 17 | 0
Nostromo | SDGE | April | 4 | 18 | 1.0343
Nostromo | SDGE | April | 4 | 19 | 1.027
Nostromo | SDGE | April | 4 | 20 | 1.0005
Nostromo | SDGE | April | 4 | 21 | 0.976
Nostromo | SDGE | April | 4 | 22 | 0.96216
Nostromo | SDGE | April | 4 | 23 | 0
Nostromo | SDGE | April | 4 | 24 | 0
Nostromo | SDGE | May | 5 | 1 | 0
Nostromo | SDGE | May | 5 | 2 | 0
Nostromo | SDGE | May | 5 | 3 | 0
Nostromo | SDGE | May | 5 | 4 | 0
Nostromo | SDGE | May | 5 | 5 | 0
Nostromo | SDGE | May | 5 | 6 | 0
Nostromo | SDGE | May | 5 | 7 | 0
Nostromo | SDGE | May | 5 | 8 | 0
Nostromo | SDGE | May | 5 | 9 | 0
Nostromo | SDGE | May | 5 | 10 | 0
Nostromo | SDGE | May | 5 | 11 | 0
Nostromo | SDGE | May | 5 | 12 | 0
Nostromo | SDGE | May | 5 | 13 | 0
Nostromo | SDGE | May | 5 | 14 | 0
Nostromo | SDGE | May | 5 | 15 | 0
Nostromo | SDGE | May | 5 | 16 | 0
Nostromo | SDGE | May | 5 | 17 | 0
Nostromo | SDGE | May | 5 | 18 | 1.026
Nostromo | SDGE | May | 5 | 19 | 1.021
Nostromo | SDGE | May | 5 | 20 | 1.001
Nostromo | SDGE | May | 5 | 21 | 0.98021
Nostromo | SDGE | May | 5 | 22 | 0.97178
Nostromo | SDGE | May | 5 | 23 | 0
Nostromo | SDGE | May | 5 | 24 | 0
Nostromo | SDGE | June | 6 | 1 | 0
Nostromo | SDGE | June | 6 | 2 | 0
Nostromo | SDGE | June | 6 | 3 | 0
Nostromo | SDGE | June | 6 | 4 | 0
Nostromo | SDGE | June | 6 | 5 | 0
Nostromo | SDGE | June | 6 | 6 | 0
Nostromo | SDGE | June | 6 | 7 | 0
Nostromo | SDGE | June | 6 | 8 | 0
Nostromo | SDGE | June | 6 | 9 | 0
Nostromo | SDGE | June | 6 | 10 | 0
Nostromo | SDGE | June | 6 | 11 | 0
Nostromo | SDGE | June | 6 | 12 | 0
Nostromo | SDGE | June | 6 | 13 | 0
Nostromo | SDGE | June | 6 | 14 | 0
Nostromo | SDGE | June | 6 | 15 | 0
Nostromo | SDGE | June | 6 | 16 | 0
Nostromo | SDGE | June | 6 | 17 | 1.0142
Nostromo | SDGE | June | 6 | 18 | 1.0107
Nostromo | SDGE | June | 6 | 19 | 1.0055
Nostromo | SDGE | June | 6 | 20 | 0.99343
Nostromo | SDGE | June | 6 | 21 | 0.97615
Nostromo | SDGE | June | 6 | 22 | 0
Nostromo | SDGE | June | 6 | 23 | 0
Nostromo | SDGE | June | 6 | 24 | 0
Nostromo | SDGE | July | 7 | 1 | 0
Nostromo | SDGE | July | 7 | 2 | 0
Nostromo | SDGE | July | 7 | 3 | 0
Nostromo | SDGE | July | 7 | 4 | 0
Nostromo | SDGE | July | 7 | 5 | 0
Nostromo | SDGE | July | 7 | 6 | 0
Nostromo | SDGE | July | 7 | 7 | 0
Nostromo | SDGE | July | 7 | 8 | 0
Nostromo | SDGE | July | 7 | 9 | 0
Nostromo | SDGE | July | 7 | 10 | 0
Nostromo | SDGE | July | 7 | 11 | 0
Nostromo | SDGE | July | 7 | 12 | 0
Nostromo | SDGE | July | 7 | 13 | 0
Nostromo | SDGE | July | 7 | 14 | 0
Nostromo | SDGE | July | 7 | 15 | 0
Nostromo | SDGE | July | 7 | 16 | 0
Nostromo | SDGE | July | 7 | 17 | 1.0155
Nostromo | SDGE | July | 7 | 18 | 1.0065
Nostromo | SDGE | July | 7 | 19 | 0.99977
Nostromo | SDGE | July | 7 | 20 | 0.99302
Nostromo | SDGE | July | 7 | 21 | 0.98514
Nostromo | SDGE | July | 7 | 22 | 0
Nostromo | SDGE | July | 7 | 23 | 0
Nostromo | SDGE | July | 7 | 24 | 0
Nostromo | SDGE | August | 8 | 1 | 0
Nostromo | SDGE | August | 8 | 2 | 0
Nostromo | SDGE | August | 8 | 3 | 0
Nostromo | SDGE | August | 8 | 4 | 0
Nostromo | SDGE | August | 8 | 5 | 0
Nostromo | SDGE | August | 8 | 6 | 0
Nostromo | SDGE | August | 8 | 7 | 0
Nostromo | SDGE | August | 8 | 8 | 0
Nostromo | SDGE | August | 8 | 9 | 0
Nostromo | SDGE | August | 8 | 10 | 0
Nostromo | SDGE | August | 8 | 11 | 0
Nostromo | SDGE | August | 8 | 12 | 0
Nostromo | SDGE | August | 8 | 13 | 0
Nostromo | SDGE | August | 8 | 14 | 0
Nostromo | SDGE | August | 8 | 15 | 0
Nostromo | SDGE | August | 8 | 16 | 0
Nostromo | SDGE | August | 8 | 17 | 1.0197
Nostromo | SDGE | August | 8 | 18 | 1.0131
Nostromo | SDGE | August | 8 | 19 | 0.99978
Nostromo | SDGE | August | 8 | 20 | 0.98981
Nostromo | SDGE | August | 8 | 21 | 0.97763
Nostromo | SDGE | August | 8 | 22 | 0
Nostromo | SDGE | August | 8 | 23 | 0
Nostromo | SDGE | August | 8 | 24 | 0
Nostromo | SDGE | September | 9 | 1 | 0
Nostromo | SDGE | September | 9 | 2 | 0
Nostromo | SDGE | September | 9 | 3 | 0
Nostromo | SDGE | September | 9 | 4 | 0
Nostromo | SDGE | September | 9 | 5 | 0
Nostromo | SDGE | September | 9 | 6 | 0
Nostromo | SDGE | September | 9 | 7 | 0
Nostromo | SDGE | September | 9 | 8 | 0
Nostromo | SDGE | September | 9 | 9 | 0
Nostromo | SDGE | September | 9 | 10 | 0
Nostromo | SDGE | September | 9 | 11 | 0
Nostromo | SDGE | September | 9 | 12 | 0
Nostromo | SDGE | September | 9 | 13 | 0
Nostromo | SDGE | September | 9 | 14 | 0
Nostromo | SDGE | September | 9 | 15 | 0
Nostromo | SDGE | September | 9 | 16 | 0
Nostromo | SDGE | September | 9 | 17 | 1.0191
Nostromo | SDGE | September | 9 | 18 | 1.0158
Nostromo | SDGE | September | 9 | 19 | 1.0048
Nostromo | SDGE | September | 9 | 20 | 0.98944
Nostromo | SDGE | September | 9 | 21 | 0.97074
Nostromo | SDGE | September | 9 | 22 | 0
Nostromo | SDGE | September | 9 | 23 | 0
Nostromo | SDGE | September | 9 | 24 | 0
Nostromo | SDGE | October | 10 | 1 | 0
Nostromo | SDGE | October | 10 | 2 | 0
Nostromo | SDGE | October | 10 | 3 | 0
Nostromo | SDGE | October | 10 | 4 | 0
Nostromo | SDGE | October | 10 | 5 | 0
Nostromo | SDGE | October | 10 | 6 | 0
Nostromo | SDGE | October | 10 | 7 | 0
Nostromo | SDGE | October | 10 | 8 | 0
Nostromo | SDGE | October | 10 | 9 | 0
Nostromo | SDGE | October | 10 | 10 | 0
Nostromo | SDGE | October | 10 | 11 | 0
Nostromo | SDGE | October | 10 | 12 | 0
Nostromo | SDGE | October | 10 | 13 | 0
Nostromo | SDGE | October | 10 | 14 | 0
Nostromo | SDGE | October | 10 | 15 | 0
Nostromo | SDGE | October | 10 | 16 | 0
Nostromo | SDGE | October | 10 | 17 | 1.0252
Nostromo | SDGE | October | 10 | 18 | 1.0206
Nostromo | SDGE | October | 10 | 19 | 1.0069
Nostromo | SDGE | October | 10 | 20 | 0.98511
Nostromo | SDGE | October | 10 | 21 | 0.9622
Nostromo | SDGE | October | 10 | 22 | 0
Nostromo | SDGE | October | 10 | 23 | 0
Nostromo | SDGE | October | 10 | 24 | 0
Nostromo | SDGE | November | 11 | 1 | 0
Nostromo | SDGE | November | 11 | 2 | 0
Nostromo | SDGE | November | 11 | 3 | 0
Nostromo | SDGE | November | 11 | 4 | 0
Nostromo | SDGE | November | 11 | 5 | 0
Nostromo | SDGE | November | 11 | 6 | 0
Nostromo | SDGE | November | 11 | 7 | 0
Nostromo | SDGE | November | 11 | 8 | 0
Nostromo | SDGE | November | 11 | 9 | 0
Nostromo | SDGE | November | 11 | 10 | 0
Nostromo | SDGE | November | 11 | 11 | 0
Nostromo | SDGE | November | 11 | 12 | 0
Nostromo | SDGE | November | 11 | 13 | 0
Nostromo | SDGE | November | 11 | 14 | 0
Nostromo | SDGE | November | 11 | 15 | 0
Nostromo | SDGE | November | 11 | 16 | 0
Nostromo | SDGE | November | 11 | 17 | 1.033
Nostromo | SDGE | November | 11 | 18 | 1.0161
Nostromo | SDGE | November | 11 | 19 | 0.99217
Nostromo | SDGE | November | 11 | 20 | 0.98325
Nostromo | SDGE | November | 11 | 21 | 0.97553
Nostromo | SDGE | November | 11 | 22 | 0
Nostromo | SDGE | November | 11 | 23 | 0
Nostromo | SDGE | November | 11 | 24 | 0
Nostromo | SDGE | December | 12 | 1 | 0
Nostromo | SDGE | December | 12 | 2 | 0
Nostromo | SDGE | December | 12 | 3 | 0
Nostromo | SDGE | December | 12 | 4 | 0
Nostromo | SDGE | December | 12 | 5 | 0
Nostromo | SDGE | December | 12 | 6 | 0
Nostromo | SDGE | December | 12 | 7 | 0
Nostromo | SDGE | December | 12 | 8 | 0
Nostromo | SDGE | December | 12 | 9 | 0
Nostromo | SDGE | December | 12 | 10 | 0
Nostromo | SDGE | December | 12 | 11 | 0
Nostromo | SDGE | December | 12 | 12 | 0
Nostromo | SDGE | December | 12 | 13 | 0
Nostromo | SDGE | December | 12 | 14 | 0
Nostromo | SDGE | December | 12 | 15 | 0
Nostromo | SDGE | December | 12 | 16 | 0
Nostromo | SDGE | December | 12 | 17 | 1.0283
Nostromo | SDGE | December | 12 | 18 | 1.0129
Nostromo | SDGE | December | 12 | 19 | 0.99746
Nostromo | SDGE | December | 12 | 20 | 0.987
Nostromo | SDGE | December | 12 | 21 | 0.97441
Nostromo | SDGE | December | 12 | 22 | 0
Nostromo | SDGE | December | 12 | 23 | 0
Nostromo | SDGE | December | 12 | 24 | 0
CPower | PGE | January | 1 | 1 | 0
CPower | PGE | January | 1 | 2 | 0
CPower | PGE | January | 1 | 3 | 0
CPower | PGE | January | 1 | 4 | 0
CPower | PGE | January | 1 | 5 | 0
CPower | PGE | January | 1 | 6 | 0
CPower | PGE | January | 1 | 7 | 0
CPower | PGE | January | 1 | 8 | 0
CPower | PGE | January | 1 | 9 | 0
CPower | PGE | January | 1 | 10 | 0
CPower | PGE | January | 1 | 11 | 0
CPower | PGE | January | 1 | 12 | 0
CPower | PGE | January | 1 | 13 | 0
CPower | PGE | January | 1 | 14 | 0
CPower | PGE | January | 1 | 15 | 0
CPower | PGE | January | 1 | 16 | 0
CPower | PGE | January | 1 | 17 | 0
CPower | PGE | January | 1 | 18 | 0
CPower | PGE | January | 1 | 19 | 0
CPower | PGE | January | 1 | 20 | 0
CPower | PGE | January | 1 | 21 | 0
CPower | PGE | January | 1 | 22 | 0
CPower | PGE | January | 1 | 23 | 0
CPower | PGE | January | 1 | 24 | 0
CPower | PGE | February | 2 | 1 | 0
CPower | PGE | February | 2 | 2 | 0
CPower | PGE | February | 2 | 3 | 0
CPower | PGE | February | 2 | 4 | 0
CPower | PGE | February | 2 | 5 | 0
CPower | PGE | February | 2 | 6 | 0
CPower | PGE | February | 2 | 7 | 0
CPower | PGE | February | 2 | 8 | 0
CPower | PGE | February | 2 | 9 | 0
CPower | PGE | February | 2 | 10 | 0
CPower | PGE | February | 2 | 11 | 0
CPower | PGE | February | 2 | 12 | 0
CPower | PGE | February | 2 | 13 | 0
CPower | PGE | February | 2 | 14 | 0
CPower | PGE | February | 2 | 15 | 0
CPower | PGE | February | 2 | 16 | 0
CPower | PGE | February | 2 | 17 | 0
CPower | PGE | February | 2 | 18 | 0
CPower | PGE | February | 2 | 19 | 0
CPower | PGE | February | 2 | 20 | 0
CPower | PGE | February | 2 | 21 | 0
CPower | PGE | February | 2 | 22 | 0
CPower | PGE | February | 2 | 23 | 0
CPower | PGE | February | 2 | 24 | 0
CPower | PGE | March | 3 | 1 | 0
CPower | PGE | March | 3 | 2 | 0
CPower | PGE | March | 3 | 3 | 0
CPower | PGE | March | 3 | 4 | 0
CPower | PGE | March | 3 | 5 | 0
CPower | PGE | March | 3 | 6 | 0
CPower | PGE | March | 3 | 7 | 0
CPower | PGE | March | 3 | 8 | 0
CPower | PGE | March | 3 | 9 | 0
CPower | PGE | March | 3 | 10 | 0
CPower | PGE | March | 3 | 11 | 0
CPower | PGE | March | 3 | 12 | 0
CPower | PGE | March | 3 | 13 | 0
CPower | PGE | March | 3 | 14 | 0
CPower | PGE | March | 3 | 15 | 0
CPower | PGE | March | 3 | 16 | 0
CPower | PGE | March | 3 | 17 | 0
CPower | PGE | March | 3 | 18 | 0
CPower | PGE | March | 3 | 19 | 0
CPower | PGE | March | 3 | 20 | 0
CPower | PGE | March | 3 | 21 | 0
CPower | PGE | March | 3 | 22 | 0
CPower | PGE | March | 3 | 23 | 0
CPower | PGE | March | 3 | 24 | 0
CPower | PGE | April | 4 | 1 | 0
CPower | PGE | April | 4 | 2 | 0
CPower | PGE | April | 4 | 3 | 0
CPower | PGE | April | 4 | 4 | 0
CPower | PGE | April | 4 | 5 | 0
CPower | PGE | April | 4 | 6 | 0
CPower | PGE | April | 4 | 7 | 0
CPower | PGE | April | 4 | 8 | 0
CPower | PGE | April | 4 | 9 | 0
CPower | PGE | April | 4 | 10 | 0
CPower | PGE | April | 4 | 11 | 0
CPower | PGE | April | 4 | 12 | 0
CPower | PGE | April | 4 | 13 | 0
CPower | PGE | April | 4 | 14 | 0
CPower | PGE | April | 4 | 15 | 0
CPower | PGE | April | 4 | 16 | 0
CPower | PGE | April | 4 | 17 | 0
CPower | PGE | April | 4 | 18 | 0
CPower | PGE | April | 4 | 19 | 0
CPower | PGE | April | 4 | 20 | 0
CPower | PGE | April | 4 | 21 | 0
CPower | PGE | April | 4 | 22 | 0
CPower | PGE | April | 4 | 23 | 0
CPower | PGE | April | 4 | 24 | 0
CPower | PGE | May | 5 | 1 | 0
CPower | PGE | May | 5 | 2 | 0
CPower | PGE | May | 5 | 3 | 0
CPower | PGE | May | 5 | 4 | 0
CPower | PGE | May | 5 | 5 | 0
CPower | PGE | May | 5 | 6 | 0
CPower | PGE | May | 5 | 7 | 0
CPower | PGE | May | 5 | 8 | 0
CPower | PGE | May | 5 | 9 | 0
CPower | PGE | May | 5 | 10 | 0
CPower | PGE | May | 5 | 11 | 0
CPower | PGE | May | 5 | 12 | 0
CPower | PGE | May | 5 | 13 | 0
CPower | PGE | May | 5 | 14 | 0
CPower | PGE | May | 5 | 15 | 0
CPower | PGE | May | 5 | 16 | 0
CPower | PGE | May | 5 | 17 | 0
CPower | PGE | May | 5 | 18 | 1.1203
CPower | PGE | May | 5 | 19 | 1.1383
CPower | PGE | May | 5 | 20 | 1.29
CPower | PGE | May | 5 | 21 | 1.1721
CPower | PGE | May | 5 | 22 | 0.27955
CPower | PGE | May | 5 | 23 | 0
CPower | PGE | May | 5 | 24 | 0
CPower | PGE | June | 6 | 1 | 0
CPower | PGE | June | 6 | 2 | 0
CPower | PGE | June | 6 | 3 | 0
CPower | PGE | June | 6 | 4 | 0
CPower | PGE | June | 6 | 5 | 0
CPower | PGE | June | 6 | 6 | 0
CPower | PGE | June | 6 | 7 | 0
CPower | PGE | June | 6 | 8 | 0
CPower | PGE | June | 6 | 9 | 0
CPower | PGE | June | 6 | 10 | 0
CPower | PGE | June | 6 | 11 | 0
CPower | PGE | June | 6 | 12 | 0
CPower | PGE | June | 6 | 13 | 0
CPower | PGE | June | 6 | 14 | 0
CPower | PGE | June | 6 | 15 | 0
CPower | PGE | June | 6 | 16 | 0
CPower | PGE | June | 6 | 17 | 1.2611
CPower | PGE | June | 6 | 18 | 0.95817
CPower | PGE | June | 6 | 19 | 1.1233
CPower | PGE | June | 6 | 20 | 1.0845
CPower | PGE | June | 6 | 21 | 0.57206
CPower | PGE | June | 6 | 22 | 0
CPower | PGE | June | 6 | 23 | 0
CPower | PGE | June | 6 | 24 | 0
CPower | PGE | July | 7 | 1 | 0
CPower | PGE | July | 7 | 2 | 0
CPower | PGE | July | 7 | 3 | 0
CPower | PGE | July | 7 | 4 | 0
CPower | PGE | July | 7 | 5 | 0
CPower | PGE | July | 7 | 6 | 0
CPower | PGE | July | 7 | 7 | 0
CPower | PGE | July | 7 | 8 | 0
CPower | PGE | July | 7 | 9 | 0
CPower | PGE | July | 7 | 10 | 0
CPower | PGE | July | 7 | 11 | 0
CPower | PGE | July | 7 | 12 | 0
CPower | PGE | July | 7 | 13 | 0
CPower | PGE | July | 7 | 14 | 0
CPower | PGE | July | 7 | 15 | 0
CPower | PGE | July | 7 | 16 | 0
CPower | PGE | July | 7 | 17 | 0.91518
CPower | PGE | July | 7 | 18 | 0.8253
CPower | PGE | July | 7 | 19 | 1.5782
CPower | PGE | July | 7 | 20 | 1.1253
CPower | PGE | July | 7 | 21 | 0.55657
CPower | PGE | July | 7 | 22 | 0
CPower | PGE | July | 7 | 23 | 0
CPower | PGE | July | 7 | 24 | 0
CPower | PGE | August | 8 | 1 | 0
CPower | PGE | August | 8 | 2 | 0
CPower | PGE | August | 8 | 3 | 0
CPower | PGE | August | 8 | 4 | 0
CPower | PGE | August | 8 | 5 | 0
CPower | PGE | August | 8 | 6 | 0
CPower | PGE | August | 8 | 7 | 0
CPower | PGE | August | 8 | 8 | 0
CPower | PGE | August | 8 | 9 | 0
CPower | PGE | August | 8 | 10 | 0
CPower | PGE | August | 8 | 11 | 0
CPower | PGE | August | 8 | 12 | 0
CPower | PGE | August | 8 | 13 | 0
CPower | PGE | August | 8 | 14 | 0
CPower | PGE | August | 8 | 15 | 0
CPower | PGE | August | 8 | 16 | 0
CPower | PGE | August | 8 | 17 | 1.3167
CPower | PGE | August | 8 | 18 | 1.0456
CPower | PGE | August | 8 | 19 | 1.0788
CPower | PGE | August | 8 | 20 | 0.91087
CPower | PGE | August | 8 | 21 | 0.64708
CPower | PGE | August | 8 | 22 | 0
CPower | PGE | August | 8 | 23 | 0
CPower | PGE | August | 8 | 24 | 0
CPower | PGE | September | 9 | 1 | 0
CPower | PGE | September | 9 | 2 | 0
CPower | PGE | September | 9 | 3 | 0
CPower | PGE | September | 9 | 4 | 0
CPower | PGE | September | 9 | 5 | 0
CPower | PGE | September | 9 | 6 | 0
CPower | PGE | September | 9 | 7 | 0
CPower | PGE | September | 9 | 8 | 0
CPower | PGE | September | 9 | 9 | 0
CPower | PGE | September | 9 | 10 | 0
CPower | PGE | September | 9 | 11 | 0
CPower | PGE | September | 9 | 12 | 0
CPower | PGE | September | 9 | 13 | 0
CPower | PGE | September | 9 | 14 | 0
CPower | PGE | September | 9 | 15 | 0
CPower | PGE | September | 9 | 16 | 0
CPower | PGE | September | 9 | 17 | 0.83715
CPower | PGE | September | 9 | 18 | 1.0264
CPower | PGE | September | 9 | 19 | 1.1081
CPower | PGE | September | 9 | 20 | 1.0231
CPower | PGE | September | 9 | 21 | 1.0056
CPower | PGE | September | 9 | 22 | 0.053677
CPower | PGE | September | 9 | 23 | 0
CPower | PGE | September | 9 | 24 | 0
CPower | PGE | October | 10 | 1 | 0
CPower | PGE | October | 10 | 2 | 0
CPower | PGE | October | 10 | 3 | 0
CPower | PGE | October | 10 | 4 | 0
CPower | PGE | October | 10 | 5 | 0
CPower | PGE | October | 10 | 6 | 0
CPower | PGE | October | 10 | 7 | 0
CPower | PGE | October | 10 | 8 | 0
CPower | PGE | October | 10 | 9 | 0
CPower | PGE | October | 10 | 10 | 0
CPower | PGE | October | 10 | 11 | 0
CPower | PGE | October | 10 | 12 | 0
CPower | PGE | October | 10 | 13 | 0
CPower | PGE | October | 10 | 14 | 0
CPower | PGE | October | 10 | 15 | 0
CPower | PGE | October | 10 | 16 | 0
CPower | PGE | October | 10 | 17 | 1.0589
CPower | PGE | October | 10 | 18 | 0.83752
CPower | PGE | October | 10 | 19 | 0.95693
CPower | PGE | October | 10 | 20 | 1.1139
CPower | PGE | October | 10 | 21 | 1.0318
CPower | PGE | October | 10 | 22 | 0.13911
CPower | PGE | October | 10 | 23 | 0
CPower | PGE | October | 10 | 24 | 0
CPower | PGE | November | 11 | 1 | 0
CPower | PGE | November | 11 | 2 | 0
CPower | PGE | November | 11 | 3 | 0
CPower | PGE | November | 11 | 4 | 0
CPower | PGE | November | 11 | 5 | 0
CPower | PGE | November | 11 | 6 | 0
CPower | PGE | November | 11 | 7 | 0
CPower | PGE | November | 11 | 8 | 0
CPower | PGE | November | 11 | 9 | 0
CPower | PGE | November | 11 | 10 | 0
CPower | PGE | November | 11 | 11 | 0
CPower | PGE | November | 11 | 12 | 0
CPower | PGE | November | 11 | 13 | 0
CPower | PGE | November | 11 | 14 | 0
CPower | PGE | November | 11 | 15 | 0
CPower | PGE | November | 11 | 16 | 0
CPower | PGE | November | 11 | 17 | 0
CPower | PGE | November | 11 | 18 | 0
CPower | PGE | November | 11 | 19 | 0
CPower | PGE | November | 11 | 20 | 0
CPower | PGE | November | 11 | 21 | 0
CPower | PGE | November | 11 | 22 | 0
CPower | PGE | November | 11 | 23 | 0
CPower | PGE | November | 11 | 24 | 0
CPower | PGE | December | 12 | 1 | 0
CPower | PGE | December | 12 | 2 | 0
CPower | PGE | December | 12 | 3 | 0
CPower | PGE | December | 12 | 4 | 0
CPower | PGE | December | 12 | 5 | 0
CPower | PGE | December | 12 | 6 | 0
CPower | PGE | December | 12 | 7 | 0
CPower | PGE | December | 12 | 8 | 0
CPower | PGE | December | 12 | 9 | 0
CPower | PGE | December | 12 | 10 | 0
CPower | PGE | December | 12 | 11 | 0
CPower | PGE | December | 12 | 12 | 0
CPower | PGE | December | 12 | 13 | 0
CPower | PGE | December | 12 | 14 | 0
CPower | PGE | December | 12 | 15 | 0
CPower | PGE | December | 12 | 16 | 0
CPower | PGE | December | 12 | 17 | 0
CPower | PGE | December | 12 | 18 | 0
CPower | PGE | December | 12 | 19 | 0
CPower | PGE | December | 12 | 20 | 0
CPower | PGE | December | 12 | 21 | 0
CPower | PGE | December | 12 | 22 | 0
CPower | PGE | December | 12 | 23 | 0
CPower | PGE | December | 12 | 24 | 0
CPower | SCE | January | 1 | 1 | 0
CPower | SCE | January | 1 | 2 | 0
CPower | SCE | January | 1 | 3 | 0
CPower | SCE | January | 1 | 4 | 0
CPower | SCE | January | 1 | 5 | 0
CPower | SCE | January | 1 | 6 | 0
CPower | SCE | January | 1 | 7 | 0
CPower | SCE | January | 1 | 8 | 0
CPower | SCE | January | 1 | 9 | 0
CPower | SCE | January | 1 | 10 | 0
CPower | SCE | January | 1 | 11 | 0
CPower | SCE | January | 1 | 12 | 0
CPower | SCE | January | 1 | 13 | 0
CPower | SCE | January | 1 | 14 | 0
CPower | SCE | January | 1 | 15 | 0
CPower | SCE | January | 1 | 16 | 0
CPower | SCE | January | 1 | 17 | 0
CPower | SCE | January | 1 | 18 | 0
CPower | SCE | January | 1 | 19 | 0
CPower | SCE | January | 1 | 20 | 0
CPower | SCE | January | 1 | 21 | 0
CPower | SCE | January | 1 | 22 | 0
CPower | SCE | January | 1 | 23 | 0
CPower | SCE | January | 1 | 24 | 0
CPower | SCE | February | 2 | 1 | 0
CPower | SCE | February | 2 | 2 | 0
CPower | SCE | February | 2 | 3 | 0
CPower | SCE | February | 2 | 4 | 0
CPower | SCE | February | 2 | 5 | 0
CPower | SCE | February | 2 | 6 | 0
CPower | SCE | February | 2 | 7 | 0
CPower | SCE | February | 2 | 8 | 0
CPower | SCE | February | 2 | 9 | 0
CPower | SCE | February | 2 | 10 | 0
CPower | SCE | February | 2 | 11 | 0
CPower | SCE | February | 2 | 12 | 0
CPower | SCE | February | 2 | 13 | 0
CPower | SCE | February | 2 | 14 | 0
CPower | SCE | February | 2 | 15 | 0
CPower | SCE | February | 2 | 16 | 0
CPower | SCE | February | 2 | 17 | 0
CPower | SCE | February | 2 | 18 | 0
CPower | SCE | February | 2 | 19 | 0
CPower | SCE | February | 2 | 20 | 0
CPower | SCE | February | 2 | 21 | 0
CPower | SCE | February | 2 | 22 | 0
CPower | SCE | February | 2 | 23 | 0
CPower | SCE | February | 2 | 24 | 0
CPower | SCE | March | 3 | 1 | 0
CPower | SCE | March | 3 | 2 | 0
CPower | SCE | March | 3 | 3 | 0
CPower | SCE | March | 3 | 4 | 0
CPower | SCE | March | 3 | 5 | 0
CPower | SCE | March | 3 | 6 | 0
CPower | SCE | March | 3 | 7 | 0
CPower | SCE | March | 3 | 8 | 0
CPower | SCE | March | 3 | 9 | 0
CPower | SCE | March | 3 | 10 | 0
CPower | SCE | March | 3 | 11 | 0
CPower | SCE | March | 3 | 12 | 0
CPower | SCE | March | 3 | 13 | 0
CPower | SCE | March | 3 | 14 | 0
CPower | SCE | March | 3 | 15 | 0
CPower | SCE | March | 3 | 16 | 0
CPower | SCE | March | 3 | 17 | 0
CPower | SCE | March | 3 | 18 | 0
CPower | SCE | March | 3 | 19 | 0
CPower | SCE | March | 3 | 20 | 0
CPower | SCE | March | 3 | 21 | 0
CPower | SCE | March | 3 | 22 | 0
CPower | SCE | March | 3 | 23 | 0
CPower | SCE | March | 3 | 24 | 0
CPower | SCE | April | 4 | 1 | 0
CPower | SCE | April | 4 | 2 | 0
CPower | SCE | April | 4 | 3 | 0
CPower | SCE | April | 4 | 4 | 0
CPower | SCE | April | 4 | 5 | 0
CPower | SCE | April | 4 | 6 | 0
CPower | SCE | April | 4 | 7 | 0
CPower | SCE | April | 4 | 8 | 0
CPower | SCE | April | 4 | 9 | 0
CPower | SCE | April | 4 | 10 | 0
CPower | SCE | April | 4 | 11 | 0
CPower | SCE | April | 4 | 12 | 0
CPower | SCE | April | 4 | 13 | 0
CPower | SCE | April | 4 | 14 | 0
CPower | SCE | April | 4 | 15 | 0
CPower | SCE | April | 4 | 16 | 0
CPower | SCE | April | 4 | 17 | 0
CPower | SCE | April | 4 | 18 | 0
CPower | SCE | April | 4 | 19 | 0
CPower | SCE | April | 4 | 20 | 0
CPower | SCE | April | 4 | 21 | 0
CPower | SCE | April | 4 | 22 | 0
CPower | SCE | April | 4 | 23 | 0
CPower | SCE | April | 4 | 24 | 0
CPower | SCE | May | 5 | 1 | 0
CPower | SCE | May | 5 | 2 | 0
CPower | SCE | May | 5 | 3 | 0
CPower | SCE | May | 5 | 4 | 0
CPower | SCE | May | 5 | 5 | 0
CPower | SCE | May | 5 | 6 | 0
CPower | SCE | May | 5 | 7 | 0
CPower | SCE | May | 5 | 8 | 0
CPower | SCE | May | 5 | 9 | 0
CPower | SCE | May | 5 | 10 | 0
CPower | SCE | May | 5 | 11 | 0
CPower | SCE | May | 5 | 12 | 0
CPower | SCE | May | 5 | 13 | 0
CPower | SCE | May | 5 | 14 | 0
CPower | SCE | May | 5 | 15 | 0
CPower | SCE | May | 5 | 16 | 0
CPower | SCE | May | 5 | 17 | 0
CPower | SCE | May | 5 | 18 | 1.6187
CPower | SCE | May | 5 | 19 | 1.0811
CPower | SCE | May | 5 | 20 | 1.0299
CPower | SCE | May | 5 | 21 | 1.0071
CPower | SCE | May | 5 | 22 | 0.26325
CPower | SCE | May | 5 | 23 | 0
CPower | SCE | May | 5 | 24 | 0
CPower | SCE | June | 6 | 1 | 0
CPower | SCE | June | 6 | 2 | 0
CPower | SCE | June | 6 | 3 | 0
CPower | SCE | June | 6 | 4 | 0
CPower | SCE | June | 6 | 5 | 0
CPower | SCE | June | 6 | 6 | 0
CPower | SCE | June | 6 | 7 | 0
CPower | SCE | June | 6 | 8 | 0
CPower | SCE | June | 6 | 9 | 0
CPower | SCE | June | 6 | 10 | 0
CPower | SCE | June | 6 | 11 | 0
CPower | SCE | June | 6 | 12 | 0
CPower | SCE | June | 6 | 13 | 0
CPower | SCE | June | 6 | 14 | 0
CPower | SCE | June | 6 | 15 | 0
CPower | SCE | June | 6 | 16 | 0
CPower | SCE | June | 6 | 17 | 1.4525
CPower | SCE | June | 6 | 18 | 1.052
CPower | SCE | June | 6 | 19 | 0.97964
CPower | SCE | June | 6 | 20 | 0.91121
CPower | SCE | June | 6 | 21 | 0.6047
CPower | SCE | June | 6 | 22 | 0
CPower | SCE | June | 6 | 23 | 0
CPower | SCE | June | 6 | 24 | 0
CPower | SCE | July | 7 | 1 | 0
CPower | SCE | July | 7 | 2 | 0
CPower | SCE | July | 7 | 3 | 0
CPower | SCE | July | 7 | 4 | 0
CPower | SCE | July | 7 | 5 | 0
CPower | SCE | July | 7 | 6 | 0
CPower | SCE | July | 7 | 7 | 0
CPower | SCE | July | 7 | 8 | 0
CPower | SCE | July | 7 | 9 | 0
CPower | SCE | July | 7 | 10 | 0
CPower | SCE | July | 7 | 11 | 0
CPower | SCE | July | 7 | 12 | 0
CPower | SCE | July | 7 | 13 | 0
CPower | SCE | July | 7 | 14 | 0
CPower | SCE | July | 7 | 15 | 0
CPower | SCE | July | 7 | 16 | 0
CPower | SCE | July | 7 | 17 | 1.1861
CPower | SCE | July | 7 | 18 | 0.99728
CPower | SCE | July | 7 | 19 | 1.2235
CPower | SCE | July | 7 | 20 | 0.90149
CPower | SCE | July | 7 | 21 | 0.69158
CPower | SCE | July | 7 | 22 | 0
CPower | SCE | July | 7 | 23 | 0
CPower | SCE | July | 7 | 24 | 0
CPower | SCE | August | 8 | 1 | 0
CPower | SCE | August | 8 | 2 | 0
CPower | SCE | August | 8 | 3 | 0
CPower | SCE | August | 8 | 4 | 0
CPower | SCE | August | 8 | 5 | 0
CPower | SCE | August | 8 | 6 | 0
CPower | SCE | August | 8 | 7 | 0
CPower | SCE | August | 8 | 8 | 0
CPower | SCE | August | 8 | 9 | 0
CPower | SCE | August | 8 | 10 | 0
CPower | SCE | August | 8 | 11 | 0
CPower | SCE | August | 8 | 12 | 0
CPower | SCE | August | 8 | 13 | 0
CPower | SCE | August | 8 | 14 | 0
CPower | SCE | August | 8 | 15 | 0
CPower | SCE | August | 8 | 16 | 0
CPower | SCE | August | 8 | 17 | 1.4545
CPower | SCE | August | 8 | 18 | 1.0397
CPower | SCE | August | 8 | 19 | 0.99597
CPower | SCE | August | 8 | 20 | 0.8141
CPower | SCE | August | 8 | 21 | 0.69572
CPower | SCE | August | 8 | 22 | 0
CPower | SCE | August | 8 | 23 | 0
CPower | SCE | August | 8 | 24 | 0
CPower | SCE | September | 9 | 1 | 0
CPower | SCE | September | 9 | 2 | 0
CPower | SCE | September | 9 | 3 | 0
CPower | SCE | September | 9 | 4 | 0
CPower | SCE | September | 9 | 5 | 0
CPower | SCE | September | 9 | 6 | 0
CPower | SCE | September | 9 | 7 | 0
CPower | SCE | September | 9 | 8 | 0
CPower | SCE | September | 9 | 9 | 0
CPower | SCE | September | 9 | 10 | 0
CPower | SCE | September | 9 | 11 | 0
CPower | SCE | September | 9 | 12 | 0
CPower | SCE | September | 9 | 13 | 0
CPower | SCE | September | 9 | 14 | 0
CPower | SCE | September | 9 | 15 | 0
CPower | SCE | September | 9 | 16 | 0
CPower | SCE | September | 9 | 17 | 0.91721
CPower | SCE | September | 9 | 18 | 1.0375
CPower | SCE | September | 9 | 19 | 1.1112
CPower | SCE | September | 9 | 20 | 0.98645
CPower | SCE | September | 9 | 21 | 0.94766
CPower | SCE | September | 9 | 22 | 0
CPower | SCE | September | 9 | 23 | 0
CPower | SCE | September | 9 | 24 | 0
CPower | SCE | October | 10 | 1 | 0
CPower | SCE | October | 10 | 2 | 0
CPower | SCE | October | 10 | 3 | 0
CPower | SCE | October | 10 | 4 | 0
CPower | SCE | October | 10 | 5 | 0
CPower | SCE | October | 10 | 6 | 0
CPower | SCE | October | 10 | 7 | 0
CPower | SCE | October | 10 | 8 | 0
CPower | SCE | October | 10 | 9 | 0
CPower | SCE | October | 10 | 10 | 0
CPower | SCE | October | 10 | 11 | 0
CPower | SCE | October | 10 | 12 | 0
CPower | SCE | October | 10 | 13 | 0
CPower | SCE | October | 10 | 14 | 0
CPower | SCE | October | 10 | 15 | 0
CPower | SCE | October | 10 | 16 | 0
CPower | SCE | October | 10 | 17 | 1.2834
CPower | SCE | October | 10 | 18 | 1.1803
CPower | SCE | October | 10 | 19 | 0.96272
CPower | SCE | October | 10 | 20 | 0.85105
CPower | SCE | October | 10 | 21 | 0.72256
CPower | SCE | October | 10 | 22 | 0
CPower | SCE | October | 10 | 23 | 0
CPower | SCE | October | 10 | 24 | 0
CPower | SCE | November | 11 | 1 | 0
CPower | SCE | November | 11 | 2 | 0
CPower | SCE | November | 11 | 3 | 0
CPower | SCE | November | 11 | 4 | 0
CPower | SCE | November | 11 | 5 | 0
CPower | SCE | November | 11 | 6 | 0
CPower | SCE | November | 11 | 7 | 0
CPower | SCE | November | 11 | 8 | 0
CPower | SCE | November | 11 | 9 | 0
CPower | SCE | November | 11 | 10 | 0
CPower | SCE | November | 11 | 11 | 0
CPower | SCE | November | 11 | 12 | 0
CPower | SCE | November | 11 | 13 | 0
CPower | SCE | November | 11 | 14 | 0
CPower | SCE | November | 11 | 15 | 0
CPower | SCE | November | 11 | 16 | 0
CPower | SCE | November | 11 | 17 | 0
CPower | SCE | November | 11 | 18 | 0
CPower | SCE | November | 11 | 19 | 0
CPower | SCE | November | 11 | 20 | 0
CPower | SCE | November | 11 | 21 | 0
CPower | SCE | November | 11 | 22 | 0
CPower | SCE | November | 11 | 23 | 0
CPower | SCE | November | 11 | 24 | 0
CPower | SCE | December | 12 | 1 | 0
CPower | SCE | December | 12 | 2 | 0
CPower | SCE | December | 12 | 3 | 0
CPower | SCE | December | 12 | 4 | 0
CPower | SCE | December | 12 | 5 | 0
CPower | SCE | December | 12 | 6 | 0
CPower | SCE | December | 12 | 7 | 0
CPower | SCE | December | 12 | 8 | 0
CPower | SCE | December | 12 | 9 | 0
CPower | SCE | December | 12 | 10 | 0
CPower | SCE | December | 12 | 11 | 0
CPower | SCE | December | 12 | 12 | 0
CPower | SCE | December | 12 | 13 | 0
CPower | SCE | December | 12 | 14 | 0
CPower | SCE | December | 12 | 15 | 0
CPower | SCE | December | 12 | 16 | 0
CPower | SCE | December | 12 | 17 | 0
CPower | SCE | December | 12 | 18 | 0
CPower | SCE | December | 12 | 19 | 0
CPower | SCE | December | 12 | 20 | 0
CPower | SCE | December | 12 | 21 | 0
CPower | SCE | December | 12 | 22 | 0
CPower | SCE | December | 12 | 23 | 0
CPower | SCE | December | 12 | 24 | 0
CPower | SDGE | January | 1 | 1 | 0
CPower | SDGE | January | 1 | 2 | 0
CPower | SDGE | January | 1 | 3 | 0
CPower | SDGE | January | 1 | 4 | 0
CPower | SDGE | January | 1 | 5 | 0
CPower | SDGE | January | 1 | 6 | 0
CPower | SDGE | January | 1 | 7 | 0
CPower | SDGE | January | 1 | 8 | 0
CPower | SDGE | January | 1 | 9 | 0
CPower | SDGE | January | 1 | 10 | 0
CPower | SDGE | January | 1 | 11 | 0
CPower | SDGE | January | 1 | 12 | 0
CPower | SDGE | January | 1 | 13 | 0
CPower | SDGE | January | 1 | 14 | 0
CPower | SDGE | January | 1 | 15 | 0
CPower | SDGE | January | 1 | 16 | 0
CPower | SDGE | January | 1 | 17 | 0
CPower | SDGE | January | 1 | 18 | 0
CPower | SDGE | January | 1 | 19 | 0
CPower | SDGE | January | 1 | 20 | 0
CPower | SDGE | January | 1 | 21 | 0
CPower | SDGE | January | 1 | 22 | 0
CPower | SDGE | January | 1 | 23 | 0
CPower | SDGE | January | 1 | 24 | 0
CPower | SDGE | February | 2 | 1 | 0
CPower | SDGE | February | 2 | 2 | 0
CPower | SDGE | February | 2 | 3 | 0
CPower | SDGE | February | 2 | 4 | 0
CPower | SDGE | February | 2 | 5 | 0
CPower | SDGE | February | 2 | 6 | 0
CPower | SDGE | February | 2 | 7 | 0
CPower | SDGE | February | 2 | 8 | 0
CPower | SDGE | February | 2 | 9 | 0
CPower | SDGE | February | 2 | 10 | 0
CPower | SDGE | February | 2 | 11 | 0
CPower | SDGE | February | 2 | 12 | 0
CPower | SDGE | February | 2 | 13 | 0
CPower | SDGE | February | 2 | 14 | 0
CPower | SDGE | February | 2 | 15 | 0
CPower | SDGE | February | 2 | 16 | 0
CPower | SDGE | February | 2 | 17 | 0
CPower | SDGE | February | 2 | 18 | 0
CPower | SDGE | February | 2 | 19 | 0
CPower | SDGE | February | 2 | 20 | 0
CPower | SDGE | February | 2 | 21 | 0
CPower | SDGE | February | 2 | 22 | 0
CPower | SDGE | February | 2 | 23 | 0
CPower | SDGE | February | 2 | 24 | 0
CPower | SDGE | March | 3 | 1 | 0
CPower | SDGE | March | 3 | 2 | 0
CPower | SDGE | March | 3 | 3 | 0
CPower | SDGE | March | 3 | 4 | 0
CPower | SDGE | March | 3 | 5 | 0
CPower | SDGE | March | 3 | 6 | 0
CPower | SDGE | March | 3 | 7 | 0
CPower | SDGE | March | 3 | 8 | 0
CPower | SDGE | March | 3 | 9 | 0
CPower | SDGE | March | 3 | 10 | 0
CPower | SDGE | March | 3 | 11 | 0
CPower | SDGE | March | 3 | 12 | 0
CPower | SDGE | March | 3 | 13 | 0
CPower | SDGE | March | 3 | 14 | 0
CPower | SDGE | March | 3 | 15 | 0
CPower | SDGE | March | 3 | 16 | 0
CPower | SDGE | March | 3 | 17 | 0
CPower | SDGE | March | 3 | 18 | 0
CPower | SDGE | March | 3 | 19 | 0
CPower | SDGE | March | 3 | 20 | 0
CPower | SDGE | March | 3 | 21 | 0
CPower | SDGE | March | 3 | 22 | 0
CPower | SDGE | March | 3 | 23 | 0
CPower | SDGE | March | 3 | 24 | 0
CPower | SDGE | April | 4 | 1 | 0
CPower | SDGE | April | 4 | 2 | 0
CPower | SDGE | April | 4 | 3 | 0
CPower | SDGE | April | 4 | 4 | 0
CPower | SDGE | April | 4 | 5 | 0
CPower | SDGE | April | 4 | 6 | 0
CPower | SDGE | April | 4 | 7 | 0
CPower | SDGE | April | 4 | 8 | 0
CPower | SDGE | April | 4 | 9 | 0
CPower | SDGE | April | 4 | 10 | 0
CPower | SDGE | April | 4 | 11 | 0
CPower | SDGE | April | 4 | 12 | 0
CPower | SDGE | April | 4 | 13 | 0
CPower | SDGE | April | 4 | 14 | 0
CPower | SDGE | April | 4 | 15 | 0
CPower | SDGE | April | 4 | 16 | 0
CPower | SDGE | April | 4 | 17 | 0
CPower | SDGE | April | 4 | 18 | 0
CPower | SDGE | April | 4 | 19 | 0
CPower | SDGE | April | 4 | 20 | 0
CPower | SDGE | April | 4 | 21 | 0
CPower | SDGE | April | 4 | 22 | 0
CPower | SDGE | April | 4 | 23 | 0
CPower | SDGE | April | 4 | 24 | 0
CPower | SDGE | May | 5 | 1 | 0
CPower | SDGE | May | 5 | 2 | 0
CPower | SDGE | May | 5 | 3 | 0
CPower | SDGE | May | 5 | 4 | 0
CPower | SDGE | May | 5 | 5 | 0
CPower | SDGE | May | 5 | 6 | 0
CPower | SDGE | May | 5 | 7 | 0
CPower | SDGE | May | 5 | 8 | 0
CPower | SDGE | May | 5 | 9 | 0
CPower | SDGE | May | 5 | 10 | 0
CPower | SDGE | May | 5 | 11 | 0
CPower | SDGE | May | 5 | 12 | 0
CPower | SDGE | May | 5 | 13 | 0
CPower | SDGE | May | 5 | 14 | 0
CPower | SDGE | May | 5 | 15 | 0
CPower | SDGE | May | 5 | 16 | 0
CPower | SDGE | May | 5 | 17 | 0
CPower | SDGE | May | 5 | 18 | 2.0668
CPower | SDGE | May | 5 | 19 | 0.98333
CPower | SDGE | May | 5 | 20 | 0.99125
CPower | SDGE | May | 5 | 21 | 0.95866
CPower | SDGE | May | 5 | 22 | 0
CPower | SDGE | May | 5 | 23 | 0
CPower | SDGE | May | 5 | 24 | 0
CPower | SDGE | June | 6 | 1 | 0
CPower | SDGE | June | 6 | 2 | 0
CPower | SDGE | June | 6 | 3 | 0
CPower | SDGE | June | 6 | 4 | 0
CPower | SDGE | June | 6 | 5 | 0
CPower | SDGE | June | 6 | 6 | 0
CPower | SDGE | June | 6 | 7 | 0
CPower | SDGE | June | 6 | 8 | 0
CPower | SDGE | June | 6 | 9 | 0
CPower | SDGE | June | 6 | 10 | 0
CPower | SDGE | June | 6 | 11 | 0
CPower | SDGE | June | 6 | 12 | 0
CPower | SDGE | June | 6 | 13 | 0
CPower | SDGE | June | 6 | 14 | 0
CPower | SDGE | June | 6 | 15 | 0
CPower | SDGE | June | 6 | 16 | 0
CPower | SDGE | June | 6 | 17 | 2.1188
CPower | SDGE | June | 6 | 18 | 1.0194
CPower | SDGE | June | 6 | 19 | 0.80843
CPower | SDGE | June | 6 | 20 | 0.7088
CPower | SDGE | June | 6 | 21 | 0.34454
CPower | SDGE | June | 6 | 22 | 0
CPower | SDGE | June | 6 | 23 | 0
CPower | SDGE | June | 6 | 24 | 0
CPower | SDGE | July | 7 | 1 | 0
CPower | SDGE | July | 7 | 2 | 0
CPower | SDGE | July | 7 | 3 | 0
CPower | SDGE | July | 7 | 4 | 0
CPower | SDGE | July | 7 | 5 | 0
CPower | SDGE | July | 7 | 6 | 0
CPower | SDGE | July | 7 | 7 | 0
CPower | SDGE | July | 7 | 8 | 0
CPower | SDGE | July | 7 | 9 | 0
CPower | SDGE | July | 7 | 10 | 0
CPower | SDGE | July | 7 | 11 | 0
CPower | SDGE | July | 7 | 12 | 0
CPower | SDGE | July | 7 | 13 | 0
CPower | SDGE | July | 7 | 14 | 0
CPower | SDGE | July | 7 | 15 | 0
CPower | SDGE | July | 7 | 16 | 0
CPower | SDGE | July | 7 | 17 | 1.7126
CPower | SDGE | July | 7 | 18 | 0.90279
CPower | SDGE | July | 7 | 19 | 1.1012
CPower | SDGE | July | 7 | 20 | 0.79353
CPower | SDGE | July | 7 | 21 | 0.48991
CPower | SDGE | July | 7 | 22 | 0
CPower | SDGE | July | 7 | 23 | 0
CPower | SDGE | July | 7 | 24 | 0
CPower | SDGE | August | 8 | 1 | 0
CPower | SDGE | August | 8 | 2 | 0
CPower | SDGE | August | 8 | 3 | 0
CPower | SDGE | August | 8 | 4 | 0
CPower | SDGE | August | 8 | 5 | 0
CPower | SDGE | August | 8 | 6 | 0
CPower | SDGE | August | 8 | 7 | 0
CPower | SDGE | August | 8 | 8 | 0
CPower | SDGE | August | 8 | 9 | 0
CPower | SDGE | August | 8 | 10 | 0
CPower | SDGE | August | 8 | 11 | 0
CPower | SDGE | August | 8 | 12 | 0
CPower | SDGE | August | 8 | 13 | 0
CPower | SDGE | August | 8 | 14 | 0
CPower | SDGE | August | 8 | 15 | 0
CPower | SDGE | August | 8 | 16 | 0
CPower | SDGE | August | 8 | 17 | 1.8188
CPower | SDGE | August | 8 | 18 | 0.99608
CPower | SDGE | August | 8 | 19 | 0.9016
CPower | SDGE | August | 8 | 20 | 0.71397
CPower | SDGE | August | 8 | 21 | 0.56957
CPower | SDGE | August | 8 | 22 | 0
CPower | SDGE | August | 8 | 23 | 0
CPower | SDGE | August | 8 | 24 | 0
CPower | SDGE | September | 9 | 1 | 0
CPower | SDGE | September | 9 | 2 | 0
CPower | SDGE | September | 9 | 3 | 0
CPower | SDGE | September | 9 | 4 | 0
CPower | SDGE | September | 9 | 5 | 0
CPower | SDGE | September | 9 | 6 | 0
CPower | SDGE | September | 9 | 7 | 0
CPower | SDGE | September | 9 | 8 | 0
CPower | SDGE | September | 9 | 9 | 0
CPower | SDGE | September | 9 | 10 | 0
CPower | SDGE | September | 9 | 11 | 0
CPower | SDGE | September | 9 | 12 | 0
CPower | SDGE | September | 9 | 13 | 0
CPower | SDGE | September | 9 | 14 | 0
CPower | SDGE | September | 9 | 15 | 0
CPower | SDGE | September | 9 | 16 | 0
CPower | SDGE | September | 9 | 17 | 1.1032
CPower | SDGE | September | 9 | 18 | 1.0428
CPower | SDGE | September | 9 | 19 | 1.1077
CPower | SDGE | September | 9 | 20 | 0.95571
CPower | SDGE | September | 9 | 21 | 0.79064
CPower | SDGE | September | 9 | 22 | 0
CPower | SDGE | September | 9 | 23 | 0
CPower | SDGE | September | 9 | 24 | 0
CPower | SDGE | October | 10 | 1 | 0
CPower | SDGE | October | 10 | 2 | 0
CPower | SDGE | October | 10 | 3 | 0
CPower | SDGE | October | 10 | 4 | 0
CPower | SDGE | October | 10 | 5 | 0
CPower | SDGE | October | 10 | 6 | 0
CPower | SDGE | October | 10 | 7 | 0
CPower | SDGE | October | 10 | 8 | 0
CPower | SDGE | October | 10 | 9 | 0
CPower | SDGE | October | 10 | 10 | 0
CPower | SDGE | October | 10 | 11 | 0
CPower | SDGE | October | 10 | 12 | 0
CPower | SDGE | October | 10 | 13 | 0
CPower | SDGE | October | 10 | 14 | 0
CPower | SDGE | October | 10 | 15 | 0
CPower | SDGE | October | 10 | 16 | 0
CPower | SDGE | October | 10 | 17 | 1.9548
CPower | SDGE | October | 10 | 18 | 1.1468
CPower | SDGE | October | 10 | 19 | 0.96965
CPower | SDGE | October | 10 | 20 | 0.73702
CPower | SDGE | October | 10 | 21 | 0.19169
CPower | SDGE | October | 10 | 22 | 0
CPower | SDGE | October | 10 | 23 | 0
CPower | SDGE | October | 10 | 24 | 0
CPower | SDGE | November | 11 | 1 | 0
CPower | SDGE | November | 11 | 2 | 0
CPower | SDGE | November | 11 | 3 | 0
CPower | SDGE | November | 11 | 4 | 0
CPower | SDGE | November | 11 | 5 | 0
CPower | SDGE | November | 11 | 6 | 0
CPower | SDGE | November | 11 | 7 | 0
CPower | SDGE | November | 11 | 8 | 0
CPower | SDGE | November | 11 | 9 | 0
CPower | SDGE | November | 11 | 10 | 0
CPower | SDGE | November | 11 | 11 | 0
CPower | SDGE | November | 11 | 12 | 0
CPower | SDGE | November | 11 | 13 | 0
CPower | SDGE | November | 11 | 14 | 0
CPower | SDGE | November | 11 | 15 | 0
CPower | SDGE | November | 11 | 16 | 0
CPower | SDGE | November | 11 | 17 | 0
CPower | SDGE | November | 11 | 18 | 0
CPower | SDGE | November | 11 | 19 | 0
CPower | SDGE | November | 11 | 20 | 0
CPower | SDGE | November | 11 | 21 | 0
CPower | SDGE | November | 11 | 22 | 0
CPower | SDGE | November | 11 | 23 | 0
CPower | SDGE | November | 11 | 24 | 0
CPower | SDGE | December | 12 | 1 | 0
CPower | SDGE | December | 12 | 2 | 0
CPower | SDGE | December | 12 | 3 | 0
CPower | SDGE | December | 12 | 4 | 0
CPower | SDGE | December | 12 | 5 | 0
CPower | SDGE | December | 12 | 6 | 0
CPower | SDGE | December | 12 | 7 | 0
CPower | SDGE | December | 12 | 8 | 0
CPower | SDGE | December | 12 | 9 | 0
CPower | SDGE | December | 12 | 10 | 0
CPower | SDGE | December | 12 | 11 | 0
CPower | SDGE | December | 12 | 12 | 0
CPower | SDGE | December | 12 | 13 | 0
CPower | SDGE | December | 12 | 14 | 0
CPower | SDGE | December | 12 | 15 | 0
CPower | SDGE | December | 12 | 16 | 0
CPower | SDGE | December | 12 | 17 | 0
CPower | SDGE | December | 12 | 18 | 0
CPower | SDGE | December | 12 | 19 | 0
CPower | SDGE | December | 12 | 20 | 0
CPower | SDGE | December | 12 | 21 | 0
CPower | SDGE | December | 12 | 22 | 0
CPower | SDGE | December | 12 | 23 | 0
CPower | SDGE | December | 12 | 24 | 0
Voltus | SCE | January | 1 | 1 | 0
Voltus | SCE | January | 1 | 2 | 0
Voltus | SCE | January | 1 | 3 | 0
Voltus | SCE | January | 1 | 4 | 0
Voltus | SCE | January | 1 | 5 | 0
Voltus | SCE | January | 1 | 6 | 0
Voltus | SCE | January | 1 | 7 | 0
Voltus | SCE | January | 1 | 8 | 0
Voltus | SCE | January | 1 | 9 | 0
Voltus | SCE | January | 1 | 10 | 0
Voltus | SCE | January | 1 | 11 | 0
Voltus | SCE | January | 1 | 12 | 0
Voltus | SCE | January | 1 | 13 | 0
Voltus | SCE | January | 1 | 14 | 0
Voltus | SCE | January | 1 | 15 | 0
Voltus | SCE | January | 1 | 16 | 0
Voltus | SCE | January | 1 | 17 | 1.175
Voltus | SCE | January | 1 | 18 | 1.1269
Voltus | SCE | January | 1 | 19 | 0.94357
Voltus | SCE | January | 1 | 20 | 0.91311
Voltus | SCE | January | 1 | 21 | 0.84147
Voltus | SCE | January | 1 | 22 | 0
Voltus | SCE | January | 1 | 23 | 0
Voltus | SCE | January | 1 | 24 | 0
Voltus | SCE | February | 2 | 1 | 0
Voltus | SCE | February | 2 | 2 | 0
Voltus | SCE | February | 2 | 3 | 0
Voltus | SCE | February | 2 | 4 | 0
Voltus | SCE | February | 2 | 5 | 0
Voltus | SCE | February | 2 | 6 | 0
Voltus | SCE | February | 2 | 7 | 0
Voltus | SCE | February | 2 | 8 | 0
Voltus | SCE | February | 2 | 9 | 0
Voltus | SCE | February | 2 | 10 | 0
Voltus | SCE | February | 2 | 11 | 0
Voltus | SCE | February | 2 | 12 | 0
Voltus | SCE | February | 2 | 13 | 0
Voltus | SCE | February | 2 | 14 | 0
Voltus | SCE | February | 2 | 15 | 0
Voltus | SCE | February | 2 | 16 | 0
Voltus | SCE | February | 2 | 17 | 1.175
Voltus | SCE | February | 2 | 18 | 1.1269
Voltus | SCE | February | 2 | 19 | 0.94357
Voltus | SCE | February | 2 | 20 | 0.91311
Voltus | SCE | February | 2 | 21 | 0.84147
Voltus | SCE | February | 2 | 22 | 0
Voltus | SCE | February | 2 | 23 | 0
Voltus | SCE | February | 2 | 24 | 0
Voltus | SCE | March | 3 | 1 | 0
Voltus | SCE | March | 3 | 2 | 0
Voltus | SCE | March | 3 | 3 | 0
Voltus | SCE | March | 3 | 4 | 0
Voltus | SCE | March | 3 | 5 | 0
Voltus | SCE | March | 3 | 6 | 0
Voltus | SCE | March | 3 | 7 | 0
Voltus | SCE | March | 3 | 8 | 0
Voltus | SCE | March | 3 | 9 | 0
Voltus | SCE | March | 3 | 10 | 0
Voltus | SCE | March | 3 | 11 | 0
Voltus | SCE | March | 3 | 12 | 0
Voltus | SCE | March | 3 | 13 | 0
Voltus | SCE | March | 3 | 14 | 0
Voltus | SCE | March | 3 | 15 | 0
Voltus | SCE | March | 3 | 16 | 0
Voltus | SCE | March | 3 | 17 | 0
Voltus | SCE | March | 3 | 18 | 0.99308
Voltus | SCE | March | 3 | 19 | 1.0707
Voltus | SCE | March | 3 | 20 | 0.97307
Voltus | SCE | March | 3 | 21 | 1.0042
Voltus | SCE | March | 3 | 22 | 0.9589
Voltus | SCE | March | 3 | 23 | 0
Voltus | SCE | March | 3 | 24 | 0
Voltus | SCE | April | 4 | 1 | 0
Voltus | SCE | April | 4 | 2 | 0
Voltus | SCE | April | 4 | 3 | 0
Voltus | SCE | April | 4 | 4 | 0
Voltus | SCE | April | 4 | 5 | 0
Voltus | SCE | April | 4 | 6 | 0
Voltus | SCE | April | 4 | 7 | 0
Voltus | SCE | April | 4 | 8 | 0
Voltus | SCE | April | 4 | 9 | 0
Voltus | SCE | April | 4 | 10 | 0
Voltus | SCE | April | 4 | 11 | 0
Voltus | SCE | April | 4 | 12 | 0
Voltus | SCE | April | 4 | 13 | 0
Voltus | SCE | April | 4 | 14 | 0
Voltus | SCE | April | 4 | 15 | 0
Voltus | SCE | April | 4 | 16 | 0
Voltus | SCE | April | 4 | 17 | 0
Voltus | SCE | April | 4 | 18 | 0.99308
Voltus | SCE | April | 4 | 19 | 1.0707
Voltus | SCE | April | 4 | 20 | 0.97307
Voltus | SCE | April | 4 | 21 | 1.0042
Voltus | SCE | April | 4 | 22 | 0.9589
Voltus | SCE | April | 4 | 23 | 0
Voltus | SCE | April | 4 | 24 | 0
Voltus | SCE | May | 5 | 1 | 0
Voltus | SCE | May | 5 | 2 | 0
Voltus | SCE | May | 5 | 3 | 0
Voltus | SCE | May | 5 | 4 | 0
Voltus | SCE | May | 5 | 5 | 0
Voltus | SCE | May | 5 | 6 | 0
Voltus | SCE | May | 5 | 7 | 0
Voltus | SCE | May | 5 | 8 | 0
Voltus | SCE | May | 5 | 9 | 0
Voltus | SCE | May | 5 | 10 | 0
Voltus | SCE | May | 5 | 11 | 0
Voltus | SCE | May | 5 | 12 | 0
Voltus | SCE | May | 5 | 13 | 0
Voltus | SCE | May | 5 | 14 | 0
Voltus | SCE | May | 5 | 15 | 0
Voltus | SCE | May | 5 | 16 | 0
Voltus | SCE | May | 5 | 17 | 0
Voltus | SCE | May | 5 | 18 | 0.98749
Voltus | SCE | May | 5 | 19 | 1.0307
Voltus | SCE | May | 5 | 20 | 0.9974
Voltus | SCE | May | 5 | 21 | 1.0135
Voltus | SCE | May | 5 | 22 | 0.97095
Voltus | SCE | May | 5 | 23 | 0
Voltus | SCE | May | 5 | 24 | 0
Voltus | SCE | June | 6 | 1 | 0
Voltus | SCE | June | 6 | 2 | 0
Voltus | SCE | June | 6 | 3 | 0
Voltus | SCE | June | 6 | 4 | 0
Voltus | SCE | June | 6 | 5 | 0
Voltus | SCE | June | 6 | 6 | 0
Voltus | SCE | June | 6 | 7 | 0
Voltus | SCE | June | 6 | 8 | 0
Voltus | SCE | June | 6 | 9 | 0
Voltus | SCE | June | 6 | 10 | 0
Voltus | SCE | June | 6 | 11 | 0
Voltus | SCE | June | 6 | 12 | 0
Voltus | SCE | June | 6 | 13 | 0
Voltus | SCE | June | 6 | 14 | 0
Voltus | SCE | June | 6 | 15 | 0
Voltus | SCE | June | 6 | 16 | 0
Voltus | SCE | June | 6 | 17 | 0.9826
Voltus | SCE | June | 6 | 18 | 1.024
Voltus | SCE | June | 6 | 19 | 0.99523
Voltus | SCE | June | 6 | 20 | 1.0196
Voltus | SCE | June | 6 | 21 | 0.97855
Voltus | SCE | June | 6 | 22 | 0
Voltus | SCE | June | 6 | 23 | 0
Voltus | SCE | June | 6 | 24 | 0
Voltus | SCE | July | 7 | 1 | 0
Voltus | SCE | July | 7 | 2 | 0
Voltus | SCE | July | 7 | 3 | 0
Voltus | SCE | July | 7 | 4 | 0
Voltus | SCE | July | 7 | 5 | 0
Voltus | SCE | July | 7 | 6 | 0
Voltus | SCE | July | 7 | 7 | 0
Voltus | SCE | July | 7 | 8 | 0
Voltus | SCE | July | 7 | 9 | 0
Voltus | SCE | July | 7 | 10 | 0
Voltus | SCE | July | 7 | 11 | 0
Voltus | SCE | July | 7 | 12 | 0
Voltus | SCE | July | 7 | 13 | 0
Voltus | SCE | July | 7 | 14 | 0
Voltus | SCE | July | 7 | 15 | 0
Voltus | SCE | July | 7 | 16 | 0
Voltus | SCE | July | 7 | 17 | 1.1422
Voltus | SCE | July | 7 | 18 | 1.1206
Voltus | SCE | July | 7 | 19 | 0.92924
Voltus | SCE | July | 7 | 20 | 0.93307
Voltus | SCE | July | 7 | 21 | 0.87491
Voltus | SCE | July | 7 | 22 | 0
Voltus | SCE | July | 7 | 23 | 0
Voltus | SCE | July | 7 | 24 | 0
Voltus | SCE | August | 8 | 1 | 0
Voltus | SCE | August | 8 | 2 | 0
Voltus | SCE | August | 8 | 3 | 0
Voltus | SCE | August | 8 | 4 | 0
Voltus | SCE | August | 8 | 5 | 0
Voltus | SCE | August | 8 | 6 | 0
Voltus | SCE | August | 8 | 7 | 0
Voltus | SCE | August | 8 | 8 | 0
Voltus | SCE | August | 8 | 9 | 0
Voltus | SCE | August | 8 | 10 | 0
Voltus | SCE | August | 8 | 11 | 0
Voltus | SCE | August | 8 | 12 | 0
Voltus | SCE | August | 8 | 13 | 0
Voltus | SCE | August | 8 | 14 | 0
Voltus | SCE | August | 8 | 15 | 0
Voltus | SCE | August | 8 | 16 | 0
Voltus | SCE | August | 8 | 17 | 1.1093
Voltus | SCE | August | 8 | 18 | 1.0815
Voltus | SCE | August | 8 | 19 | 0.94008
Voltus | SCE | August | 8 | 20 | 0.95501
Voltus | SCE | August | 8 | 21 | 0.91415
Voltus | SCE | August | 8 | 22 | 0
Voltus | SCE | August | 8 | 23 | 0
Voltus | SCE | August | 8 | 24 | 0
Voltus | SCE | September | 9 | 1 | 0
Voltus | SCE | September | 9 | 2 | 0
Voltus | SCE | September | 9 | 3 | 0
Voltus | SCE | September | 9 | 4 | 0
Voltus | SCE | September | 9 | 5 | 0
Voltus | SCE | September | 9 | 6 | 0
Voltus | SCE | September | 9 | 7 | 0
Voltus | SCE | September | 9 | 8 | 0
Voltus | SCE | September | 9 | 9 | 0
Voltus | SCE | September | 9 | 10 | 0
Voltus | SCE | September | 9 | 11 | 0
Voltus | SCE | September | 9 | 12 | 0
Voltus | SCE | September | 9 | 13 | 0
Voltus | SCE | September | 9 | 14 | 0
Voltus | SCE | September | 9 | 15 | 0
Voltus | SCE | September | 9 | 16 | 0
Voltus | SCE | September | 9 | 17 | 1.1357
Voltus | SCE | September | 9 | 18 | 1.1015
Voltus | SCE | September | 9 | 19 | 0.9658
Voltus | SCE | September | 9 | 20 | 0.94287
Voltus | SCE | September | 9 | 21 | 0.85422
Voltus | SCE | September | 9 | 22 | 0
Voltus | SCE | September | 9 | 23 | 0
Voltus | SCE | September | 9 | 24 | 0
Voltus | SCE | October | 10 | 1 | 0
Voltus | SCE | October | 10 | 2 | 0
Voltus | SCE | October | 10 | 3 | 0
Voltus | SCE | October | 10 | 4 | 0
Voltus | SCE | October | 10 | 5 | 0
Voltus | SCE | October | 10 | 6 | 0
Voltus | SCE | October | 10 | 7 | 0
Voltus | SCE | October | 10 | 8 | 0
Voltus | SCE | October | 10 | 9 | 0
Voltus | SCE | October | 10 | 10 | 0
Voltus | SCE | October | 10 | 11 | 0
Voltus | SCE | October | 10 | 12 | 0
Voltus | SCE | October | 10 | 13 | 0
Voltus | SCE | October | 10 | 14 | 0
Voltus | SCE | October | 10 | 15 | 0
Voltus | SCE | October | 10 | 16 | 0
Voltus | SCE | October | 10 | 17 | 1.175
Voltus | SCE | October | 10 | 18 | 1.1269
Voltus | SCE | October | 10 | 19 | 0.94357
Voltus | SCE | October | 10 | 20 | 0.91311
Voltus | SCE | October | 10 | 21 | 0.84147
Voltus | SCE | October | 10 | 22 | 0
Voltus | SCE | October | 10 | 23 | 0
Voltus | SCE | October | 10 | 24 | 0
Voltus | SCE | November | 11 | 1 | 0
Voltus | SCE | November | 11 | 2 | 0
Voltus | SCE | November | 11 | 3 | 0
Voltus | SCE | November | 11 | 4 | 0
Voltus | SCE | November | 11 | 5 | 0
Voltus | SCE | November | 11 | 6 | 0
Voltus | SCE | November | 11 | 7 | 0
Voltus | SCE | November | 11 | 8 | 0
Voltus | SCE | November | 11 | 9 | 0
Voltus | SCE | November | 11 | 10 | 0
Voltus | SCE | November | 11 | 11 | 0
Voltus | SCE | November | 11 | 12 | 0
Voltus | SCE | November | 11 | 13 | 0
Voltus | SCE | November | 11 | 14 | 0
Voltus | SCE | November | 11 | 15 | 0
Voltus | SCE | November | 11 | 16 | 0
Voltus | SCE | November | 11 | 17 | 1.175
Voltus | SCE | November | 11 | 18 | 1.1269
Voltus | SCE | November | 11 | 19 | 0.94357
Voltus | SCE | November | 11 | 20 | 0.91311
Voltus | SCE | November | 11 | 21 | 0.84147
Voltus | SCE | November | 11 | 22 | 0
Voltus | SCE | November | 11 | 23 | 0
Voltus | SCE | November | 11 | 24 | 0
Voltus | SCE | December | 12 | 1 | 0
Voltus | SCE | December | 12 | 2 | 0
Voltus | SCE | December | 12 | 3 | 0
Voltus | SCE | December | 12 | 4 | 0
Voltus | SCE | December | 12 | 5 | 0
Voltus | SCE | December | 12 | 6 | 0
Voltus | SCE | December | 12 | 7 | 0
Voltus | SCE | December | 12 | 8 | 0
Voltus | SCE | December | 12 | 9 | 0
Voltus | SCE | December | 12 | 10 | 0
Voltus | SCE | December | 12 | 11 | 0
Voltus | SCE | December | 12 | 12 | 0
Voltus | SCE | December | 12 | 13 | 0
Voltus | SCE | December | 12 | 14 | 0
Voltus | SCE | December | 12 | 15 | 0
Voltus | SCE | December | 12 | 16 | 0
Voltus | SCE | December | 12 | 17 | 1.175
Voltus | SCE | December | 12 | 18 | 1.1269
Voltus | SCE | December | 12 | 19 | 0.94357
Voltus | SCE | December | 12 | 20 | 0.91311
Voltus | SCE | December | 12 | 21 | 0.84147
Voltus | SCE | December | 12 | 22 | 0
Voltus | SCE | December | 12 | 23 | 0
Voltus | SCE | December | 12 | 24 | 0