## Header Descriptions
Header Name | Information Description | Value Description
Resource ID | ISO Resource ID | Text
Hybrid Sub-ID | Separate IDs for Hybrid Components | Text
Co-located Resource ID | Resource IDs of Co-located Generators | Text
Generator Name | Generator Name | Text
Local Area | Resource Local Capacity Area | Bay Area, Big Creek-Ventura, CAISO System, Fresno, Humboldt, Kern, LA Basin, NCNB, SanDiego-IV, Sierra, Stockton
Sub-Local Area | Resource Local Capacity Sub-Area | Sub-Area from LCR study
Resource Type | Master Resource Database Resource Category
Technology | Technology Type from Master Generator Cabability List
Fuel | Fuel Type from Master Generator Cabability List
Pmax/NDC | Maximum Generation Capability | Default of Net Dependable Capacity from Master Generator Cabability List
Nameplate | Nameplate Capacity | Default of Nameplate from Master Generator Cabability List
Battery Efficiency | Battery Roundtrip Efficiency | Default of 0.8
Maximum Continuous Energy | Continuous MWh Battery can dispatch | Default of Pmax/NDC*4
Maximum Daily MWh | MWh battery can dispatch in one day | Daily Storage Cycles*Maximum Continuous Energy
Daily Storage Cycles | Battery Daily Cycle Capability | Default of 1
First Available (HE) | First Hour Generator Can Dispatch | Default of HE1
Last Available (HE) | Last Hour Generator Can Dispatch | Default of HE24
Max daily run hours | Hours per day Generator Can Dispatch | Default of 24 except 4 for Battery Storage
Interconnection (MW) | Interconnection Limit for Hybrid and Co-located Resources | Default is greater of sum of solar MW or max sum of NQC values for co-located, Net Dependable Capacity for hybrids
| Allows Grid Charging | For hybrid, co-located storage. Default is False
Sept EFC | September Value from EFC List
Flex Category | Flexible RA Category from EFC List
Jan | January NQC Value | Two decimal number
Feb | February NQC Value | Two decimal number
Mar | March NQC Value | Two decimal number
Apr | April NQC Value | Two decimal number
May | May NQC Value | Two decimal number
Jun | June NQC Value | Two decimal number
Jul | July NQC Value | Two decimal number
Aug | August NQC Value | Two decimal number
Sep | September NQC Value | Two decimal number
Oct | October NQC Value | Two decimal number
Nov | November NQC Value | Two decimal number
Dec | December NQC Value | Two decimal number
Dispatchability | Resource Designated as Dispatchable in Masterfile | Y, N
Path 26 | Resource Path 26 Designation | North, South
Deliverability | Resource Deliverability Status | Full Capacity (FC), Energy Only (EO), Interim Deliverability to % of capacity (ID to #%), Partial Deliverability to Value (PD to ##)
Comment | Additional comments from ISO staff | Text

## Master Resource Database
Resource ID | Hybrid Sub-ID | Co-located Resource ID | Generator Name | BAA | Specified Import | Local Area | Sub-Local Area | Disadvantaged Community | Resource Type | Technology | Fuel | Pmax/NDC | Nameplate | Battery Efficiency | Maximum Continuous Energy | Maximum Daily MWh | Daily Storage Cycles | First Available (HE) | Last Available (HE) | Max daily run hours | Interconnection Limit (MW) | Allows Grid Charging | Sept EFC (Draft) | Flex Category (Draft) | JAN | FEB | MAR | APR | MAY | JUN | JUL | AUG | SEP | OCT | NOV | DEC | Dispatchable | Path Designation | Deliverability Status | Deliverability MW | Comments
7STDRD_1_SOLAR1 |  |  | Shafter Solar | CISO | N | Kern | South Kern PP, Kern Oil | Y | Solar_1Axis | PHOTO VOLTAIC | SUN | 20 | 20 |  |  |  |  | 1 | 24 | 24 |  |  |  |  | 0.1 | 0.1 | 0.61 | 0.21 | 8.74 | 10.96 | 14.93 | 12.54 | 1.04 | 0.1 | 0.1 | 0.1 | N | North | FC
ACACIA_6_SOLAR |  |  | West Antelope Solar | CISO | N | Big Creek-Ventura |  |  | Solar_Fixed | PHOTO VOLTAIC | SUN | 20 | 20 |  |  |  |  | 1 | 24 | 24 |  |  |  |  | 0.1 | 0.1 | 0.54 | 0.1 | 3.79 | 5.18 | 10.09 | 8.67 | 0.46 | 0.1 | 0.1 | 0.1 | N | South | FC
ADERA_1_SOLAR1 |  |  | Adera Solar | CISO | N | Fresno | Herndon, Panoche 115 kV, Wilson 115 kV | Y | Solar_1Axis | PHOTO VOLTAIC | SUN | 20 | 20 |  |  |  |  | 1 | 24 | 24 |  |  |  |  | 0 | 0 | 0 | 0 | 0 | 0 | 0 | 0 | 0 | 0 | 0 | 0 | N | North | EO
ADLIN_1_UNITS |  |  | GEYSERS AIDLIN AGGREGATE | CISO | N | NCNB | Eagle Rock, Fulton |  | Geothermal | STEAM | GEOTHERMAL | 22 | 23 |  |  |  |  | 1 | 24 | 24 |  |  | 14 | 1 | 22 | 22 | 22 | 22 | 22 | 22 | 22 | 22 | 22 | 22 | 22 | 22 | Y | North | FC
ADMEST_6_SOLAR |  |  | Adams East | CISO | N | Fresno | Herndon | Y | Solar_Fixed | PHOTO VOLTAIC | SUN | 19 | 19 |  |  |  |  | 1 | 24 | 24 |  |  |  |  | 0.1 | 0.1 | 0.61 | 0.16 | 5.69 | 6.92 | 11.47 | 9.86 | 1.01 | 0.1 | 0.1 | 0.1 | N | North | ID | 1 | 24TPD - Waiting for Manning and many other projects.
ADOBEE_1_SOLAR |  |  | Adobe Solar | CISO | N | CAISO System |  | Y | Solar_1Axis | PHOTO VOLTAIC | SUN | 20 | 20 |  |  |  |  | 1 | 24 | 24 |  |  |  |  | 0.1 | 0.1 | 0.61 | 0.21 | 8.74 | 10.96 | 14.93 | 12.54 | 1.04 | 0.1 | 0.1 | 0.1 | N | North | FC
AGRICO_6_PL3N5 |  |  | Fresno Peaker | CISO | N | Fresno | Herndon | Y | Peaker | COMBUSTION TURBINE | NATURAL GAS | 22.69 | 22.69 |  |  |  |  | 1 | 24 | 24 |  |  | 22.69 | 1 | 22.69 | 22.69 | 22.69 | 22.69 | 22.69 | 22.69 | 22.69 | 22.69 | 22.69 | 22.69 | 22.69 | 22.69 | Y | North | FC
AGRICO_7_UNIT |  |  | Fresno Cogen | CISO | N | Fresno | Herndon | Y | CHP | OTHER | NATURAL GAS | 50.6 | 50.6 |  |  |  |  | 1 | 24 | 24 |  |  | 50.6 | 1 | 50.6 | 50.6 | 50.6 | 50.6 | 50.6 | 50.6 | 50.6 | 50.6 | 50.6 | 50.6 | 50.6 | 50.6 | Y | North | FC
AGUCAL_5_SOLAR1 |  |  | Agua Caliente Solar | CISO | N | CAISO System |  |  | Solar_Fixed | PHOTO VOLTAIC | SUN | 290 | 290 |  |  |  |  | 1 | 24 | 24 |  |  |  |  | 0 | 0 | 0 | 0 | 0 | 0 | 0 | 0 | 0 | 0 | 0 | 0 | N | South | EO
AKINGS_6_AMESR1 |  |  | American Kings Solar | CISO | N | Fresno | Hanford | Y | Solar_1Axis | PHOTO VOLTAIC | SUN | 123 | 123 |  |  |  |  | 1 | 24 | 24 |  |  |  |  | 0.1 | 0.1 | 3.75 | 1.27 | 53.76 | 67.38 | 91.84 | 77.12 | 6.42 | 0.11 | 0.1 | 0.1 | N | North | FC
ALAMIT_2_PL1X3 |  |  | Alamitos Energy Center Unit 7 | CISO | N | LA Basin | Western | Y | CCGT | COMBINED CYCLE | NATURAL GAS | 674.7 | 674.7 |  |  |  |  | 1 | 24 | 24 |  |  | 541.94 | 1 | 674.7 | 674.7 | 674.7 | 674.7 | 674.7 | 674.7 | 674.7 | 674.7 | 674.7 | 674.7 | 674.7 | 674.7 | Y | South | FC
ALAMIT_7_ES1 |  |  | Alamitos Energy Storage | CISO | N | LA Basin | Western | Y | Battery Storage | OTHER | LESR | 100 | 100 | 0.908 | 400 | 1142.1384 | 2.8553 | 1 | 24 | 11.4214 |  |  | 200.89 | 1 | 100 | 100 | 100 | 100 | 100 | 100 | 100 | 100 | 100 | 100 | 100 | 100 | Y | South | FC
ALAMIT_7_UNIT 3 |  |  | ALAMITOS GEN STA. UNIT 3 | CISO | N | LA Basin | Western | Y | Steam Turbine | STEAM | NATURAL GAS | 326.76 | 322 |  |  |  |  | 1 | 24 | 24 |  |  | 306.76 | 1 | 326.76 | 326.76 | 326.76 | 326.76 | 326.76 | 326.76 | 326.76 | 326.76 | 326.76 | 326.76 | 326.76 | 326.76 | Y | South | FC
ALAMIT_7_UNIT 4 |  |  | ALAMITOS GEN STA. UNIT 4 | CISO | N | LA Basin | Western | Y | Steam Turbine | STEAM | NATURAL GAS | 334.43 | 320 |  |  |  |  | 1 | 24 | 24 |  |  | 314.43 | 1 | 334.43 | 334.43 | 334.43 | 334.43 | 334.43 | 334.43 | 334.43 | 334.43 | 334.43 | 334.43 | 334.43 | 334.43 | Y | South | FC
ALAMIT_7_UNIT 5 |  |  | ALAMITOS GEN STA. UNIT 5 | CISO | N | LA Basin | Western | Y | Steam Turbine | STEAM | NATURAL GAS | 480 | 482 |  |  |  |  | 1 | 24 | 24 |  |  | 410 | 1 | 480 | 480 | 480 | 480 | 480 | 480 | 480 | 480 | 480 | 480 | 480 | 480 | Y | South | FC
ALAMO_6_UNIT |  |  | ALAMO POWER PLANT | CISO | N | Big Creek-Ventura |  |  | Hydro | HYDRO | WATER | 17 | 18 |  |  |  |  | 1 | 24 | 24 |  |  | 9.54 | 2 | 13.22 | 14 | 12.02 | 13.92 | 13.71 | 14 | 14 | 14 | 9.54 | 9.72 | 13.63 | 11.53 | Y | South | FC
ALLGNY_6_HYDRO1 |  |  | Salmon Creek Hydroelectric Project | CISO | N | Sierra |  |  | Hydro | HYDRO | WATER | 0.52 | 0.6 |  |  |  |  | 1 | 24 | 24 |  |  |  |  | 0.14 | 0.25 | 0.32 | 0.48 | 0.48 | 0.14 | 0.03 | 0 | 0 | 0.03 | 0.14 | 0.08 | N | North | FC
ALMASL_2_AL6BT6 |  | ALMASL_2_GS6SR6 | Almasol 6 BES | CISO | N | CAISO System |  |  | Paired_BattStorage | OTHER | LESR | 50 | 50 | .8 | 200 | 200 | 1 | 1 | 24 | 4 | 150 | FALSE | 100 | 1 | 50 | 50 | 50 | 50 | 50 | 50 | 50 | 50 | 50 | 50 | 50 | 50 | Y | South | FC |  | Co-located with ALMASL_2_GS6SR6
ALMASL_2_GS1SR1 |  |  | Almasol Generating Station 1 | CISO | N | CAISO System |  |  | Solar_1Axis | PHOTO VOLTAIC | SUN | 125 | 125 |  |  |  |  | 1 | 24 | 24 |  |  |  |  | 0.1 | 0.1 | 3.51 | 0.37 | 41.04 | 53.05 | 82.25 | 70.99 | 3.81 | 0.1 | 0.1 | 0.1 | N | South | FC
ALMASL_2_GS4SR4 |  |  | Almasol Generating Station 4 | CISO | N | CAISO System |  |  | Solar_1Axis | PHOTO VOLTAIC | SUN | 100 | 100 |  |  |  |  | 1 | 24 | 24 |  |  |  |  | 0.1 | 0.1 | 2.81 | 0.29 | 32.83 | 42.44 | 65.8 | 56.79 | 3.05 | 0.1 | 0.1 | 0.1 | N | South | FC
ALMASL_2_GS6SR6 |  | ALMASL_2_AL6BT6 | Almasol Generating Station 6 | CISO | N | CAISO System |  |  | Paired_Solar_1Axis | PHOTO VOLTAIC | SUN | 100 | 100 |  |  |  |  | 1 | 24 | 24 | 150 |  |  |  | 0.1 | 0.1 | 2.81 | 0.29 | 32.83 | 42.44 | 65.8 | 56.79 | 3.05 | 0.1 | 0.1 | 0.1 | N | South | FC |  | Co-located with ALMASL_2_AL6BT6
ALMASL_2_GS7SR7 |  |  | Almasol Generating Station 7 | CISO | N | CAISO System |  |  | Solar_1Axis | PHOTO VOLTAIC | SUN | 132 | 132 |  |  |  |  | 1 | 24 | 24 |  |  |  |  | 0.1 | 0.1 | 3.7 | 0.39 | 43.34 | 56.02 | 86.85 | 74.97 | 4.02 | 0.1 | 0.1 | 0.1 | N | South | FC
ALMEGT_1_UNIT 1 |  |  | ALAMEDA GT UNIT 1 | CISO | N | Bay Area | Oakland | Y | Peaker | FTUR | NATURAL GAS | 25 | 25.4 |  |  |  |  | 1 | 24 | 24 |  |  | 23.4 | 1 | 23.4 | 23.4 | 23.4 | 23.4 | 23.4 | 23.4 | 23.4 | 23.4 | 23.4 | 23.4 | 23.4 | 23.4 | Y | North | FC
ALMEGT_1_UNIT 2 |  |  | ALAMEDA GT UNIT 2 | CISO | N | Bay Area | Oakland | Y | Peaker | FTUR | NATURAL GAS | 25 | 25.4 |  |  |  |  | 1 | 24 | 24 |  |  | 23.5 | 1 | 23.5 | 23.5 | 23.5 | 23.5 | 23.5 | 23.5 | 23.5 | 23.5 | 23.5 | 23.5 | 23.5 | 23.5 | Y | North | FC
ALPSLR_1_NTHSLR |  |  | Alpaugh North, LLC | CISO | N | CAISO System |  | Y | Solar_Fixed | PHOTO VOLTAIC | SUN | 20 | 20 |  |  |  |  | 1 | 24 | 24 |  |  |  |  | 0.1 | 0.1 | 0.64 | 0.17 | 5.99 | 7.29 | 12.07 | 10.38 | 1.06 | 0.1 | 0.1 | 0.1 | N | North | FC
ALPSLR_1_SPSSLR |  |  | Alpaugh 50 LLC | CISO | N | CAISO System |  | Y | Solar_Fixed | PHOTO VOLTAIC | SUN | 50 | 50 |  |  |  |  | 1 | 24 | 24 |  |  |  |  | 0.1 | 0.1 | 1.61 | 0.42 | 14.98 | 18.22 | 30.18 | 25.96 | 2.66 | 0.1 | 0.1 | 0.1 | N | North | FC
ALT6DN_2_WIND7 |  |  | Pinyon Pines 1 | CISO | N | CAISO System |  | Y | Wind | WIND | WIND | 164.31 | 168 |  |  |  |  | 1 | 24 | 24 |  |  |  |  | 8.96 | 19.33 | 20.88 | 66.3 | 70.66 | 62.3 | 54.75 | 47.95 | 32.87 | 15.38 | 7.11 | 7.54 | N | South | FC
ALT6DS_2_WIND9 |  |  | Pinyon Pines 2 | CISO | N | CAISO System |  | Y | Wind | WIND | WIND | 132 | 132 |  |  |  |  | 1 | 24 | 24 |  |  |  |  | 7.2 | 15.53 | 16.77 | 53.26 | 56.77 | 50.05 | 43.99 | 38.52 | 26.41 | 12.36 | 5.71 | 6.06 | N | South | FC
ALTA3A_2_CPCE4 |  |  | Alta Wind 4 | CISO | N | CAISO System |  | Y | Wind | WIND | WIND | 102 | 102 |  |  |  |  | 1 | 24 | 24 |  |  |  |  | 5.56 | 12 | 12.96 | 41.16 | 43.86 | 38.67 | 33.99 | 29.76 | 20.41 | 9.55 | 4.41 | 4.68 | N | South | FC
ALTA3A_2_CPCE5 |  |  | Alta Wind 5 | CISO | N | CAISO System |  | Y | Wind | WIND | WIND | 168 | 168 |  |  |  |  | 1 | 24 | 24 |  |  |  |  | 9.16 | 19.76 | 21.35 | 67.78 | 72.25 | 63.69 | 55.98 | 49.02 | 33.61 | 15.73 | 7.27 | 7.71 | N | South | FC
ALTA3A_2_CPCE8 |  |  | Alta Wind 8 | CISO | N | CAISO System |  | Y | Wind | WIND | WIND | 150 | 150 |  |  |  |  | 1 | 24 | 24 |  |  |  |  | 8.18 | 17.64 | 19.06 | 60.52 | 64.51 | 56.87 | 49.98 | 43.77 | 30.01 | 14.04 | 6.49 | 6.89 | N | South | FC
ALTA4A_2_CPCW1 |  |  | Alta Wind 1 | CISO | N | CAISO System |  |  | Wind | WIND | WIND | 150 | 150 |  |  |  |  | 1 | 24 | 24 |  |  |  |  | 8.18 | 17.64 | 19.06 | 60.52 | 64.51 | 56.87 | 49.98 | 43.77 | 30.01 | 14.04 | 6.49 | 6.89 | N | South | FC
ALTA4B_2_CPCW2 |  |  | Alta Wind 2 | CISO | N | CAISO System |  |  | Wind | WIND | WIND | 150 | 150 |  |  |  |  | 1 | 24 | 24 |  |  |  |  | 8.18 | 17.64 | 19.06 | 60.52 | 64.51 | 56.87 | 49.98 | 43.77 | 30.01 | 14.04 | 6.49 | 6.89 | N | South | FC
ALTA4B_2_CPCW3 |  |  | Alta Wind 3 | CISO | N | CAISO System |  |  | Wind | WIND | WIND | 150 | 150 |  |  |  |  | 1 | 24 | 24 |  |  |  |  | 8.18 | 17.64 | 19.06 | 60.52 | 64.51 | 56.87 | 49.98 | 43.77 | 30.01 | 14.04 | 6.49 | 6.89 | N | South | FC
ALTA4B_2_CPCW6 |  |  | Mustang Hills | CISO | N | CAISO System |  |  | Wind | WIND | WIND | 150 | 150 |  |  |  |  | 1 | 24 | 24 |  |  |  |  | 8.18 | 17.64 | 19.06 | 60.52 | 64.51 | 56.87 | 49.98 | 43.77 | 30.01 | 14.04 | 6.49 | 6.89 | N | South | FC
ALTA6B_2_WIND11 |  |  | Alta Wind 11 | CISO | N | CAISO System |  |  | Wind | WIND | WIND | 88.15 | 90 |  |  |  |  | 1 | 24 | 24 |  |  |  |  | 4.81 | 10.37 | 11.2 | 35.57 | 37.91 | 33.42 | 29.37 | 25.72 | 17.64 | 8.25 | 3.81 | 4.05 | N | South | FC
ALTA6E_2_WIND10 |  |  | Alta Wind 10 | CISO | N | CAISO System |  | Y | Wind | WIND | WIND | 134.84 | 138 |  |  |  |  | 1 | 24 | 24 |  |  |  |  | 7.35 | 15.86 | 17.14 | 54.41 | 57.99 | 51.12 | 44.93 | 39.35 | 26.98 | 12.62 | 5.83 | 6.19 | N | South | FC
ALTWD_2_AT3WD3 |  |  | Altech 3 | CISO | N | LA Basin | Eastern, Valley-Devers |  | Wind | WIND | WIND | 9.8 | 9.8 |  |  |  |  | 1 | 24 | 24 |  |  |  |  | 0.53 | 1.15 | 1.25 | 3.95 | 4.21 | 3.72 | 3.27 | 2.86 | 1.96 | 0.92 | 0.42 | 0.45 | N | South | FC
ALTWD_2_COAWD1 |  |  | Coachella 1 | CISO | N | LA Basin | Eastern, Valley-Devers |  | Wind | WIND | WIND | 50.4 | 50.4 |  |  |  |  | 1 | 24 | 24 |  |  |  |  | 2.75 | 5.93 | 6.4 | 20.34 | 21.67 | 19.11 | 16.79 | 14.71 | 10.08 | 4.72 | 2.18 | 2.31 | N | South | FC
ANAHM_2_CANYN1 |  |  | CANYON POWER PLANT UNIT 1 | CISO | N | LA Basin | Western | Y | Peaker | COMBUSTION TURBINE | NATURAL GAS | 49.21 | 71.2 |  |  |  |  | 1 | 24 | 24 |  |  | 49.21 | 1 | 49.21 | 49.21 | 49.21 | 49.21 | 49.21 | 49.21 | 49.21 | 49.21 | 49.21 | 49.21 | 49.21 | 49.21 | Y | South | FC
ANAHM_2_CANYN2 |  |  | CANYON POWER PLANT UNIT 2 | CISO | N | LA Basin | Western | Y | Peaker | COMBUSTION TURBINE | NATURAL GAS | 48.04 | 71.2 |  |  |  |  | 1 | 24 | 24 |  |  | 48.04 | 1 | 48.04 | 48.04 | 48.04 | 48.04 | 48.04 | 48.04 | 48.04 | 48.04 | 48.04 | 48.04 | 48.04 | 48.04 | Y | South | FC
ANAHM_2_CANYN3 |  |  | CANYON POWER PLANT UNIT 3 | CISO | N | LA Basin | Western | Y | Peaker | COMBUSTION TURBINE | NATURAL GAS | 46.49 | 71.2 |  |  |  |  | 1 | 24 | 24 |  |  | 46.49 | 1 | 46.49 | 46.49 | 46.49 | 46.49 | 46.49 | 46.49 | 46.49 | 46.49 | 46.49 | 46.49 | 46.49 | 46.49 | Y | South | FC
ANAHM_2_CANYN4 |  |  | CANYON POWER PLANT UNIT 4 | CISO | N | LA Basin | Western | Y | Peaker | COMBUSTION TURBINE | NATURAL GAS | 49.8 | 71.2 |  |  |  |  | 1 | 24 | 24 |  |  | 49.8 | 1 | 49.8 | 49.8 | 49.8 | 49.8 | 49.8 | 49.8 | 49.8 | 49.8 | 49.8 | 49.8 | 49.8 | 49.8 | Y | South | FC
APLHIL_1_SFKHY1 |  |  | South Fork Powerhouse | CISO | N | Sierra | South of Rio Oso, South of Palermo |  | Hydro | HYDRO | WATER | 2.68 | 2.7 |  |  |  |  | 1 | 24 | 24 |  |  | 0 | 1 | 0 | 0 | 0 | 0 | 0 | 0 | 0 | 0 | 0 | 0 | 0 | 0 | Y | North | EO
AQUAWS_2_AQWSR1 |  |  | Aquamarine Westside | CISO | N | CAISO System |  | Y | Solar_1Axis | PHOTO VOLTAIC | SUN | 250 | 250 |  |  |  |  | 1 | 24 | 24 |  |  |  |  | 0.1 | 0.1 | 7.61 | 2.59 | 109.27 | 136.95 | 186.66 | 156.75 | 13.05 | 0.22 | 0.1 | 0.1 | N | North | ID | 100% | C8 - Waiting for QC8RAS-08 RAS and possibly other
ARBWD_6_QF |  |  | Wind Resource II | CISO | N | CAISO System |  |  | Wind | WIND | WIND | 19.95 | 21.8 |  |  |  |  | 1 | 24 | 24 |  |  |  |  | 1.09 | 2.35 | 2.54 | 8.05 | 8.58 | 7.56 | 6.65 | 5.82 | 3.99 | 1.87 | 0.86 | 0.92 | N | South | FC
ARCOGN_2_UNITS |  |  | WATSON COGENERATION | CISO | N | LA Basin | Western | Y | CHP | COMBINED CYCLE | NATURAL GAS | 305 | 416.6 |  |  |  |  | 1 | 24 | 24 |  |  | 0 | 1 | 305 | 305 | 305 | 305 | 305 | 305 | 305 | 305 | 305 | 305 | 305 | 305 | Y | South | FC
ARLNTN_2_AR1SR1 |  | SUNCAT_2_A2ABT2, SUNCAT_2_A2BSR2 | Arlington | CISO | N | CAISO System |  |  | Paired_Solar_1Axis | PHOTO VOLTAIC | SUN | 100 | 100 |  |  |  |  | 1 | 24 | 24 | 143.96 |  |  |  | 0.1 | 0.1 | 2.81 | 0.29 | 32.83 | 42.44 | 65.8 | 56.79 | 3.05 | 0.1 | 0.1 | 0.1 | N | South | ID | 100% | C8 - Waiting for West of Colorado River cRAS and possibly other-Co-located with SUNCAT_2_A2ABT2, SUNCAT_2_A2BSR2
ARLNTN_2_ASUSR1 |  | SUNCAT_2_A1ABT1, SUNCAT_2_A1BBT1 | Arlington Solar Unit 1 | CISO | N | CAISO System |  |  | Paired_Solar_1Axis | PHOTO VOLTAIC | SUN | 131 | 131 |  |  |  |  | 1 | 24 | 24 | 131 |  |  |  | 0.1 | 0.1 | 3.68 | 0.39 | 43.01 | 55.6 | 86.19 | 74.4 | 3.99 | 0.1 | 0.1 | 0.1 | N | South | ID | 100% | C8 - Waiting for West of Colorado River cRAS.-Co-located with SUNCAT_2_A1BBT1, SUNCAT_2_A1ABT1
ARVINN_6_ORION1 |  |  | Orion 1 Solar | CISO | N | CAISO System |  | Y | Solar_Fixed | PHOTO VOLTAIC | SUN | 12 | 12 |  |  |  |  | 1 | 24 | 24 |  |  |  |  | 0.1 | 0.1 | 0.39 | 0.1 | 3.6 | 4.37 | 7.24 | 6.23 | 0.64 | 0.1 | 0.1 | 0.1 | N | North | FC
ARVINN_6_ORION2 |  |  | Orion 2 Solar | CISO | N | CAISO System |  | Y | Solar_1Axis | PHOTO VOLTAIC | SUN | 8 | 8 |  |  |  |  | 1 | 24 | 24 |  |  |  |  | 0.1 | 0.1 | 0.24 | 0.1 | 3.5 | 4.38 | 5.97 | 5.02 | 0.42 | 0.1 | 0.1 | 0.1 | N | North | FC
ASTORA_2_SOLAR1 |  |  | Astoria 1 | CISO | N | CAISO System |  |  | Solar_1Axis | PHOTO VOLTAIC | SUN | 100 | 100 |  |  |  |  | 1 | 24 | 24 |  |  |  |  | 0.1 | 0.1 | 2.81 | 0.29 | 32.83 | 42.44 | 65.8 | 56.79 | 3.05 | 0.1 | 0.1 | 0.1 | N | South | FC
ASTORA_2_SOLAR2 |  |  | Astoria 2 | CISO | N | CAISO System |  |  | Solar_1Axis | PHOTO VOLTAIC | SUN | 75 | 75 |  |  |  |  | 1 | 24 | 24 |  |  |  |  | 0.1 | 0.1 | 2.1 | 0.22 | 24.62 | 31.83 | 49.35 | 42.59 | 2.28 | 0.1 | 0.1 | 0.1 | N | South | FC
ATHOS_5_AP1X2 |  |  | Athos Power Plant | CISO | N | CAISO System |  |  | Solar_1Axis | PHOTO VOLTAIC | SUN | 250 | 250 |  |  |  |  | 1 | 24 | 24 |  |  |  |  | 0.1 | 0.1 | 7.01 | 0.74 | 82.08 | 106.11 | 164.49 | 141.98 | 7.61 | 0.1 | 0.1 | 0.1 | N | South | FC
ATHOS_5_AP2X2 |  |  | Athos Power Plant 2 | CISO | N | CAISO System |  |  | Solar_1Axis | PHOTO VOLTAIC | SUN | 200 | 200 |  |  |  |  | 1 | 24 | 24 |  |  |  |  | 0.1 | 0.1 | 5.61 | 0.59 | 65.66 | 84.89 | 131.59 | 113.59 | 6.09 | 0.1 | 0.1 | 0.1 | N | South | FC
ATWEL2_1_SOLAR1 |  |  | Atwell West | CISO | N | CAISO System |  | Y | Solar_1Axis | PHOTO VOLTAIC | SUN | 20 | 20 |  |  |  |  | 1 | 24 | 24 |  |  |  |  | 0.1 | 0.1 | 0.61 | 0.21 | 8.74 | 10.96 | 14.93 | 12.54 | 1.04 | 0.1 | 0.1 | 0.1 | N | North | FC
ATWELL_1_SOLAR |  |  | Atwell Island PV Solar Generating Faci. | CISO | N | CAISO System |  | Y | Solar_Fixed | PHOTO VOLTAIC | SUN | 20 | 20 |  |  |  |  | 1 | 24 | 24 |  |  |  |  | 0.1 | 0.1 | 0.64 | 0.17 | 5.99 | 7.29 | 12.07 | 10.38 | 1.06 | 0.1 | 0.1 | 0.1 | N | North | FC
AVENAL_6_AVPARK |  |  | Avenal Park Solar Project | CISO | N | Fresno | Coalinga | Y | Solar_Fixed | PHOTO VOLTAIC | SUN | 6 | 6 |  |  |  |  | 1 | 24 | 24 |  |  |  |  | 0.1 | 0.1 | 0.19 | 0.1 | 1.8 | 2.19 | 3.62 | 3.11 | 0.32 | 0.1 | 0.1 | 0.1 | N | North | ID | 100% | 18DGD Waiting for Reconductor Los Banos-Padre Flat-Panoche 230 kV, QC8RAS-08 RAS and possibly other
AVENAL_6_AVSLR1 |  |  | Avenal Solar 1 | CISO | N | Fresno | Coalinga | Y | Solar_1Axis | PHOTO VOLTAIC | SUN | 7.9 | 7.9 |  |  |  |  | 1 | 24 | 24 |  |  |  |  | 0 | 0 | 0 | 0 | 0 | 0 | 0 | 0 | 0 | 0 | 0 | 0 | N | North | EO
AVENAL_6_AVSLR2 |  |  | Avenal Solar 2 | CISO | N | Fresno | Coalinga |  | Solar_1Axis | PHOTO VOLTAIC | SUN | 7.9 | 7.9 |  |  |  |  | 1 | 24 | 24 |  |  |  |  | 0 | 0 | 0 | 0 | 0 | 0 | 0 | 0 | 0 | 0 | 0 | 0 | N | North | EO
AVENAL_6_SANDDG |  |  | Sand Drag Solar Project | CISO | N | Fresno | Coalinga | Y | Solar_Fixed | PHOTO VOLTAIC | SUN | 19 | 19 |  |  |  |  | 1 | 24 | 24 |  |  |  |  | 0.1 | 0.1 | 0.51 | 0.13 | 4.76 | 5.79 | 9.58 | 8.24 | 0.85 | 0.1 | 0.1 | 0.1 | N | North | ID | 83.58% | 18DGD (83.58% or 15.88 MW of 19 MW) Waiting for Reconductor Los Banos-Padre Flat-Panoche 230 kV, Gates #13 500/230 kV and possibly other
AVENAL_6_SUNCTY |  |  | Sun City Solar Project | CISO | N | Fresno | Coalinga | Y | Solar_Fixed | PHOTO VOLTAIC | SUN | 20 | 20 |  |  |  |  | 1 | 24 | 24 |  |  |  |  | 0.1 | 0.1 | 0.64 | 0.17 | 5.99 | 7.29 | 12.07 | 10.38 | 1.06 | 0.1 | 0.1 | 0.1 | N | North | ID | 100% | 18DGD Waiting for Reconductor Los Banos-Padre Flat-Panoche 230 kV, QC8RAS-08 RAS and possibly other
AVSOLR_2_SOLAR |  |  | AV SOLAR RANCH 1 | CISO | N | CAISO System |  |  | Solar_Fixed | PHOTO VOLTAIC | SUN | 241.5 | 250 |  |  |  |  | 1 | 24 | 24 |  |  |  |  | 0.1 | 0.1 | 6.53 | 0.34 | 45.73 | 62.5 | 121.87 | 104.75 | 5.55 | 0.1 | 0.1 | 0.1 | N | South | FC
BAHIA_2_LKHSR1 |  |  | Lake Herman Solar | CISO | N | CAISO System |  |  | Solar_1Axis | PHOTO VOLTAIC | SUN | 5 | 5 |  |  |  |  | 1 | 24 | 24 |  |  |  |  | 0 | 0 | 0 | 0 | 0 | 0 | 0 | 0 | 0 | 0 | 0 | 0 | N | North | EO
BALCHS_7_UNIT 1 |  |  | BALCH 1 PH UNIT 1 | CISO | N | Fresno | Herndon |  | Hydro | HYDRO | WATER | 31 | 34 |  |  |  |  | 1 | 24 | 24 |  |  | 31 | 1 | 24.8 | 24.8 | 24.8 | 24.8 | 24.8 | 24.8 | 31 | 31 | 31 | 28.2 | 24.8 | 24.8 | Y | North | FC
BALCHS_7_UNIT 2 |  |  | BALCH 2 PH UNIT 2 | CISO | N | Fresno | Herndon |  | Hydro | HYDRO | WATER | 52.5 | 52.5 |  |  |  |  | 1 | 24 | 24 |  |  | 52.5 | 1 | 42 | 42 | 0 | 42 | 52.5 | 52.5 | 52.5 | 52.5 | 52.5 | 52.5 | 52.5 | 52.5 | Y | North | FC
BALCHS_7_UNIT 3 |  |  | BALCH 2 PH UNIT 3 | CISO | N | Fresno | Herndon |  | Hydro | HYDRO | WATER | 54.6 | 54.6 |  |  |  |  | 1 | 24 | 24 |  |  | 54.6 | 1 | 43.68 | 0 | 24.8 | 43.68 | 54.18 | 54.6 | 54.6 | 54.6 | 54.6 | 54.6 | 54.6 | 43.68 | Y | North | FC
BANKPP_2_NSPIN |  |  | BANKPP_2_NSPIN | CISO | N | Bay Area | Contra Costa |  | Pump | PUMP | WATER | 270 | 270 |  |  |  |  | 1 | 24 | 24 |  |  | 0 | 1 | 127 | 127 | 127 | 127 | 127 | 127 | 127 | 127 | 127 | 127 | 127 | 127 | Y | North | FC
BARRE_2_QF |  |  | BARRE QFS | CISO | N | LA Basin | Western |  | CHP | OTHER | OTHER | 0.2 | 0.2 |  |  |  |  | 1 | 24 | 24 |  |  |  |  | 0 | 0 | 0.01 | 0.01 | 0 | 0 | 0 | 0 | 0 | 0 | 0 | 0 | N | South | FC
BARRE_6_PEAKER |  |  | Barre Peaker | CISO | N | LA Basin | Western | Y | Peaker | COMBUSTION TURBINE | NATURAL GAS | 49 | 49.8 |  |  | 449.18 |  | 1 | 24 | 9.1669 |  |  | 49 | 1 | 49 | 49 | 49 | 49 | 49 | 49 | 49 | 49 | 49 | 49 | 49 | 49 | Y | South | FC
BASICE_2_UNITS |  |  | King City Cogen | CISO | N | CAISO System |  |  | Peaker | COMBINED CYCLE | NATURAL GAS | 120 | 120 |  |  |  |  | 1 | 24 | 24 |  |  | 30 | 1 | 120 | 120 | 120 | 120 | 120 | 120 | 120 | 120 | 120 | 120 | 120 | 120 | Y | North | FC
BDGRCK_1_UNITS |  |  | BADGER CREEK LIMITED | CISO | N | Kern | South Kern PP | Y | Peaker | COMBUSTION TURBINE | NATURAL GAS | 48.08 | 55.3 |  |  |  |  | 1 | 24 | 24 |  |  | 48.08 | 1 | 48.08 | 48.08 | 48.08 | 48.08 | 48.08 | 48.08 | 48.08 | 48.08 | 48.08 | 48.08 | 48.08 | 48.08 | Y | North | FC
BEARDS_7_UNIT 1 |  |  | Beardsley Hydro | CISO | N | Stockton | Tesla-Bellota, Stanislaus |  | Hydro | HYDRO | WATER | 11.5 | 11.5 |  |  |  |  | 1 | 24 | 24 |  |  | 0 | 1 | 4.3 | 2.74 | 2 | 6.54 | 5.96 | 9.1 | 5.54 | 5.94 | 3.8 | 3.2 | 2.72 | 6.18 | Y | North | FC
BEARMT_1_UNIT |  |  | Bear Mountain Limited | CISO | N | Kern | South Kern PP, Westpark |  | Peaker | COMBUSTION TURBINE | NATURAL GAS | 49.21 | 49.21 |  |  |  |  | 1 | 24 | 24 |  |  | 49.21 | 1 | 49.21 | 49.21 | 49.21 | 49.21 | 49.21 | 49.21 | 49.21 | 49.21 | 49.21 | 49.21 | 49.21 | 49.21 | Y | North | FC
BELDEN_7_UNIT 1 |  |  | BELDEN HYDRO | CISO | N | Sierra | South of Palermo |  | Hydro | HYDRO | WATER | 119 | 119 |  |  |  |  | 1 | 24 | 24 |  |  | 0 | 1 | 1.6 | 1.6 | 0 | 0 | 0 | 35.2 | 38.7 | 38.7 | 38.7 | 38.7 | 0 | 1.6 | Y | North | FC | 38.7 | Behind Rio Oso 230-115 kV transformer(s) constraint - Flow impact based reduction applied
BGSKYN_2_AS2SR1 |  | BIGSKY_2_SOLAR1, BIGSKY_2_SOLAR2, BIGSKY_2_SOLAR3, BIGSKY_2_SOLAR4, BIGSKY_2_SOLAR5, BIGSKY_2_SOLAR6, BIGSKY_2_SOLAR7, BGSKYN_2_ASSR1B, BGSKYN_2_ASSR3A, BGSKYN_2_ASSR3B, BGSKYN_2_ASPSR2, BIGSKY_2_BSKSR6, BIGSKY_2_BSKSR7, BIGSKY_2_BSKSR8, BGSKYN_2_BS3SR3, BIGSKY_2_AS2BT1 | Antelope Solar 2 | CISO | N | Big Creek-Ventura |  |  | Paired_Solar_1Axis | PHOTO VOLTAIC | SUN | 105 | 105 |  |  |  |  | 1 | 24 | 24 | 562 |  |  |  | 0.1 | 0.1 | 2.95 | 0.31 | 34.47 | 44.57 | 69.09 | 59.63 | 3.2 | 0.1 | 0.1 | 0.1 | N | South | ID | 100% | Waiting for Tehachapi CRAS. Co-located
BGSKYN_2_ASPSR2 |  | BIGSKY_2_SOLAR1, BIGSKY_2_SOLAR2, BIGSKY_2_SOLAR3, BIGSKY_2_SOLAR4, BIGSKY_2_SOLAR5, BIGSKY_2_SOLAR6, BIGSKY_2_SOLAR7, BGSKYN_2_ASSR1B, BGSKYN_2_AS2SR1, BGSKYN_2_ASSR3A, BGSKYN_2_ASSR3B, BIGSKY_2_BSKSR6, BIGSKY_2_BSKSR7, BIGSKY_2_BSKSR8, BGSKYN_2_BS3SR3, BIGSKY_2_AS2BT1 | Antelope Solar 2 San Pablo | CISO | N | Big Creek-Ventura |  |  | Paired_Solar_1Axis | PHOTO VOLTAIC | SUN | 100 | 100 |  |  |  |  | 1 | 24 | 24 | 562 |  |  |  | 0.1 | 0.1 | 2.81 | 0.29 | 32.83 | 42.44 | 65.8 | 56.79 | 3.05 | 0.1 | 0.1 | 0.1 | N | South | ID | 100% | Waiting for Tehachapi CRAS. Co-located
BGSKYN_2_ASSR1B |  | BIGSKY_2_SOLAR1, BIGSKY_2_SOLAR2, BIGSKY_2_SOLAR3, BIGSKY_2_SOLAR4, BIGSKY_2_SOLAR5, BIGSKY_2_SOLAR6, BIGSKY_2_SOLAR7, BGSKYN_2_AS2SR2, BGSKYN_2_AS2SR1, BGSKYN_2_ASSR3A, BGSKYN_2_ASSR3B, BIGSKY_2_BSKSR6, BIGSKY_2_BSKSR7, BIGSKY_2_BSKSR8, BGSKYN_2_BS3SR3, BIGSKY_2_AS2BT1 | Antelope Solar 1B | CISO | N | Big Creek-Ventura |  |  | Paired_Solar_1Axis | PHOTO VOLTAIC | SUN | 17 | 17 |  |  |  |  | 1 | 24 | 24 | 562 |  |  |  | 0.1 | 0.1 | 0.48 | 0.1 | 5.58 | 7.22 | 11.19 | 9.65 | 0.52 | 0.1 | 0.1 | 0.1 | N | South | ID | 100% | Waiting for Tehachapi CRAS. Co-located
BGSKYN_2_ASSR3A |  | BIGSKY_2_SOLAR1, BIGSKY_2_SOLAR2, BIGSKY_2_SOLAR3, BIGSKY_2_SOLAR4, BIGSKY_2_SOLAR5, BIGSKY_2_SOLAR6, BIGSKY_2_SOLAR7, BGSKYN_2_ASSR1B, BGSKYN_2_AS2SR1, BGSKYN_2_ASSR3B, BGSKYN_2_ASPSR2, BIGSKY_2_BSKSR6, BIGSKY_2_BSKSR7, BIGSKY_2_BSKSR8, BGSKYN_2_BS3SR3, BIGSKY_2_AS2BT1 | Antelope Solar 3A | CISO | N | Big Creek-Ventura |  |  | Paired_Solar_1Axis | PHOTO VOLTAIC | SUN | 15 | 15 |  |  |  |  | 1 | 24 | 24 | 562 |  |  |  | 0.1 | 0.1 | 0.42 | 0.1 | 4.92 | 6.37 | 9.87 | 8.52 | 0.46 | 0.1 | 0.1 | 0.1 | N | South | ID | 100% | Waiting for Tehachapi CRAS. Co-located
BGSKYN_2_ASSR3B |  | BIGSKY_2_SOLAR1, BIGSKY_2_SOLAR2, BIGSKY_2_SOLAR3, BIGSKY_2_SOLAR4, BIGSKY_2_SOLAR5, BIGSKY_2_SOLAR6, BIGSKY_2_SOLAR7, BGSKYN_2_ASSR1B, BGSKYN_2_AS2SR1, BGSKYN_2_ASSR3A, BGSKYN_2_ASPSR2, BIGSKY_2_BSKSR6, BIGSKY_2_BSKSR7, BIGSKY_2_BSKSR8, BGSKYN_2_BS3SR3, BIGSKY_2_AS2BT1 | Antelope Solar 3B | CISO | N | Big Creek-Ventura |  |  | Paired_Solar_1Axis | PHOTO VOLTAIC | SUN | 5 | 5 |  |  |  |  | 1 | 24 | 24 | 562 |  |  |  | 0.1 | 0.1 | 0.14 | 0.1 | 1.64 | 2.12 | 3.29 | 2.84 | 0.15 | 0.1 | 0.1 | 0.1 | N | South | ID | 100% | Waiting for Tehachapi CRAS. Co-located
BGSKYN_2_BS3SR3 |  | BIGSKY_2_SOLAR1, BIGSKY_2_SOLAR2, BIGSKY_2_SOLAR3, BIGSKY_2_SOLAR4, BIGSKY_2_SOLAR5, BIGSKY_2_SOLAR6, BIGSKY_2_SOLAR7, BGSKYN_2_ASSR1B, BGSKYN_2_AS2SR1, BGSKYN_2_ASSR3A, BGSKYN_2_ASSR3B, BGSKYN_2_ASPSR2, BIGSKY_2_BSKSR6, BIGSKY_2_BSKSR7, BIGSKY_2_BSKSR8, BIGSKY_2_AS2BT1 | Big Sky Solar 3 | CISO | N | Big Creek-Ventura |  |  | Paired_Solar_1Axis | PHOTO VOLTAIC | SUN | 20 | 20 |  |  |  |  | 1 | 24 | 24 | 562 |  |  |  | 0.1 | 0.1 | 0.56 | 0.1 | 6.57 | 8.49 | 13.16 | 11.36 | 0.61 | 0.1 | 0.1 | 0.1 | N | South | FC |  | Co-located
BIGCRK_2_EXESWD |  |  | BIG CREEK HYDRO PROJECT PSP | CISO | N | Big Creek-Ventura | Rector, Vestal |  | Hydro | HYDRO | WATER | 820 | 820 |  |  |  |  | 1 | 24 | 24 |  |  | 700 | 1 | 490.44 | 553.8 | 507 | 561.6 | 700 | 728.6 | 706.43 | 700 | 700 | 455.76 | 483 | 498.28 | Y | South | FC
BIGCRK_7_DAM7 |  |  | DAM 7 AT BIG CREEK (FISHWATER GEN) | CISO | N | Big Creek-Ventura | Rector, Vestal |  | Hydro | HYDRO | WATER | 0.3 | 0.3 |  |  |  |  | 1 | 24 | 24 |  |  |  |  | 0 | 0 | 0 | 0 | 0 | 0 | 0 | 0 | 0 | 0 | 0 | 0 | N | South | EO
BIGCRK_7_MAMRES |  |  | MAMMOTH POOL RESERVOIR (FISHWATER | CISO | N | Big Creek-Ventura | Rector, Vestal |  | Hydro | HYDRO | WATER | 1.25 | 1.3 |  |  |  |  | 1 | 24 | 24 |  |  |  |  | 0 | 0 | 0 | 0 | 0 | 0 | 0 | 0 | 0 | 0 | 0 | 0 | N | South | EO
BIGSKY_2_AS2BT1 |  | BIGSKY_2_SOLAR1, BIGSKY_2_SOLAR2, BIGSKY_2_SOLAR3, BIGSKY_2_SOLAR4, BIGSKY_2_SOLAR5, BIGSKY_2_SOLAR6, BIGSKY_2_SOLAR7, BGSKYN_2_ASSR1B, BGSKYN_2_AS2SR1, BGSKYN_2_ASSR3A, BGSKYN_2_ASSR3B, BGSKYN_2_ASPSR2, BIGSKY_2_BSKSR6, BIGSKY_2_BSKSR7, BIGSKY_2_BSKSR8, BGSKYN_2_BS3SR3 | Antelope Solar 2 LAB | CISO | N | Big Creek-Ventura |  |  | Paired_BattStorage | OTHER | LESR | 127 | 127 | .8 | 508 | 508 | 1 | 1 | 24 | 4 | 562 | FALSE | 254 | 2 | 127 | 127 | 127 | 127 | 127 | 127 | 127 | 127 | 127 | 127 | 127 | 127 | Y | South | ID | 100% | Waiting for Tehachapi CRAS. Co-located
BIGSKY_2_ASLBT2 |  |  | Antelope Solar 2 Luna | CISO | N | Big Creek-Ventura |  |  | Battery Storage | OTHER | LESR | 100 | 100 | .8 | 400 | 400 | 1 | 1 | 24 | 4 |  |  | 200 | 2 | 100 | 100 | 100 | 100 | 100 | 100 | 100 | 100 | 100 | 100 | 100 | 100 | Y | South | ID | 100% | Waiting for Tehachapi CRAS
BIGSKY_2_BSKSR6 |  | BIGSKY_2_SOLAR1, BIGSKY_2_SOLAR2, BIGSKY_2_SOLAR3, BIGSKY_2_SOLAR4, BIGSKY_2_SOLAR5, BIGSKY_2_SOLAR6, BIGSKY_2_SOLAR7, BGSKYN_2_ASSR1B, BGSKYN_2_AS2SR1, BGSKYN_2_ASSR3A, BGSKYN_2_ASSR3B, BGSKYN_2_ASPSR2,BIGSKY_2_BSKSR7, BIGSKY_2_BSKSR8, BGSKYN_2_BS3SR3, BIGSKY_2_AS2BT1 | Big Sky Solar 6 | CISO | N | Big Creek-Ventura |  |  | Paired_Solar_1Axis | PHOTO VOLTAIC | SUN | 20 | 20 |  |  |  |  | 1 | 24 | 24 | 562 |  |  |  | 0.1 | 0.1 | 0.56 | 0.1 | 6.57 | 8.49 | 13.16 | 11.36 | 0.61 | 0.1 | 0.1 | 0.1 | N | South | FC |  | Co-located
BIGSKY_2_BSKSR7 |  | BIGSKY_2_SOLAR1, BIGSKY_2_SOLAR2, BIGSKY_2_SOLAR3, BIGSKY_2_SOLAR4, BIGSKY_2_SOLAR5, BIGSKY_2_SOLAR6, BIGSKY_2_SOLAR7, BGSKYN_2_ASSR1B, BGSKYN_2_AS2SR1, BGSKYN_2_ASSR3A, BGSKYN_2_ASSR3B, BGSKYN_2_ASPSR2, BIGSKY_2_BSKSR6, BIGSKY_2_BSKSR8, BGSKYN_2_BS3SR3, BIGSKY_2_AS2BT1 | Big Sky Solar 7 | CISO | N | Big Creek-Ventura |  |  | Paired_Solar_1Axis | PHOTO VOLTAIC | SUN | 20 | 20 |  |  |  |  | 1 | 24 | 24 | 562 |  |  |  | 0.1 | 0.1 | 0.56 | 0.1 | 6.57 | 8.49 | 13.16 | 11.36 | 0.61 | 0.1 | 0.1 | 0.1 | N | South | FC |  | Co-located
BIGSKY_2_BSKSR8 |  | BIGSKY_2_SOLAR1, BIGSKY_2_SOLAR2, BIGSKY_2_SOLAR3, BIGSKY_2_SOLAR4, BIGSKY_2_SOLAR5, BIGSKY_2_SOLAR6, BIGSKY_2_SOLAR7, BGSKYN_2_ASSR1B, BGSKYN_2_AS2SR1, BGSKYN_2_ASSR3A, BGSKYN_2_ASSR3B, BGSKYN_2_ASPSR2, BIGSKY_2_BSKSR6, BIGSKY_2_BSKSR7, BGSKYN_2_BS3SR3, BIGSKY_2_AS2BT1 | Big Sky Solar 8 | CISO | N | Big Creek-Ventura |  |  | Paired_Solar_1Axis | PHOTO VOLTAIC | SUN | 20 | 20 |  |  |  |  | 1 | 24 | 24 | 562 |  |  |  | 0.1 | 0.1 | 0.56 | 0.1 | 6.57 | 8.49 | 13.16 | 11.36 | 0.61 | 0.1 | 0.1 | 0.1 | N | South | FC |  | Co-located
BIGSKY_2_SOLAR1 |  | BIGSKY_2_SOLAR2, BIGSKY_2_SOLAR3, BIGSKY_2_SOLAR4, BIGSKY_2_SOLAR5, BIGSKY_2_SOLAR6, BIGSKY_2_SOLAR7, BGSKYN_2_ASSR1B, BGSKYN_2_AS2SR1, BGSKYN_2_ASSR3A, BGSKYN_2_ASSR3B, BGSKYN_2_ASPSR2, BIGSKY_2_BSKSR6, BIGSKY_2_BSKSR7, BIGSKY_2_BSKSR8, BGSKYN_2_BS3SR3, BIGSKY_2_AS2BT1 | Antelope Big Sky Ranch | CISO | N | Big Creek-Ventura |  |  | Paired_Solar_1Axis | PHOTO VOLTAIC | SUN | 20 | 20 |  |  |  |  | 1 | 24 | 24 | 562 |  |  |  | 0.1 | 0.1 | 0.56 | 0.1 | 6.57 | 8.49 | 13.16 | 11.36 | 0.61 | 0.1 | 0.1 | 0.1 | N | South | FC |  | Co-located
BIGSKY_2_SOLAR2 |  | BIGSKY_2_SOLAR1, BIGSKY_2_SOLAR3, BIGSKY_2_SOLAR4, BIGSKY_2_SOLAR5, BIGSKY_2_SOLAR6, BIGSKY_2_SOLAR7, BGSKYN_2_ASSR1B, BGSKYN_2_AS2SR1, BGSKYN_2_ASSR3A, BGSKYN_2_ASSR3B, BGSKYN_2_ASPSR2, BIGSKY_2_BSKSR6, BIGSKY_2_BSKSR7, BIGSKY_2_BSKSR8, BGSKYN_2_BS3SR3, BIGSKY_2_AS2BT1 | Big Sky Solar 4 | CISO | N | Big Creek-Ventura |  |  | Paired_Solar_1Axis | PHOTO VOLTAIC | SUN | 40 | 40 |  |  |  |  | 1 | 24 | 24 | 562 |  |  |  | 0.1 | 0.1 | 1.12 | 0.12 | 13.13 | 16.98 | 26.32 | 22.72 | 1.22 | 0.1 | 0.1 | 0.1 | N | South | FC |  | Co-located
BIGSKY_2_SOLAR3 |  | BIGSKY_2_SOLAR1, BIGSKY_2_SOLAR2,BIGSKY_2_SOLAR4, BIGSKY_2_SOLAR5, BIGSKY_2_SOLAR6, BIGSKY_2_SOLAR7, BGSKYN_2_ASSR1B, BGSKYN_2_AS2SR1, BGSKYN_2_ASSR3A, BGSKYN_2_ASSR3B, BGSKYN_2_ASPSR2, BIGSKY_2_BSKSR6, BIGSKY_2_BSKSR7, BIGSKY_2_BSKSR8, BGSKYN_2_BS3SR3, BIGSKY_2_AS2BT1 | Big Sky Summer | CISO | N | Big Creek-Ventura |  |  | Paired_Solar_1Axis | PHOTO VOLTAIC | SUN | 20 | 20 |  |  |  |  | 1 | 24 | 24 | 562 |  |  |  | 0.1 | 0.1 | 0.56 | 0.1 | 6.57 | 8.49 | 13.16 | 11.36 | 0.61 | 0.1 | 0.1 | 0.1 | N | South | FC |  | Co-located
BIGSKY_2_SOLAR4 |  | BIGSKY_2_SOLAR1, BIGSKY_2_SOLAR2, BIGSKY_2_SOLAR3, BIGSKY_2_SOLAR5, BIGSKY_2_SOLAR6, BIGSKY_2_SOLAR7, BGSKYN_2_ASSR1B, BGSKYN_2_AS2SR1, BGSKYN_2_ASSR3A, BGSKYN_2_ASSR3B, BGSKYN_2_ASPSR2, BIGSKY_2_BSKSR6, BIGSKY_2_BSKSR7, BIGSKY_2_BSKSR8, BGSKYN_2_BS3SR3, BIGSKY_2_AS2BT1 | Western Antelope Blue Sky Ranch B | CISO | N | Big Creek-Ventura |  |  | Paired_Solar_1Axis | PHOTO VOLTAIC | SUN | 20 | 20 |  |  |  |  | 1 | 24 | 24 | 562 |  |  |  | 0.1 | 0.1 | 0.56 | 0.1 | 6.57 | 8.49 | 13.16 | 11.36 | 0.61 | 0.1 | 0.1 | 0.1 | N | South | FC |  | Co-located
BIGSKY_2_SOLAR5 |  | BIGSKY_2_SOLAR1, BIGSKY_2_SOLAR2, BIGSKY_2_SOLAR3, BIGSKY_2_SOLAR4, BIGSKY_2_SOLAR6, BIGSKY_2_SOLAR7, BGSKYN_2_ASSR1B, BGSKYN_2_AS2SR1, BGSKYN_2_ASSR3A, BGSKYN_2_ASSR3B, BGSKYN_2_ASPSR2, BIGSKY_2_BSKSR6, BIGSKY_2_BSKSR7, BIGSKY_2_BSKSR8, BGSKYN_2_BS3SR3, BIGSKY_2_AS2BT1 | Big Sky Solar 2 | CISO | N | Big Creek-Ventura |  |  | Paired_Solar_1Axis | PHOTO VOLTAIC | SUN | 5 | 5 |  |  |  |  | 1 | 24 | 24 | 562 |  |  |  | 0.1 | 0.1 | 0.14 | 0.1 | 1.64 | 2.12 | 3.29 | 2.84 | 0.15 | 0.1 | 0.1 | 0.1 | N | South | FC |  | Co-located
BIGSKY_2_SOLAR6 |  | BIGSKY_2_SOLAR1, BIGSKY_2_SOLAR2, BIGSKY_2_SOLAR3, BIGSKY_2_SOLAR4, BIGSKY_2_SOLAR5, BIGSKY_2_SOLAR7, BGSKYN_2_ASSR1B, BGSKYN_2_AS2SR1, BGSKYN_2_ASSR3A, BGSKYN_2_ASSR3B, BGSKYN_2_ASPSR2, BIGSKY_2_BSKSR6, BIGSKY_2_BSKSR7, BIGSKY_2_BSKSR8, BGSKYN_2_BS3SR3, BIGSKY_2_AS2BT1 | Solverde 1 | CISO | N | Big Creek-Ventura |  |  | Paired_Solar_1Axis | PHOTO VOLTAIC | SUN | 85 | 85 |  |  |  |  | 1 | 24 | 24 | 562 |  |  |  | 0.1 | 0.1 | 2.38 | 0.25 | 27.91 | 36.08 | 55.93 | 48.27 | 2.59 | 0.1 | 0.1 | 0.1 | N | South | FC |  | Co-located
BIGSKY_2_SOLAR7 |  | BIGSKY_2_SOLAR1, BIGSKY_2_SOLAR2, BIGSKY_2_SOLAR3, BIGSKY_2_SOLAR4, BIGSKY_2_SOLAR5, BIGSKY_2_SOLAR6, BGSKYN_2_ASSR1B, BGSKYN_2_AS2SR1, BGSKYN_2_ASSR3A, BGSKYN_2_ASSR3B, BGSKYN_2_ASPSR2, BIGSKY_2_BSKSR6, BIGSKY_2_BSKSR7, BIGSKY_2_BSKSR8, BGSKYN_2_BS3SR3, BIGSKY_2_AS2BT1 | Big Sky Solar 1 | CISO | N | Big Creek-Ventura |  |  | Paired_Solar_1Axis | PHOTO VOLTAIC | SUN | 50 | 50 |  |  |  |  | 1 | 24 | 24 | 562 |  |  |  | 0.1 | 0.1 | 1.4 | 0.15 | 16.42 | 21.22 | 32.9 | 28.4 | 1.52 | 0.1 | 0.1 | 0.1 | N | South | FC |  | Co-located
BIOMAS_1_UNIT 1 |  |  | WOODLAND BIOMASS | CISO | N | Sierra | Drum-Rio Oso, South of Palermo |  | Biomass | STEAM | BIOMASS | 25.5 | 28.8 |  |  |  |  | 1 | 24 | 24 |  |  |  |  | 15.98 | 15.69 | 7.86 | 8.07 | 8.06 | 7.5 | 7.93 | 8.07 | 15.24 | 8.03 | 12.07 | 16.22 | N | North | FC
BISHOP_1_ALAMO |  |  | BISHOP CREEK PLANT 2 AND 6 | CISO | N | CAISO System |  |  | Hydro | HYDRO | WATER | 13.4 | 13.4 |  |  |  |  | 1 | 24 | 24 |  |  |  |  | 3.13 | 2.38 | 2.6 | 3.84 | 7.55 | 7.84 | 6.7 | 6.15 | 4.45 | 3.01 | 2.57 | 2.08 | N | South | FC
BISHOP_1_UNITS |  |  | BISHOP CREEK PLANT 3 AND 4 | CISO | N | CAISO System |  |  | Hydro | HYDRO | WATER | 15.8 | 15.8 |  |  |  |  | 1 | 24 | 24 |  |  |  |  | 4.91 | 3.68 | 2.96 | 6.32 | 10.33 | 10.75 | 9.38 | 7.28 | 6.91 | 5.04 | 4.13 | 4.3 | N | South | FC
BKRFLD_2_SOLAR1 |  |  | Bakersfield 111 | CISO | N | Kern | South Kern PP |  | Solar_1Axis | PHOTO VOLTAIC | SUN | 1.38 | 1.4 |  |  |  |  | 1 | 24 | 24 |  |  |  |  | 0.1 | 0.1 | 0.1 | 0.1 | 0.6 | 0.76 | 1.03 | 0.87 | 0.1 | 0.1 | 0.1 | 0.1 | N | North | FC
BLACK_7_UNIT 1 |  |  | JAMES B. BLACK 1 | CISO | N | CAISO System |  |  | Hydro | HYDRO | WATER | 85 | 84 |  |  |  |  | 1 | 24 | 24 |  |  | 82 | 1 | 84.2 | 82.4 | 82.4 | 82.4 | 84 | 84.6 | 84.4 | 84.4 | 82 | 68 | 68 | 84 | Y | North | FC
BLACK_7_UNIT 2 |  |  | JAMES B. BLACK 2 | CISO | N | CAISO System |  |  | Hydro | HYDRO | WATER | 84.1 | 84.1 |  |  |  |  | 1 | 24 | 24 |  |  | 84.08 | 1 | 83.48 | 83.28 | 83.28 | 82 | 83.28 | 83.88 | 84.08 | 84.08 | 84.08 | 67.28 | 83.48 | 83.28 | Y | North | FC
BLAST_1_WIND |  |  | Mountain View IV Wind | CISO | N | LA Basin | Eastern, Valley-Devers |  | Wind | WIND | WIND | 49 | 49 |  |  |  |  | 1 | 24 | 24 |  |  |  |  | 2.67 | 5.76 | 6.23 | 19.77 | 21.07 | 18.58 | 16.33 | 14.3 | 9.8 | 4.59 | 2.12 | 2.25 | N | South | FC
BLCKBT_2_STONEY |  |  | BLACK BUTTE HYDRO | CISO | N | CAISO System |  |  | Hydro | HYDRO | WATER | 6.2 | 6.2 |  |  |  |  | 1 | 24 | 24 |  |  | 0 | 1 | 0.72 | 0.68 | 0 | 0.72 | 1.04 | 1.18 | 0.96 | 0.8 | 0.68 | 0 | 0 | 0 | Y | North | FC
BLCKWL_6_SOLAR1 |  |  | Blackwell Solar | CISO | N | CAISO System |  | Y | Solar_1Axis | PHOTO VOLTAIC | SUN | 12 | 12 |  |  |  |  | 1 | 24 | 24 |  |  |  |  | 0.1 | 0.1 | 0.37 | 0.12 | 5.24 | 6.57 | 8.96 | 7.52 | 0.63 | 0.1 | 0.1 | 0.1 | N | North | FC
BLKCRK_2_GMCBT1 |  | BLKCRK_2_SOLAR1, GENESI_2_STG | Genesis McCoy Bess | CISO | N | CAISO System |  |  | Paired_BattStorage | OTHER | LESR | 230 | 230 | 0.901 | 920 | 2616.2651 | 2.8438 | 1 | 24 | 11.3751 | 258.21 | FALSE | 460 | 1 | 230 | 230 | 230 | 230 | 230 | 230 | 230 | 230 | 230 | 230 | 230 | 230 | Y | South | FC |  | Co-located with BLKCRK_2_SOLAR1, GENESI_2_STG
BLKCRK_2_SOLAR1 |  | BLKCRK_2_GMCBT1, GENESI_2_STG | McCoy Station | CISO | N | CAISO System |  |  | Paired_Solar_1Axis | PHOTO VOLTAIC | SUN | 250 | 250 |  |  |  |  | 1 | 24 | 24 | 258.21 |  |  |  | 0.1 | 0.1 | 7.01 | 0.74 | 82.08 | 106.11 | 164.49 | 141.98 | 7.61 | 0.02 | 0.1 | 0.1 | N | South | EO |  | Co-located with BLKCRK_2_GMCBT1, GENESI_2_STG
BLKDIA_2_BDEBT1 |  |  | Black Diamond Energy Storage | CISO | N | Bay Area | Pittsburg |  | Battery Storage | OTHER | LESR | 200 | 200 | .8 | 800 | 800 | 1 | 1 | 24 | 4 |  |  | 400 | 1 | 200 | 200 | 200 | 200 | 200 | 200 | 200 | 200 | 200 | 200 | 200 | 200 | Y | North | FC
BLM W_2_COSBT1 |  |  | Coso Battery Storage | CISO | N | CAISO System |  |  | Battery Storage | OTHER | LESR | 60 | 60 | .8 | 240 | 240 | 1 | 1 | 24 | 4 |  |  | 120 | 2 | 60 | 60 | 60 | 60 | 60 | 60 | 60 | 60 | 60 | 60 | 60 | 60 | Y | South | FC
BLM_2_UNITS |  |  | BLM EAST Facility | CISO | N | CAISO System |  |  | Geothermal | STEAM | GEOTHERMAL | 72 | 72 |  |  |  |  | 1 | 24 | 24 |  |  | 47 | 1 | 47 | 47 | 47 | 47 | 47 | 47 | 47 | 47 | 47 | 47 | 47 | 47 | Y | South | PD | 47.00 | NQC reduction required due to transfer of deliverability to a new resource. (Adjustment already applied Jan-Dec.)
BLYTHE_1_SOLAR1 |  |  | Blythe Solar 1 Project | CISO | N | CAISO System |  |  | Solar_Fixed | PHOTO VOLTAIC | SUN | 21 | 21 |  |  |  |  | 1 | 24 | 24 |  |  |  |  | 0 | 0 | 0 | 0 | 0 | 0 | 0 | 0 | 0 | 0 | 0 | 0 | N | South | EO
BLYTHE_1_SOLAR2 |  |  | Blythe Green 1 | CISO | N | CAISO System |  |  | Solar_1Axis | PHOTO VOLTAIC | SUN | 20 | 20 |  |  |  |  | 1 | 24 | 24 |  |  |  |  | 0 | 0 | 0 | 0 | 0 | 0 | 0 | 0 | 0 | 0 | 0 | 0 | N | South | EO
BNNIEN_7_ALTAPH |  |  | ALTA POWER HOUSE | CISO | N | Sierra | Placer, Gold Hill-Drum, Drum-Rio Oso, South of Rio Oso, South of Palermo |  | Hydro | HYDRO | WATER | 1 | 2 |  |  |  |  | 1 | 24 | 24 |  |  |  |  | 0.34 | 0.3 | 0.3 | 0.4 | 0.2 | 0.39 | 0.4 | 0.61 | 0.42 | 0.53 | 0.41 | 0.3 | N | North | FC
BOGUE_1_UNITA1 |  |  | Feather River Energy Center, Unit #1 | CISO | N | Sierra | Bogue, Drum-Rio Oso |  | Peaker | COMBUSTION TURBINE | NATURAL GAS | 48.69 | 49.9 |  |  |  |  | 1 | 24 | 24 |  |  | 47.38 | 1 | 47.38 | 47.38 | 47.38 | 47.38 | 47.38 | 47.38 | 47.38 | 47.38 | 47.38 | 47.38 | 47.38 | 47.38 | Y | North | FC
BORDER_6_UNITA1 |  |  | CalPeak Power Border Unit 1 | CISO | N | San Diego-IV | San Diego, Border |  | Peaker | COMBUSTION TURBINE | NATURAL GAS | 51.25 | 52 |  |  |  |  | 1 | 24 | 24 |  |  | 51.25 | 1 | 51.25 | 51.25 | 51.25 | 51.25 | 51.25 | 51.25 | 51.25 | 51.25 | 51.25 | 51.25 | 51.25 | 51.25 | Y | South | FC
BOWMN_6_HYDRO |  |  | NID Hydro Bowman Powerhouse | CISO | N | Sierra | Drum-Rio Oso, South of Palermo |  | Hydro | HYDRO | WATER | 3.6 | 3.6 |  |  |  |  | 1 | 24 | 24 |  |  |  |  | 0.15 | 0.06 | 0.07 | 0.21 | 1.6 | 1.23 | 2.18 | 2 | 1.5 | 1.03 | 0.24 | 0.18 | N | North | FC
BRDGVL_7_BAKER |  |  | Baker Station Hydro | CISO | N | Humboldt |  |  | Hydro | HYDRO | WATER | 1.49 | 2.5 |  |  |  |  | 1 | 24 | 24 |  |  |  |  | 0.47 | 0.45 | 0.37 | 0.28 | 0.13 | 0.01 | 0 | 0 | 0 | 0.01 | 0.06 | 0.46 | N | North | FC
BRDSLD_2_HIWIND |  |  | High Winds Energy Center | CISO | N | Bay Area | Contra Costa | Y | Wind | WIND | WIND | 162 | 162 |  |  |  |  | 1 | 24 | 24 |  |  |  |  | 6.87 | 11.87 | 15.97 | 49.51 | 77.89 | 49.77 | 63.8 | 34.85 | 12.02 | 2.91 | 4.58 | 6.94 | N | North | FC
BRDSLD_2_MTZUM2 |  |  | NextEra Energy Montezuma Wind II | CISO | N | Bay Area | Contra Costa | Y | Wind | WIND | WIND | 78.2 | 78.2 |  |  |  |  | 1 | 24 | 24 |  |  |  |  | 3.31 | 5.73 | 7.71 | 23.9 | 37.6 | 24.02 | 30.8 | 16.82 | 5.8 | 1.41 | 2.21 | 3.35 | N | North | FC
BRDSLD_2_MTZUMA |  |  | FPL Energy Montezuma Wind | CISO | N | Bay Area | Contra Costa | Y | Wind | WIND | WIND | 36.8 | 38 |  |  |  |  | 1 | 24 | 24 |  |  |  |  | 1.56 | 2.7 | 3.63 | 11.25 | 17.69 | 11.3 | 14.49 | 7.92 | 2.73 | 0.66 | 1.04 | 1.58 | N | North | FC
BRDSLD_2_SHILO1 |  |  | Shiloh I Wind Project | CISO | N | Bay Area | Contra Costa | Y | Wind | WIND | WIND | 150 | 150 |  |  |  |  | 1 | 24 | 24 |  |  |  |  | 6.36 | 10.99 | 14.79 | 45.85 | 72.12 | 46.08 | 59.07 | 32.26 | 11.13 | 2.7 | 4.24 | 6.42 | N | North | FC
BRDSLD_2_SHILO2 |  |  | SHILOH WIND PROJECT 2 | CISO | N | Bay Area | Contra Costa |  | Wind | WIND | WIND | 150 | 150 |  |  |  |  | 1 | 24 | 24 |  |  |  |  | 6.36 | 10.99 | 14.79 | 45.85 | 72.12 | 46.08 | 59.07 | 32.26 | 11.13 | 2.7 | 4.24 | 6.42 | N | North | FC
BRDSLD_2_SHLO3A |  |  | Shiloh III Wind Project, LLC | CISO | N | Bay Area | Contra Costa | Y | Wind | WIND | WIND | 102.5 | 100 |  |  |  |  | 1 | 24 | 24 |  |  |  |  | 4.34 | 7.51 | 10.11 | 31.33 | 49.28 | 31.49 | 40.37 | 22.05 | 7.6 | 1.84 | 2.9 | 4.39 | N | North | FC
BRDSLD_2_SHLO3B |  |  | Shiloh IV Wind Project | CISO | N | Bay Area | Contra Costa | Y | Wind | WIND | WIND | 100 | 100 |  |  |  |  | 1 | 24 | 24 |  |  |  |  | 4.24 | 7.33 | 9.86 | 30.56 | 48.08 | 30.72 | 39.38 | 21.51 | 7.42 | 1.8 | 2.83 | 4.28 | N | North | FC
BREGGO_6_DEGRSL |  |  | Desert Green Solar Farm | CISO | N | San Diego-IV | San Diego |  | Solar_2Axis | PHOTO VOLTAIC | SUN | 6.3 | 6.5 |  |  |  |  | 1 | 24 | 24 |  |  |  |  | 0.1 | 0.1 | 0.18 | 0.1 | 2.07 | 2.67 | 4.15 | 3.58 | 0.19 | 0.1 | 0.1 | 0.1 | N | South | FC
BREGGO_6_SOLAR |  |  | NRG Borrego Solar One | CISO | N | San Diego-IV | San Diego |  | Solar_Fixed | PHOTO VOLTAIC | SUN | 26 | 26 |  |  |  |  | 1 | 24 | 24 |  |  |  |  | 0.1 | 0.1 | 0.7 | 0.1 | 4.92 | 6.73 | 13.12 | 11.28 | 0.6 | 0.1 | 0.1 | 0.1 | N | South | FC
BRODIE_2_WIND |  |  | Coram Brodie Wind Project | CISO | N | CAISO System |  | Y | Wind | WIND | WIND | 102 | 102 |  |  |  |  | 1 | 24 | 24 |  |  |  |  | 5.56 | 12 | 12.96 | 41.16 | 43.86 | 38.67 | 33.99 | 29.76 | 20.41 | 9.55 | 4.41 | 4.68 | N | South | FC
BUCKBL_2_PL1X3 |  |  | Blythe Energy Center | CISO | N | CAISO System |  |  | CCGT | COMBINED CYCLE | NATURAL GAS | 493.63 | 493.63 |  |  |  |  | 1 | 24 | 24 |  |  | 368.63 | 1 | 493.63 | 493.63 | 493.63 | 493.63 | 493.63 | 493.63 | 493.63 | 493.63 | 493.63 | 493.63 | 493.63 | 493.63 | Y | South | FC
BUCKCK_2_HYDRO |  |  | Lassen Station Hydro | CISO | N | Sierra | South of Palermo |  | Hydro | HYDRO | WATER | 0.99 | 1 |  |  |  |  | 1 | 24 | 24 |  |  |  |  | 0.13 | 0.13 | 0.13 | 0.13 | 0.13 | 0.13 | 0.08 | 0.08 | 0 | 0.02 | 0.13 | 0.13 | N | North | FC | 0 | Behind Rio Oso 230-115 kV transformer(s) constraint - Flow impact based reduction applied
BUCKCK_7_OAKFLT |  |  | Oak Flat | CISO | N | Sierra | South of Palermo |  | Hydro | HYDRO | WATER | 1.3 | 1.3 |  |  |  |  | 1 | 24 | 24 |  |  |  |  | 0.34 | 0.34 | 0.34 | 0.34 | 0.34 | 0.34 | 0.34 | 0.34 | 0.2 | 0.21 | 0.2 | 0.22 | N | North | FC | 0 | Behind Rio Oso 230-115 kV transformer(s) constraint - Flow impact based reduction applied
BUCKCK_7_PL1X2 |  |  | BUCKS CREEK AGGREGATE | CISO | N | Sierra | South of Palermo |  | Hydro | HYDRO | WATER | 57.25 | 57.25 |  |  |  |  | 1 | 24 | 24 |  |  | 24.86 | 1 | 24.86 | 24.86 | 24.86 | 24.86 | 24.86 | 24.86 | 24.86 | 24.86 | 24.86 | 24.86 | 24.86 | 24.86 | Y | North | FC | 24.86 | Behind Rio Oso 230-115 kV transformer(s) constraint - Flow impact based reduction applied
BUCKWD_1_NPALM1 |  |  | North Palm Springs 1A | CISO | N | LA Basin | Eastern, Valley-Devers |  | Solar_1Axis | PHOTO VOLTAIC | SUN | 2.4 | 2.4 |  |  |  |  | 1 | 24 | 24 |  |  |  |  | 0.1 | 0.1 | 0.1 | 0.1 | 0.79 | 1.02 | 1.58 | 1.36 | 0.1 | 0.1 | 0.1 | 0.1 | N | South | FC
BUCKWD_1_QF |  |  | Buckwind Re-powering project | CISO | N | LA Basin | Eastern, Valley-Devers |  | Wind | WIND | WIND | 16.5 | 16.5 |  |  |  |  | 1 | 24 | 24 |  |  |  |  | 0.9 | 1.94 | 2.1 | 6.66 | 7.1 | 6.26 | 5.5 | 4.81 | 3.3 | 1.54 | 0.71 | 0.76 | N | South | FC
BUCKWD_7_WINTCV |  |  | Wintec Energy, Ltd. | CISO | N | LA Basin | Eastern, Valley-Devers |  | Wind | WIND | WIND | 1.32 | 1.3 |  |  |  |  | 1 | 24 | 24 |  |  |  |  | 0.07 | 0.16 | 0.17 | 0.53 | 0.57 | 0.5 | 0.44 | 0.39 | 0.26 | 0.12 | 0.06 | 0.06 | N | South | FC
BURNYF_2_UNIT 1 |  |  | Burney Forest Power | CISO | N | CAISO System |  |  | Biomass | STEAM | BIOMASS | 29 | 35.7 |  |  |  |  | 1 | 24 | 24 |  |  |  |  | 28.71 | 29 | 28.68 | 29 | 29 | 28.85 | 29 | 29 | 29 | 28.56 | 28.88 | 29 | N | North | FC
BUTTVL_7_UNIT 1 |  |  | BUTT VALLEY HYDRO | CISO | N | CAISO System |  |  | Hydro | HYDRO | WATER | 39.5 | 41 |  |  |  |  | 1 | 24 | 24 |  |  | 39.5 | 1 | 38.8 | 31.6 | 31.6 | 31.2 | 32.4 | 32.4 | 39.2 | 39.2 | 39.5 | 32.4 | 32.4 | 38.8 | Y | North | FC
CABALO_2_M2BSR1 |  |  | Mustang 2 Barbaro Solar | CISO | N | Fresno |  |  | Solar_1Axis | PHOTO VOLTAIC | SUN | 50 | 50 |  |  |  |  | 1 | 24 | 24 |  |  |  |  | 0.1 | 0.1 | 1.52 | 0.52 | 21.85 | 27.39 | 37.33 | 31.35 | 2.61 | 0.1 | 0.1 | 0.1 | N | North | ID | 100% | C7 - Waiting for Bellota-Warnerville 230 kV reconductoring and possibly other
CABALO_2_M2WSR2 |  |  | Mustang 2 Whirlaway Solar | CISO | N | Fresno |  |  | Solar_1Axis | PHOTO VOLTAIC | SUN | 100 | 100 |  |  |  |  | 1 | 24 | 24 |  |  | 0 | 1 | 0.1 | 0.1 | 3.05 | 1.04 | 43.71 | 54.78 | 74.66 | 62.7 | 5.22 | 0.1 | 0.1 | 0.1 | Y | North | ID | 100% | C7 - Waiting for Bellota-Warnerville 230 kV reconductoring and possibly other
CABZON_1_WINDA1 |  |  | Cabazon Wind Project | CISO | N | LA Basin | Eastern, Valley-Devers |  | Wind | WIND | WIND | 41 | 41 |  |  |  |  | 1 | 24 | 24 |  |  |  |  | 2.24 | 4.82 | 5.21 | 16.54 | 17.63 | 15.54 | 13.66 | 11.96 | 8.2 | 3.84 | 1.77 | 1.88 | N | South | FC
CALFTN_2_CFSBT1 |  | CALFTN_2_SOLAR | California Flats Solar Battery | CISO | N | CAISO System |  |  | Paired_BattStorage | OTHER | LESR | 60 | 60 | .8 | 240 | 240 | 1 | 1 | 24 | 4 | 130 | FALSE | 120 | 3 | 60 | 60 | 60 | 60 | 60 | 60 | 60 | 60 | 60 | 60 | 60 | 60 | Y | North | FC |  | Co-located with CALFTN_2_SOLAR (PD)
CALFTN_2_SOLAR |  | CALFTN_2_CFSBT1 | California Flats North | CISO | N | CAISO System |  |  | Paired_Solar_Fixed | PHOTO VOLTAIC | SUN | 130 | 130 |  |  |  |  | 1 | 24 | 24 | 130 |  |  |  | 0.1 | 0.1 | 4.19 | 1.09 | 38.96 | 47.36 | 78.46 | 67.49 | 6.92 | 0.15 | 0.1 | 0.1 | N | North | ID | 82.00% | Co-located with CALFTN_2_CFSBT1
CALFTS_2_CFSSR1 |  |  | California Flats Solar South | CISO | N | CAISO System |  |  | Solar_1Axis | PHOTO VOLTAIC | SUN | 150 | 150 |  |  |  |  | 1 | 24 | 24 |  |  |  |  | 0.1 | 0.1 | 4.57 | 1.55 | 65.56 | 82.17 | 112 | 94.05 | 7.83 | 0.13 | 0.1 | 0.1 | N | North | FC
CALGEN_1_UNITS |  |  | Coso Navy 1 | CISO | N | CAISO System |  |  | Geothermal | STEAM | GEOTHERMAL | 80 | 80 |  |  |  |  | 1 | 24 | 24 |  |  | 80 | 1 | 80 | 80 | 80 | 80 | 80 | 80 | 80 | 80 | 80 | 80 | 80 | 80 | Y | South | FC
CALPIN_1_AGNEW |  |  | Agnews Power Plant | CISO | N | Bay Area | San Jose, South Bay-Moss Landing |  | CCGT | COMBUSTION TURBINE | NATURAL GAS | 28.56 | 41.5 |  |  |  |  | 1 | 24 | 24 |  |  | 8.56 | 1 | 28.56 | 28.56 | 28.56 | 28.56 | 28.56 | 28.56 | 28.56 | 28.56 | 28.56 | 28.56 | 28.56 | 28.56 | Y | North | FC
CAMCHE_1_PL1X3 |  |  | CAMANCHE UNITS 1, 2 & 3 AGGREGATE | CISO | N | Stockton | Tesla-Bellota |  | Hydro | HYDRO | WATER | 9.99 | 9.99 |  |  |  |  | 1 | 24 | 24 |  |  |  |  | 1.62 | 1.67 | 1.74 | 1.99 | 2.31 | 0.99 | 0.83 | 0.88 | 0.48 | 0.52 | 0.95 | 1.4 | N | North | FC
CAMLOT_2_SOLAR1 |  |  | Camelot | CISO | N | CAISO System |  | Y | Solar_Fixed | PHOTO VOLTAIC | SUN | 45 | 45 |  |  |  |  | 1 | 24 | 24 |  |  |  |  | 0.1 | 0.1 | 1.22 | 0.1 | 8.52 | 11.65 | 22.71 | 19.52 | 1.03 | 0.1 | 0.1 | 0.1 | N | South | FC
CAMLOT_2_SOLAR2 |  |  | Columbia Two | CISO | N | CAISO System |  | Y | Solar_Fixed | PHOTO VOLTAIC | SUN | 15 | 15 |  |  |  |  | 1 | 24 | 24 |  |  |  |  | 0.1 | 0.1 | 0.41 | 0.1 | 2.84 | 3.88 | 7.57 | 6.51 | 0.34 | 0.1 | 0.1 | 0.1 | N | South | FC
CAMPFW_7_FARWST |  |  | CAMP FAR WEST HYDRO | CISO | N | Sierra |  |  | Hydro | HYDRO | WATER | 6.8 | 7.9 |  |  |  |  | 1 | 24 | 24 |  |  | 0 | 1 | 0 | 2.08 | 5.6 | 5.44 | 2.64 | 2.48 | 3.36 | 2.94 | 0 | 0 | 0 | 0 | Y | North | FC
CANTUA_1_SOLAR |  |  | Cantua Solar Station | CISO | N | Fresno | Panoche 115 kV | Y | Solar_Fixed | PHOTO VOLTAIC | SUN | 20 | 20 |  |  |  |  | 1 | 24 | 24 |  |  |  |  | 0.1 | 0.1 | 0.64 | 0.17 | 5.99 | 7.29 | 12.07 | 10.38 | 1.06 | 0.1 | 0.1 | 0.1 | N | North | FC
CAPWD_1_QF |  |  | Edom Hills Wind Farm | CISO | N | LA Basin | Eastern, Valley-Devers |  | Wind | WIND | WIND | 19.55 | 20 |  |  |  |  | 1 | 24 | 24 |  |  |  |  | 1.07 | 2.3 | 2.48 | 7.89 | 8.41 | 7.41 | 6.51 | 5.7 | 3.91 | 1.83 | 0.85 | 0.9 | N | South | FC
CARBOU_7_PL2X3 |  |  | CARIBOU PH 1 UNIT 2 & 3 AGGREGATE | CISO | N | CAISO System |  |  | Hydro | HYDRO | WATER | 49 | 49 |  |  |  |  | 1 | 24 | 24 |  |  | 0 | 1 | 19.2 | 1.6 | 0 | 0 | 0 | 0 | 28.8 | 35.36 | 20.8 | 12 | 0 | 7.2 | Y | North | FC
CARBOU_7_PL4X5 |  |  | CARIBOU PH 2 UNIT 4 & 5 AGGREGATE | CISO | N | CAISO System |  |  | Hydro | HYDRO | WATER | 120 | 120 |  |  |  |  | 1 | 24 | 24 |  |  | 0 | 1 | 42.34 | 36.4 | 32 | 16.8 | 18.98 | 67.6 | 101.18 | 103.18 | 103.2 | 72 | 25.22 | 24.84 | Y | North | FC
CARBOU_7_UNIT 1 |  |  | CARIBOU PH 1 UNIT 1 | CISO | N | CAISO System |  |  | Hydro | HYDRO | WATER | 24 | 24 |  |  |  |  | 1 | 24 | 24 |  |  | 0 | 1 | 4 | 1.6 | 0 | 0 | 0 | 0 | 9.12 | 19.2 | 18.4 | 0 | 0 | 0 | Y | North | FC
CARLS1_2_CARCT1 |  |  | Carlsbad 1 | CISO | N | San Diego-IV | San Diego |  | Peaker | COMBUSTION TURBINE | NATURAL GAS | 422 | 422 |  |  |  |  | 7 | 24 | 18 |  |  | 422 | 2 | 422 | 422 | 422 | 422 | 422 | 422 | 422 | 422 | 422 | 422 | 422 | 422 | Y | South | FC
CARLS2_1_CARCT1 |  |  | Carlsbad 2 | CISO | N | San Diego-IV | San Diego |  | Peaker | COMBUSTION TURBINE | NATURAL GAS | 105.5 | 105.5 |  |  |  |  | 7 | 24 | 18 |  |  | 105.5 | 2 | 105.5 | 105.5 | 105.5 | 105.5 | 105.5 | 105.5 | 105.5 | 105.5 | 105.5 | 105.5 | 105.5 | 105.5 | Y | South | FC
CASADB_1_CD4GT1 |  |  | Casa Diablo 4 | CISO | N | CAISO System |  |  | Geothermal | STEAM | GEOTHERMAL | 40.7 | 40.7 |  |  |  |  | 1 | 24 | 24 |  |  | 31 | 1 | 31 | 31 | 31 | 31 | 31 | 31 | 31 | 31 | 31 | 31 | 31 | 31 | Y | South | FC
CATLNA_2_SOLAR |  |  | Catalina Solar - Phases 1 and 2 | CISO | N | CAISO System |  |  | Solar_Fixed | PHOTO VOLTAIC | SUN | 110 | 110 |  |  |  |  | 1 | 24 | 24 |  |  |  |  | 0.1 | 0.1 | 2.97 | 0.16 | 20.83 | 28.47 | 55.51 | 47.71 | 2.53 | 0.1 | 0.1 | 0.1 | N | South | FC
CATLNA_2_SOLAR2 |  |  | Catalina Solar 2 | CISO | N | CAISO System |  |  | Solar_1Axis | PHOTO VOLTAIC | SUN | 18 | 18 |  |  |  |  | 1 | 24 | 24 |  |  |  |  | 0.1 | 0.1 | 0.5 | 0.1 | 5.91 | 7.64 | 11.84 | 10.22 | 0.55 | 0.1 | 0.1 | 0.1 | N | South | FC
CAVLSR_2_BSOLAR |  |  | California Valley Solar Ranch-Phase B | CISO | N | CAISO System |  |  | Solar_Fixed | PHOTO VOLTAIC | SUN | 40 | 40 |  |  |  |  | 1 | 24 | 24 |  |  |  |  | 0.1 | 0.1 | 1.29 | 0.34 | 11.99 | 14.57 | 24.14 | 20.77 | 2.13 | 0.1 | 0.1 | 0.1 | N | North | FC
CAVLSR_2_RSOLAR |  |  | California Valley Solar Ranch-Phase A | CISO | N | CAISO System |  |  | Solar_Fixed | PHOTO VOLTAIC | SUN | 210 | 210 |  |  |  |  | 1 | 24 | 24 |  |  |  |  | 0.1 | 0.1 | 6.77 | 1.76 | 62.93 | 76.51 | 126.75 | 109.02 | 11.17 | 0.25 | 0.1 | 0.1 | N | North | FC
CAYTNO_2_VASCO |  |  | Vasco Road | CISO | N | Bay Area | Contra Costa |  | Biogas | RECIPROCATING ENGINE | BIOGAS | 4.3 | 4.3 |  |  |  |  | 1 | 24 | 24 |  |  |  |  | 3.9 | 4.01 | 4.09 | 4.07 | 4.05 | 4.05 | 4.03 | 4 | 4.03 | 3.65 | 3.98 | 4.1 | N | North | FC
CDWR07_2_GEN |  |  | CDWR07_2_GEN | CISO | N | CAISO System |  |  | Pumped Hydro | PUMP | WATER | 415.3 | 415.3 |  |  |  |  | 1 | 24 | 24 |  |  | 115.6 | 1 | 115.6 | 115.6 | 115.6 | 115.6 | 115.6 | 115.6 | 115.6 | 115.6 | 115.6 | 115.6 | 115.6 | 115.6 | Y | North | FC
CEDRCK_6_UNIT |  |  | Water Wheel Ranch | CISO | N | CAISO System |  |  | Hydro | HYDRO | WATER | 0.98 | 1 |  |  |  |  | 1 | 24 | 24 |  |  |  |  | 0.29 | 0.33 | 0.32 | 0.52 | 0.45 | 0.19 | 0.07 | 0.06 | 0.05 | 0.08 | 0.12 | 0.17 | N | North | FC
CEDUCR_2_SOLAR1 |  |  | Ducor Solar 1 | CISO | N | Big Creek-Ventura | Vestal | Y | Solar_1Axis | PHOTO VOLTAIC | SUN | 20 | 20 |  |  |  |  | 1 | 24 | 24 |  |  |  |  | 0 | 0 | 0 | 0 | 0 | 0 | 0 | 0 | 0 | 0 | 0 | 0 | N | South | EO
CEDUCR_2_SOLAR2 |  |  | Ducor Solar 2 | CISO | N | Big Creek-Ventura | Vestal | Y | Solar_1Axis | PHOTO VOLTAIC | SUN | 20 | 20 |  |  |  |  | 1 | 24 | 24 |  |  |  |  | 0 | 0 | 0 | 0 | 0 | 0 | 0 | 0 | 0 | 0 | 0 | 0 | N | South | EO
CEDUCR_2_SOLAR3 |  |  | Ducor Solar 3 | CISO | N | Big Creek-Ventura | Vestal | Y | Solar_1Axis | PHOTO VOLTAIC | SUN | 15 | 15 |  |  |  |  | 1 | 24 | 24 |  |  |  |  | 0 | 0 | 0 | 0 | 0 | 0 | 0 | 0 | 0 | 0 | 0 | 0 | N | South | EO
CEDUCR_2_SOLAR4 |  |  | Ducor Solar 4 | CISO | N | Big Creek-Ventura | Vestal | Y | Solar_1Axis | PHOTO VOLTAIC | SUN | 20 | 20 |  |  |  |  | 1 | 24 | 24 |  |  |  |  | 0 | 0 | 0 | 0 | 0 | 0 | 0 | 0 | 0 | 0 | 0 | 0 | N | South | EO
CENT40_1_C40SR1 |  |  | CENTRAL 40 | CISO | N | Stockton | Tesla-Bellota |  | Solar_1Axis | PHOTO VOLTAIC | SUN | 40 | 40 |  |  |  |  | 1 | 24 | 24 |  |  |  |  | 0.1 | 0.1 | 1.22 | 0.41 | 17.48 | 21.91 | 29.87 | 25.08 | 2.09 | 0.1 | 0.1 | 0.1 | N | North | FC
CENTER_2_RHONDO |  |  | MWD Rio Hondo Hydroelectric Recovery Pla | CISO | N | LA Basin | Western | Y | Hydro | HYDRO | WATER | 1.91 | 1.9 |  |  |  |  | 1 | 24 | 24 |  |  | 0 | 1 | 0 | 0 | 0 | 0 | 0 | 0 | 0 | 0 | 0 | 0 | 0 | 0 | Y | South | FC
CENTER_2_SOLAR1 |  |  | Pico Rivera | CISO | N | LA Basin | Western | Y | Solar_1Axis | PHOTO VOLTAIC | SUN | 0.9 | 1 |  |  |  |  | 1 | 24 | 24 |  |  |  |  | 0 | 0 | 0 | 0 | 0 | 0 | 0 | 0 | 0 | 0 | 0 | 0 | N | South | EO
CENTER_2_TECNG1 |  |  | TECHNICAST | CISO | N | LA Basin | Western | Y | CHP | RECIPROCATING ENGINE | NATURAL GAS | 0.99 | 1.5 |  |  |  |  | 1 | 24 | 24 |  |  |  |  | 0 | 0 | 0 | 0 | 0 | 0 | 0 | 0 | 0 | 0 | 0 | 0 | N | South | EO
CENTER_6_PEAKER |  |  | Center Peaker | CISO | N | LA Basin | Western | Y | Peaker | COMBUSTION TURBINE | NATURAL GAS | 47.3 | 59.8 |  |  | 402.05 |  | 1 | 24 | 8.5 |  |  | 47.3 | 1 | 47.3 | 47.3 | 47.3 | 47.3 | 47.3 | 47.3 | 47.3 | 47.3 | 47.3 | 47.3 | 47.3 | 47.3 | Y | South | FC
CENTPD_2_BMSSX2 |  | CENTPD_2_BMSX2 | Blythe Mesa Solar | CISO | N | CAISO System |  |  | Paired_Solar_1Axis | PHOTO VOLTAIC | SUN | 223.6 | 223.6 |  |  |  |  | 1 | 24 | 24 | 223.6 |  |  |  | 0.1 | 0.1 | 6.27 | 0.66 | 73.41 | 94.9 | 147.12 | 126.99 | 6.81 | 0.1 | 0.1 | 0.1 | N | South | FC |  | Co-located with CENTPD_2_BMSX2
CENTPD_2_BMSX2 |  | CENTPD_2_BMSSX2 | Blythe Mesa Solar 2 BESS | CISO | N | CAISO System |  |  | Paired_BattStorage | OTHER | LESR | 112 | 112 | .8 | 448 | 448 | 1 | 1 | 24 | 4 | 223.6 | FALSE | 224 | 2 | 112 | 112 | 112 | 112 | 112 | 112 | 112 | 112 | 112 | 112 | 112 | 112 | Y | South | FC |  | Co-located with CENTPD_2_BMSSX2
CENTRY_6_PL1X4 |  |  | CENTURY GENERATING PLANT (AGGREGATE) | CISO | N | LA Basin | Eastern | Y | Peaker | FTUR | NATURAL GAS | 41.4 | 41.4 |  |  |  |  | 1 | 24 | 24 |  |  | 40 | 1 | 40 | 40 | 40 | 40 | 40 | 40 | 40 | 40 | 40 | 40 | 40 | 40 | Y | South | FC
CHALK_1_UNIT |  |  | CHALK CLIFF LIMITED | CISO | N | CAISO System |  | Y | Peaker | COMBUSTION TURBINE | NATURAL GAS | 48.67 | 55.1 |  |  |  |  | 1 | 24 | 24 |  |  | 48.67 | 1 | 48.67 | 48.67 | 48.67 | 48.67 | 48.67 | 48.67 | 48.67 | 48.67 | 48.67 | 48.67 | 48.67 | 48.67 | Y | North | FC
CHARMN_2_PGONG1 |  |  | PROCTER AND GAMBLE OXNARD I | CISO | N | Big Creek-Ventura | S.Clara, Moorpark |  | CHP | FTUR | NATURAL GAS | 19.87 | 19.9 |  |  |  |  | 1 | 24 | 24 |  |  |  |  | 19.17 | 18.8 | 17.87 | 18.55 | 18.27 | 18.02 | 18.39 | 19.61 | 18.64 | 18.9 | 15.88 | 18.73 | N | South | FC
CHEVCD_6_UNIT |  |  | CHEVRON USA (TAFT/CADET) | CISO | N | CAISO System |  | Y | CHP | COMBUSTION TURBINE | NATURAL GAS | 11.5 | 11.5 |  |  |  |  | 1 | 24 | 24 |  |  |  |  | 1.05 | 1.72 | 1.6 | 1.42 | 1.32 | 1.73 | 1.51 | 1.59 | 1.63 | 1.53 | 1.77 | 1.46 | N | North | FC
CHEVCO_6_UNIT 1 |  |  | CHEVRON USA (COALINGA) | CISO | N | Fresno | Coalinga, Panoche 115 kV | Y | CHP | COMBUSTION TURBINE | NATURAL GAS | 16.5 | 19 |  |  |  |  | 1 | 24 | 24 |  |  |  |  | 1.11 | 0.99 | 1.31 | 1.13 | 1.63 | 1.87 | 1.73 | 2.24 | 2.54 | 1.9 | 1.25 | 1.08 | N | North | FC
CHEVCO_6_UNIT 2 |  |  | AERA ENERGY LLC. (COALINGA) | CISO | N | Fresno | Coalinga, Panoche 115 kV | Y | CHP | FTUR | NATURAL GAS | 8.5 | 12.5 |  |  |  |  | 1 | 24 | 24 |  |  |  |  | 0.92 | 0.92 | 1.03 | 0.96 | 0.93 | 0.84 | 0.76 | 0.73 | 0.79 | 0.95 | 1.01 | 1.05 | N | North | FC
CHEVCY_1_UNIT |  |  | CHEVRON USA (CYMRIC) | CISO | N | CAISO System |  | Y | CHP | COMBUSTION TURBINE | NATURAL GAS | 24.3 | 24.3 |  |  |  |  | 1 | 24 | 24 |  |  |  |  | 3.74 | 3.14 | 2.49 | 2.77 | 2.69 | 2.92 | 2.78 | 1.98 | 1.79 | 2 | 1.75 | 2.15 | N | North | FC
CHEVMN_2_UNITS |  |  | CHEVRON U.S.A. UNITS 1 & 2 AGGREGATE | CISO | N | LA Basin | Western, El Nido | Y | CHP | OTHER | OTHER | 124.87 | 170.7 |  |  |  |  | 1 | 24 | 24 |  |  |  |  | 3.84 | 4.11 | 8.28 | 26.35 | 6.88 | 5.52 | 13.32 | 7.93 | 13.95 | 7.64 | 6.21 | 1.26 | N | South | FC
CHICPK_7_UNIT 1 |  |  | Chicago Park Powerhouse | CISO | N | Sierra | Placer, Gold Hill-Drum, Drum-Rio Oso, South of Rio Oso, South of Palermo |  | Hydro | HYDRO | WATER | 42 | 42 |  |  |  |  | 1 | 24 | 24 |  |  | 0 | 1 | 25.04 | 24.54 | 20.24 | 20 | 20.8 | 24 | 28.06 | 28.04 | 8.8 | 8 | 19.2 | 26.03 | Y | North | FC
CHILLS_1_SYCENG |  |  | Sycamore Energy 1 | CISO | N | San Diego-IV | San Diego |  | Biogas | COMBUSTION TURBINE | BIOGAS | 1.5 | 1.9 |  |  |  |  | 1 | 24 | 24 |  |  |  |  | 0.78 | 0.77 | 0.87 | 0.92 | 0.88 | 0.83 | 0.98 | 1 | 0.99 | 0.95 | 0.93 | 0.95 | N | South | FC
CHILLS_7_UNITA1 |  |  | Sycamore Energy 2 | CISO | N | San Diego-IV | San Diego |  | Biogas |  | BIOGAS | 2.25 | 2.5 |  |  |  |  | 1 | 24 | 24 |  |  | 1.74 | 1 | 1.82 | 2 | 2 | 2 | 1.4 | 1.68 | 1.56 | 1.52 | 1.74 | 1.75 | 1.8 | 1.61 | Y | South | FC
CHINO_2_APEBT1 |  |  | Pomona Energy Storage | CISO | N | LA Basin | Eastern |  | Battery Storage | OTHER | LESR | 20 | 20 | .8 | 80 | 80 | 1 | 1 | 24 | 4 |  |  | 40 | 3 | 20 | 20 | 20 | 20 | 20 | 20 | 20 | 20 | 20 | 20 | 20 | 20 | Y | South | FC
CHINO_2_JURUPA |  |  | Jurupa | CISO | N | LA Basin | Eastern | Y | Solar_Fixed | PHOTO VOLTAIC | SUN | 1.5 | 1.5 |  |  |  |  | 1 | 24 | 24 |  |  |  |  | 0 | 0 | 0 | 0 | 0 | 0 | 0 | 0 | 0 | 0 | 0 | 0 | N | South | EO
CHINO_2_PESBT1 |  |  | Pomona Energy Storage 2 | CISO | N | LA Basin |  |  | Battery Storage | OTHER | LESR | 20 | 20 | .8 | 80 | 80 | 1 | 1 | 24 | 4 |  |  | 30 | 2 | 10 | 10 | 10 | 10 | 10 | 10 | 10 | 10 | 10 | 10 | 10 | 10 | Y | South | FC | 0 | 0
CHINO_2_QF |  |  | CHINO QFS | CISO | N | LA Basin | Eastern |  | CHP | OTHER | OTHER | 0.19 | 21.8 |  |  |  |  | 1 | 24 | 24 |  |  |  |  | 0 | 0.02 | 0 | 0 | 0 | 0 | 0 | 0 | 0 | 0 | 0 | 0 | N | South | FC
CHINO_2_SASOLR |  |  | SS San Antonio West LLC | CISO | N | LA Basin | Eastern |  | Solar_Fixed | PHOTO VOLTAIC | SUN | 1.5 | 1.5 |  |  |  |  | 1 | 24 | 24 |  |  |  |  | 0 | 0 | 0 | 0 | 0 | 0 | 0 | 0 | 0 | 0 | 0 | 0 | N | South | EO
CHINO_2_SOLAR2 |  |  | Kona Solar - Terra Francesca | CISO | N | LA Basin | Eastern | Y | Solar_1Axis | PHOTO VOLTAIC | SUN | 1.49 | 1.5 |  |  |  |  | 1 | 24 | 24 |  |  |  |  | 0 | 0 | 0 | 0 | 0 | 0 | 0 | 0 | 0 | 0 | 0 | 0 | N | South | EO
CHINO_6_CIMGEN |  |  | Chino Co-Generation | CISO | N | LA Basin | Eastern |  | CHP | COMBINED CYCLE | NATURAL GAS | 26 | 31.6 |  |  |  |  | 1 | 24 | 24 |  |  | 0.01 | 1 | 26 | 26 | 26 | 26 | 26 | 26 | 26 | 26 | 26 | 26 | 26 | 26 | Y | South | FC
CHWCHL_1_UNIT |  |  | CHOW 2 PEAKER PLANT | CISO | N | Fresno | Herndon, Panoche 115 kV, Wilson 115 kV |  | Reciprocating Engine | RECIPROCATING ENGINE | NATURAL GAS | 48.6 | 48.6 |  |  |  |  | 1 | 24 | 24 |  |  | 48 | 1 | 48 | 48 | 48 | 48 | 48 | 48 | 48 | 48 | 48 | 48 | 48 | 48 | Y | North | FC
CLOVDL_1_SOLAR |  |  | Cloverdale Solar I | CISO | N | NCNB | Eagle Rock, Fulton |  | Solar_Fixed | PHOTO VOLTAIC | SUN | 1.5 | 1.5 |  |  |  |  | 1 | 24 | 24 |  |  |  |  | 0.1 | 0.1 | 0.1 | 0.1 | 0.45 | 0.55 | 0.91 | 0.78 | 0.1 | 0.1 | 0.1 | 0.1 | N | North | FC
CLOVER_2_UNIT |  |  | Clover Creek | CISO | N | CAISO System |  |  | Hydro | HYDRO | WATER | 0.99 | 1 |  |  |  |  | 1 | 24 | 24 |  |  |  |  | 0.47 | 0.47 | 0.38 | 0.55 | 0.45 | 0.26 | 0.1 | 0.04 | 0.01 | 0 | 0.14 | 0.33 | N | North | FC
CLRMTK_1_QF |  |  | SMALL QF AGGREGATION - OAKLAND | CISO | N | Bay Area | Oakland |  | CHP | FTUR | NATURAL GAS | 1.25 | 1.3 |  |  |  |  | 1 | 24 | 24 |  |  |  |  | 0 | 0 | 0 | 0 | 0 | 0 | 0 | 0 | 0 | 0 | 0 | 0 | N | North | FC
CNTNLA_2_SOLAR1 |  |  | Centinela Solar Energy I | CISO | N | San Diego-IV |  | Y | Solar_Fixed | PHOTO VOLTAIC | SUN | 125 | 127 |  |  |  |  | 1 | 24 | 24 |  |  |  |  | 0.1 | 0.1 | 3.38 | 0.18 | 23.67 | 32.35 | 63.08 | 54.22 | 2.87 | 0.1 | 0.1 | 0.1 | N | South | FC
CNTNLA_2_SOLAR2 |  |  | Centinels Solar Energy 2 | CISO | N | San Diego-IV |  |  | Solar_Fixed | PHOTO VOLTAIC | SUN | 45.6 | 47 |  |  |  |  | 1 | 24 | 24 |  |  |  |  | 0.1 | 0.1 | 1.23 | 0.1 | 8.64 | 11.8 | 23.01 | 19.78 | 1.05 | 0.1 | 0.1 | 0.1 | N | South | FC
COCOPP_2_CTG1 |  |  | Marsh Landing 1 | CISO | N | Bay Area | Contra Costa |  | Peaker | FTUR | NATURAL GAS | 204.2 | 222 |  |  |  |  | 1 | 24 | 24 |  |  | 194.72 | 1 | 203.08 | 202.82 | 202.21 | 199.04 | 197.87 | 194.63 | 193.62 | 193.09 | 194.72 | 198.97 | 200.43 | 203.72 | Y | North | FC
COCOPP_2_CTG2 |  |  | Marsh Landing 2 | CISO | N | Bay Area | Contra Costa |  | Peaker | FTUR | NATURAL GAS | 202.7 | 222 |  |  |  |  | 1 | 24 | 24 |  |  | 193.95 | 1 | 202.25 | 201.68 | 201.36 | 198.21 | 197.04 | 193.81 | 192.86 | 192.32 | 193.95 | 198.13 | 199.65 | 202.7 | Y | North | FC
COCOPP_2_CTG3 |  |  | Marsh Landing 3 | CISO | N | Bay Area | Contra Costa |  | Peaker | FTUR | NATURAL GAS | 208.96 | 222 |  |  |  |  | 1 | 24 | 24 |  |  | 193.18 | 1 | 201.79 | 201.31 | 200.92 | 197.81 | 196.72 | 193.1 | 192.03 | 191.57 | 193.18 | 197.81 | 199.11 | 202.45 | Y | North | FC
COCOPP_2_CTG4 |  |  | Marsh Landing 4 | CISO | N | Bay Area | Contra Costa |  | Peaker | FTUR | NATURAL GAS | 204.29 | 222 |  |  |  |  | 1 | 24 | 24 |  |  | 194.53 | 1 | 203.72 | 203.2 | 202.81 | 199.67 | 198.47 | 194.44 | 193.36 | 192.89 | 194.53 | 199.67 | 200.98 | 204.2 | Y | North | FC
COCOSB_6_SOLAR |  |  | Oakley Solar Project | CISO | N | Bay Area | Contra Costa | Y | Solar_Fixed | PHOTO VOLTAIC | SUN | 1.5 | 1.5 |  |  |  |  | 1 | 24 | 24 |  |  |  |  | 0 | 0 | 0 | 0 | 0 | 0 | 0 | 0 | 0 | 0 | 0 | 0 | N | North | EO
COGNAT_1_UNIT |  |  | Stockton Biomas | CISO | N | CAISO System |  | Y | CHP | STEAM | BIOMASS | 45 | 45 |  |  |  |  | 1 | 24 | 24 |  |  |  |  | 44.87 | 45 | 44.81 | 45 | 44.73 | 45 | 45 | 45 | 45 | 44.87 | 45 | 44.94 | N | North | FC
COLEMN_2_UNIT |  |  | Coleman | CISO | N | CAISO System |  |  | Hydro | HYDRO | WATER | 13 | 13 |  |  |  |  | 1 | 24 | 24 |  |  |  |  | 4.18 | 5.05 | 5.07 | 4.79 | 4.92 | 2.89 | 2.14 | 0.28 | 1.11 | 1.3 | 1.7 | 3.27 | N | North | FC
COLGAT_7_UNIT 1 |  |  | Colgate Powerhouse Unit 1 | CISO | N | Sierra |  |  | Hydro | HYDRO | WATER | 176.72 | 176.7 |  |  |  |  | 1 | 24 | 24 |  |  | 141.6 | 1 | 141.6 | 141.6 | 141.6 | 141.6 | 141.6 | 141.6 | 141.6 | 141.6 | 141.6 | 141.6 | 141.6 | 141.6 | Y | North | FC | 141.6 | Behind Rio Oso 230-115 kV transformer(s) constraint - Flow impact based reduction applied
COLGAT_7_UNIT 2 |  |  | Colgate Powerhouse Unit 2 | CISO | N | Sierra |  |  | Hydro | HYDRO | WATER | 175.67 | 175.7 |  |  |  |  | 1 | 24 | 24 |  |  | 139.74 | 1 | 139.74 | 139.74 | 139.74 | 139.74 | 139.74 | 139.74 | 139.74 | 139.74 | 139.74 | 139.74 | 139.74 | 139.74 | Y | North | FC | 139.74 | Behind Rio Oso 230-115 kV transformer(s) constraint - Flow impact based reduction applied
COLPIN_6_COLLNS |  |  | Collins Pine | CISO | N | CAISO System |  |  | Biomass | STEAM | BIOMASS | 3.3 | 3.3 |  |  |  |  | 1 | 24 | 24 |  |  |  |  | 0 | 0 | 0 | 0 | 0 | 0 | 0 | 0 | 0 | 0 | 0 | 0 | N | North | EO
COLTON_6_AGUAM1 |  |  | AGUA MANSA UNIT 1 (CITY OF COLTON) | CISO | N | LA Basin | Eastern | Y | Peaker | COMBUSTION TURBINE | NATURAL GAS | 43 | 45.5 |  |  |  |  | 1 | 24 | 24 |  |  | 43 | 1 | 43 | 43 | 43 | 43 | 43 | 43 | 43 | 43 | 43 | 43 | 43 | 43 | Y | South | FC
COLUSA_2_PL1X3 |  |  | Colusa Generating Station | CISO | N | CAISO System |  |  | CCGT | COMBINED CYCLE | NATURAL GAS | 641 | 641 |  |  |  |  | 1 | 24 | 24 |  |  | 496.69 | 1 | 630 | 630 | 630 | 630 | 618 | 612 | 606 | 604 | 607 | 614 | 623 | 628 | Y | North | FC
COLVIL_7_PL1X2 |  |  | COLLIERVILLE HYDRO UNIT 1 & 2 AGGREGATE | CISO | N | CAISO System |  |  | Hydro | HYDRO | WATER | 246.86 | 246.86 |  |  |  |  | 1 | 24 | 24 |  |  | 246.86 | 1 | 118.42 | 131.08 | 167.91 | 175.32 | 162.59 | 130 | 124.42 | 129.06 | 102.46 | 79.68 | 95.28 | 130.08 | Y | North | FC
CONTRL_1_CASAD1 |  |  | Mammoth G1 | CISO | N | CAISO System |  |  | Geothermal | OTHER | GEOTHERMAL | 7.2 | 10 |  |  |  |  | 1 | 24 | 24 |  |  |  |  | 6.97 | 7.2 | 6.97 | 6.85 | 6.73 | 5.74 | 5.1 | 5.35 | 5.53 | 5.64 | 6.99 | 6.64 | N | South | FC
CONTRL_1_CASAD2 |  |  | Mammoth G2 | CISO | N | CAISO System |  |  | Geothermal | OTHER | GEOTHERMAL | 10.5 | 12 |  |  |  |  | 1 | 24 | 24 |  |  | 0 | 1 | 10.11 | 9.97 | 9.45 | 8.35 | 8.63 | 8.23 | 9.41 | 9.28 | 9.17 | 9.16 | 9.99 | 10.2 | Y | South | FC
CONTRL_1_CASAD3 |  |  | Mammoth G3 | CISO | N | CAISO System |  |  | Geothermal | OTHER | GEOTHERMAL | 14 | 14 |  |  |  |  | 1 | 24 | 24 |  |  |  |  | 12.35 | 12.89 | 13.08 | 12.43 | 11.48 | 9.69 | 8.75 | 9.02 | 9.88 | 10.72 | 12.99 | 13.07 | N | South | FC
CONTRL_1_LUNDY |  |  | LUNDY | CISO | N | CAISO System |  |  | Hydro | HYDRO | WATER | 3 | 3 |  |  |  |  | 1 | 24 | 24 |  |  |  |  | 0.33 | 0.32 | 0.35 | 0.37 | 1.06 | 1.54 | 1.1 | 0.39 | 0.28 | 0.16 | 0.41 | 0.32 | N | South | FC
CONTRL_1_OXBOW |  |  | Dixie Valley Geo | CISO | N | CAISO System |  |  | Geothermal | STEAM | GEOTHERMAL | 60 | 64.7 |  |  |  |  | 1 | 24 | 24 |  |  |  |  | 59.46 | 57.37 | 57.75 | 43.02 | 46.29 | 55.03 | 54.04 | 53.91 | 54.61 | 46.22 | 59.38 | 58.79 | N | South | FC
CONTRL_1_POOLE |  |  | POOLE HYDRO PLANT 1 | CISO | N | CAISO System |  |  | Hydro | HYDRO | WATER | 10.9 | 11.3 |  |  |  |  | 1 | 24 | 24 |  |  | 10.9 | 1 | 0.96 | 0.8 | 0.48 | 0.76 | 1.6 | 8.27 | 5.42 | 1.46 | 10.9 | 0.31 | 0.48 | 0.8 | Y | South | FC
CONTRL_1_QF |  |  | CONTROL QFS | CISO | N | CAISO System |  |  | CHP | OTHER | OTHER | 2.55 | 41.9 |  |  |  |  | 1 | 24 | 24 |  |  |  |  | 0.56 | 0.6 | 0.59 | 0.84 | 0.57 | 0.67 | 0.64 | 0.59 | 0.66 | 0.53 | 0.56 | 0.53 | N | South | FC
CONTRL_1_RUSHCK |  |  | RUSH CREEK | CISO | N | CAISO System |  |  | Hydro | HYDRO | WATER | 11.94 | 13 |  |  |  |  | 1 | 24 | 24 |  |  | 11.94 | 1 | 0.8 | 0.82 | 4.82 | 0.82 | 0.8 | 9.45 | 9.46 | 1.82 | 11.94 | 1.01 | 0.97 | 0.8 | Y | South | FC
COPMT2_2_SOLAR2 |  |  | CMS2 | CISO | N | CAISO System |  |  | Solar_Fixed | PHOTO VOLTAIC | SUN | 155 | 155 |  |  |  |  | 1 | 24 | 24 |  |  |  |  | 0.1 | 0.1 | 4.19 | 0.22 | 29.35 | 40.11 | 78.22 | 67.23 | 3.56 | 0.1 | 0.1 | 0.1 | N | South | FC
COPMT4_2_SOLAR4 |  |  | Copper Mountain Solar 4 | CISO | N | CAISO System |  |  | Solar_Fixed | PHOTO VOLTAIC | SUN | 92 | 92 |  |  |  |  | 1 | 24 | 24 |  |  |  |  | 0.1 | 0.1 | 2.49 | 0.13 | 17.42 | 23.81 | 46.43 | 39.9 | 2.11 | 0.1 | 0.1 | 0.1 | N | South | FC
COPMTN_2_CM10 |  |  | Copper Mountain 10 | CISO | N | CAISO System |  |  | Solar_Fixed | PHOTO VOLTAIC | SUN | 10 | 10 |  |  |  |  | 1 | 24 | 24 |  |  |  |  | 0.1 | 0.1 | 0.27 | 0.1 | 1.89 | 2.59 | 5.05 | 4.34 | 0.23 | 0.1 | 0.1 | 0.1 | N | South | PD | 7.25
COPMTN_2_SOLAR1 |  |  | Copper Mountain 48 | CISO | N | CAISO System |  |  | Solar_Fixed | PHOTO VOLTAIC | SUN | 48 | 48 |  |  |  |  | 1 | 24 | 24 |  |  |  |  | 0.1 | 0.1 | 1.3 | 0.1 | 9.09 | 12.42 | 16.5 | 16.5 | 1.1 | 0.1 | 0.1 | 0.1 | N | South | PD | 16.50
CORCAN_1_SOLAR1 |  |  | CID Solar | CISO | N | Fresno | Herndon, Hanford | Y | Solar_Fixed | PHOTO VOLTAIC | SUN | 20 | 20 |  |  |  |  | 1 | 24 | 24 |  |  |  |  | 0.1 | 0.1 | 0.64 | 0.17 | 5.99 | 7.29 | 12.07 | 10.38 | 1.06 | 0.1 | 0.1 | 0.1 | N | North | FC
CORCAN_1_SOLAR2 |  |  | Corcoran City | CISO | N | Fresno | Herndon, Hanford | Y | Solar_1Axis | PHOTO VOLTAIC | SUN | 11 | 12 |  |  |  |  | 1 | 24 | 24 |  |  |  |  | 0.1 | 0.1 | 0.33 | 0.11 | 4.81 | 6.03 | 8.21 | 6.9 | 0.57 | 0.1 | 0.1 | 0.1 | N | North | FC
CORONS_2_SOLAR |  |  | Master Development Corona | CISO | N | LA Basin | Eastern |  | Solar_Fixed | PHOTO VOLTAIC | SUN | 0.99 | 1 |  |  |  |  | 1 | 24 | 24 |  |  |  |  | 0 | 0 | 0 | 0 | 0 | 0 | 0 | 0 | 0 | 0 | 0 | 0 | N | South | EO
CORONS_6_CLRWTR |  |  | Clearwater Power Plant | CISO | N | LA Basin | Eastern | Y | CCGT | COMBINED CYCLE | NATURAL GAS | 28 | 28 |  |  |  |  | 1 | 24 | 24 |  |  | 8 | 1 | 28 | 28 | 28 | 28 | 28 | 28 | 28 | 28 | 28 | 28 | 28 | 28 | Y | South | FC
CORRAL_6_SJOAQN |  |  | Ameresco San Joaquin | CISO | N | CAISO System |  |  | Biogas | RECIPROCATING ENGINE | BIOGAS | 4.3 | 4.3 |  |  |  |  | 1 | 24 | 24 |  |  |  |  | 4.3 | 4.3 | 4.3 | 4.3 | 4.3 | 4.3 | 4.3 | 4.3 | 4.3 | 4.3 | 4.3 | 4.3 | N | North | FC
COTTLE_2_FRNKNH |  |  | Frankenheimer Power Plant | CISO | N | CAISO System |  |  | Hydro | HYDRO | WATER | 5.3 | 5 |  |  |  |  | 1 | 24 | 24 |  |  |  |  | 0 | 0 | 0 | 0 | 0 | 0 | 0 | 0.72 | 0.61 | 0 | 0 | 0 | N | North | FC
COVERD_2_HCKHY1 |  |  | HATCHET CREEK | CISO | N | CAISO System |  |  | Hydro | HYDRO | WATER | 6.89 | 7 |  |  |  |  | 1 | 24 | 24 |  |  |  |  | 1.77 | 1.66 | 1.39 | 2.53 | 1.57 | 0.24 | 0 | 0 | 0 | 0.14 | 0.09 | 0.41 | N | North | FC
COVERD_2_MCKHY1 |  |  | Montgomery Creek Hydro | CISO | N | CAISO System |  |  | Hydro | HYDRO | WATER | 2.8 | 2.8 |  |  |  |  | 1 | 24 | 24 |  |  |  |  | 1.15 | 0.81 | 0.85 | 0.98 | 0.54 | 0.09 | 0 | 0 | 0 | 0.08 | 0 | 0.62 | N | North | FC
COVERD_2_QFUNTS |  |  | Cove Hydroelectric Project | CISO | N | CAISO System |  |  | Hydro | HYDRO | WATER | 5.5 | 5.5 |  |  |  |  | 1 | 24 | 24 |  |  | 0 | 1 | 0.78 | 1.58 | 1.66 | 3.3 | 3.3 | 0.8 | 0.22 | 0 | 0 | 0 | 0 | 0.24 | Y | North | FC
COVERD_2_RCKHY1 |  |  | ROARING CREEK | CISO | N | CAISO System |  |  | Hydro | HYDRO | WATER | 2 | 2 |  |  |  |  | 1 | 24 | 24 |  |  |  |  | 1.01 | 1.07 | 0.22 | 0.49 | 0.18 | 0.15 | 0.01 | 0 | 0 | 0.04 | 0.09 | 0.27 | N | North | FC
COWCRK_2_UNIT |  |  | Cow Creek Hydro | CISO | N | CAISO System |  |  | Hydro | HYDRO | WATER | 2 | 2 |  |  |  |  | 1 | 24 | 24 |  |  |  |  | 0.69 | 0.93 | 0.75 | 0.87 | 0.58 | 0.41 | 0.19 | 0.1 | 0.09 | 0.17 | 0.55 | 0.82 | N | North | FC
CPVERD_2_SOLAR |  |  | Campo Verde Solar | CISO | N | San Diego-IV |  | Y | Solar_Fixed | PHOTO VOLTAIC | SUN | 139 | 147 |  |  |  |  | 1 | 24 | 24 |  |  |  |  | 0.1 | 0.1 | 3.76 | 0.2 | 26.32 | 35.97 | 70.14 | 60.29 | 3.2 | 0.1 | 0.1 | 0.1 | N | South | FC
CRELMN_6_RAMON1 |  |  | Ramona 1 | CISO | N | San Diego-IV | San Diego |  | Solar_Fixed | PHOTO VOLTAIC | SUN | 2 | 2 |  |  |  |  | 1 | 24 | 24 |  |  |  |  | 0.1 | 0.1 | 0.1 | 0.1 | 0.38 | 0.52 | 1.01 | 0.87 | 0.1 | 0.1 | 0.1 | 0.1 | N | South | FC
CRELMN_6_RAMON2 |  |  | Ramona 2 | CISO | N | San Diego-IV | San Diego |  | Solar_Fixed | PHOTO VOLTAIC | SUN | 5 | 5 |  |  |  |  | 1 | 24 | 24 |  |  |  |  | 0.1 | 0.1 | 0.14 | 0.1 | 0.95 | 1.29 | 2.52 | 2.17 | 0.11 | 0.1 | 0.1 | 0.1 | N | South | FC
CRELMN_6_RAMSR3 |  |  | Ramona Solar Energy | CISO | N | San Diego-IV | San Diego |  | Solar_1Axis | PHOTO VOLTAIC | SUN | 4.32 | 4.4 |  |  |  |  | 1 | 24 | 24 |  |  |  |  | 0.1 | 0.1 | 0.1 | 0.1 | 1.13 | 1.47 | 2.27 | 1.96 | 0.11 | 0.1 | 0.1 | 0.1 | N | South | PD | 80.00%
CRESSY_1_PARKER |  |  | PARKER POWERHOUSE | CISO | N | Fresno |  | Y | Hydro | HYDRO | WATER | 2.83 | 3.8 |  |  |  |  | 1 | 24 | 24 |  |  |  |  | 0 | 0 | 0.01 | 0.33 | 0.8 | 0.9 | 0.92 | 1.03 | 0.51 | 0.28 | 0 | 0 | N | North | FC
CRESTA_7_PL1X2 |  |  | CRESTA PH UNIT 1 & 2 AGGREGATE | CISO | N | Sierra | South of Palermo |  | Hydro | HYDRO | WATER | 70.4 | 70.4 |  |  |  |  | 1 | 24 | 24 |  |  | 0 | 1 | 22.06 | 22.06 | 22.06 | 22.06 | 22.06 | 22.06 | 22.06 | 22.06 | 22.06 | 22.06 | 15.7 | 22.06 | Y | North | FC | 22.06 | Behind Rio Oso 230-115 kV transformer(s) constraint - Flow impact based reduction applied
CRIMSN_2_CRMBT1 |  |  | Crimson | CISO | N | CAISO System |  |  | Battery Storage | OTHER | LESR | 200 | 200 | .8 | 800 | 800 | 1 | 1 | 24 | 4 |  |  | 400 | 1 | 200 | 200 | 200 | 200 | 200 | 200 | 200 | 200 | 200 | 200 | 200 | 200 | Y | South | ID | 100% | Waiting for West of Colorado River cRAS.
CRIMSN_2_CRMBT2 |  |  | Crimson 2 | CISO | N | CAISO System |  |  | Battery Storage | OTHER | LESR | 150 | 150 | .8 | 600 | 600 | 1 | 1 | 24 | 4 |  |  | 300 | 1 | 150 | 150 | 150 | 150 | 150 | 150 | 150 | 150 | 150 | 150 | 150 | 150 | Y | South | ID | 100% | Waiting for West of Colorado River cRAS.
CRNEVL_6_CRNVA |  |  | Crane Valley | CISO | N | Fresno | Borden |  | Hydro | HYDRO | WATER | 0.9 | 0.9 |  |  |  |  | 1 | 24 | 24 |  |  |  |  | 0 | 0 | 0 | 0 | 0 | 0 | 0 | 0 | 0.11 | 0.37 | 0.16 | 0.12 | N | North | FC
CRNEVL_6_SJQN 2 |  |  | SAN JOAQUIN 2 | CISO | N | Fresno | Borden |  | Hydro | HYDRO | WATER | 3.2 | 3.2 |  |  |  |  | 1 | 24 | 24 |  |  |  |  | 0 | 0 | 0 | 0 | 0 | 0 | 0 | 0 | 0.01 | 0 | 0.28 | 0.35 | N | North | FC
CROKET_7_UNIT |  |  | CROCKETT COGEN | CISO | N | Bay Area | Pittsburg |  | CHP | COMBINED CYCLE | NATURAL GAS | 240 | 240 |  |  |  |  | 1 | 24 | 24 |  |  |  |  | 217.11 | 217.33 | 145.95 | 226.42 | 223.9 | 225.62 | 221.95 | 223 | 215.29 | 218.19 | 211.4 | 206.77 | N | North | FC
CRSTWD_6_KUMYAY |  |  | Kumeyaay Wind Farm | CISO | N | San Diego-IV | San Diego |  | Wind | WIND | WIND | 50 | 50 |  |  |  |  | 1 | 24 | 24 |  |  |  |  | 2.73 | 5.88 | 6.35 | 20.17 | 21.5 | 18.96 | 16.66 | 14.59 | 10 | 4.68 | 2.16 | 2.3 | N | South | FC
CRWCKS_1_SOLAR1 |  |  | Crow Creek Solar 1 | CISO | N | Stockton | Tesla-Bellota | Y | Solar_1Axis | PHOTO VOLTAIC | SUN | 20 | 20 |  |  |  |  | 1 | 24 | 24 |  |  |  |  | 0 | 0 | 0 | 0 | 0 | 0 | 0 | 0 | 0 | 0 | 0 | 0 | N | North | EO
CSCCOG_1_UNIT 1 |  |  | SANTA CLARA CO-GEN | CISO | N | Bay Area | San Jose, South Bay-Moss Landing | Y | CHP | FTUR | NATURAL GAS | 7 | 7 |  |  |  |  | 1 | 24 | 24 |  |  | 0 | 1 | 6 | 6 | 6 | 6 | 6 | 6 | 6 | 6 | 6 | 6 | 6 | 6 | Y | North | FC
CSCGNR_1_UNIT 1 |  |  | GIANERA PEAKER UNIT 1 | CISO | N | Bay Area | San Jose, South Bay-Moss Landing |  | Peaker | FTUR | NATURAL GAS | 24.75 | 24.8 |  |  |  |  | 1 | 24 | 24 |  |  | 24 | 1 | 24 | 24 | 24 | 24 | 24 | 24 | 24 | 24 | 24 | 24 | 24 | 24 | Y | North | FC
CSCGNR_1_UNIT 2 |  |  | GIANERA PEAKER UNIT 2 | CISO | N | Bay Area | San Jose, South Bay-Moss Landing |  | Peaker | FTUR | NATURAL GAS | 24.75 | 24.8 |  |  |  |  | 1 | 24 | 24 |  |  | 24 | 1 | 24 | 24 | 24 | 24 | 24 | 24 | 24 | 24 | 24 | 24 | 24 | 24 | Y | North | FC
CSLR4S_2_SOLAR |  |  | Csolar IV South | CISO | N | San Diego-IV |  | Y | Solar_Fixed | PHOTO VOLTAIC | SUN | 130 | 130 |  |  |  |  | 1 | 24 | 24 |  |  |  |  | 0.1 | 0.1 | 3.52 | 0.19 | 24.62 | 33.64 | 65.6 | 56.39 | 2.99 | 0.1 | 0.1 | 0.1 | N | South | FC
CSTOGA_6_LNDFIL |  |  | Clover Flat Land Fill Gas | CISO | N | NCNB | Fulton |  | Biogas | RECIPROCATING ENGINE | BIOGAS | 0.85 | 0.9 |  |  |  |  | 1 | 24 | 24 |  |  |  |  | 0 | 0 | 0 | 0 | 0 | 0 | 0 | 0 | 0 | 0 | 0 | 0 | N | North | EO
CSTRVL_7_PL1X2 |  |  | Marina Land Fill Gas | CISO | N | CAISO System |  |  | Biogas | RECIPROCATING ENGINE | OTHER | 4.53 | 5 |  |  |  |  | 1 | 24 | 24 |  |  | 4.17 | 1 | 4.13 | 3.51 | 3.69 | 4.01 | 3.63 | 3.95 | 4.16 | 4.14 | 4.17 | 3.86 | 3.98 | 3.73 | Y | North | FC
CSTRVL_7_QFUNTS |  |  | Castroville QF Aggregate | CISO | N | CAISO System |  |  | CHP | OTHER | OTHER | 2 | 11 |  |  |  |  | 1 | 24 | 24 |  |  |  |  | 0.04 | 0.06 | 0.15 | 0.07 | 0.04 | 0.08 | 0.07 | 0.09 | 0.09 | 0.07 | 0.05 | 0.03 | N | North | FC
CTNWDP_1_QF |  |  | SMALL QF AGGREGATION - BURNEY | CISO | N | CAISO System |  |  | Hydro | HYDRO | WATER | 0.5 | 1 |  |  |  |  | 1 | 24 | 24 |  |  |  |  | 0.04 | 0.04 | 0.04 | 0.04 | 0.03 | 0.03 | 0.02 | 0.02 | 0.01 | 0.02 | 0.03 | 0.04 | N | North | FC
CUMBIA_1_SOLAR |  |  | Columbia Solar Energy II | CISO | N | Bay Area | Pittsburg | Y | Solar_1Axis | PHOTO VOLTAIC | SUN | 19 | 19 |  |  |  |  | 1 | 24 | 24 |  |  |  |  | 0.1 | 0.1 | 0.58 | 0.2 | 8.3 | 10.41 | 14.19 | 11.91 | 0.99 | 0.1 | 0.1 | 0.1 | N | North | FC
CUMMNG_6_SUNCT1 |  |  | SunSelect 1 | CISO | N | CAISO System |  |  | CHP | RECIPROCATING ENGINE | NATURAL GAS | 4 | 4 |  |  |  |  | 1 | 24 | 24 |  |  | 0 | 1 | 3.33 | 3.39 | 3.04 | 3.01 | 3.34 | 3.54 | 3.53 | 3.56 | 3.4 | 3.16 | 3.38 | 3.45 | Y | South | FC
CURTIS_1_CANLCK |  |  | Canal Creek Powerhouse | CISO | N | Fresno |  |  | Hydro | HYDRO | WATER | 0.9 | 0.9 |  |  |  |  | 1 | 24 | 24 |  |  |  |  | 0 | 0 | 0 | 0 | 0 | 0 | 0 | 0 | 0 | 0 | 0 | 0 | N | North | FC
CURTIS_1_FARFLD |  |  | Fairfield Powerhouse | CISO | N | Fresno |  |  | Hydro | HYDRO | WATER | 0.9 | 0.9 |  |  |  |  | 1 | 24 | 24 |  |  |  |  | 0 | 0 | 0 | 0.01 | 0.24 | 0.31 | 0.26 | 0.28 | 0.08 | 0 | 0 | 0 | N | North | FC
CUYAMS_6_CUYSR1 |  |  | Cuyama Solar | CISO | N | CAISO System |  |  | Solar_1Axis | PHOTO VOLTAIC | SUN | 40 | 40 |  |  |  |  | 1 | 24 | 24 |  |  |  |  | 0.1 | 0.1 | 1.22 | 0.41 | 17.48 | 21.91 | 29.87 | 25.08 | 2.09 | 0.1 | 0.1 | 0.1 | N | North | FC
DAIRLD_1_MD1SL1 |  |  | Madera 1 | CISO | N | Fresno |  |  | Solar_1Axis | PHOTO VOLTAIC | SUN | 1.5 | 1.5 |  |  |  |  | 1 | 24 | 24 |  |  |  |  | 0 | 0 | 0 | 0 | 0 | 0 | 0 | 0 | 0 | 0 | 0 | 0 | N | North | EO
DAIRLD_1_MD2BM1 |  |  | Madera Digester Genset 2 | CISO | N | Fresno |  |  | Biogas | RECIPROCATING ENGINE | BIOGAS | 0.8 | 0.8 |  |  |  |  | 1 | 24 | 24 |  |  |  |  | 0 | 0 | 0 | 0 | 0 | 0 | 0 | 0 | 0 | 0 | 0 | 0 | N | North | EO
DAVIS_1_SOLAR1 |  |  | Grasslands 3 | CISO | N | Sierra | Drum-Rio Oso, South of Palermo |  | Solar_2Axis | PHOTO VOLTAIC | SUN | 1 | 1 |  |  |  |  | 1 | 24 | 24 |  |  |  |  | 0 | 0 | 0 | 0 | 0 | 0 | 0 | 0 | 0 | 0 | 0 | 0 | N | North | EO
DAVIS_1_SOLAR2 |  |  | Grasslands 4 | CISO | N | Sierra | Drum-Rio Oso, South of Palermo |  | Solar_2Axis | PHOTO VOLTAIC | SUN | 1 | 1 |  |  |  |  | 1 | 24 | 24 |  |  |  |  | 0 | 0 | 0 | 0 | 0 | 0 | 0 | 0 | 0 | 0 | 0 | 0 | N | North | EO
DAVIS_7_MNMETH |  |  | MM Yolo Power LLC | CISO | N | Sierra | Drum-Rio Oso, South of Palermo |  | Biogas | RECIPROCATING ENGINE | BIOGAS | 4 | 2.7 |  |  |  |  | 1 | 24 | 24 |  |  |  |  | 2.14 | 2.4 | 2.42 | 2.4 | 1.94 | 2.01 | 2 | 2.26 | 2.32 | 2.39 | 2.37 | 2.24 | N | North | FC
DEADCK_1_UNIT |  |  | DEADCK_1_UNIT | CISO | N | Sierra | Drum-Rio Oso |  | Hydro | HYDRO | WATER | 1.96 | 2 |  |  |  |  | 1 | 24 | 24 |  |  |  |  | 0.07 | 0.05 | 0.08 | 0.15 | 0 | 0.06 | 0 | 0 | 0 | 0 | 0 | 0 | N | North | FC
DEERCR_6_UNIT 1 |  |  | DEER CREEK | CISO | N | Sierra | Drum-Rio Oso, South of Palermo |  | Hydro | HYDRO | WATER | 7 | 7 |  |  |  |  | 1 | 24 | 24 |  |  |  |  | 1.2 | 1.26 | 0.73 | 0.76 | 2.63 | 3.17 | 3.25 | 3.41 | 3.3 | 2.66 | 1.5 | 1.29 | N | North | FC
DELAMO_2_SOLAR1 |  |  | Golden Springs Building H | CISO | N | LA Basin | Western | Y | Solar_1Axis | PHOTO VOLTAIC | SUN | 1.5 | 1.5 |  |  |  |  | 1 | 24 | 24 |  |  |  |  | 0.1 | 0.1 | 0.1 | 0.1 | 0.49 | 0.64 | 0.99 | 0.85 | 0.1 | 0.1 | 0.1 | 0.1 | N | South | FC
DELAMO_2_SOLAR2 |  |  | Golden Springs Building M | CISO | N | LA Basin | Western | Y | Solar_1Axis | PHOTO VOLTAIC | SUN | 1.75 | 1.8 |  |  |  |  | 1 | 24 | 24 |  |  |  |  | 0.1 | 0.1 | 0.1 | 0.1 | 0.57 | 0.74 | 1.15 | 0.99 | 0.1 | 0.1 | 0.1 | 0.1 | N | South | FC
DELAMO_2_SOLAR3 |  |  | Golden Springs Building G | CISO | N | LA Basin | Western | Y | Solar_1Axis | PHOTO VOLTAIC | SUN | 1.25 | 1.3 |  |  |  |  | 1 | 24 | 24 |  |  |  |  | 0.1 | 0.1 | 0.1 | 0.1 | 0.41 | 0.53 | 0.82 | 0.71 | 0.1 | 0.1 | 0.1 | 0.1 | N | South | FC
DELAMO_2_SOLAR4 |  |  | Golden Springs Building F | CISO | N | LA Basin | Western | Y | Solar_1Axis | PHOTO VOLTAIC | SUN | 1.3 | 1.4 |  |  |  |  | 1 | 24 | 24 |  |  |  |  | 0.1 | 0.1 | 0.1 | 0.1 | 0.43 | 0.55 | 0.86 | 0.74 | 0.1 | 0.1 | 0.1 | 0.1 | N | South | FC
DELAMO_2_SOLAR5 |  |  | Golden Springs Building L | CISO | N | LA Basin | Western | Y | Solar_1Axis | PHOTO VOLTAIC | SUN | 1 | 1 |  |  |  |  | 1 | 24 | 24 |  |  |  |  | 0.1 | 0.1 | 0.1 | 0.1 | 0.33 | 0.42 | 0.66 | 0.57 | 0.1 | 0.1 | 0.1 | 0.1 | N | South | FC
DELAMO_2_SOLAR6 |  |  | Freeway Springs | CISO | N | LA Basin | Western | Y | Solar_1Axis | PHOTO VOLTAIC | SUN | 2 | 2 |  |  |  |  | 1 | 24 | 24 |  |  |  |  | 0.1 | 0.1 | 0.1 | 0.1 | 0.66 | 0.85 | 1.32 | 1.14 | 0.1 | 0.1 | 0.1 | 0.1 | N | South | FC
DELAMO_2_SOLRC1 |  |  | Golden Springs Building C1 | CISO | N | LA Basin | Western | Y | Solar_Fixed | PHOTO VOLTAIC | SUN | 1.16 | 1.3 |  |  |  |  | 1 | 24 | 24 |  |  |  |  | 0 | 0 | 0 | 0 | 0 | 0 | 0 | 0 | 0 | 0 | 0 | 0 | N | South | EO
DELAMO_2_SOLRD |  |  | Golden Solar Building D | CISO | N | LA Basin | Western | Y | Solar_Fixed | PHOTO VOLTAIC | SUN | 1.25 | 1.4 |  |  |  |  | 1 | 24 | 24 |  |  |  |  | 0 | 0 | 0 | 0 | 0 | 0 | 0 | 0 | 0 | 0 | 0 | 0 | N | South | EO
DELSUR_6_BSOLAR |  |  | Central Antelope Dry Ranch B | CISO | N | Big Creek-Ventura |  | Y | Solar_1Axis | PHOTO VOLTAIC | SUN | 3 | 3 |  |  |  |  | 1 | 24 | 24 |  |  |  |  | 0.1 | 0.1 | 0.1 | 0.1 | 0.98 | 1.27 | 1.97 | 1.7 | 0.1 | 0.1 | 0.1 | 0.1 | N | South | FC
DELSUR_6_CREST |  |  | Delsur Aggregate Solar Resources | CISO | N | Big Creek-Ventura |  |  | Solar_Fixed | PHOTO VOLTAIC | SUN | 12 | 12 |  |  |  |  | 1 | 24 | 24 |  |  |  |  | 0 | 0 | 0 | 0 | 0 | 0 | 0 | 0 | 0 | 0 | 0 | 0 | N | South | EO
DELSUR_6_DRYFRB |  |  | Dry Farm Ranch B | CISO | N | Big Creek-Ventura |  |  | Solar_1Axis | PHOTO VOLTAIC | SUN | 5 | 5 |  |  |  |  | 1 | 24 | 24 |  |  |  |  | 0.1 | 0.1 | 0.14 | 0.1 | 1.64 | 2.12 | 3.29 | 2.84 | 0.15 | 0.1 | 0.1 | 0.1 | N | South | FC
DELSUR_6_SOLAR1 |  |  | Summer Solar North | CISO | N | Big Creek-Ventura |  |  | Solar_1Axis | PHOTO VOLTAIC | SUN | 6.5 | 6.5 |  |  |  |  | 1 | 24 | 24 |  |  |  |  | 0.1 | 0.1 | 0.18 | 0.1 | 2.13 | 2.76 | 4.28 | 3.69 | 0.2 | 0.1 | 0.1 | 0.1 | N | South | FC
DELSUR_6_SOLAR4 |  |  | Radiance Solar 4 | CISO | N | Big Creek-Ventura |  |  | Solar_1Axis | PHOTO VOLTAIC | SUN | 1.5 | 1.9 |  |  |  |  | 1 | 24 | 24 |  |  |  |  | 0 | 0 | 0 | 0 | 0 | 0 | 0 | 0 | 0 | 0 | 0 | 0 | N | South | EO
DELSUR_6_SOLAR5 |  |  | Radiance Solar 5 | CISO | N | Big Creek-Ventura |  |  | Solar_1Axis | PHOTO VOLTAIC | SUN | 1.5 | 1.9 |  |  |  |  | 1 | 24 | 24 |  |  |  |  | 0 | 0 | 0 | 0 | 0 | 0 | 0 | 0 | 0 | 0 | 0 | 0 | N | South | EO
DELTA_2_PL1X4 |  |  | DELTA ENERGY CENTER AGGREGATE | CISO | N | Bay Area | Pittsburg | Y | CCGT | COMBINED CYCLE | NATURAL GAS | 880 | 880 |  |  |  |  | 1 | 24 | 24 |  |  | 617 | 1 | 880 | 880 | 880 | 875 | 865 | 855 | 848 | 848 | 848 | 865 | 880 | 880 | Y | North | FC
DEVERS_1_SEPV05 |  |  | SEPV 5 | CISO | N | LA Basin | Eastern, Valley-Devers |  | Solar_Fixed | PHOTO VOLTAIC | SUN | 2 | 2 |  |  |  |  | 1 | 24 | 24 |  |  |  |  | 0 | 0 | 0 | 0 | 0 | 0 | 0 | 0 | 0 | 0 | 0 | 0 | N | South | EO
DEVERS_1_SOLAR |  |  | Cascade Solar | CISO | N | LA Basin | Eastern, Valley-Devers |  | Solar_Fixed | PHOTO VOLTAIC | SUN | 18.5 | 18.5 |  |  |  |  | 1 | 24 | 24 |  |  |  |  | 0 | 0 | 0 | 0 | 0 | 0 | 0 | 0 | 0 | 0 | 0 | 0 | N | South | EO
DEVERS_1_SOLAR1 |  |  | SEPV8 | CISO | N | LA Basin | Eastern, Valley-Devers |  | Solar_1Axis | PHOTO VOLTAIC | SUN | 12 | 12 |  |  |  |  | 1 | 24 | 24 |  |  |  |  | 0 | 0 | 0 | 0 | 0 | 0 | 0 | 0 | 0 | 0 | 0 | 0 | N | South | EO
DEVERS_1_SOLAR2 |  |  | SEPV9 | CISO | N | LA Basin | Eastern, Valley-Devers |  | Solar_1Axis | PHOTO VOLTAIC | SUN | 9 | 9 |  |  |  |  | 1 | 24 | 24 |  |  |  |  | 0 | 0 | 0 | 0 | 0 | 0 | 0 | 0 | 0 | 0 | 0 | 0 | N | South | EO
DEVERS_2_CS2SR4 |  |  | Caliente Solar 2 | CISO | N | LA Basin | Eastern, Valley-Devers |  | Solar_1Axis | PHOTO VOLTAIC | SUN | 0.91 | 1 |  |  |  |  | 1 | 24 | 24 |  |  |  |  | 0 | 0 | 0 | 0 | 0 | 0 | 0 | 0 | 0 | 0 | 0 | 0 | N | South | EO
DEVERS_2_DHSPG2 |  |  | Desert Hot Springs 2 | CISO | N | LA Basin | Eastern, Valley-Devers |  | Solar_1Axis | PHOTO VOLTAIC | SUN | 1.4 | 1.5 |  |  |  |  | 1 | 24 | 24 |  |  |  |  | 0 | 0 | 0 | 0 | 0 | 0 | 0 | 0 | 0 | 0 | 0 | 0 | N | South | EO
DEXZEL_1_UNIT |  |  | Western Power and Steam Cogeneration | CISO | N | Kern | South Kern PP, Kern Oil | Y | CHP | COMBUSTION TURBINE | NATURAL GAS | 20 | 36.8 |  |  |  |  | 1 | 24 | 24 |  |  | 8 | 1 | 20 | 20 | 20 | 20 | 20 | 20 | 20 | 20 | 20 | 20 | 20 | 20 | Y | North | FC
DIABLO_7_UNIT 1 |  |  | Diablo Canyon Unit 1 | CISO | N | CAISO System |  |  | Nuclear | STEAM | URANIUM | 1150 | 1176 |  |  |  |  | 1 | 24 | 24 |  |  |  |  | 1140 | 1140 | 1140 | 1140 | 1140 | 1140 | 1140 | 1140 | 1140 | 1140 | 1140 | 1140 | N | North | FC
DIABLO_7_UNIT 2 |  |  | Diablo Canyon Unit 2 | CISO | N | CAISO System |  |  | Nuclear | STEAM | URANIUM | 1150 | 1176 |  |  |  |  | 1 | 24 | 24 |  |  |  |  | 1140 | 1140 | 1140 | 1140 | 1140 | 1140 | 1140 | 1140 | 1140 | 1140 | 1140 | 1140 | N | North | FC
DISCOV_1_CHEVRN |  |  | CHEVRON USA (EASTRIDGE) | CISO | N | Kern | South Kern PP, Kern Oil | Y | CHP | FTUR | NATURAL GAS | 48.8 | 56.2 |  |  |  |  | 1 | 24 | 24 |  |  |  |  | 4.7 | 7.04 | 5.36 | 4.58 | 4.9 | 5.21 | 5.07 | 6.33 | 6.34 | 3.62 | 4.2 | 4.22 | N | North | FC
DIXNLD_1_LNDFL |  |  | Zero Waste Energy | CISO | N | Bay Area |  | Y | Biomass | RECIPROCATING ENGINE | BIOMASS | 1.6 | 1.6 |  |  |  |  | 1 | 24 | 24 |  |  |  |  | 0.72 | 0.67 | 0.75 | 0.84 | 0.81 | 0.84 | 0.87 | 0.87 | 0.88 | 0.89 | 0.87 | 0.86 | N | North | FC
DMDVLY_1_UNITS |  |  | Diamond Valley Lake Pump Gen | CISO | N | LA Basin | Eastern |  | Hydro | HYDRO | WATER | 21 | 21 |  |  |  |  | 1 | 24 | 24 |  |  |  |  | 1.6 | 5.28 | 0.84 | 0.88 | 2.5 | 0.95 | 0.24 | 0.6 | 0 | 0 | 0 | 0 | N | South | FC
DONNLS_7_UNIT |  |  | Donnells Hydro | CISO | N | Stockton | Tesla-Bellota, Stanislaus |  | Hydro | HYDRO | WATER | 72 | 72 |  |  |  |  | 1 | 24 | 24 |  |  | 72 | 1 | 61.8 | 61.6 | 55.8 | 54 | 57 | 52 | 58 | 63.2 | 57.6 | 57.6 | 72 | 57.6 | Y | North | FC
DOSMGO_2_NSPIN |  |  | DOSMGO_2_NSPIN | CISO | N | CAISO System |  |  | Pump | PUMP | WATER | 159 | 159 |  |  |  |  | 1 | 24 | 24 |  |  | 0 | 1 | 16.26 | 16.26 | 16.26 | 16.26 | 15.21 | 16.26 | 16.26 | 16.26 | 16.26 | 13.64 | 16.26 | 16.26 | Y | North | FC
DOUBLC_1_UNITS |  |  | DOUBLE "C" LIMITED | CISO | N | Kern | South Kern PP | Y | Peaker | COMBUSTION TURBINE | NATURAL GAS | 52.23 | 55.3 |  |  |  |  | 1 | 24 | 24 |  |  | 32.23 | 1 | 52.23 | 52.23 | 52.23 | 52.23 | 52.23 | 52.23 | 52.23 | 52.23 | 52.23 | 52.23 | 52.23 | 52.23 | Y | North | FC
DRACKR_2_D4SR4B |  |  | Dracker Solar Unit 4B | CISO | N | CAISO System |  |  | Solar_1Axis | PHOTO VOLTAIC | SUN | 62.5 | 62.5 |  |  |  |  | 1 | 24 | 24 |  |  |  |  | 0.1 | 0.1 | 1.75 | 0.18 | 20.52 | 26.53 | 41.12 | 35.5 | 1.9 | 0.1 | 0.1 | 0.1 | N | South | FC
DRACKR_2_DS3SR3 |  | DRACKR_2_DSUBT3 | Dracker Solar Unit 3 | CISO | N | CAISO System |  |  | Paired_Solar_Fixed | PHOTO VOLTAIC | SUN | 125 | 125 |  |  |  |  | 1 | 24 | 24 | 125 |  |  |  | 0.1 | 0.1 | 3.38 | 0.18 | 23.67 | 32.35 | 63.08 | 54.22 | 2.87 | 0.05 | 0.1 | 0.1 | N | South | EO |  | Co-located with DRACKR_2_DSUBT3
DRACKR_2_DS4SR4 |  | DRACKR_2_DSUBT4 | Dracker Solar Unit 4A | CISO | N | CAISO System |  |  | Paired_Solar_1Axis | PHOTO VOLTAIC | SUN | 62.5 | 62.5 |  |  |  |  | 1 | 24 | 24 | 62.5 |  |  |  | 0.1 | 0.1 | 1.75 | 0.18 | 20.52 | 26.53 | 41.12 | 35.5 | 1.9 | 0.1 | 0.1 | 0.1 | N | South | FC |  | Co-located with DRACKR_2_DSUBT4
DRACKR_2_DSUBT1 |  | DRACKR_2_SOLAR1 | Dracker Solar Unit 1 BESS | CISO | N | CAISO System |  |  | Paired_BattStorage | OTHER | LESR | 63 | 63 | .8 | 252 | 252 | 1 | 1 | 24 | 4 | 110 | FALSE | 126 | 3 | 63 | 63 | 63 | 63 | 63 | 63 | 63 | 63 | 63 | 63 | 63 | 63 | Y | South | FC |  | Co-located with DRACKR_2_SOLAR1
DRACKR_2_DSUBT2 |  | DRACKR_2_SOLAR2 | Dracker Solar Unit 2 BESS | CISO | N | CAISO System |  |  | Paired_BattStorage | OTHER | LESR | 115 | 115 | 0.901 | 460 | 1308.1326 | 2.8438 | 1 | 24 | 11.3751 | 125 | FALSE | 230 | 1 | 115 | 115 | 115 | 115 | 115 | 115 | 115 | 115 | 115 | 115 | 115 | 115 | Y | South | FC |  | Co-located with DRACKR_2_SOLAR2
DRACKR_2_DSUBT3 |  | DRACKR_2_DS3SR3 | Dracker Solar Unit 3 BESS | CISO | N | CAISO System |  |  | Paired_BattStorage | OTHER | LESR | 115 | 115 | 0.904 | 460 | 1310.4202 | 2.8487 | 1 | 24 | 11.395 | 125 | FALSE | 230 | 1 | 115 | 115 | 115 | 115 | 115 | 115 | 115 | 115 | 115 | 115 | 115 | 101.05 | Y | South | FC |  | Co-located with DRACKR_2_DS3SR3 EO
DRACKR_2_DSUBT4 |  | DRACKR_2_DS4SR4 | Dracker Solar Unit 4 BESS | CISO | N | CAISO System |  |  | Paired_BattStorage | OTHER | LESR | 47 | 47 | 0.86 | 188 | 188 | 1 | 1 | 24 | 4 | 62.5 | FALSE | 94 | 2 | 47 | 47 | 47 | 47 | 47 | 47 | 47 | 47 | 47 | 47 | 47 | 47 | Y | South | FC |  | Co-located with DRACKR_2_DS4SR4
DRACKR_2_SOLAR1 |  | DRACKR_2_DSUBT1 | Dracker Solar Unit 1 | CISO | N | CAISO System |  |  | Paired_Solar_Fixed | PHOTO VOLTAIC | SUN | 110 | 110 |  |  |  |  | 1 | 24 | 24 | 110 |  |  |  | 0.1 | 0.1 | 2.97 | 0.16 | 20.83 | 28.47 | 55.51 | 47.71 | 2.53 | 0.1 | 0.1 | 0.1 | N | South | FC |  | Co-located with DRACKR_2_DSUBT1
DRACKR_2_SOLAR2 |  | DRACKR_2_DSUBT2 | Dracker Solar Unit 2 | CISO | N | CAISO System |  |  | Paired_Solar_Fixed | PHOTO VOLTAIC | SUN | 125 | 125 |  |  |  |  | 1 | 24 | 24 | 125 |  |  |  | 0.1 | 0.1 | 3.38 | 0.18 | 23.67 | 32.35 | 63.08 | 54.22 | 2.87 | 0.05 | 0.1 | 0.1 | N | South | EO |  | Co-located with DRACKR_2_DSUBT2
DREWS_6_PL1X4 |  |  | Drews Generating Plant | CISO | N | LA Basin | Eastern | Y | Peaker | FTUR | NATURAL GAS | 41.4 | 41.4 |  |  |  |  | 1 | 24 | 24 |  |  | 40 | 1 | 40 | 40 | 40 | 40 | 40 | 40 | 40 | 40 | 40 | 40 | 40 | 40 | Y | South | FC
DRUM_7_PL1X2 |  |  | Drum PH 1 Units 1 & 2 Aggregate | CISO | N | Sierra | Drum-Rio Oso, South of Palermo |  | Hydro | HYDRO | WATER | 26 | 26 |  |  |  |  | 1 | 24 | 24 |  |  | 0 | 1 | 9.6 | 0 | 0 | 0 | 0 | 0 | 10.4 | 10.4 | 0 | 0 | 9.6 | 10.4 | Y | North | FC
DRUM_7_PL3X4 |  |  | Drum PH 1 Units 3 & 4 Aggregate | CISO | N | Sierra | Drum-Rio Oso, South of Palermo |  | Hydro | HYDRO | WATER | 28.9 | 28.9 |  |  |  |  | 1 | 24 | 24 |  |  | 0 | 1 | 12.8 | 0 | 0 | 0 | 12.8 | 12.8 | 12.8 | 12.8 | 0 | 0 | 12.8 | 12.8 | Y | North | FC
DRUM_7_UNIT 5 |  |  | DRUM PH 2 UNIT 5 | CISO | N | Sierra | Drum-Rio Oso, South of Palermo |  | Hydro | HYDRO | WATER | 50 | 50 |  |  |  |  | 1 | 24 | 24 |  |  | 0 | 1 | 39.2 | 44.24 | 43.6 | 38.8 | 41.74 | 39.2 | 48.1 | 47.74 | 27.28 | 0 | 36 | 44.06 | Y | North | FC
DSABLA_7_UNIT |  |  | De Sabla Hydro | CISO | N | CAISO System |  |  | Hydro | HYDRO | WATER | 18.5 | 18.5 |  |  |  |  | 1 | 24 | 24 |  |  |  |  | 5.85 | 6.81 | 6.42 | 4.13 | 5.7 | 6.4 | 7.32 | 5.87 | 3.26 | 2.05 | 3.09 | 3.85 | N | North | FC
DSFLWR_2_W9CSB1 |  |  | Willy 9 Chap 1 | CISO | N | CAISO System |  |  | Solar_1Axis | PHOTO VOLTAIC | SUN | 102 | 102 |  |  |  |  | 1 | 24 | 24 |  |  |  |  | 0.1 | 0.1 | 2.86 | 0.3 | 33.49 | 43.29 | 67.11 | 57.93 | 3.11 | 0.1 | 0.1 | 0.1 | N | South | ID | 100% | Waiting for Whirlwind CRAS - Solar only for now - future hybrid
DSFLWR_2_W9CSB2 |  |  | Willy 9 Chap 2 | CISO | N | CAISO System |  |  | Solar_1Axis | PHOTO VOLTAIC | SUN | 72 | 72 |  |  |  |  | 1 | 24 | 24 |  |  |  |  | 0.1 | 0.1 | 2.02 | 0.21 | 23.64 | 30.56 | 47.37 | 40.89 | 2.19 | 0.1 | 0.1 | 0.1 | N | South | ID | 100% | Waiting for Whirlwind CRAS - Solar only for now - future hybrid
DSFLWR_2_WS2SR1 |  |  | Willow Springs 2 | CISO | N | CAISO System |  |  | Solar_1Axis | PHOTO VOLTAIC | SUN | 100 | 100 |  |  |  |  | 1 | 24 | 24 |  |  |  |  | 0.1 | 0.1 | 2.81 | 0.29 | 32.83 | 42.44 | 65.8 | 56.79 | 3.05 | 0.1 | 0.1 | 0.1 | N | South | FC
DSRTHV_2_DH1SR1 |  |  | Desert Harvest | CISO | N | CAISO System |  |  | Solar_1Axis | PHOTO VOLTAIC | SUN | 80 | 80 |  |  |  |  | 1 | 24 | 24 |  |  |  |  | 0.1 | 0.1 | 2.24 | 0.24 | 26.26 | 33.95 | 52.64 | 45.43 | 2.44 | 0.1 | 0.1 | 0.1 | N | South | FC
DSRTHV_2_DH2BT1 |  | DSRTHV_2_DH2SR2 | Desert Harvest BESS | CISO | N | CAISO System |  |  | Paired_BattStorage | OTHER | LESR | 35 | 35 | .8 | 140 | 140 | 1 | 1 | 24 | 4 | 70 | FALSE | 70 | 1 | 35 | 35 | 35 | 35 | 35 | 35 | 35 | 35 | 35 | 35 | 35 | 35 | Y | South | PD | 35.00 | Co-located with DSRTHV_2_DH2SR2
DSRTHV_2_DH2SR2 |  | DSRTHV_2_DH2BT1 | Desert Harvest 2 | CISO | N | CAISO System |  |  | Paired_Solar_1Axis | PHOTO VOLTAIC | SUN | 70 | 70 |  |  |  |  | 1 | 24 | 24 | 70 |  |  |  | 0.1 | 0.1 | 1.96 | 0.21 | 22.98 | 29.71 | 46.06 | 39.75 | 2.13 | 0.1 | 0.1 | 0.1 | N | South | FC |  | Co-located with DSRTHV_2_DH2BT1 (PD)
DSRTSL_2_SOLAR1 |  |  | Desert Stateline | CISO | N | CAISO System |  | Y | Solar_1Axis | PHOTO VOLTAIC | SUN | 296.19 | 296.19 |  |  |  |  | 1 | 24 | 24 |  |  |  |  | 0.1 | 0.1 | 8.31 | 0.87 | 97.24 | 125.71 | 194.89 | 168.21 | 9.02 | 0.1 | 0.1 | 0.1 | N | South | FC
DSRTSN_2_DS2X2 |  | DSRTSN_2_SOLAR2 | Desert Sunlight PV II Storage | CISO | N | CAISO System |  |  | Paired_BattStorage | OTHER | LESR | 230 | 230 | 0.865 | 920 | 2560.2145 | 2.7828 | 1 | 24 | 11.1314 | 250 | FALSE | 460 | 1 | 230 | 230 | 230 | 230 | 230 | 230 | 230 | 230 | 230 | 230 | 230 | 230 | Y | South | FC |  | Co-located with DSRTSN_2_SOLAR2
DSRTSN_2_SOLAR1 |  |  | Desert Sunlight 300 | CISO | N | CAISO System |  |  | Solar_Fixed | PHOTO VOLTAIC | SUN | 300 | 300 |  |  |  |  | 1 | 24 | 24 |  |  |  |  | 0.1 | 0.1 | 8.11 | 0.43 | 56.81 | 77.64 | 151.39 | 130.12 | 6.9 | 0.12 | 0.1 | 0.1 | N | South | FC
DSRTSN_2_SOLAR2 |  | DSRTSN_2_DS2X2 | Desert Sunlight 250 | CISO | N | CAISO System |  |  | Paired_Solar_Fixed | PHOTO VOLTAIC | SUN | 250 | 250 |  |  |  |  | 1 | 24 | 24 | 250 |  |  |  | 0.1 | 0.1 | 6.76 | 0.36 | 47.34 | 64.7 | 126.16 | 108.43 | 5.75 | 0.1 | 0.1 | 0.1 | N | South | FC |  | Co-located with DSRTSN_2_DS2X2
DTCHWD_2_BT3WND |  |  | Brookfield Tehachapi 3 | CISO | N | CAISO System |  |  | Wind | WIND | WIND | 4.5 | 4.5 |  |  |  |  | 1 | 24 | 24 |  |  |  |  | 0.25 | 0.53 | 0.57 | 1.82 | 1.94 | 1.71 | 1.5 | 1.31 | 0.9 | 0.42 | 0.19 | 0.21 | N | South | FC
DTCHWD_2_BT4WND |  |  | Brookfield Tehachapi 4 | CISO | N | CAISO System |  |  | Wind | WIND | WIND | 6.52 | 7.1 |  |  |  |  | 1 | 24 | 24 |  |  |  |  | 0.36 | 0.77 | 0.83 | 2.63 | 2.8 | 2.47 | 2.17 | 1.9 | 1.3 | 0.61 | 0.28 | 0.3 | N | South | FC
DUANE_1_PL1X3 |  |  | DONALD VON RAESFELD POWER PROJECT | CISO | N | Bay Area | San Jose, South Bay-Moss Landing | Y | CCGT | COMBINED CYCLE | NATURAL GAS | 147.8 | 147.8 |  |  |  |  | 1 | 24 | 24 |  |  | 85.6503 | 1 | 147.8 | 147.8 | 147.8 | 147.8 | 143.5 | 143.5 | 143.5 | 143.5 | 143.5 | 147.8 | 147.8 | 147.8 | Y | North | FC
DUTCH1_7_UNIT 1 |  |  | DUTCH FLAT 1 PH | CISO | N | Sierra | Placer, Gold Hill-Drum, Drum-Rio Oso, South of Rio Oso, South of Palermo |  | Hydro | HYDRO | WATER | 22 | 22 |  |  |  |  | 1 | 24 | 24 |  |  |  | 1 | 17.6 | 17.6 | 6.8 | 16.8 | 15.2 | 17.2 | 19.28 | 20.78 | 12.8 | 9.6 | 17.6 | 20.2 | Y | North | FC
DUTCH2_7_UNIT 1 |  |  | DUTCH FLAT 2 PH | CISO | N | Sierra | Drum-Rio Oso, South of Palermo |  | Hydro | HYDRO | WATER | 26 | 26 |  |  |  |  | 1 | 24 | 24 |  |  |  | 1 | 5.2 | 16 | 17.2 | 5.6 | 5.6 | 5.6 | 16 | 16.76 | 0 | 0 | 2.8 | 5.6 | Y | North | FC
DVLCYN_1_UNITS |  |  | DEVIL CANYON HYDRO UNITS 1-4 AGGREGATE | CISO | N | LA Basin | Eastern |  | Hydro | HYDRO | WATER | 235 | 235 |  |  |  |  | 1 | 24 | 24 |  |  | 132.28 | 1 | 146.91 | 82.76 | 106.43 | 145.35 | 134.52 | 146.86 | 134.22 | 140.09 | 132.28 | 137.34 | 134.47 | 108.79 | Y | South | FC
DYERSM_6_DSWWD1 |  |  | Dyer Summit Wind Repower | CISO | N | CAISO System |  |  | Wind | WIND | WIND | 44.8 | 44.8 |  |  |  |  | 1 | 24 | 24 |  |  |  |  | 1.9 | 3.28 | 4.42 | 13.69 | 21.54 | 13.76 | 17.64 | 9.64 | 3.32 | 0.81 | 1.27 | 1.92 | N | North | FC
EASTWD_7_UNIT |  |  | EASTWOOD PUMP-GEN | CISO | N | Big Creek-Ventura | Rector, Vestal |  | Pumped Hydro | PUMPED STORAGE | WATER | 200 | 207 |  |  |  |  | 1 | 24 | 24 |  |  | 184 | 1 | 199 | 199 | 199 | 199 | 199 | 199 | 199 | 199 | 199 | 199 | 199 | 199 | Y | South | FC
EDMONS_2_NSPIN |  |  | EDMONS_2_NSPIN | CISO | N | Big Creek-Ventura |  |  | Pump | PUMP | WATER | 775.8 | 840 |  |  |  |  | 1 | 24 | 24 |  |  |  | 1 | 236 | 236 | 236 | 236 | 236 | 236 | 236 | 236 | 236 | 236 | 236 | 236 | Y | South | FC
EDWARD_2_E21SB1 | EDWARD_2_E21SB1_SUN |  | EdSan 2 Edwards 1A | CISO | N | CAISO System |  |  | Hybrid_Solar1Axis | OTHER | HYBD | 130 | 130 |  |  |  |  | 1 | 24 | 24 | 166 |  | 71 | 2 | 0.1 | 0.1 | 3.65 | 0.38 | 42.68 | 55.18 | 85.54 | 73.83 | 3.96 | 0.1 | 0.1 | 0.1 | Y | South | ID | 100% | Hybrid - C10 - Waiting for Tehachapi cRAS and possibly other - PV 130.0 MW and ESS 71.0 MW
EDWARD_2_E21SB1 | EDWARD_2_E21SB1_LESR |  | EdSan 2 Edwards 1A | CISO | N | CAISO System |  |  | Hybrid_Storage | OTHER | HYBD | 71 | 71 | .8 | 284 | 284 | 1 | 1 | 24 | 4 | 166 | FALSE | 71 | 2 | 71 | 71 | 71 | 71 | 71 | 71 | 71 | 71 | 71 | 71 | 71 | 71 | Y | South | ID | 100% | Hybrid - C10 - Waiting for Tehachapi cRAS and possibly other - PV 130.0 MW and ESS 71.0 MW
EDWARD_2_E23SB1 | EDWARD_2_E23SB1_SUN |  | EdSan 2 Edwards 3 | CISO | N | CAISO System |  |  | Hybrid_Solar1Axis | OTHER | HYBD | 24 | 24 |  |  |  |  | 1 | 24 | 24 | 24 |  | 6 | 2 | 0.1 | 0.1 | 0.67 | 0.1 | 7.88 | 10.19 | 15.79 | 13.63 | 0.73 | 0.1 | 0.1 | 0.1 | Y | South | ID | 100% | C10 - Waiting for Tehachapi cRAS
EDWARD_2_E23SB1 | EDWARD_2_E23SB1_LESR |  | EdSan 2 Edwards 3 | CISO | N | CAISO System |  |  | Hybrid_Storage | OTHER | HYBD | 6 | 6 | .8 | 24 | 24 | 1 | 1 | 24 | 4 | 24 | FALSE | 6 | 2 | 6 | 6 | 6 | 6 | 6 | 6 | 6 | 6 | 6 | 6 | 6 | 6 | Y | South | ID | 100% | C10 - Waiting for Tehachapi cRAS
EDWARD_2_ES2BT3 | EDWARD_2_ES2BT3_SUN |  | EdSan 2 | CISO | N | CAISO System |  |  | Hybrid_Solar1Axis | OTHER | HYBD | 118 | 118 |  |  |  |  | 1 | 24 | 24 | 151 |  | 66 | 2 | 0.1 | 0.1 | 3.31 | 0.35 | 38.74 | 50.08 | 77.64 | 67.02 | 3.59 | 0.1 | 0.1 | 0.1 | Y | South | ID | 100% | Hybrid - C10 - Waiting for Tehachapi cRAS and possibly other - PV 118.0 MW and ESS 66.0 MW
EDWARD_2_ES2BT3 | EDWARD_2_ES2BT3_LESR |  | EdSan 2 | CISO | N | CAISO System |  |  | Hybrid_Storage | OTHER | HYBD | 66 | 66 | .8 | 264 | 264 | 1 | 1 | 24 | 4 | 151 | FALSE | 66 | 2 | 66 | 66 | 66 | 66 | 66 | 66 | 66 | 66 | 66 | 66 | 66 | 66 | Y | South | ID | 100% | Hybrid - C10 - Waiting for Tehachapi cRAS and possibly other - PV 118.0 MW and ESS 66.0 MW
EDWARD_2_ESSSB1 |  |  | Sanborn Solar 2 Edwards 5 | CISO | N | CAISO System |  |  | Solar_1Axis | PHOTO VOLTAIC | SUN | 116 | 116 |  |  |  |  | 1 | 24 | 24 |  |  |  |  | 0.1 | 0.1 | 3.25 | 0.34 | 38.08 | 49.23 | 76.33 | 65.88 | 3.53 | 0.1 | 0.1 | 0.1 | N | South | ID | 100% | Waiting for Tehachapi CRAS.
EDWARD_2_ESSSB2 |  |  | Sanborn Solar 2 | CISO | N | CAISO System |  |  | Solar_1Axis | PHOTO VOLTAIC | SUN | 132 | 132 |  |  |  |  | 1 | 24 | 24 |  |  |  | 1 | 0.1 | 0.1 | 3.7 | 0.39 | 43.34 | 56.02 | 86.85 | 74.97 | 4.02 | 0.1 | 0.1 | 0.1 | Y | South | ID | 100% | Waiting for Tehachapi CRAS.
EEKTMN_6_SOLAR1 |  |  | EE K Solar 1 | CISO | N | Fresno |  | Y | Solar_1Axis | PHOTO VOLTAIC | SUN | 20 | 20 |  |  |  |  | 1 | 24 | 24 |  |  |  |  | 0 | 0 | 0 | 0 | 0 | 0 | 0 | 0 | 0 | 0 | 0 | 0 | N | North | EO
ELCAJN_6_EB1BT1 |  |  | Eastern BESS 1 | CISO | N | San Diego-IV | San Diego, El Cajon |  | Battery Storage | OTHER | LESR | 7.5 | 7.5 | .8 | 30 | 30 | 1 | 1 | 24 | 4 |  |  | 12 | 1 | 7.5 | 7.5 | 7.5 | 7.5 | 7.5 | 7.5 | 7.5 | 7.5 | 7.5 | 7.5 | 7.5 | 7.5 | Y | South | FC
ELCAJN_6_LM6K |  |  | El Cajon Energy Center | CISO | N | San Diego-IV | San Diego, El Cajon | Y | Peaker | COMBUSTION TURBINE | NATURAL GAS | 48.1 | 49.7 |  |  |  |  | 1 | 24 | 24 |  |  | 48.1 | 1 | 48.1 | 48.1 | 48.1 | 48.1 | 48.1 | 48.1 | 48.1 | 48.1 | 48.1 | 48.1 | 48.1 | 48.1 | Y | South | FC
ELCAJN_6_UNITA1 |  |  | Cuyamaca Peak Energy Plant | CISO | N | San Diego-IV | San Diego, El Cajon |  | Peaker | COMBUSTION TURBINE | NATURAL GAS | 45.42 | 48 |  |  |  |  | 1 | 24 | 24 |  |  | 45.42 | 1 | 45.42 | 45.42 | 45.42 | 45.42 | 45.42 | 45.42 | 45.42 | 45.42 | 45.42 | 45.42 | 45.42 | 45.42 | Y | South | FC
ELCAP_1_SOLAR |  |  | 2097 Helton | CISO | N | Fresno |  | Y | Solar_1Axis | PHOTO VOLTAIC | SUN | 1.5 | 1.5 |  |  |  |  | 1 | 24 | 24 |  |  |  |  | 0 | 0 | 0 | 0 | 0 | 0 | 0 | 0 | 0 | 0 | 0 | 0 | N | North | EO
ELDORO_7_UNIT 1 |  |  | El Dorado Unit 1 | CISO | N | Sierra | Gold Hill-Drum, South of Rio Oso, South of Palermo |  | Hydro | HYDRO | WATER | 11 | 10.5 |  |  |  |  | 1 | 24 | 24 |  |  |  |  | 2.28 | 3.32 | 2.76 | 5.08 | 7.4 | 4.29 | 4.39 | 4.1 | 5.44 | 0.14 | 0 | 0 | N | North | FC
ELDORO_7_UNIT 2 |  |  | El Dorado Unit 2 | CISO | N | Sierra | Gold Hill-Drum, South of Rio Oso, South of Palermo |  | Hydro | HYDRO | WATER | 11 | 10.5 |  |  |  |  | 1 | 24 | 24 |  |  |  |  | 4.82 | 3.61 | 1.16 | 4.93 | 7.78 | 4.33 | 2.04 | 5.19 | 3.49 | 0.14 | 0 | 0 | N | North | FC
ELECTR_7_PL1X3 |  |  | ELECTRA PH UNIT 1 & 2 AGGREGATE | CISO | N | CAISO System |  |  | Hydro | HYDRO | WATER | 93 | 93 |  |  |  |  | 1 | 24 | 24 |  |  |  | 1 | 49.6 | 48 | 50.76 | 25.4 | 48.6 | 55.9 | 50.88 | 61.83 | 63.68 | 50.9 | 52.8 | 55.6 | Y | North | FC
ELKCRK_6_STONYG |  |  | STONEY GORGE HYDRO AGGREGATE | CISO | N | CAISO System |  |  | Hydro | HYDRO | WATER | 4.9 | 4.9 |  |  |  |  | 1 | 24 | 24 |  |  |  | 1 | 0 | 0 | 1.2 | 1.6 | 1.28 | 1.12 | 0 | 0 | 0 | 0 | 0 | 0 | Y | North | FC
ELKHIL_2_PL1X3 |  |  | ELK HILLS COMBINED CYCLE (AGGREGATE) | CISO | N | CAISO System |  | Y | CCGT | COMBINED CYCLE | NATURAL GAS | 551.7 | 551.7 |  |  |  |  | 1 | 24 | 24 |  |  | 171.7 | 1 | 400 | 400 | 400 | 400 | 400 | 400 | 400 | 400 | 400 | 400 | 400 | 400 | Y | North | FC
ELKHRN_1_EESX3 |  |  | Elkhorn Energy Storage | CISO | N | Bay Area | South Bay-Moss Landing |  | Battery Storage | OTHER | LESR | 182.5 | 182.5 | .8 | 730 | 730 | 1 | 1 | 24 | 4 |  |  | 365 | 1 | 182.5 | 182.5 | 182.5 | 182.5 | 182.5 | 182.5 | 182.5 | 182.5 | 182.5 | 182.5 | 182.5 | 182.5 | Y | North | FC
ELLIS_2_QF |  |  | ELLIS QFS | CISO | N | LA Basin | Western |  | CHP | OTHER | OTHER | 12 | 28.2 |  |  |  |  | 1 | 24 | 24 |  |  |  |  | 2.08 | 2.23 | 1.7 | 1.97 | 1.92 | 2.2 | 1.6 | 0.76 | 1 | 1 | 1.01 | 0.98 | N | South | FC
ELSEGN_2_UN1011 |  |  | El Segundo Energy Center 5/6 | CISO | N | LA Basin | Western, El Nido |  | CCGT | COMBINED CYCLE | NATURAL GAS | 274.31 | 274.31 |  |  |  |  | 1 | 24 | 24 |  |  | 274.31 | 1 | 274.31 | 274.31 | 274.31 | 274.31 | 274.31 | 274.31 | 274.31 | 274.31 | 274.31 | 274.31 | 274.31 | 274.31 | Y | South | FC
ELSEGN_2_UN2021 |  |  | El Segundo Energy Center 7/8 | CISO | N | LA Basin | Western, El Nido |  | CCGT | COMBINED CYCLE | NATURAL GAS | 271.74 | 271.74 |  |  |  |  | 1 | 24 | 24 |  |  | 271.74 | 1 | 271.74 | 271.74 | 271.74 | 271.74 | 271.74 | 271.74 | 271.74 | 271.74 | 271.74 | 271.74 | 271.74 | 271.74 | Y | South | FC
ENERSJ_2_WIND |  |  | ESJ Wind Energy | CISO | N | San Diego-IV |  |  | Wind | WIND | WIND | 151 | 151 |  |  |  |  | 1 | 24 | 24 |  |  |  |  | 8.23 | 17.76 | 19.19 | 60.93 | 64.94 | 57.25 | 50.32 | 44.06 | 30.21 | 14.13 | 6.53 | 6.93 | N | South | FC
ENERSJ_5_ESJWD2 |  |  | Energia Sierra Juarez Wind 2 | CISO | N | San Diego-IV |  |  | Wind | WIND | WIND | 105 | 105 |  |  |  |  | 1 | 24 | 24 |  |  |  |  | 5.72 | 12.35 | 13.34 | 42.37 | 45.15 | 39.81 | 34.99 | 30.64 | 21.01 | 9.83 | 4.54 | 4.82 | N | South | FC
ENWIND_2_WIND1 |  |  | Cameron Ridge | CISO | N | CAISO System |  |  | Wind | WIND | WIND | 47.1 | 47.1 |  |  |  |  | 1 | 24 | 24 |  |  |  |  | 2.57 | 5.54 | 5.99 | 19 | 20.26 | 17.86 | 15.69 | 13.74 | 9.42 | 4.41 | 2.04 | 2.16 | N | South | FC
ENWIND_2_WIND2 |  |  | Ridgetop I | CISO | N | CAISO System |  |  | Wind | WIND | WIND | 38.24 | 65 |  |  |  |  | 1 | 24 | 24 |  |  |  |  | 2.08 | 4.5 | 4.86 | 15.43 | 16.44 | 14.5 | 12.74 | 11.16 | 7.65 | 3.58 | 1.65 | 1.76 | N | South | FC
ESCNDO_6_EB1BT1 |  |  | Escondido BESS 1 | CISO | N | San Diego-IV | San Diego |  | Battery Storage | OTHER | LESR | 10 | 10 | .8 | 40 | 40 | 1 | 1 | 24 | 4 |  |  | 20 | 1 | 10 | 10 | 10 | 10 | 10 | 10 | 10 | 10 | 10 | 10 | 10 | 10 | Y | South | FC
ESCNDO_6_EB2BT2 |  |  | Escondido BESS 2 | CISO | N | San Diego-IV | San Diego |  | Battery Storage | OTHER | LESR | 10 | 10 | .8 | 40 | 40 | 1 | 1 | 24 | 4 |  |  | 20 | 1 | 10 | 10 | 10 | 10 | 10 | 10 | 10 | 10 | 10 | 10 | 10 | 10 | Y | South | FC
ESCNDO_6_EB3BT3 |  |  | Escondido BESS 3 | CISO | N | San Diego-IV | San Diego |  | Battery Storage | OTHER | LESR | 10 | 10 | .8 | 40 | 40 | 1 | 1 | 24 | 4 |  |  | 20 | 1 | 10 | 10 | 10 | 10 | 10 | 10 | 10 | 10 | 10 | 10 | 10 | 10 | Y | South | FC
ESCNDO_6_PL1X2 |  |  | MMC Escondido Aggregate | CISO | N | San Diego-IV | San Diego |  | Peaker | COMBUSTION TURBINE | NATURAL GAS | 48.71 | 49.5 |  |  |  |  | 1 | 24 | 24 |  |  | 48.71 | 1 | 48.71 | 48.71 | 48.71 | 48.71 | 48.71 | 48.71 | 48.71 | 48.71 | 48.71 | 48.71 | 48.71 | 48.71 | Y | South | FC
ESCNDO_6_UNITB1 |  |  | CalPeak Power Enterprise Unit 1 | CISO | N | San Diego-IV | San Diego |  | Peaker | COMBUSTION TURBINE | NATURAL GAS | 48.04 | 52 |  |  |  |  | 1 | 24 | 24 |  |  | 48.04 | 1 | 48.04 | 48.04 | 48.04 | 48.04 | 48.04 | 48.04 | 48.04 | 48.04 | 48.04 | 48.04 | 48.04 | 48.04 | Y | South | FC
ESCO_6_GLMQF |  |  | Goal Line Cogen | CISO | N | San Diego-IV | San Diego |  | Peaker | COMBUSTION TURBINE | NATURAL GAS | 49.9 | 49.9 |  |  |  |  | 1 | 24 | 24 |  |  |  | 1 | 49.9 | 49.9 | 49.9 | 49.9 | 49.9 | 49.9 | 49.9 | 49.9 | 49.9 | 49.9 | 49.9 | 49.9 | Y | South | FC
ESNHWR_2_WC1BT1 |  |  | Wildcat I BESS | CISO | N | LA Basin | Eastern, Valley-Devers |  | Battery Storage | OTHER | LESR | 3 | 3 | .8 | 6 | 6 | 1 | 1 | 24 | 2 |  |  | 4.5 | 3 | 1.5 | 1.5 | 1.5 | 1.5 | 1.5 | 1.5 | 1.5 | 1.5 | 1.5 | 1.5 | 1.5 | 1.5 | Y | South | ID | 100% | Waiting for confirmation of Queue/WDAT number.
ESQUON_6_LNDFIL |  |  | Neal Road Landfill Generating Facility | CISO | N | CAISO System |  |  | Biogas | RECIPROCATING ENGINE | BIOGAS | 2.1 | 2.1 |  |  |  |  | 1 | 24 | 24 |  |  |  |  | 0 | 0 | 0 | 0 | 0 | 0 | 0 | 0 | 0 | 0 | 0 | 0 | N | North | EO
ESTWND_2_OPPWD1 |  |  | Oasis Power Plant Eastwind | CISO | N | CAISO System |  |  | Wind | WIND | WIND | 57.14 | 57.2 |  |  |  |  | 1 | 24 | 24 |  |  |  |  | 3.11 | 6.72 | 7.26 | 23.05 | 24.57 | 21.66 | 19.04 | 16.67 | 11.43 | 5.35 | 2.47 | 2.62 | N | South | FC
ETIWND_2_CHMPNE |  |  | Champagne | CISO | N | LA Basin | Eastern | Y | Solar_Fixed | PHOTO VOLTAIC | SUN | 1 | 1.5 |  |  |  |  | 1 | 24 | 24 |  |  |  |  | 0 | 0 | 0 | 0 | 0 | 0 | 0 | 0 | 0 | 0 | 0 | 0 | N | South | EO
ETIWND_2_FONTNA |  |  | FONTANALYTLE CREEK POWERHOUSE P | CISO | N | LA Basin | Eastern |  | Hydro | HYDRO | WATER | 2.56 | 2.6 |  |  |  |  | 1 | 24 | 24 |  |  |  |  | 0.94 | 1.02 | 0.53 | 0.78 | 0.78 | 0.57 | 0.5 | 0.38 | 0.42 | 0.46 | 0.59 | 0.57 | N | South | FC
ETIWND_2_SOLAR1 |  |  | Dedeaux Ontario | CISO | N | LA Basin | Eastern | Y | Solar_1Axis | PHOTO VOLTAIC | SUN | 1 | 1 |  |  |  |  | 1 | 24 | 24 |  |  |  |  | 0.1 | 0.1 | 0.1 | 0.1 | 0.33 | 0.42 | 0.66 | 0.57 | 0.1 | 0.1 | 0.1 | 0.1 | N | South | FC
ETIWND_2_SOLAR2 |  |  | Rochester | CISO | N | LA Basin | Eastern | Y | Solar_1Axis | PHOTO VOLTAIC | SUN | 1 | 1 |  |  |  |  | 1 | 24 | 24 |  |  |  |  | 0 | 0 | 0 | 0 | 0 | 0 | 0 | 0 | 0 | 0 | 0 | 0 | N | South | EO
ETIWND_2_SOLAR5 |  |  | Dulles | CISO | N | LA Basin | Eastern | Y | Solar_1Axis | PHOTO VOLTAIC | SUN | 2 | 2 |  |  |  |  | 1 | 24 | 24 |  |  |  |  | 0 | 0 | 0 | 0 | 0 | 0 | 0 | 0 | 0 | 0 | 0 | 0 | N | South | EO
ETIWND_2_UNIT1 |  |  | ETIWND_2_UNIT1 | CISO | N | LA Basin | Eastern | Y | CHP | FTUR | NATURAL GAS | 33.6 | 33.6 |  |  |  |  | 1 | 24 | 24 |  |  | 8.6 | 1 | 33.6 | 33.6 | 33.6 | 33.6 | 33.6 | 33.6 | 33.6 | 33.6 | 33.6 | 33.6 | 33.6 | 33.6 | Y | South | FC |  | NQC should be 33.6 for all months in 2023. Based on RDT Pmax and dispatchable status.
ETIWND_6_GRPLND |  |  | Grapeland Peaker | CISO | N | LA Basin | Eastern | Y | Peaker | COMBUSTION TURBINE | NATURAL GAS | 45.64 | 59.8 |  |  | 407.7 |  | 1 | 24 | 8.933 |  |  | 45.64 | 1 | 45.64 | 45.64 | 45.64 | 45.64 | 45.64 | 45.64 | 45.64 | 45.64 | 45.64 | 45.64 | 45.64 | 45.64 | Y | South | FC
ETIWND_6_MWDETI |  |  | ETIWANDA RECOVERY HYDRO | CISO | N | LA Basin | Eastern | Y | Hydro | HYDRO | WATER | 24 | 23.9 |  |  |  |  | 1 | 24 | 24 |  |  |  |  | 1.21 | 2.98 | 0 | 0 | 0 | 0 | 0 | 0 | 0 | 0 | 0 | 0 | N | South | FC
EXCHEC_7_UNIT 1 |  |  | EXCHEQUER HYDRO | CISO | N | Fresno | Panoche 115 kV, Wilson 115 kV |  | Hydro | HYDRO | WATER | 94.5 | 94.5 |  |  |  |  | 1 | 24 | 24 |  |  | 94.5 | 1 | 94.5 | 94.5 | 94.5 | 94.5 | 94.5 | 94.5 | 94.5 | 94.5 | 94.5 | 94.5 | 94.5 | 94.5 | Y | North | FC | 0 | 0
EXCLSG_1_SOLAR |  |  | Excelsior Solar | CISO | N | Fresno | Panoche 115 kV | Y | Solar_1Axis | PHOTO VOLTAIC | SUN | 60 | 60 |  |  |  |  | 1 | 24 | 24 |  |  |  |  | 0.1 | 0.1 | 1.83 | 0.62 | 26.22 | 32.87 | 44.8 | 37.62 | 3.13 | 0.1 | 0.1 | 0.1 | N | North | FC
FALBRK_6_FESBT1 |  |  | Fallbrook Energy Storage | CISO | N | San Diego-IV |  |  | Battery Storage | OTHER | LESR | 40 | 40 | .8 | 160 | 160 | 1 | 1 | 24 | 4 |  |  | 79.97 | 1 | 40 | 40 | 40 | 40 | 40 | 40 | 40 | 40 | 40 | 40 | 40 | 40 | Y | South | FC
FELLOW_7_QFUNTS |  |  | Fellow QF Aggregate | CISO | N | CAISO System |  |  | CHP | FTUR | NATURAL GAS | 6.2 | 17.5 |  |  |  |  | 1 | 24 | 24 |  |  |  |  | 2.44 | 2.39 | 2.43 | 2.42 | 2.73 | 2.7 | 2.58 | 2.6 | 2.76 | 2.82 | 2.78 | 2.82 | N | North | FC
FIFTHS_2_FSSBT |  |  | Fifth Standard Battery | CISO | N | CAISO System |  |  | Battery Storage | OTHER | LESR | 137 | 137 | .8 | 548 | 548 | 1 | 1 | 24 | 4 |  |  | 274 | 2 | 137 | 137 | 137 | 137 | 137 | 137 | 137 | 137 | 137 | 137 | 137 | 137 | Y | North | FC |  | co-located with FIFTHS_2_FSSR1
FLOWD2_2_FPLWND |  |  | DIABLO WINDS | CISO | N | CAISO System |  |  | Wind | WIND | WIND | 18 | 18 |  |  |  |  | 1 | 24 | 24 |  |  |  |  | 0.76 | 1.32 | 1.77 | 5.5 | 8.65 | 5.53 | 7.09 | 3.87 | 1.34 | 0.32 | 0.51 | 0.77 | N | North | FC
FLOWD_2_RT2WD2 |  |  | Ridgetop 2 | CISO | N | CAISO System |  |  | Wind | WIND | WIND | 27.39 | 27.4 |  |  |  |  | 1 | 24 | 24 |  |  |  |  | 1.49 | 3.22 | 3.48 | 11.05 | 11.78 | 10.38 | 9.13 | 7.99 | 5.48 | 2.56 | 1.19 | 1.26 | N | South | FC
FLOWD_2_WIND1 |  |  | Cameron Ridge 2 | CISO | N | CAISO System |  |  | Wind | WIND | WIND | 11.9 | 11.9 |  |  |  |  | 1 | 24 | 24 |  |  |  |  | 0.65 | 1.4 | 1.51 | 4.8 | 5.12 | 4.51 | 3.97 | 3.47 | 2.38 | 1.11 | 0.51 | 0.55 | N | South | FC
FMEADO_6_HELLHL |  |  | FMEADO_6_HELLHL | CISO | N | Sierra | South of Rio Oso, South of Palermo |  | Hydro | HYDRO | WATER | 0.6 | 0.5 |  |  |  |  | 1 | 24 | 24 |  |  |  |  | 0.21 | 0.21 | 0.28 | 0.39 | 0.12 | 0.47 | 0.44 | 0.4 | 0.24 | 0.23 | 0.21 | 0.19 | N | North | FC
FMEADO_7_UNIT |  |  | FRENCH MEADOWS HYDRO | CISO | N | Sierra | South of Rio Oso, South of Palermo |  | Hydro | HYDRO | WATER | 16 | 18 |  |  |  |  | 1 | 24 | 24 |  |  | 16 | 1 | 16 | 16 | 16 | 16 | 16 | 16 | 16 | 16 | 16 | 16 | 16 | 16 | Y | North | FC
FORBST_7_UNIT 1 |  |  | FORBESTOWN HYDRO | CISO | N | Sierra | Drum-Rio Oso |  | Hydro | HYDRO | WATER | 37.5 | 39 |  |  |  |  | 1 | 24 | 24 |  |  | 37.5 | 1 | 35 | 30 | 30 | 30.25 | 30 | 30 | 30 | 36 | 30 | 30 | 30 | 30 | Y | North | FC
FORKBU_6_UNIT |  |  | Forks of Butte Hydro | CISO | N | CAISO System |  |  | Hydro | HYDRO | WATER | 14.3 | 14.4 |  |  |  |  | 1 | 24 | 24 |  |  |  |  | 6.93 | 7.31 | 7.08 | 9.2 | 7.35 | 9.85 | 9.84 | 9.07 | 8.26 | 6.19 | 6.63 | 6.37 | N | North | FC | 0 | 0
FRESHW_1_SOLAR1 |  |  | Corcoran 3 | CISO | N | Fresno | Herndon | Y | Solar_1Axis | PHOTO VOLTAIC | SUN | 20 | 20 |  |  |  |  | 1 | 24 | 24 |  |  |  |  | 0 | 0 | 0 | 0 | 0 | 0 | 0 | 0 | 0 | 0 | 0 | 0 | N | North | EO
FRIANT_6_UNITS |  |  | FRIANT DAM | CISO | N | Fresno | Borden |  | Hydro | HYDRO | WATER | 25 | 34.7 |  |  |  |  | 1 | 24 | 24 |  |  |  |  | 3.74 | 2.68 | 1.36 | 1.72 | 3.8 | 7.65 | 7.09 | 4.13 | 2.57 | 2.31 | 0.59 | 1.67 | N | North | FC
FRNTBW_6_SOLAR1 |  |  | Frontier Solar | CISO | N | CAISO System |  | Y | Solar_1Axis | PHOTO VOLTAIC | SUN | 20 | 20 |  |  |  |  | 1 | 24 | 24 |  |  |  |  | 0.1 | 0.1 | 0.61 | 0.21 | 8.74 | 10.96 | 14.93 | 12.54 | 1.04 | 0.1 | 0.1 | 0.1 | N | North | FC
FROGTN_1_UTICAA |  |  | Angels Powerhouse | CISO | N | Stockton | Tesla-Bellota, Stanislaus |  | Hydro | HYDRO | WATER | 1.4 | 1.4 |  |  |  |  | 1 | 24 | 24 |  |  |  |  | 0.8 | 0.72 | 0.72 | 0.64 | 0.46 | 0.31 | 0.3 | 0.23 | 0.34 | 0.43 | 0 | 0.72 | N | North | FC
FROGTN_1_UTICAM |  |  | Murphys Powerhouse | CISO | N | Stockton | Tesla-Bellota, Stanislaus |  | Hydro | HYDRO | WATER | 3.6 | 3.6 |  |  |  |  | 1 | 24 | 24 |  |  |  |  | 1.66 | 1.56 | 1.58 | 1.45 | 1.36 | 1.27 | 1.24 | 1.26 | 1.25 | 1.26 | 0 | 1.45 | N | North | FC
FTSWRD_6_TRFORK |  |  | Three Forks Water Power Project | CISO | N | Humboldt |  |  | Hydro | HYDRO | WATER | 1.63 | 1.5 |  |  |  |  | 1 | 24 | 24 |  |  |  |  | 0.71 | 0.62 | 0.36 | 0.66 | 0.68 | 0.38 | 0.28 | 0.14 | 0.2 | 0.11 | 0.18 | 0.21 | N | North | PD | 80.00%
FTSWRD_7_QFUNTS |  |  | FTSWRD_7_QFUNTS | CISO | N | Humboldt |  |  | Hydro | HYDRO | WATER | 1.6 | 1.3 |  |  |  |  | 1 | 24 | 24 |  |  |  |  | 0 | 0 | 0 | 0 | 0 | 0 | 0 | 0 | 0 | 0 | 0 | 0 | N | North | FC
FULTON_1_QF |  |  | SMALL QF AGGREGATION - ZENIA | CISO | N | NCNB | Fulton |  | Hydro | HYDRO | WATER | 1 | 1 |  |  |  |  | 1 | 24 | 24 |  |  |  |  | 0.12 | 0.11 | 0.1 | 0.11 | 0.1 | 0.07 | 0.04 | 0.02 | 0.03 | 0.04 | 0.06 | 0.07 | N | North | FC
GALE_1_SR3SR3 |  |  | Sunray 3 | CISO | N | CAISO System |  | Y | Solar_1Axis | PHOTO VOLTAIC | SUN | 13.8 | 13.8 |  |  |  |  | 1 | 24 | 24 |  |  |  |  | 0.1 | 0.1 | 0.39 | 0.1 | 4.53 | 5.86 | 9.08 | 7.84 | 0.42 | 0.1 | 0.1 | 0.1 | N | South | FC
GANSO_1_WSTBM1 |  |  | Weststar Dairy Biogas | CISO | N | CAISO System |  | Y | Biogas | RECIPROCATING ENGINE | BIOGAS | 1 | 1 |  |  |  |  | 1 | 24 | 24 |  |  |  |  | 0 | 0 | 0 | 0 | 0 | 0 | 0 | 0 | 0 | 0 | 0 | 0 | N | North | EO
GARLND_2_GARBT1 |  | GARLND_2_GASLR, GARLND_2_GASLRA | Garland B BESS | CISO | N | CAISO System |  |  | Paired_BattStorage | OTHER | LESR | 88 | 88 | 0.8513 | 352 | 971.18 | 2.759 | 1 | 24 | 11.0361 | 200 | FALSE | 176 | 1 | 88 | 88 | 88 | 88 | 88 | 88 | 88 | 88 | 88 | 88 | 88 | 88 | Y | South | FC |  | Co-located with GARLND_2_GASLR, GARLND_2_GASLRA
GARLND_2_GASLR |  | GARLND_2_GARBT1, GARLND_2_GASLRA | Garland B | CISO | N | CAISO System |  |  | Paired_Solar_Fixed | PHOTO VOLTAIC | SUN | 180 | 180 |  |  |  |  | 1 | 24 | 24 | 200 |  |  |  | 0.1 | 0.1 | 4.87 | 0.26 | 34.09 | 46.58 | 90.84 | 78.07 | 4.14 | 0.1 | 0.1 | 0.1 | N | South | FC |  | Co-located with GARLND_2_GARBT1, GARLND_2_GASLRA
GARLND_2_GASLRA |  | GARLND_2_GARBT1, GARLND_2_GASLR | Garland A | CISO | N | CAISO System |  |  | Paired_Solar_1Axis | PHOTO VOLTAIC | SUN | 20 | 20 |  |  |  |  | 1 | 24 | 24 | 200 |  |  |  | 0.1 | 0.1 | 0.56 | 0.1 | 6.57 | 8.49 | 13.16 | 11.36 | 0.61 | 0.1 | 0.1 | 0.1 | N | South | FC |  | Co-located with GARLND_2_GARBT1, GARLND_2_GASLR
GARNET_1_SOLAR |  |  | North Palm Springs 4A | CISO | N | LA Basin | Eastern, Valley-Devers |  | Solar_1Axis | PHOTO VOLTAIC | SUN | 4 | 4.1 |  |  |  |  | 1 | 24 | 24 |  |  |  |  | 0 | 0 | 0 | 0 | 0 | 0 | 0 | 0 | 0 | 0 | 0 | 0 | N | South | EO
GARNET_1_SOLAR2 |  |  | Garnet Solar Power Generation Station 1 | CISO | N | LA Basin | Eastern, Valley-Devers |  | Solar_1Axis | PHOTO VOLTAIC | SUN | 4 | 4 |  |  |  |  | 1 | 24 | 24 |  |  |  |  | 0.1 | 0.1 | 0.11 | 0.1 | 1.31 | 1.7 | 2.63 | 2.27 | 0.12 | 0.1 | 0.1 | 0.1 | N | South | FC
GARNET_1_WIND |  |  | GARNET WIND ENERGY CENTER | CISO | N | LA Basin | Eastern, Valley-Devers |  | Wind | WIND | WIND | 6.5 | 6.5 |  |  |  |  | 1 | 24 | 24 |  |  |  |  | 0.35 | 0.76 | 0.83 | 2.62 | 2.8 | 2.46 | 2.17 | 1.9 | 1.3 | 0.61 | 0.28 | 0.3 | N | South | FC
GARNET_1_WINDS |  |  | Garnet Winds Aggregation | CISO | N | LA Basin | Eastern, Valley-Devers |  | Wind | WIND | WIND | 22.5 | 23.3 |  |  |  |  | 1 | 24 | 24 |  |  |  |  | 1.23 | 2.65 | 2.86 | 9.08 | 9.68 | 8.53 | 7.5 | 6.57 | 4.5 | 2.11 | 0.97 | 1.03 | N | South | FC
GARNET_1_WT3WND |  |  | Wagner Wind | CISO | N | LA Basin | Eastern, Valley-Devers |  | Wind | WIND | WIND | 6 | 6 |  |  |  |  | 1 | 24 | 24 |  |  |  |  | 0 | 0 | 0 | 0 | 0 | 0 | 0 | 0 | 0 | 0 | 0 | 0 | N | South | EO
GARNET_2_COAWD2 |  |  | Coachella 2 | CISO | N | LA Basin | Eastern, Valley-Devers |  | Wind | WIND | WIND | 10.8 | 10.8 |  |  |  |  | 1 | 24 | 24 |  |  |  |  | 0.59 | 1.27 | 1.37 | 4.36 | 4.64 | 4.09 | 3.6 | 3.15 | 2.16 | 1.01 | 0.47 | 0.5 | N | South | FC
GARNET_2_HYDRO |  |  | Whitewater Hydro | CISO | N | LA Basin | Eastern, Valley-Devers |  | Hydro | HYDRO | WATER | 1 | 1 |  |  |  |  | 1 | 24 | 24 |  |  |  |  | 0.07 | 0 | 0 | 0 | 0 | 0 | 0 | 0 | 0.08 | 0.27 | 0.24 | 0.54 | N | South | FC
GARNET_2_WIND1 |  |  | Phoenix | CISO | N | LA Basin | Eastern, Valley-Devers |  | Wind | WIND | WIND | 11.2 | 11.2 |  |  |  |  | 1 | 24 | 24 |  |  |  |  | 0.61 | 1.32 | 1.42 | 4.52 | 4.82 | 4.25 | 3.73 | 3.27 | 2.24 | 1.05 | 0.48 | 0.51 | N | South | FC
GARNET_2_WIND2 |  |  | Karen Avenue Wind Farm | CISO | N | LA Basin | Eastern, Valley-Devers |  | Wind | WIND | WIND | 11.7 | 12 |  |  |  |  | 1 | 24 | 24 |  |  |  |  | 0.64 | 1.38 | 1.49 | 4.72 | 5.03 | 4.44 | 3.9 | 3.41 | 2.34 | 1.1 | 0.51 | 0.54 | N | South | FC
GARNET_2_WIND3 |  |  | San Gorgonio East | CISO | N | LA Basin | Eastern, Valley-Devers |  | Wind | WIND | WIND | 12.6 | 12.6 |  |  |  |  | 1 | 24 | 24 |  |  |  |  | 0.69 | 1.48 | 1.6 | 5.08 | 5.42 | 4.78 | 4.2 | 3.68 | 2.52 | 1.18 | 0.55 | 0.58 | N | South | FC
GARNET_2_WIND4 |  |  | Windustries | CISO | N | LA Basin | Eastern, Valley-Devers |  | Wind | WIND | WIND | 9.8 | 9.8 |  |  |  |  | 1 | 24 | 24 |  |  |  |  | 0.53 | 1.15 | 1.25 | 3.95 | 4.21 | 3.72 | 3.27 | 2.86 | 1.96 | 0.92 | 0.42 | 0.45 | N | South | FC
GARNET_2_WIND5 |  |  | Eastwind | CISO | N | LA Basin | Eastern, Valley-Devers |  | Wind | WIND | WIND | 3 | 3 |  |  |  |  | 1 | 24 | 24 |  |  |  |  | 0.16 | 0.35 | 0.38 | 1.21 | 1.29 | 1.14 | 1 | 0.88 | 0.6 | 0.28 | 0.13 | 0.14 | N | South | FC
GASKW1_2_GW1SR1 |  |  | Gaskell West 1 | CISO | N | CAISO System |  |  | Solar_1Axis | PHOTO VOLTAIC | SUN | 20 | 20 |  |  |  |  | 1 | 24 | 24 |  |  |  |  | 0.1 | 0.1 | 0.56 | 0.1 | 6.57 | 8.49 | 13.16 | 11.36 | 0.61 | 0.1 | 0.1 | 0.1 | N | South | FC
GASKW1_2_GW2BT1 |  | GASKW1_2_GW2SR1, GASKW1_2_GW2SR2 | Gaskell West 2 BESS | CISO | N | CAISO System |  |  | Paired_BattStorage | OTHER | LESR | 20 | 20 | .8 | 80 | 80 | 1 | 1 | 24 | 4 | 45 | FALSE | 40 | 1 | 20 | 20 | 20 | 20 | 20 | 20 | 20 | 20 | 20 | 20 | 20 | 20 | Y | South | ID | 1 | Waiting for the Whirlwind and Tehachapi CRAS. Co-located with GASKW1_2_GW2SR1, GASKW1_2_GW2SR2
GASKW1_2_GW2SR1 |  | GASKW1_2_GW2BT1, GASKW1_2_GW2SR2 | Gaskell West 2a | CISO | N | CAISO System |  |  | Solar_1Axis | PHOTO VOLTAIC | SUN | 16 | 16 |  |  |  |  | 1 | 24 | 24 | 45 |  |  |  | 0.1 | 0.1 | 0.45 | 0.1 | 5.25 | 6.79 | 10.53 | 9.09 | 0.49 | 0.1 | 0.1 | 0.1 | N | South | ID | 100% | Waiting for the Whirlwind and Tehachapi CRAS. Co-located with GASKW1_2_GW2SR2, GASKW1_2_GW2BT1
GASKW1_2_GW2SR2 |  | GASKW1_2_GW2BT1, GASKW1_2_GW2SR1 | Gaskell West 2b | CISO | N | CAISO System |  |  | Solar_1Axis | PHOTO VOLTAIC | SUN | 29 | 29 |  |  |  |  | 1 | 24 | 24 | 45 |  |  |  | 0.1 | 0.1 | 0.81 | 0.1 | 9.52 | 12.31 | 19.08 | 16.47 | 0.88 | 0.1 | 0.1 | 0.1 | N | South | ID | 100% | Waiting for the Whirlwind and Tehachapi CRAS. Co-located with GASKW1_2_GW2SR1, GASKW1_2_GW2BT1
GASKW1_2_GW3SR1 |  |  | Gaskell West 3 | CISO | N | CAISO System |  |  | Solar_1Axis | PHOTO VOLTAIC | SUN | 20 | 20 |  |  |  |  | 1 | 24 | 24 |  |  |  |  | 0.1 | 0.1 | 0.56 | 0.1 | 6.57 | 8.49 | 13.16 | 11.36 | 0.61 | 0.1 | 0.1 | 0.1 | N | South | ID | 100% | Waiting for the Whirlwind and Tehachapi CRAS
GASKW1_2_GW4SR1 |  |  | Gaskell West 4 | CISO | N | CAISO System |  |  | Solar_1Axis | PHOTO VOLTAIC | SUN | 20 | 20 |  |  |  |  | 1 | 24 | 24 |  |  |  |  | 0.1 | 0.1 | 0.56 | 0.1 | 6.57 | 8.49 | 13.16 | 11.36 | 0.61 | 0.1 | 0.1 | 0.1 | N | South | ID | 100% | Waiting for the Whirlwind and Tehachapi CRAS
GASKW1_2_GW5SR1 |  |  | Gaskell West 5 | CISO | N | CAISO System |  |  | Solar_1Axis | PHOTO VOLTAIC | SUN | 20 | 20 |  |  |  |  | 1 | 24 | 24 |  |  |  |  | 0.1 | 0.1 | 0.56 | 0.1 | 6.57 | 8.49 | 13.16 | 11.36 | 0.61 | 0.1 | 0.1 | 0.1 | N | South | ID | 100% | Waiting for the Whirlwind and Tehachapi CRAS
GATES_2_SOLAR |  |  | Gates Solar Station | CISO | N | CAISO System |  | Y | Solar_Fixed | PHOTO VOLTAIC | SUN | 20 | 20 |  |  |  |  | 1 | 24 | 24 |  |  |  |  | 0.1 | 0.1 | 0.64 | 0.17 | 5.99 | 7.29 | 12.07 | 10.38 | 1.06 | 0.1 | 0.1 | 0.1 | N | North | FC
GATES_2_WSOLAR |  |  | West Gates Solar Station | CISO | N | CAISO System |  | Y | Solar_Fixed | PHOTO VOLTAIC | SUN | 10 | 10 |  |  |  |  | 1 | 24 | 24 |  |  |  |  | 0.1 | 0.1 | 0.32 | 0.1 | 3 | 3.64 | 6.04 | 5.19 | 0.53 | 0.1 | 0.1 | 0.1 | N | North | FC
GATEWY_2_GESBT1 |  |  | Gateway Energy Storage | CISO | N | San Diego-IV | San Diego |  | Battery Storage | OTHER | LESR | 250 | 250 | .8 | 700 | 700 | 1 | 1 | 24 | 4 |  |  | 425 | 1 | 175 | 175 | 175 | 175 | 175 | 175 | 175 | 175 | 175 | 175 | 175 | 175 | Y | South | FC
GATWAY_2_PL1X3 |  |  | GATEWAY GENERATING STATION | CISO | N | Bay Area | Contra Costa |  | CCGT | COMBINED CYCLE | NATURAL GAS | 585 | 585 |  |  |  |  | 1 | 24 | 24 |  |  | 371 | 1 | 546 | 548 | 545 | 531 | 519 | 504 | 494 | 500 | 504 | 519 | 538 | 546 | Y | North | FC
GENESI_2_STG |  | BLKCRK_2_GMCBT1, BLKCRK_2_SOLAR1 | Genesis Station | CISO | N | CAISO System |  |  | Paired_Solar_Thermal | STEAM | SUN | 250 | 250 |  |  |  |  | 1 | 24 | 24 | 258.21 |  |  |  | 0.1 | 0.1 | 1.84 | 5.65 | 90.68 | 103.09 | 102.62 | 108.5 | 24.44 | 3.88 | 0.1 | 0.1 | N | South | FC |  | Co-located with BLKCRK_2_SOLAR1, BLKCRK_2_GMCBT1
GEYS11_7_UNIT11 |  |  | GEYSERS UNIT 11 (HEALDSBURG) | CISO | N | NCNB | Eagle Rock, Fulton |  | Geothermal | STEAM | GEOTHERMAL | 86.8 | 85 |  |  |  |  | 1 | 24 | 24 |  |  | 46 | 1 | 68 | 68 | 68 | 68 | 68 | 68 | 68 | 68 | 68 | 68 | 68 | 68 | Y | North | FC
GEYS12_7_UNIT12 |  |  | GEYSERS UNIT 12 (HEALDSBURG) | CISO | N | NCNB | Fulton |  | Geothermal | STEAM | GEOTHERMAL | 57 | 77 |  |  |  |  | 1 | 24 | 24 |  |  | 28 | 1 | 50 | 50 | 50 | 50 | 50 | 50 | 50 | 50 | 50 | 50 | 50 | 50 | Y | North | FC
GEYS13_7_UNIT13 |  |  | GEYSERS UNIT 13 (HEALDSBURG) | CISO | N | NCNB |  |  | Geothermal | STEAM | GEOTHERMAL | 73 | 102 |  |  |  |  | 1 | 24 | 24 |  |  | 34 | 1 | 56 | 56 | 56 | 56 | 56 | 56 | 56 | 56 | 56 | 56 | 56 | 56 | Y | North | FC
GEYS14_7_UNIT14 |  |  | GEYSERS UNIT 14 (HEALDSBURG) | CISO | N | NCNB | Fulton |  | Geothermal | STEAM | GEOTHERMAL | 70 | 74.4 |  |  |  |  | 1 | 24 | 24 |  |  | 48 | 1 | 70 | 70 | 70 | 70 | 70 | 70 | 70 | 70 | 70 | 70 | 70 | 70 | Y | North | FC
GEYS16_7_UNIT16 |  |  | GEYSERS UNIT 16 (HEALDSBURG) | CISO | N | NCNB | Fulton |  | Geothermal | STEAM | GEOTHERMAL | 63 | 119.9 |  |  |  |  | 1 | 24 | 24 |  |  | 38 | 1 | 63 | 63 | 63 | 63 | 63 | 63 | 63 | 63 | 63 | 63 | 63 | 63 | Y | North | FC
GEYS17_7_UNIT17 |  |  | GEYSERS UNIT 17 (HEALDSBURG) | CISO | N | NCNB | Fulton |  | Geothermal | STEAM | GEOTHERMAL | 75.5 | 84 |  |  |  |  | 1 | 24 | 24 |  |  | 53.5 | 1 | 75.5 | 75.5 | 75.5 | 75.5 | 75.5 | 75.5 | 75.5 | 75.5 | 75.5 | 75.5 | 75.5 | 75.5 | Y | North | FC
GEYS18_7_UNIT18 |  |  | GEYSERS UNIT 18 (HEALDSBURG) | CISO | N | NCNB |  |  | Geothermal | STEAM | GEOTHERMAL | 72 | 119.9 |  |  |  |  | 1 | 24 | 24 |  |  | 50 | 1 | 72 | 72 | 72 | 72 | 72 | 72 | 72 | 72 | 72 | 72 | 72 | 72 | Y | North | FC
GEYS20_7_UNIT20 |  |  | GEYSERS UNIT 20 (HEALDSBURG) | CISO | N | NCNB |  |  | Geothermal | STEAM | GEOTHERMAL | 50 | 84 |  |  |  |  | 1 | 24 | 24 |  |  | 28 | 1 | 50 | 50 | 50 | 50 | 50 | 50 | 50 | 50 | 50 | 50 | 50 | 50 | Y | North | FC
GIFENS_6_BUGSL1 |  |  | Burford Giffen | CISO | N | Fresno |  | Y | Solar_1Axis | PHOTO VOLTAIC | SUN | 20 | 20 |  |  |  |  | 1 | 24 | 24 |  |  |  |  | 0.1 | 0.1 | 0.61 | 0.21 | 8.74 | 10.96 | 14.93 | 12.54 | 1.04 | 0.1 | 0.1 | 0.1 | N | North | FC
GIFFEN_6_SOLAR |  |  | Giffen Solar Station | CISO | N | Fresno | Herndon | Y | Solar_Fixed | PHOTO VOLTAIC | SUN | 10 | 20 |  |  |  |  | 1 | 24 | 24 |  |  |  |  | 0.1 | 0.1 | 0.32 | 0.1 | 3 | 3.64 | 6.04 | 5.19 | 0.53 | 0.1 | 0.1 | 0.1 | N | North | FC
GIFFEN_6_SOLAR1 |  |  | Aspiration Solar G | CISO | N | Fresno | Herndon | Y | Solar_1Axis | PHOTO VOLTAIC | SUN | 9 | 9 |  |  |  |  | 1 | 24 | 24 |  |  |  |  | 0 | 0 | 0 | 0 | 0 | 0 | 0 | 0 | 0 | 0 | 0 | 0 | N | North | EO
GILROY_1_UNIT |  |  | GILROY COGEN AGGREGATE | CISO | N | Bay Area | Llagas, San Jose, South Bay-Moss Landing | Y | Peaker | COMBINED CYCLE | NATURAL GAS | 120 | 120 |  |  |  |  | 1 | 24 | 24 |  |  | 20 | 1 | 120 | 120 | 120 | 120 | 115 | 115 | 115 | 115 | 115 | 120 | 120 | 120 | Y | North | FC
GILRPP_1_PL1X2 |  |  | GILROY ENERGY CENTER UNITS 1&2 AGGREGATE | CISO | N | Bay Area | Llagas, San Jose, South Bay-Moss Landing | Y | Peaker | COMBUSTION TURBINE | NATURAL GAS | 95.2 | 95.2 |  |  |  |  | 1 | 24 | 24 |  |  | 95.2 | 1 | 95.2 | 95.2 | 95.2 | 95.2 | 95.2 | 95.2 | 95.2 | 95.2 | 95.2 | 95.2 | 95.2 | 95.2 | Y | North | FC
GILRPP_1_PL3X4 |  |  | GILROY ENERGY CENTER, UNIT #3 | CISO | N | Bay Area | Llagas, San Jose, South Bay-Moss Landing | Y | Peaker | COMBUSTION TURBINE | NATURAL GAS | 46.2 | 49.9 |  |  |  |  | 1 | 24 | 24 |  |  | 46.2 | 1 | 46.2 | 46.2 | 46.2 | 46.2 | 46.2 | 46.2 | 46.2 | 46.2 | 46.2 | 46.2 | 46.2 | 46.2 | Y | North | FC
GLDFGR_6_SOLAR1 |  |  | Portal Ridge B | CISO | N | Big Creek-Ventura |  |  | Solar_1Axis | PHOTO VOLTAIC | SUN | 20 | 20 |  |  |  |  | 1 | 24 | 24 |  |  |  |  | 0.1 | 0.1 | 0.56 | 0.1 | 6.57 | 8.49 | 13.16 | 11.36 | 0.61 | 0.1 | 0.1 | 0.1 | N | South | FC
GLDFGR_6_SOLAR2 |  |  | Portal Ridge C | CISO | N | Big Creek-Ventura |  |  | Solar_1Axis | PHOTO VOLTAIC | SUN | 11.4 | 11.4 |  |  |  |  | 1 | 24 | 24 |  |  |  |  | 0.1 | 0.1 | 0.32 | 0.1 | 3.74 | 4.84 | 7.5 | 6.47 | 0.35 | 0.1 | 0.1 | 0.1 | N | South | FC
GLDTWN_6_COLUM3 |  |  | Columbia 3 | CISO | N | CAISO System |  | Y | Solar_1Axis | PHOTO VOLTAIC | SUN | 10 | 10 |  |  |  |  | 1 | 24 | 24 |  |  |  |  | 0.1 | 0.1 | 0.28 | 0.1 | 3.28 | 4.24 | 6.58 | 5.68 | 0.3 | 0.1 | 0.1 | 0.1 | N | South | FC
GLDTWN_6_SOLAR |  |  | Rio Grande | CISO | N | CAISO System |  | Y | Solar_1Axis | PHOTO VOLTAIC | SUN | 5 | 5 |  |  |  |  | 1 | 24 | 24 |  |  |  |  | 0.1 | 0.1 | 0.14 | 0.1 | 1.64 | 2.12 | 3.29 | 2.84 | 0.15 | 0.1 | 0.1 | 0.1 | N | South | FC
GLNARM_2_UNIT 5 |  |  | Glenarm Turbine 5 | CISO | N | LA Basin | Western |  | CCGT | COMBINED CYCLE | NATURAL GAS | 65.81 | 71 |  |  |  |  | 1 | 24 | 24 |  |  | 65 | 1 | 65 | 65 | 65 | 65 | 65 | 65 | 65 | 65 | 65 | 65 | 65 | 65 | Y | South | PD | 65.00
GLNARM_7_UNIT 1 |  |  | GLEN ARM UNIT 1 | CISO | N | LA Basin | Western |  | Peaker | COMBUSTION TURBINE | NATURAL GAS | 22.13 | 30.6 |  |  |  |  | 1 | 24 | 24 |  |  | 22.13 | 1 | 22.13 | 22.13 | 22.13 | 22.13 | 22.13 | 22.13 | 22.13 | 22.13 | 22.13 | 22.13 | 22.13 | 22.13 | Y | South | FC
GLNARM_7_UNIT 2 |  |  | GLEN ARM UNIT 2 | CISO | N | LA Basin | Western |  | Peaker | COMBUSTION TURBINE | NATURAL GAS | 22.38 | 30.6 |  |  |  |  | 1 | 24 | 24 |  |  | 22.38 | 1 | 22.38 | 22.38 | 22.38 | 22.38 | 22.38 | 22.38 | 22.38 | 22.38 | 22.38 | 22.38 | 22.38 | 22.38 | Y | South | FC
GLNARM_7_UNIT 3 |  |  | GLEN ARM UNIT 3 | CISO | N | LA Basin | Western |  | Peaker | COMBUSTION TURBINE | NATURAL GAS | 44.83 | 47.3 |  |  |  |  | 1 | 24 | 24 |  |  | 44.83 | 1 | 44.83 | 44.83 | 44.83 | 44.83 | 44.83 | 44.83 | 44.83 | 44.83 | 44.83 | 44.83 | 44.83 | 44.83 | Y | South | FC
GLNARM_7_UNIT 4 |  |  | GLEN ARM UNIT 4 | CISO | N | LA Basin | Western |  | Peaker | COMBUSTION TURBINE | NATURAL GAS | 42.42 | 47.3 |  |  |  |  | 1 | 24 | 24 |  |  | 42.42 | 1 | 42.42 | 42.42 | 42.42 | 42.42 | 42.42 | 42.42 | 42.42 | 42.42 | 42.42 | 42.42 | 42.42 | 42.42 | Y | South | FC
GLOW_6_SOLAR |  |  | Antelope Power Plant | CISO | N | Big Creek-Ventura |  |  | Solar_1Axis | PHOTO VOLTAIC | SUN | 20 | 20 |  |  |  |  | 1 | 24 | 24 |  |  |  |  | 0 | 0 | 0 | 0 | 0 | 0 | 0 | 0 | 0 | 0 | 0 | 0 | N | South | EO
GOLETA_2_QF |  |  | GOLETA QFS | CISO | N | Big Creek-Ventura | S.Clara, Moorpark, Goleta |  | CHP | OTHER | OTHER | 0.25 | 0.5 |  |  |  |  | 1 | 24 | 24 |  |  |  |  | 0.02 | 0.05 | 0.05 | 0.08 | 0.11 | 0.11 | 0.12 | 0.11 | 0.11 | 0.09 | 0.05 | 0.03 | N | South | FC
GOLETA_2_VALBT1 |  |  | Vallecito Energy Storage | CISO | N | Big Creek-Ventura | S.Clara, Moorpark, Goleta |  | Battery Storage | OTHER | LESR | 10 | 10 | .8 | 40 | 40 | 1 | 1 | 24 | 4 |  |  | 20 | 3 | 10 | 10 | 10 | 10 | 10 | 10 | 10 | 10 | 10 | 10 | 10 | 10 | Y | South | FC
GOLETA_6_ELLWOD |  |  | ELLWOOD ENERGY SUPPORT FACILITY | CISO | N | Big Creek-Ventura | S.Clara, Moorpark, Goleta |  | Peaker | COMBUSTION TURBINE | NATURAL GAS | 54 | 56 |  |  |  |  | 1 | 24 | 24 |  |  | 54 | 1 | 54 | 54 | 54 | 54 | 54 | 54 | 54 | 54 | 54 | 54 | 54 | 54 | Y | South | FC
GOLETA_6_EXGEN |  |  | EXXON COMPANY USA | CISO | N | Big Creek-Ventura | S.Clara, Moorpark, Goleta |  | CHP | OTHER | OTHER | 48.2 | 48.2 |  |  |  |  | 1 | 24 | 24 |  |  |  |  | 0 | 0 | 0 | 0 | 0 | 0 | 0 | 0 | 0 | 0 | 0 | 0 | N | South | FC
GONZLS_6_UNIT |  |  | Johnson Canyon Landfill | CISO | N | CAISO System |  |  | Biogas | RECIPROCATING ENGINE | BIOGAS | 1.42 | 1.4 |  |  |  |  | 1 | 24 | 24 |  |  |  |  | 1.42 | 1.42 | 1.42 | 1.42 | 1.42 | 1.42 | 1.42 | 1.42 | 1.42 | 1.42 | 1.42 | 1.42 | N | North | FC
GOOSLK_1_SOLAR1 |  |  | Goose Lake | CISO | N | CAISO System |  | Y | Solar_1Axis | PHOTO VOLTAIC | SUN | 12 | 12 |  |  |  |  | 1 | 24 | 24 |  |  |  |  | 0.1 | 0.1 | 0.37 | 0.12 | 5.24 | 6.57 | 8.96 | 7.52 | 0.63 | 0.1 | 0.1 | 0.1 | N | North | FC
GRIDLY_6_SOLAR |  |  | GRIDLEY MAIN TWO | CISO | N | Sierra | Pease |  | Solar_Fixed | PHOTO VOLTAIC | SUN | 2.5 | 2.5 |  |  |  |  | 1 | 24 | 24 |  |  |  |  | 0 | 0 | 0 | 0 | 0 | 0 | 0 | 0 | 0 | 0 | 0 | 0 | N | North | EO
GRIZLY_1_UNIT 1 |  |  | GRIZZLY HYDRO | CISO | N | Sierra | South of Palermo |  | Hydro | HYDRO | WATER | 20 | 20 |  |  |  |  | 1 | 24 | 24 |  |  |  | 1 | 5.82 | 5.82 | 5.82 | 5.82 | 5.82 | 5.82 | 5.82 | 5.82 | 5.82 | 5.82 | 5.82 | 5.82 | Y | North | FC | 8.69 | Behind Rio Oso 230-115 kV transformer(s) constraint - Flow impact based reduction applied
GRNLF2_1_UNIT |  |  | GREENLEAF II COGEN | CISO | N | Sierra | Pease, Drum-Rio Oso |  | CHP | COMBUSTION TURBINE | NATURAL GAS | 49.2 | 63.8 |  |  |  |  | 1 | 24 | 24 |  |  | 9.2 | 1 | 49.2 | 49.2 | 49.2 | 49.2 | 49.2 | 49.2 | 49.2 | 49.2 | 49.2 | 49.2 | 49.2 | 49.2 | Y | North | FC
GRNVLY_7_SCLAND |  |  | SANTA CRUZ LANDFILL GENERATING PLANT | CISO | N | CAISO System |  |  | Biogas | RECIPROCATING ENGINE | BIOGAS | 3.04 | 3.6 |  |  |  |  | 1 | 24 | 24 |  |  |  |  | 2.98 | 2.69 | 2.87 | 2.95 | 2.91 | 3.01 | 2.82 | 3.01 | 2.93 | 2.6 | 2.95 | 2.99 | N | North | FC
GRSCRK_6_BGCKWW |  |  | BIG CREEK WATER WORKS - CEDAR FLAT | CISO | N | CAISO System |  |  | Hydro | HYDRO | WATER | 5 | 5 |  |  |  |  | 1 | 24 | 24 |  |  |  |  | 0.45 | 1.19 | 0.97 | 1.42 | 1.1 | 0.23 | 0 | 0 | 0 | 0 | 0 | 0.02 | N | North | FC
GRZZLY_1_BERKLY |  |  | Berkeley Cogeneration | CISO | N | Bay Area |  |  | Peaker | COMBINED CYCLE | NATURAL GAS | 26.35 | 32.5 |  |  |  |  | 1 | 24 | 24 |  |  |  |  | 0.43 | 7.57 | 0.22 | 2.81 | 0.67 | 0.4 | 0.33 | 0.31 | 0 | 0 | 0 | 0 | N | North | FC
GUERNS_6_HD3BM3 |  |  | Hanford Digester Genset 3 | CISO | N | Fresno |  |  | Biogas | RECIPROCATING ENGINE | BIOGAS | 1 | 1.1 |  |  |  |  | 1 | 24 | 24 |  |  |  | 1 | 0 | 0 | 0 | 0 | 0 | 0 | 0 | 0 | 0 | 0 | 0 | 0 | Y | North | EO
GUERNS_6_SOLAR |  |  | Guernsey Solar Station | CISO | N | Fresno |  | Y | Solar_1Axis | PHOTO VOLTAIC | SUN | 20 | 20 |  |  |  |  | 1 | 24 | 24 |  |  |  |  | 0.1 | 0.1 | 0.61 | 0.21 | 8.74 | 10.96 | 14.93 | 12.54 | 1.04 | 0.1 | 0.1 | 0.1 | N | North | FC
GUERNS_6_VH2BM1 |  |  | Hanford Digester Genset 2 | CISO | N | Fresno |  |  | Biogas | RECIPROCATING ENGINE | BIOGAS | 1 | 1.02 |  |  |  |  | 1 | 24 | 24 |  |  |  | 1 | 0 | 0 | 0 | 0 | 0 | 0 | 0 | 0 | 0 | 0 | 0 | 0 | Y | North | EO
GWFPWR_1_UNITS |  |  | Hanford Peaker Plant | CISO | N | Fresno | Herndon, Hanford | Y | Peaker | COMBUSTION TURBINE | NATURAL GAS | 98.46 | 98.46 |  |  |  |  | 1 | 24 | 24 |  |  | 98.46 | 1 | 98.46 | 98.46 | 98.46 | 98.46 | 98.46 | 98.46 | 98.46 | 98.46 | 98.46 | 98.46 | 98.46 | 98.46 | Y | North | FC
GYS5X6_7_UNITS |  |  | GEYSERS UNITS 5 & 6 AGGREGATE | CISO | N | NCNB | Eagle Rock, Fulton |  | Geothermal | STEAM | GEOTHERMAL | 98.43 | 98.43 |  |  |  |  | 1 | 24 | 24 |  |  | 61 | 1 | 85 | 85 | 85 | 85 | 85 | 85 | 85 | 85 | 85 | 85 | 85 | 85 | Y | North | FC
GYS7X8_7_UNITS |  |  | GEYSERS UNITS 7 & 8 AGGREGATE | CISO | N | NCNB | Eagle Rock, Fulton |  | Geothermal | STEAM | GEOTHERMAL | 95.8 | 95.8 |  |  |  |  | 1 | 24 | 24 |  |  | 71.8 | 1 | 95.8 | 95.8 | 95.8 | 95.8 | 95.8 | 95.8 | 95.8 | 95.8 | 95.8 | 95.8 | 95.8 | 95.8 | Y | North | FC
GYSRVL_7_WSPRNG |  |  | Warm Springs Hydro | CISO | N | NCNB | Fulton |  | Hydro | HYDRO | WATER | 3.75 | 3.8 |  |  |  |  | 1 | 24 | 24 |  |  |  |  | 0 | 0 | 0 | 0 | 0 | 0 | 0 | 0 | 0 | 0 | 0 | 0 | N | North | FC
HAASPH_7_PL1X2 |  |  | HAAS PH UNIT 1 & 2 AGGREGATE | CISO | N | Fresno | Herndon |  | Hydro | HYDRO | WATER | 144 | 144 |  |  |  |  | 1 | 24 | 24 |  |  | 129.6 | 1 | 115.2 | 115.2 | 115.2 | 115.2 | 118.2 | 139.2 | 144 | 144 | 129.6 | 129.6 | 57.6 | 115.2 | Y | North | FC
HALSEY_6_UNIT |  |  | HALSEY HYDRO | CISO | N | Sierra | Placer, Gold Hill-Drum, Drum-Rio Oso, South of Rio Oso, South of Palermo |  | Hydro | HYDRO | WATER | 13.5 | 13.5 |  |  |  |  | 1 | 24 | 24 |  |  |  | 1 | 1.96 | 2.8 | 3.28 | 4.2 | 4.8 | 4.33 | 5.92 | 5.52 | 4.16 | 0 | 0 | 1.78 | Y | North | FC
HARBGN_7_UNITS |  |  | HARBOR COGEN COMBINED CYCLE | CISO | N | LA Basin | Western | Y | CCGT | COMBINED CYCLE | NATURAL GAS | 109.01 | 109.01 |  |  |  |  | 1 | 24 | 24 |  |  | 35 | 1 | 100 | 100 | 100 | 100 | 100 | 100 | 100 | 100 | 100 | 100 | 100 | 100 | Y | South | FC
HARDWK_6_STWBM1 |  |  | Still Water Ranch Dairy | CISO | N | Fresno |  |  | Biogas | RECIPROCATING ENGINE | BIOGAS | 1 | 1 |  |  |  |  | 1 | 24 | 24 |  |  |  | 1 | 0 | 0 | 0 | 0 | 0 | 0 | 0 | 0 | 0 | 0 | 0 | 0 | Y | North | EO
HATCR1_7_UNIT |  |  | Hat Creek #1 | CISO | N | CAISO System |  |  | Hydro | HYDRO | WATER | 8.5 | 8.5 |  |  |  |  | 1 | 24 | 24 |  |  |  |  | 4.13 | 3.65 | 3.51 | 2.72 | 2.47 | 2.63 | 2.58 | 2.42 | 2.31 | 2.75 | 2.84 | 3.33 | N | North | FC
HATCR2_7_UNIT |  |  | Hat Creek #2 | CISO | N | CAISO System |  |  | Hydro | HYDRO | WATER | 8.5 | 8.5 |  |  |  |  | 1 | 24 | 24 |  |  |  |  | 3.98 | 4.81 | 4.19 | 2.97 | 2.87 | 3.04 | 2.81 | 2.61 | 2.26 | 2.76 | 1.49 | 1.07 | N | North | FC
HATLOS_6_BWDHY1 |  |  | Bidwell Ditch | CISO | N | CAISO System |  |  | Hydro | HYDRO | WATER | 2 | 2 |  |  |  |  | 1 | 24 | 24 |  |  |  |  | 1.38 | 1.38 | 1.38 | 1.37 | 1.35 | 1.23 | 1.31 | 1.28 | 1.28 | 1.31 | 1.32 | 1.28 | N | North | FC
HATLOS_6_LSCRK |  |  | Lost Creek 1 & 2 Hydro Conversion | CISO | N | CAISO System |  |  | Hydro | HYDRO | WATER | 1.7 | 1.7 |  |  |  |  | 1 | 24 | 24 |  |  |  |  | 0.98 | 0.97 | 0.97 | 0.96 | 0.94 | 0.85 | 0.9 | 0.87 | 0.87 | 0.88 | 0.9 | 0.87 | N | North | FC
HATRDG_2_WIND |  |  | Hatchet Ridge Wind Farm | CISO | N | CAISO System |  |  | Wind | WIND | WIND | 102 | 102 |  |  |  |  | 1 | 24 | 24 |  |  |  |  | 4.32 | 7.48 | 10.06 | 31.18 | 49.04 | 31.33 | 40.17 | 21.94 | 7.57 | 1.83 | 2.89 | 4.37 | N | North | FC
HAYPRS_6_HAYHD1 |  |  | Haypress Lower | CISO | N | Sierra | Drum-Rio Oso, South of Palermo |  | Hydro | HYDRO | WATER | 5.8 | 6.1 |  |  |  |  | 1 | 24 | 24 |  |  |  |  | 1.85 | 1.97 | 1.39 | 2.33 | 2.4 | 1.6 | 1.31 | 1.21 | 1.1 | 0.83 | 0.89 | 0.85 | N | North | FC
HAYPRS_6_HAYHD2 |  |  | Haypress Middle | CISO | N | Sierra | Drum-Rio Oso, South of Palermo |  | Hydro | HYDRO | WATER | 6.7 | 8.7 |  |  |  |  | 1 | 24 | 24 |  |  |  |  | 2.13 | 2.25 | 2.43 | 2.86 | 2.93 | 1.88 | 1.52 | 1.4 | 1.27 | 0.95 | 1.02 | 0.98 | N | North | FC
HELMPG_7_UNIT 1 |  |  | HELMS PUMP-GEN UNIT 1 | CISO | N | Fresno |  |  | Pumped Hydro | PUMPED STORAGE | WATER | 407 | 407 |  |  |  |  | 1 | 24 | 24 |  |  | 407 | 1 | 407 | 407 | 407 | 407 | 407 | 407 | 407 | 407 | 407 | 407 | 407 | 407 | Y | North | FC
HELMPG_7_UNIT 2 |  |  | HELMS PUMP-GEN UNIT 2 | CISO | N | Fresno |  |  | Pumped Hydro | PUMPED STORAGE | WATER | 407 | 407 |  |  |  |  | 1 | 24 | 24 |  |  | 407 | 1 | 407 | 407 | 407 | 407 | 407 | 407 | 407 | 407 | 407 | 407 | 407 | 407 | Y | North | FC
HELMPG_7_UNIT 3 |  |  | HELMS PUMP-GEN UNIT 3 | CISO | N | Fresno |  |  | Pumped Hydro | PUMPED STORAGE | WATER | 404 | 404 |  |  |  |  | 1 | 24 | 24 |  |  | 404 | 1 | 404 | 404 | 404 | 404 | 404 | 404 | 404 | 404 | 404 | 404 | 404 | 404 | Y | North | FC
HENRTA_6_HDEBT1 |  |  | Henrietta D Energy Storage | CISO | N | Fresno |  |  | Battery Storage | OTHER | LESR | 10 | 10 | .8 | 40 | 40 | 1 | 1 | 24 | 4 |  |  | 20 | 2 | 10 | 10 | 10 | 10 | 10 | 10 | 10 | 10 | 10 | 10 | 10 | 10 | Y | North | ID | 100% | 17DGD Waiting for Bellota-Warnerville 230 kV reconductoring, QC8RAS-08 RAS, Reconductor Los Banos-Padre Flat-Panoche 230 kV and many other
HENRTA_6_SOLAR1 |  |  | Lemoore 1 | CISO | N | Fresno |  |  | Solar_1Axis | PHOTO VOLTAIC | SUN | 1.5 | 1.5 |  |  |  |  | 1 | 24 | 24 |  |  |  |  | 0.1 | 0.1 | 0.1 | 0.1 | 0.66 | 0.82 | 1.12 | 0.94 | 0.1 | 0.1 | 0.1 | 0.1 | N | North | ID | 100% | 18DGD Waiting for Bellota-Warnerville 230 kV reconductoring, QC8RAS-08 RAS, Reconductor Los Banos-Padre Flat-Panoche 230 kV and many other
HENRTA_6_SOLAR2 |  |  | Westside Solar Power PV1 | CISO | N | Fresno |  | Y | Solar_1Axis | PHOTO VOLTAIC | SUN | 2 | 2 |  |  |  |  | 1 | 24 | 24 |  |  |  |  | 0 | 0 | 0 | 0 | 0 | 0 | 0 | 0 | 0 | 0 | 0 | 0 | N | North | EO
HENRTA_6_UNITA1 |  |  | GWF HENRIETTA PEAKER PLANT UNIT 1 | CISO | N | Fresno |  | Y | Peaker | COMBUSTION TURBINE | NATURAL GAS | 49.98 | 50 |  |  |  |  | 1 | 24 | 24 |  |  | 49.98 | 1 | 49.98 | 49.98 | 49.98 | 49.98 | 49.98 | 49.98 | 49.98 | 49.98 | 49.98 | 49.98 | 49.98 | 49.98 | Y | North | FC
HENRTA_6_UNITA2 |  |  | GWF HENRIETTA PEAKER PLANT UNIT 2 | CISO | N | Fresno |  | Y | Peaker | COMBUSTION TURBINE | NATURAL GAS | 49.42 | 50 |  |  |  |  | 1 | 24 | 24 |  |  | 49.42 | 1 | 49.42 | 49.42 | 49.42 | 49.42 | 49.42 | 49.42 | 49.42 | 49.42 | 49.42 | 49.42 | 49.42 | 49.42 | Y | North | FC
HENRTS_1_SOLAR |  |  | Henrietta Solar Project | CISO | N | Fresno | Herndon | Y | Solar_1Axis | PHOTO VOLTAIC | SUN | 100 | 102 |  |  |  |  | 1 | 24 | 24 |  |  |  |  | 0.1 | 0.1 | 3.05 | 1.04 | 43.71 | 54.78 | 74.66 | 62.7 | 5.22 | 0.1 | 0.1 | 0.1 | N | North | FC
HERDLN_6_BYHSR1 |  |  | Byron Highway Solar | CISO | N | CAISO System |  |  | Solar_Fixed | PHOTO VOLTAIC | SUN | 5 | 5 |  |  |  |  | 1 | 24 | 24 |  |  |  |  | 0 | 0 | 0 | 0 | 0 | 0 | 0 | 0 | 0 | 0 | 0 | 0 | N | North | EO
HIDSRT_2_UNITS |  |  | HIGH DESERT POWER PROJECT AGGREGATE | CISO | N | CAISO System |  |  | CCGT | COMBINED CYCLE | NATURAL GAS | 850 | 850 |  |  |  |  | 1 | 24 | 24 |  |  | 650 | 1 | 850 | 850 | 850 | 850 | 850 | 850 | 850 | 850 | 850 | 850 | 850 | 850 | Y | South | FC
HIGGNS_1_COMBIE |  |  | Combie South | CISO | N | Sierra | Drum-Rio Oso, South of Rio Oso, South of Palermo |  | Hydro | HYDRO | WATER | 1.5 | 1.5 |  |  |  |  | 1 | 24 | 24 |  |  |  |  | 0.88 | 0.68 | 0.53 | 0.76 | 0.65 | 0.24 | 0.12 | 0.01 | 0.04 | 0.04 | 0.67 | 0.78 | N | North | FC
HIGGNS_7_QFUNTS |  |  | HIGGNS_7_QFUNTS | CISO | N | Sierra | Drum-Rio Oso, South of Rio Oso, South of Palermo |  | Hydro | HYDRO | WATER | 0.5 | 0.3 |  |  |  |  | 1 | 24 | 24 |  |  |  |  | 0.11 | 0.03 | 0.02 | 0.11 | 0.21 | 0.24 | 0.24 | 0.24 | 0.23 | 0.1 | 0.05 | 0.08 | N | North | FC
HIGHDS_2_H5SBT1 |  | HIGHDS_2_H5SSR1 | High 5 Solar BESS | CISO | N | CAISO System |  |  | Paired_BattStorage | OTHER | LESR | 50 | 50 | .8 | 200 | 200 | 1 | 1 | 24 | 4 | 100 | FALSE | 100 | 2 | 50 | 50 | 50 | 50 | 50 | 50 | 50 | 50 | 50 | 50 | 50 | 50 | Y | South | FC |  | Co-located with HIGHDS_2_H5SSR1
HIGHDS_2_H5SSR1 |  | HIGHDS_2_H5SBT1 | High 5 Solar | CISO | N | CAISO System |  |  | Paired_Solar_1Axis | PHOTO VOLTAIC | SUN | 100 | 100 |  |  |  |  | 1 | 24 | 24 | 100 |  |  |  | 0.1 | 0.1 | 2.81 | 0.29 | 32.83 | 42.44 | 65.8 | 56.79 | 3.05 | 0.1 | 0.1 | 0.1 | N | South | FC |  | Co-located with HIGHDS_2_H5SBT1
HILAND_7_YOLOWD |  |  | CLEAR LAKE UNIT 1 | CISO | N | NCNB | Eagle Rock, Fulton |  | Hydro | HYDRO | WATER | 3.75 | 3.8 |  |  |  |  | 1 | 24 | 24 |  |  |  |  | 0 | 0 | 0 | 0 | 0 | 0 | 0 | 0 | 0 | 0 | 0 | 0 | N | North | EO
HINSON_6_LBECH1 |  |  | Long Beach Unit 1 | CISO | N | LA Basin | Western |  | Peaker | FTUR | NATURAL GAS | 63 | 70 |  |  |  |  | 1 | 24 | 24 |  |  | 63 | 1 | 63 | 63 | 63 | 63 | 63 | 63 | 63 | 63 | 63 | 63 | 63 | 63 | Y | South | FC
HINSON_6_LBECH2 |  |  | Long Beach Unit 2 | CISO | N | LA Basin | Western |  | Peaker | FTUR | NATURAL GAS | 63 | 70 |  |  |  |  | 1 | 24 | 24 |  |  | 63 | 1 | 63 | 63 | 63 | 63 | 63 | 63 | 63 | 63 | 63 | 63 | 63 | 63 | Y | South | FC
HINSON_6_LBECH3 |  |  | Long Beach Unit 3 | CISO | N | LA Basin | Western |  | Peaker | FTUR | NATURAL GAS | 63 | 70 |  |  |  |  | 1 | 24 | 24 |  |  | 63 | 1 | 63 | 63 | 63 | 63 | 63 | 63 | 63 | 63 | 63 | 63 | 63 | 63 | Y | South | FC
HINSON_6_LBECH4 |  |  | Long Beach Unit 4 | CISO | N | LA Basin | Western |  | Peaker | FTUR | NATURAL GAS | 63 | 70 |  |  |  |  | 1 | 24 | 24 |  |  | 63 | 1 | 63 | 63 | 63 | 63 | 63 | 63 | 63 | 63 | 63 | 63 | 63 | 63 | Y | South | FC
HINSON_6_SERRGN |  |  | Southeast Resource Recovery | CISO | N | LA Basin | Western | Y | CHP | STEAM | WASTE TO POWER | 34 | 41.3 |  |  |  |  | 1 | 24 | 24 |  |  | 33 | 1 | 34 | 34 | 34 | 34 | 34 | 34 | 34 | 34 | 34 | 34 | 34 | 34 | Y | South | FC
HNTGBH_2_PL1X3 |  |  | Huntington Beach Energy | CISO | N | LA Basin | Western |  | CCGT | COMBINED CYCLE | NATURAL GAS | 673.8 | 673.8 |  |  |  |  | 1 | 24 | 24 |  |  | 534.64 | 1 | 673.8 | 673.8 | 673.8 | 673.8 | 673.8 | 673.8 | 673.8 | 673.8 | 673.8 | 673.8 | 673.8 | 673.8 | Y | South | FC
HNTGBH_7_UNIT 2 |  |  | HUNTINGTON BEACH GEN STA. UNIT 2 | CISO | N | LA Basin | Western |  | Steam Turbine | STEAM | NATURAL GAS | 226.84 | 226 |  |  |  |  | 1 | 24 | 24 |  |  | 206.84 | 1 | 226.84 | 226.84 | 226.84 | 226.84 | 226.84 | 226.84 | 226.84 | 226.84 | 226.84 | 226.84 | 226.84 | 226.84 | Y | South | FC
HOLGAT_1_BORAX |  |  | U.S. Borax, Unit 1 | CISO | N | CAISO System |  |  | CHP | OTHER | OTHER | 48.2 | 48.2 |  |  |  |  | 1 | 24 | 24 |  |  |  |  | 17.17 | 15.12 | 13.09 | 4.87 | 7.33 | 13.88 | 12.08 | 11.68 | 13.9 | 14.74 | 15.84 | 14.94 | N | South | FC
HOLSTR_1_SOLAR |  |  | San Benito Smart Park | CISO | N | CAISO System |  |  | Solar_Fixed | PHOTO VOLTAIC | SUN | 1.5 | 1.5 |  |  |  |  | 1 | 24 | 24 |  |  |  |  | 0 | 0 | 0 | 0 | 0 | 0 | 0 | 0 | 0 | 0 | 0 | 0 | N | North | EO
HOLSTR_1_SOLAR2 |  |  | Hollister Solar | CISO | N | CAISO System |  |  | Solar_1Axis | PHOTO VOLTAIC | SUN | 1.5 | 1.5 |  |  |  |  | 1 | 24 | 24 |  |  |  |  | 0.1 | 0.1 | 0.1 | 0.1 | 0.66 | 0.82 | 1.12 | 0.94 | 0.1 | 0.1 | 0.1 | 0.1 | N | North | FC
HUMBPP_1_UNITS3 |  |  | Humboldt Bay Generating Station 3 | CISO | N | Humboldt |  |  | Reciprocating Engine | RECIPROCATING ENGINE | NATURAL GAS | 65.08 | 83.2 |  |  |  |  | 1 | 24 | 24 |  |  | 65.08 | 1 | 65.08 | 65.08 | 65.08 | 65.08 | 65.08 | 65.08 | 65.08 | 65.08 | 65.08 | 65.08 | 65.08 | 65.08 | Y | North | FC
HUMBPP_6_UNITS |  |  | Humboldt Bay Generating Station 1 | CISO | N | Humboldt |  |  | Reciprocating Engine | RECIPROCATING ENGINE | NATURAL GAS | 97.62 | 97.62 |  |  |  |  | 1 | 24 | 24 |  |  | 97.62 | 1 | 97.62 | 97.62 | 97.62 | 97.62 | 97.62 | 97.62 | 97.62 | 97.62 | 97.62 | 97.62 | 97.62 | 97.62 | Y | North | FC
HURON_6_SOLAR |  |  | Huron Solar Station | CISO | N | Fresno | Coalinga, Panoche 115 kV | Y | Solar_Fixed | PHOTO VOLTAIC | SUN | 20 | 20 |  |  |  |  | 1 | 24 | 24 |  |  |  |  | 0.1 | 0.1 | 0.64 | 0.17 | 5.99 | 7.29 | 12.07 | 10.38 | 1.06 | 0.1 | 0.1 | 0.1 | N | North | FC
HYTTHM_2_UNITS |  |  | HYATT-THERMALITO PUMP-GEN (AGGREGATE) | CISO | N | CAISO System |  |  | Hydro | HYDRO | WATER | 933.1 | 933.1 |  |  |  |  | 1 | 24 | 24 |  |  | 501.49 | 1 | 56.34 | 111.39 | 371.98 | 238.3 | 215.7 | 291.85 | 632.49 | 567.92 | 501.49 | 221.66 | 199.11 | 303.1 | Y | North | FC
IGNACO_1_QF |  |  | SMALL QF AGGREGATION - VALLEJO/DINSMORE | CISO | N | NCNB |  |  | CHP | OTHER | OTHER | 0.5 | 1 |  |  |  |  | 1 | 24 | 24 |  |  |  |  | 0.01 | 0.02 | 0.02 | 0.01 | 0.01 | 0.01 | 0.02 | 0.01 | 0.01 | 0.01 | 0.01 | 0.01 | N | North | FC
INDIGO_1_UNIT 1 |  |  | INDIGO PEAKER UNIT 1 | CISO | N | LA Basin | Eastern, Valley-Devers |  | Peaker | COMBUSTION TURBINE | NATURAL GAS | 45.3 | 45.3 |  |  |  |  | 1 | 24 | 24 |  |  | 45.3 | 1 | 45.3 | 45.3 | 45.3 | 45.3 | 45.3 | 45.3 | 45.3 | 45.3 | 45.3 | 45.3 | 45.3 | 45.3 | Y | South | FC
INDIGO_1_UNIT 2 |  |  | INDIGO PEAKER UNIT 2 | CISO | N | LA Basin | Eastern, Valley-Devers |  | Peaker | COMBUSTION TURBINE | NATURAL GAS | 45.3 | 45.3 |  |  |  |  | 1 | 24 | 24 |  |  | 45.3 | 1 | 45.3 | 45.3 | 45.3 | 45.3 | 45.3 | 45.3 | 45.3 | 45.3 | 45.3 | 45.3 | 45.3 | 45.3 | Y | South | FC
INDIGO_1_UNIT 3 |  |  | INDIGO PEAKER UNIT 3 | CISO | N | LA Basin | Eastern, Valley-Devers |  | Peaker | COMBUSTION TURBINE | NATURAL GAS | 45.3 | 45.3 |  |  |  |  | 1 | 24 | 24 |  |  | 45.3 | 1 | 45.3 | 45.3 | 45.3 | 45.3 | 45.3 | 45.3 | 45.3 | 45.3 | 45.3 | 45.3 | 45.3 | 45.3 | Y | South | FC
INDVLY_1_UNITS |  |  | Indian Valley Hydro | CISO | N | NCNB | Eagle Rock, Fulton |  | Hydro | HYDRO | WATER | 2.9 | 2.9 |  |  |  |  | 1 | 24 | 24 |  |  |  |  | 0 | 0 | 0.53 | 1.03 | 1.01 | 0.71 | 0.62 | 0.61 | 0.56 | 0.02 | 0 | 0 | N | North | FC
INTKEP_2_UNITS |  |  | CCSF Hetch_Hetchy Hydro Aggregate | CISO | N | CAISO System |  |  | Hydro | HYDRO | WATER | 405 | 405 |  |  |  |  | 1 | 24 | 24 |  |  | 239 | 1 | 307 | 307 | 307 | 307 | 307 | 307 | 307 | 307 | 239 | 300 | 307 | 307 | Y | North | FC
INTTRB_6_UNIT |  |  | International Turbine Research | CISO | N | Fresno |  | Y | Wind | WIND | WIND | 18.4 | 21.3 |  |  |  |  | 1 | 24 | 24 |  |  |  |  | 0.78 | 1.35 | 1.81 | 5.62 | 8.85 | 5.65 | 7.25 | 3.96 | 1.36 | 0.33 | 0.52 | 0.79 | N | North | FC
IVANPA_1_UNIT1 |  |  | Ivanpah 1 | CISO | N | CAISO System |  | Y | Solar_Thermal | STEAM | SUN | 126 | 126 |  |  |  |  | 1 | 24 | 24 |  |  |  |  | 0.1 | 0.1 | 0.93 | 2.85 | 45.7 | 51.96 | 51.72 | 54.68 | 12.32 | 1.96 | 0.1 | 0.1 | N | South | FC
IVANPA_1_UNIT2 |  |  | Ivanpah 2 | CISO | N | CAISO System |  | Y | Solar_Thermal | STEAM | SUN | 133 | 133.4 |  |  |  |  | 1 | 24 | 24 |  |  |  |  | 0.1 | 0.1 | 0.98 | 3 | 48.24 | 54.84 | 54.59 | 57.72 | 13 | 2.07 | 0.1 | 0.1 | N | South | FC
IVANPA_1_UNIT3 |  |  | Ivanpah 3 | CISO | N | CAISO System |  | Y | Solar_Thermal | STEAM | SUN | 133 | 133.4 |  |  |  |  | 1 | 24 | 24 |  |  |  |  | 0.1 | 0.1 | 0.98 | 3 | 48.24 | 54.84 | 54.59 | 57.72 | 13 | 2.07 | 0.1 | 0.1 | N | South | FC
IVSLR2_2_SM2SR1 |  |  | Silver Ridge Mount Signal 2 | CISO | N | San Diego-IV |  |  | Solar_1Axis | PHOTO VOLTAIC | SUN | 150 | 150 |  |  |  |  | 1 | 24 | 24 |  |  |  |  | 0.1 | 0.1 | 4.21 | 0.44 | 49.25 | 63.66 | 98.7 | 85.19 | 4.57 | 0.1 | 0.1 | 0.1 | N | South | FC
IVSLRP_2_SOLAR1 |  |  | Silver Ridge Mount Signal | CISO | N | San Diego-IV |  | Y | Solar_Fixed | PHOTO VOLTAIC | SUN | 200 | 200 |  |  |  |  | 1 | 24 | 24 |  |  |  |  | 0.1 | 0.1 | 5.41 | 0.29 | 37.87 | 51.76 | 100.93 | 86.75 | 4.6 | 0.1 | 0.1 | 0.1 | N | South | FC
IVWEST_2_SOLAR1 |  |  | Imperial Valley West ( Q # 608) | CISO | N | San Diego-IV |  | Y | Solar_1Axis | PHOTO VOLTAIC | SUN | 150 | 150 |  |  |  |  | 1 | 24 | 24 |  |  |  |  | 0.1 | 0.1 | 4.21 | 0.44 | 49.25 | 63.66 | 98.7 | 85.19 | 4.57 | 0.1 | 0.1 | 0.1 | N | South | FC
JACMSR_1_JACSR1 |  |  | Jacumba Solar Farm | CISO | N | San Diego-IV |  |  | Solar_1Axis | PHOTO VOLTAIC | SUN | 20 | 19.7 |  |  |  |  | 1 | 24 | 24 |  |  |  |  | 0.1 | 0.1 | 0.56 | 0.1 | 6.57 | 8.49 | 13.16 | 11.36 | 0.61 | 0.1 | 0.1 | 0.1 | N | South | FC
JAVASR_1_JAVSR1 |  |  | Java Solar | CISO | N | Fresno |  |  | Solar_1Axis | PHOTO VOLTAIC | SUN | 13.5 | 14 |  |  |  |  | 1 | 24 | 24 |  |  |  |  | 0.1 | 0.1 | 0.41 | 0.14 | 5.9 | 7.4 | 10.08 | 8.46 | 0.7 | 0.1 | 0.1 | 0.1 | N | North | ID | 100% | C6 - Waiting for Bellota-Warnerville 230 kV reconductoring and possibly other.
JAWBNE_2_NSRWND |  |  | North Sky River Wind Project | CISO | N | CAISO System |  |  | Wind | WIND | WIND | 160 | 162 |  |  |  |  | 1 | 24 | 24 |  |  |  |  | 8.72 | 18.82 | 20.33 | 64.56 | 68.81 | 60.66 | 53.32 | 46.69 | 32.01 | 14.98 | 6.92 | 7.35 | N | South | FC
JAWBNE_2_SRWND |  |  | Sky River Wind Repower A | CISO | N | CAISO System |  |  | Wind | WIND | WIND | 30 | 30 |  |  |  |  | 1 | 24 | 24 |  |  |  |  | 1.64 | 3.53 | 3.81 | 12.1 | 12.9 | 11.37 | 10 | 8.75 | 6 | 2.81 | 1.3 | 1.38 | N | South | FC
JAWBNE_2_SRWWD2 |  |  | Sky River Wind Repower B | CISO | N | CAISO System |  |  | Wind | WIND | WIND | 30.2 | 30.2 |  |  |  |  | 1 | 24 | 24 |  |  |  |  | 1.65 | 3.55 | 3.84 | 12.19 | 12.99 | 11.45 | 10.06 | 8.81 | 6.04 | 2.83 | 1.31 | 1.39 | N | South | FC
JAYNE_6_WLSLR |  |  | Westlands Solar Farm PV 1 | CISO | N | Fresno | Coalinga | Y | Solar_Fixed | PHOTO VOLTAIC | SUN | 18 | 18 |  |  |  |  | 1 | 24 | 24 |  |  |  |  | 0.1 | 0.1 | 0.58 | 0.15 | 5.39 | 6.56 | 10.86 | 9.34 | 0.96 | 0.1 | 0.1 | 0.1 | N | North | ID | 1 | 24TPD - Waiting for Manning and many other projects.
JOANEC_2_ST3BT3 |  |  | Santa Ana Storage 3 | CISO | N | LA Basin |  |  | Battery Storage | OTHER | LESR | 40 | 40 | .8 | 160 | 160 | 1 | 1 | 24 | 4 |  |  | 80 | 1 | 40 | 40 | 40 | 40 | 40 | 40 | 40 | 40 | 40 | 40 | 40 | 40 | Y | South | FC
JOANEC_2_STABT1 |  |  | Santa Ana Storage 1 | CISO | N | LA Basin | Western |  | Battery Storage | OTHER | LESR | 20 | 20 | .8 | 80 | 80 | 1 | 1 | 24 | 4 |  |  | 40 | 2 | 20 | 20 | 20 | 20 | 20 | 20 | 20 | 20 | 20 | 20 | 20 | 20 | Y | South | FC
JOANEC_2_STABT2 |  |  | Santa Ana Storage 2 | CISO | N | LA Basin | Western |  | Battery Storage | OTHER | LESR | 20 | 20 | .8 | 80 | 80 | 1 | 1 | 24 | 4 |  |  | 40 | 1 | 20 | 20 | 20 | 20 | 20 | 20 | 20 | 20 | 20 | 20 | 20 | 20 | Y | South | FC
JOHANN_2_JOSBT1 |  |  | Johanna Storage 1 | CISO | N | LA Basin | Western |  | Battery Storage | OTHER | LESR | 10 | 10 | .8 | 40 | 40 | 1 | 1 | 24 | 4 |  |  | 20 | 3 | 10 | 10 | 10 | 10 | 10 | 10 | 10 | 10 | 10 | 10 | 10 | 10 | Y | South | FC
JOHANN_2_JOSBT2 |  |  | Johanna Storage 2 | CISO | N | LA Basin | Western |  | Battery Storage | OTHER | LESR | 10 | 10 | .8 | 40 | 40 | 1 | 1 | 24 | 4 |  |  | 20 | 2 | 10 | 10 | 10 | 10 | 10 | 10 | 10 | 10 | 10 | 10 | 10 | 10 | Y | South | FC
JOHANN_2_OCEBT2 |  |  | Orange County Energy Storage 2 | CISO | N | LA Basin | Western |  | Battery Storage | OTHER | LESR | 9 | 9 | .8 | 36 | 36 | 1 | 1 | 24 | 4 |  |  | 18 | 3 | 9 | 9 | 9 | 9 | 9 | 9 | 9 | 9 | 9 | 9 | 9 | 9 | Y | South | FC
JOHANN_2_OCEBT3 |  |  | Orange County Energy Storage 3 | CISO | N | LA Basin | Western |  | Battery Storage | OTHER | LESR | 6 | 6 | .8 | 24 | 24 | 1 | 1 | 24 | 4 |  |  | 12 | 3 | 6 | 6 | 6 | 6 | 6 | 6 | 6 | 6 | 6 | 6 | 6 | 6 | Y | South | FC
KANSAS_6_SOLAR |  |  | RE Kansas South | CISO | N | Fresno |  | Y | Solar_Fixed | PHOTO VOLTAIC | SUN | 20 | 20 |  |  |  |  | 1 | 24 | 24 |  |  |  |  | 0.1 | 0.1 | 0.64 | 0.17 | 5.99 | 7.29 | 12.07 | 10.38 | 1.06 | 0.1 | 0.1 | 0.1 | N | North | ID | 1 | 24TPD - Waiting for Manning and many other projects.
KEARNY_6_NESBT1 |  |  | Kearny North Energy Storage | CISO | N | San Diego-IV | San Diego |  | Battery Storage | OTHER | LESR | 10 | 10 | .8 | 40 | 40 | 1 | 1 | 24 | 4 |  |  | 19.99 | 1 | 10 | 10 | 10 | 10 | 10 | 10 | 10 | 10 | 10 | 10 | 10 | 10 | Y | South | FC
KEARNY_6_SESBT2 |  |  | Kearny South Energy Storage | CISO | N | San Diego-IV | San Diego |  | Battery Storage | OTHER | LESR | 10 | 10 | .8 | 40 | 40 | 1 | 1 | 24 | 4 |  |  | 20 | 1 | 10 | 10 | 10 | 10 | 10 | 10 | 10 | 10 | 10 | 10 | 10 | 10 | Y | South | FC
KEKAWK_6_UNIT |  |  | STS HYDROPOWER LTD. (KEKAWAKA) | CISO | N | Humboldt |  |  | Hydro | HYDRO | WATER | 5.5 | 6 |  |  |  |  | 1 | 24 | 24 |  |  |  |  | 0 | 0 | 0 | 0 | 0 | 0 | 0 | 0 | 0 | 0 | 0 | 0 | N | North | FC
KELSO_2_UNITS |  |  | Mariposa Energy | CISO | N | Bay Area | Contra Costa |  | Peaker | COMBUSTION TURBINE | NATURAL GAS | 198.03 | 200 |  |  |  |  | 1 | 24 | 24 |  |  | 198.03 | 1 | 198.03 | 198.03 | 198.03 | 198.03 | 198.03 | 198.03 | 198.03 | 198.03 | 198.03 | 198.03 | 198.03 | 198.03 | Y | North | FC
KELYRG_6_UNIT |  |  | KELLY RIDGE HYDRO | CISO | N | Sierra | Drum-Rio Oso |  | Hydro | HYDRO | WATER | 11 | 11 |  |  |  |  | 1 | 24 | 24 |  |  |  | 1 | 8.16 | 8 | 7.36 | 6.72 | 8.16 | 7.04 | 8.16 | 10.2 | 8.16 | 4 | 0 | 8.16 | Y | North | FC
KERKH2_7_UNIT 1 |  |  | KERKHOFF PH 2 UNIT #1 | CISO | N | Fresno | Herndon, Wilson 115 kV |  | Hydro | HYDRO | WATER | 153.9 | 153.9 |  |  |  |  | 1 | 24 | 24 |  |  |  | 1 | 7.79 | 22.24 | 36 | 36 | 96.67 | 74.8 | 75.8 | 75 | 75 | 0 | 0 | 4 | Y | North | FC
KERMAN_6_SOLAR1 |  |  | Fresno Solar South | CISO | N | Fresno |  | Y | Solar_1Axis | PHOTO VOLTAIC | SUN | 1.5 | 1.5 |  |  |  |  | 1 | 24 | 24 |  |  |  |  | 0 | 0 | 0 | 0 | 0 | 0 | 0 | 0 | 0 | 0 | 0 | 0 | N | North | EO
KERMAN_6_SOLAR2 |  |  | Fresno Solar West | CISO | N | Fresno |  | Y | Solar_1Axis | PHOTO VOLTAIC | SUN | 1.5 | 1.5 |  |  |  |  | 1 | 24 | 24 |  |  |  |  | 0 | 0 | 0 | 0 | 0 | 0 | 0 | 0 | 0 | 0 | 0 | 0 | N | North | EO
KERNFT_1_UNITS |  |  | KERN FRONT LIMITED | CISO | N | Kern | South Kern PP | Y | Peaker | COMBUSTION TURBINE | NATURAL GAS | 52.4 | 60 |  |  |  |  | 1 | 24 | 24 |  |  | 32.4 | 1 | 52.4 | 52.4 | 52.4 | 52.4 | 52.4 | 52.4 | 52.4 | 52.4 | 52.4 | 52.4 | 52.4 | 52.4 | Y | North | FC
KERNRG_1_UNITS |  |  | South Belridge Cogen Facility | CISO | N | CAISO System |  | Y | Peaker | COMBUSTION TURBINE | NATURAL GAS | 55.2 | 69.6 |  |  |  |  | 1 | 24 | 24 |  |  |  |  | 0.87 | 0.44 | 0.21 | 0.87 | 0.79 | 0.79 | 0.68 | 0.62 | 0.46 | 0.46 | 0.84 | 0.98 | N | North | FC
KERRGN_1_UNIT 1 |  |  | KERN RIVER HYDRO UNITS 1-4 AGGREGATE | CISO | N | CAISO System |  | Y | Hydro | HYDRO | WATER | 25.6 | 26.3 |  |  |  |  | 1 | 24 | 24 |  |  |  |  | 10 | 11.97 | 16.94 | 24.01 | 24 | 23.81 | 21.4 | 15.54 | 8.03 | 8.06 | 8.72 | 9.66 | N | South | FC
KINGCO_1_KINGBR |  |  | Kingsburg Cogen | CISO | N | Fresno | Herndon, Hanford | Y | Peaker | COMBUSTION TURBINE | NATURAL GAS | 34.5 | 34.5 |  |  |  |  | 1 | 24 | 24 |  |  | 12.5 | 1 | 34.5 | 34.5 | 34.5 | 34.5 | 34.5 | 34.5 | 34.5 | 34.5 | 34.5 | 34.5 | 34.5 | 34.5 | Y | North | FC
KINGRV_7_UNIT 1 |  |  | KINGS RIVER HYDRO UNIT 1 | CISO | N | Fresno | Herndon, Reedley |  | Hydro | HYDRO | WATER | 51.2 | 51.2 |  |  |  |  | 1 | 24 | 24 |  |  | 42.96 | 1 | 38.98 | 32 | 11.2 | 32 | 11.2 | 40.96 | 39.03 | 40.8 | 42.96 | 40.96 | 40.96 | 40.96 | Y | North | FC
KIRKER_7_KELCYN |  |  | KELLER CANYON LANDFILL GEN FACILICITY | CISO | N | Bay Area | Pittsburg |  | Biogas | RECIPROCATING ENGINE | BIOGAS | 3.56 | 3.8 |  |  |  |  | 1 | 24 | 24 |  |  |  |  | 3.48 | 3.51 | 3.56 | 3.42 | 3.56 | 3.56 | 3.55 | 3.41 | 3.55 | 3.56 | 3.56 | 3.56 | N | North | FC
KNGBRD_2_SOLAR1 |  |  | Kingbird Solar A | CISO | N | CAISO System |  |  | Solar_1Axis | PHOTO VOLTAIC | SUN | 20 | 20 |  |  |  |  | 1 | 24 | 24 |  |  |  |  | 0.1 | 0.1 | 0.56 | 0.1 | 6.57 | 8.49 | 13.16 | 11.36 | 0.61 | 0.1 | 0.1 | 0.1 | N | South | FC
KNGBRD_2_SOLAR2 |  |  | Kingbird Solar B | CISO | N | CAISO System |  |  | Solar_1Axis | PHOTO VOLTAIC | SUN | 20 | 20 |  |  |  |  | 1 | 24 | 24 |  |  |  |  | 0.1 | 0.1 | 0.56 | 0.1 | 6.57 | 8.49 | 13.16 | 11.36 | 0.61 | 0.1 | 0.1 | 0.1 | N | South | FC
KNGBRG_1_KBSLR1 |  |  | Kingsburg1 | CISO | N | Fresno |  |  | Solar_Fixed | PHOTO VOLTAIC | SUN | 1.5 | 1.5 |  |  |  |  | 1 | 24 | 24 |  |  |  |  | 0 | 0 | 0 | 0 | 0 | 0 | 0 | 0 | 0 | 0 | 0 | 0 | N | North | EO
KNGBRG_1_KBSLR2 |  |  | Kingsburg2 | CISO | N | Fresno |  |  | Solar_Fixed | PHOTO VOLTAIC | SUN | 1.5 | 1.5 |  |  |  |  | 1 | 24 | 24 |  |  |  |  | 0 | 0 | 0 | 0 | 0 | 0 | 0 | 0 | 0 | 0 | 0 | 0 | N | North | EO
KNGCTY_6_UNITA1 |  |  | King City Energy Center, Unit 1 | CISO | N | CAISO System |  |  | Peaker | COMBUSTION TURBINE | NATURAL GAS | 44.6 | 49.9 |  |  |  |  | 1 | 24 | 24 |  |  | 44.6 | 1 | 44.6 | 44.6 | 44.6 | 44.6 | 44.6 | 44.6 | 44.6 | 44.6 | 44.6 | 44.6 | 44.6 | 44.6 | Y | North | FC
KNTSTH_6_SOLAR |  |  | Kent South | CISO | N | Fresno |  | Y | Solar_Fixed | PHOTO VOLTAIC | SUN | 20 | 20 |  |  |  |  | 1 | 24 | 24 |  |  |  |  | 0.1 | 0.1 | 0.64 | 0.17 | 5.99 | 7.29 | 12.07 | 10.38 | 1.06 | 0.1 | 0.1 | 0.1 | N | North | ID | 1 | 24TPD - Waiting for Manning and many other projects.
KRAMER_1_R1BX3 |  | KRAMER_1_R1PX3 | Resurgence 1 BESS | CISO | N | CAISO System |  |  | Paired_BattStorage | OTHER | LESR | 75 | 75 | .8 | 300 | 300 | 1 | 1 | 24 | 4 | 90 | FALSE | 150 | 1 | 75 | 75 | 75 | 75 | 75 | 75 | 75 | 75 | 75 | 75 | 75 | 75 | Y | South | FC |  | co-located with KRAMER_1_R1PX3
KRAMER_1_R1PX3 |  | KRAMER_1_R1BX3 | Resurgence 1 PV | CISO | N | CAISO System |  |  | Paired_Solar_1Axis | PHOTO VOLTAIC | SUN | 90 | 90 |  |  |  |  | 1 | 24 | 24 | 90 |  |  |  | 0.1 | 0.1 | 2.52 | 0.27 | 29.55 | 38.2 | 59.22 | 51.11 | 2.74 | 0.1 | 0.1 | 0.1 | N | South | FC |  | co-located with KRAMER_1_R1BX3
KRAMER_1_R2BX2 |  | KRAMER_1_R2PX2 | Resurgence 2 BESS | CISO | N | CAISO System |  |  | Paired_BattStorage | OTHER | LESR | 40 | 40 | 0.8 | 160 | 160 | 1 | 1 | 24 | 4 | 48 |  |  |  | 40 | 40 | 40 | 40 | 40 | 40 | 40 | 40 | 40 | 40 | 40 | 40 | Y | South | FC |  | Co-located with KRAMER_1_R1PX3.
KRAMER_1_R2PX2 |  | KRAMER_1_R2BX2 | Resurgence 2 PV | CISO | N | CAISO System |  |  | Paired_Solar_1Axis | PHOTO VOLTAIC | SUN | 48 | 48 |  |  |  |  | 1 | 24 | 4 | 48 |  |  |  | 0.1 | 0.1 | 1.35 | 0.14 | 15.76 | 20.37 | 31.58 | 27.26 | 1.46 | 0.1 | 0.1 | 0.1 | N | South | FC |  | Co-located with KRAMER_1_R1BX3.
KRAMER_2_SEGS 9 |  |  | Kramer Junction 9 | CISO | N | CAISO System |  |  | Solar_Thermal | STEAM | SUN | 80 | 92 |  |  |  |  | 1 | 24 | 24 |  |  |  |  | 0.1 | 0.1 | 0.59 | 1.81 | 29.02 | 32.99 | 32.84 | 34.72 | 7.82 | 1.24 | 0.1 | 0.1 | N | South | FC
KRNCNY_6_UNIT |  |  | KERN CANYON POWERHOUSE | CISO | N | CAISO System |  |  | Hydro | HYDRO | WATER | 10.6 | 11.5 |  |  |  |  | 1 | 24 | 24 |  |  |  |  | 3.38 | 3.56 | 4.14 | 7.52 | 6.88 | 6.16 | 5.47 | 3.36 | 2.21 | 1.51 | 1.61 | 1.55 | N | North | FC
KYCORA_6_KMSBT1 |  |  | Kearny Mesa Storage | CISO | N | San Diego-IV | San Diego |  | Battery Storage | OTHER | LESR | 1 | 1 | .8 | 4 | 4 | 1 | 1 | 24 | 4 |  |  |  | 1 | 0 | 0 | 0 | 0 | 0 | 0 | 0 | 0 | 0 | 0 | 0 | 0 | Y | South | EO
LACIEN_2_VENICE |  |  | MWD Venice Hydroelectric Recovery Plant | CISO | N | LA Basin | Western, El Nido |  | Hydro | HYDRO | WATER | 9.95 | 10.1 |  |  |  |  | 1 | 24 | 24 |  |  |  |  | 0 | 0 | 0 | 0 | 0 | 0 | 0 | 0 | 0 | 0 | 0 | 0 | N | South | FC
LAKHDG_6_UNIT 1 |  |  | Lake Hodges Pumped Storage-Unit1 | CISO | N | San Diego-IV | San Diego |  | Pumped Hydro | PUMPED STORAGE | WATER | 20 | 20.4 |  |  |  |  | 1 | 24 | 24 |  |  | 20 | 1 | 20 | 20 | 20 | 20 | 20 | 20 | 20 | 20 | 20 | 20 | 20 | 20 | Y | South | FC
LAKHDG_6_UNIT 2 |  |  | Lake Hodges Pumped Storage-Unit2 | CISO | N | San Diego-IV | San Diego |  | Pumped Hydro | PUMPED STORAGE | WATER | 20 | 20.4 |  |  |  |  | 1 | 24 | 24 |  |  | 20 | 1 | 20 | 20 | 20 | 20 | 20 | 20 | 20 | 20 | 20 | 20 | 20 | 20 | Y | South | FC
LAMONT_1_SOLAR1 |  |  | Regulus Solar | CISO | N | Kern | South Kern PP, Kern PWR-Tevis | Y | Solar_1Axis | PHOTO VOLTAIC | SUN | 60 | 60 |  |  |  |  | 1 | 24 | 24 |  |  |  |  | 0.1 | 0.1 | 1.83 | 0.62 | 26.22 | 32.87 | 44.8 | 37.62 | 3.13 | 0.1 | 0.1 | 0.1 | N | North | FC
LAMONT_1_SOLAR2 |  |  | Redwood Solar Farm 4 | CISO | N | Kern | South Kern PP, Kern PWR-Tevis | Y | Solar_1Axis | PHOTO VOLTAIC | SUN | 20 | 20 |  |  |  |  | 1 | 24 | 24 |  |  |  |  | 0.1 | 0.1 | 0.61 | 0.21 | 8.74 | 10.96 | 14.93 | 12.54 | 1.04 | 0.1 | 0.1 | 0.1 | N | North | FC
LAMONT_1_SOLAR3 |  |  | Woodmere Solar Farm | CISO | N | Kern | South Kern PP, Kern PWR-Tevis | Y | Solar_1Axis | PHOTO VOLTAIC | SUN | 14.99 | 15 |  |  |  |  | 1 | 24 | 24 |  |  |  |  | 0.1 | 0.1 | 0.46 | 0.16 | 6.55 | 8.21 | 11.19 | 9.4 | 0.78 | 0.1 | 0.1 | 0.1 | N | North | FC
LAMONT_1_SOLAR4 |  |  | Hayworth Solar Farm | CISO | N | Kern | South Kern PP, Kern PWR-Tevis | Y | Solar_1Axis | PHOTO VOLTAIC | SUN | 26.66 | 27 |  |  |  |  | 1 | 24 | 24 |  |  |  |  | 0.1 | 0.1 | 0.81 | 0.28 | 11.65 | 14.6 | 19.91 | 16.72 | 1.39 | 0.1 | 0.1 | 0.1 | N | North | FC
LAMONT_1_SOLAR5 |  |  | Redcrest Solar Farm | CISO | N | Kern | South Kern PP, Kern PWR-Tevis | Y | Solar_1Axis | PHOTO VOLTAIC | SUN | 16.66 | 20 |  |  |  |  | 1 | 24 | 24 |  |  |  |  | 0.1 | 0.1 | 0.51 | 0.17 | 7.28 | 9.13 | 12.44 | 10.45 | 0.87 | 0.1 | 0.1 | 0.1 | N | North | FC
LAPLMA_2_UNIT 1 |  |  | La Paloma Generating Plant Unit #1 | CISO | N | CAISO System |  |  | CCGT | COMBINED CYCLE | NATURAL GAS | 267 | 295 |  |  |  |  | 1 | 24 | 24 |  |  | 202 | 1 | 267 | 267 | 267 | 267 | 267 | 267 | 267 | 267 | 267 | 267 | 267 | 267 | Y | North | FC
LAPLMA_2_UNIT 2 |  |  | La Paloma Generating Plant Unit #2 | CISO | N | CAISO System |  |  | CCGT | COMBINED CYCLE | NATURAL GAS | 266 | 295 |  |  |  |  | 1 | 24 | 24 |  |  | 201 | 1 | 266 | 266 | 266 | 266 | 266 | 266 | 266 | 266 | 266 | 266 | 266 | 266 | Y | North | FC
LAPLMA_2_UNIT 3 |  |  | La Paloma Generating Plant Unit #3 | CISO | N | CAISO System |  |  | CCGT | COMBINED CYCLE | NATURAL GAS | 266 | 295 |  |  |  |  | 1 | 24 | 24 |  |  | 204 | 1 | 266 | 266 | 266 | 266 | 266 | 266 | 266 | 266 | 266 | 266 | 266 | 266 | Y | North | FC
LAPLMA_2_UNIT 4 |  |  | LA PALOMA GENERATING PLANT, UNIT #4 | CISO | N | CAISO System |  |  | CCGT | COMBINED CYCLE | NATURAL GAS | 267 | 295 |  |  |  |  | 1 | 24 | 24 |  |  | 205 | 1 | 267 | 267 | 267 | 267 | 267 | 267 | 267 | 267 | 267 | 267 | 267 | 267 | Y | North | FC
LARKSP_6_UNIT 1 |  |  | LARKSPUR PEAKER UNIT 1 | CISO | N | San Diego-IV | San Diego, Border |  | Peaker | COMBUSTION TURBINE | NATURAL GAS | 49 | 49 |  |  |  |  | 1 | 24 | 24 |  |  | 49 | 1 | 49 | 49 | 49 | 49 | 49 | 49 | 49 | 49 | 49 | 49 | 49 | 49 | Y | South | FC
LARKSP_6_UNIT 2 |  |  | LARKSPUR PEAKER UNIT 2 | CISO | N | San Diego-IV | San Diego, Border |  | Peaker | COMBUSTION TURBINE | NATURAL GAS | 49 | 49 |  |  |  |  | 1 | 24 | 24 |  |  | 49 | 1 | 49 | 49 | 49 | 49 | 49 | 49 | 49 | 49 | 49 | 49 | 49 | 49 | Y | South | FC
LAROA2_2_UNITA1 |  |  | LR2 | CISO | N | San Diego-IV |  |  | CCGT | COMBINED CYCLE | NATURAL GAS | 322 | 322 |  |  |  |  | 1 | 24 | 24 |  |  | 161 | 1 | 322 | 322 | 322 | 322 | 322 | 322 | 322 | 322 | 322 | 322 | 322 | 322 | Y | South | FC
LASSEN_6_UNITS |  |  | Honey Lake Power | CISO | N | CAISO System |  |  | Biomass | STEAM | BIOMASS | 30 | 50.4 |  |  |  |  | 1 | 24 | 24 |  |  | 18 | 1 | 30 | 30 | 30 | 30 | 30 | 30 | 30 | 30 | 30 | 30 | 30 | 30 | Y | North | FC
LAWRNC_7_SUNYVL |  |  | City of Sunnyvale Unit 1 and 2 | CISO | N | Bay Area |  | Y | Biogas | RECIPROCATING ENGINE | BIOGAS | 0.3 | 1.6 |  |  |  |  | 1 | 24 | 24 |  |  |  |  | 0.11 | 0.04 | 0.07 | 0.14 | 0.16 | 0.13 | 0.12 | 0.15 | 0.13 | 0.07 | 0.09 | 0.18 | N | North | FC
LCKHT1_2_LH1SR1 |  |  | Lockhart Solar 1 PV | CISO | N | CAISO System |  |  | Paired_Solar_1Axis | PHOTO VOLTAIC | SUN | 85 | 85 |  |  |  |  | 1 | 24 | 24 |  |  |  |  | 0.1 | 0.1 | 2.38 | 0.25 | 27.91 | 36.08 | 55.93 | 48.27 | 2.59 | 0.1 | 0.1 | 0.1 | N | South | ID | 100% | First 80 MW have FCDS priority. Waiting for the Mohave RAS.
LCKHT1_2_LH1SR2 |  |  | Lockhart Solar 2 | CISO | N | CAISO System |  |  | Solar_1Axis | PHOTO VOLTAIC | SUN | 75 | 75 |  |  |  |  | 1 | 24 | 24 |  |  |  |  | 0.1 | 0.1 | 2.1 | 0.22 | 24.62 | 31.83 | 49.35 | 42.59 | 2.28 | 0.1 | 0.1 | 0.1 | N | South | ID | 100% | Waiting for the Mohave RAS.
LEBECS_2_UNITS |  |  | Pastoria Energy Facility | CISO | N | Big Creek-Ventura |  |  | CCGT | COMBINED CYCLE | NATURAL GAS | 799.47 | 799.47 |  |  |  |  | 1 | 24 | 24 |  |  | 635 | 1 | 799.47 | 799.47 | 795 | 785 | 775 | 775 | 775 | 775 | 775 | 785 | 799.47 | 799.47 | Y | South | FC
LECEF_1_UNITS |  |  | LOS ESTEROS ENERGY FACILITY AGGREGATE | CISO | N | Bay Area | San Jose, South Bay-Moss Landing | Y | CCGT | COMBINED CYCLE | NATURAL GAS | 309.84 | 309.84 |  |  |  |  | 1 | 24 | 24 |  |  | 248 | 1 | 304 | 304 | 304 | 303 | 303 | 302 | 302 | 299 | 302 | 303 | 303 | 303 | Y | North | FC
LECONT_2_LESBT1 |  |  | LeConte Energy Storage | CISO | N | San Diego-IV |  |  | Battery Storage | OTHER | LESR | 125 | 125 | .8 | 250 | 250 | 1 | 1 | 24 | 4 |  |  | 165 | 1 | 40 | 40 | 40 | 40 | 40 | 40 | 40 | 40 | 40 | 40 | 40 | 40 | Y | South | PD | 40.4 | 0
LEPRFD_1_KANSAS |  |  | Kansas | CISO | N | Fresno | Herndon, Hanford | Y | Solar_Fixed | PHOTO VOLTAIC | SUN | 20 | 20 |  |  |  |  | 1 | 24 | 24 |  |  |  |  | 0.1 | 0.1 | 0.64 | 0.17 | 5.99 | 7.29 | 12.07 | 10.38 | 1.06 | 0.1 | 0.1 | 0.1 | N | North | FC
LGHTHP_6_ICEGEN |  |  | CARSON COGENERATION | CISO | N | LA Basin | Western | Y | Peaker | COMBINED CYCLE | NATURAL GAS | 48 | 54.7 |  |  |  |  | 1 | 24 | 24 |  |  | 20 | 1 | 48 | 48 | 48 | 48 | 48 | 48 | 48 | 48 | 48 | 48 | 48 | 48 | Y | South | FC
LHILLS_6_SOLAR1 |  |  | Lost Hills Solar | CISO | N | CAISO System |  | Y | Solar_1Axis | PHOTO VOLTAIC | SUN | 20 | 20 |  |  |  |  | 1 | 24 | 24 |  |  |  |  | 0.1 | 0.1 | 0.61 | 0.21 | 8.74 | 10.96 | 14.93 | 12.54 | 1.04 | 0.1 | 0.1 | 0.1 | N | North | FC
LILIAC_6_SOLAR |  |  | Mesa Crest | CISO | N | San Diego-IV | San Diego |  | Solar_1Axis | PHOTO VOLTAIC | SUN | 3 | 3 |  |  |  |  | 1 | 24 | 24 |  |  |  |  | 0.1 | 0.1 | 0.1 | 0.1 | 0.98 | 1.27 | 1.97 | 1.7 | 0.1 | 0.1 | 0.1 | 0.1 | N | South | FC
LITLRK_6_GBCSR1 |  |  | Green Beanworks C | CISO | N | Big Creek-Ventura |  |  | Solar_1Axis | PHOTO VOLTAIC | SUN | 3 | 3 |  |  |  |  | 1 | 24 | 24 |  |  |  |  | 0.1 | 0.1 | 0.1 | 0.1 | 0.98 | 1.27 | 1.97 | 1.7 | 0.1 | 0.1 | 0.1 | 0.1 | N | South | FC
LITLRK_6_SEPV01 |  |  | Gestamp Solar 1 | CISO | N | Big Creek-Ventura |  |  | Solar_1Axis | PHOTO VOLTAIC | SUN | 2 | 2 |  |  |  |  | 1 | 24 | 24 |  |  |  |  | 0 | 0 | 0 | 0 | 0 | 0 | 0 | 0 | 0 | 0 | 0 | 0 | N | South | EO
LITLRK_6_SOLAR1 |  |  | Lancaster Little Rock C | CISO | N | Big Creek-Ventura |  |  | Solar_1Axis | PHOTO VOLTAIC | SUN | 5 | 5 |  |  |  |  | 1 | 24 | 24 |  |  |  |  | 0.1 | 0.1 | 0.14 | 0.1 | 1.64 | 2.12 | 3.29 | 2.84 | 0.15 | 0.1 | 0.1 | 0.1 | N | South | FC
LITLRK_6_SOLAR2 |  |  | Palmdale 18 | CISO | N | Big Creek-Ventura |  |  | Solar_1Axis | PHOTO VOLTAIC | SUN | 2 | 2 |  |  |  |  | 1 | 24 | 24 |  |  |  |  | 0.1 | 0.1 | 0.1 | 0.1 | 0.66 | 0.85 | 1.32 | 1.14 | 0.1 | 0.1 | 0.1 | 0.1 | N | South | FC
LITLRK_6_SOLAR3 |  |  | One Ten Partners | CISO | N | Big Creek-Ventura |  |  | Solar_1Axis | PHOTO VOLTAIC | SUN | 2 | 2 |  |  |  |  | 1 | 24 | 24 |  |  |  |  | 0.1 | 0.1 | 0.1 | 0.1 | 0.66 | 0.85 | 1.32 | 1.14 | 0.1 | 0.1 | 0.1 | 0.1 | N | South | FC
LITLRK_6_SOLAR4 |  |  | Little Rock Pham Solar | CISO | N | Big Creek-Ventura |  |  | Solar_1Axis | PHOTO VOLTAIC | SUN | 3 | 3 |  |  |  |  | 1 | 24 | 24 |  |  |  |  | 0.1 | 0.1 | 0.1 | 0.1 | 0.98 | 1.27 | 1.97 | 1.7 | 0.1 | 0.1 | 0.1 | 0.1 | N | South | FC
LIVEOK_6_SOLAR |  |  | Harris | CISO | N | Sierra | Pease |  | Solar_Fixed | PHOTO VOLTAIC | SUN | 1.25 | 1.3 |  |  |  |  | 1 | 24 | 24 |  |  |  |  | 0.1 | 0.1 | 0.1 | 0.1 | 0.15 | 0.18 | 0.3 | 0.26 | 0.1 | 0.1 | 0.1 | 0.1 | N | North | PD | 40.00%
LIVOAK_1_UNIT 1 |  |  | LIVE OAK LIMITED | CISO | N | Kern | South Kern PP, Kern Oil | Y | Peaker | COMBUSTION TURBINE | NATURAL GAS | 49.7 | 55.3 |  |  |  |  | 1 | 24 | 24 |  |  | 49.7 | 1 | 49.7 | 49.7 | 49.7 | 49.7 | 49.7 | 49.7 | 49.7 | 49.7 | 49.7 | 49.7 | 49.7 | 49.7 | Y | North | FC
LMBEPK_2_UNITA1 |  |  | Lambie Energy Center, Unit #1 | CISO | N | Bay Area | Contra Costa | Y | Peaker | COMBUSTION TURBINE | NATURAL GAS | 47.5 | 49.9 |  |  |  |  | 1 | 24 | 24 |  |  | 47.5 | 1 | 47.5 | 47.5 | 47.5 | 47.5 | 47.5 | 47.5 | 47.5 | 47.5 | 47.5 | 47.5 | 47.5 | 47.5 | Y | North | FC
LMBEPK_2_UNITA2 |  |  | Creed Energy Center, Unit #1 | CISO | N | Bay Area | Contra Costa | Y | Peaker | COMBUSTION TURBINE | NATURAL GAS | 47.6 | 49.9 |  |  |  |  | 1 | 24 | 24 |  |  | 47.6 | 1 | 47.6 | 47.6 | 47.6 | 47.6 | 47.6 | 47.6 | 47.6 | 47.6 | 47.6 | 47.6 | 47.6 | 47.6 | Y | North | FC
LMBEPK_2_UNITA3 |  |  | Goose Haven Energy Center, Unit #1 | CISO | N | Bay Area | Contra Costa | Y | Peaker | COMBUSTION TURBINE | NATURAL GAS | 47.75 | 49.9 |  |  |  |  | 1 | 24 | 24 |  |  | 47.75 | 1 | 47.75 | 47.75 | 47.75 | 47.75 | 47.75 | 47.75 | 47.75 | 47.75 | 47.75 | 47.75 | 47.75 | 47.75 | Y | North | FC
LMEC_1_PL1X3 |  |  | Los Medanos Energy Center AGGREGATE | CISO | N | Bay Area | Pittsburg | Y | CCGT | COMBINED CYCLE | NATURAL GAS | 580 | 580 |  |  |  |  | 1 | 24 | 24 |  |  | 390 | 1 | 580 | 580 | 580 | 580 | 580 | 580 | 580 | 580 | 580 | 580 | 580 | 580 | Y | North | FC
LNCSTR_6_CREST |  |  | Lanacaster Aggregate Solar Resources | CISO | N | Big Creek-Ventura |  |  | Solar_1Axis | PHOTO VOLTAIC | SUN | 5.5 | 5.5 |  |  |  |  | 1 | 24 | 24 |  |  |  |  | 0 | 0 | 0 | 0 | 0 | 0 | 0 | 0 | 0 | 0 | 0 | 0 | N | South | EO
LNCSTR_6_SOLAR2 | LNCSTR_6_SOLAR2_SUN |  | SEPV Sierra NGR | CISO | N | Big Creek-Ventura |  |  | Hybrid_SolarFixed | OTHER | HYBD | 3 | 3 |  |  |  |  | 1 | 24 | 24 | 8.25 |  |  |  | 0 | 0 | 0 | 0 | 0 | 0 | 0 | 0 | 0 | 0 | 0 | 0 | N | South | PD | 6.90 | Hybrid - Solar PV 3.00 MW and BESS 6.13 MW
LNCSTR_6_SOLAR2 | LNCSTR_6_SOLAR2_LESR |  | SEPV Sierra NGR | CISO | N | Big Creek-Ventura |  |  | Hybrid_Storage | OTHER | HYBD | 7 | 7 | .8 | 28 | 28 | 1 | 1 | 24 | 4 | 8.25 | TRUE | 10.25 | 2 | 6.9 | 6.9 | 6.9 | 6.9 | 6.9 | 6.9 | 6.9 | 6.9 | 6.9 | 6.9 | 6.9 | 6.9 | Y | South | PD | 6.90 | Hybrid - Solar PV 3.00 MW and BESS 6.13 MW
LOCKFD_1_BEARCK |  |  | Bear Creek Solar | CISO | N | Stockton | Tesla-Bellota |  | Solar_Fixed | PHOTO VOLTAIC | SUN | 1.5 | 2.5 |  |  |  |  | 1 | 24 | 24 |  |  |  |  | 0.1 | 0.1 | 0.1 | 0.1 | 0.45 | 0.55 | 0.91 | 0.78 | 0.1 | 0.1 | 0.1 | 0.1 | N | North | FC
LOCKFD_1_KSOLAR |  |  | Kettleman Solar | CISO | N | Stockton | Tesla-Bellota | Y | Solar_Fixed | PHOTO VOLTAIC | SUN | 1 | 1 |  |  |  |  | 1 | 24 | 24 |  |  |  |  | 0.1 | 0.1 | 0.1 | 0.1 | 0.3 | 0.36 | 0.6 | 0.52 | 0.1 | 0.1 | 0.1 | 0.1 | N | North | FC
LODI25_2_UNIT 1 |  |  | LODI GAS TURBINE | CISO | N | Stockton | Lockeford |  | Peaker | FTUR | NATURAL GAS | 25 | 25.4 |  |  |  |  | 1 | 24 | 24 |  |  | 23.8 | 1 | 23.8 | 23.8 | 23.8 | 23.8 | 23.8 | 23.8 | 23.8 | 23.8 | 23.8 | 23.8 | 23.8 | 23.8 | Y | North | FC
LODIEC_2_PL1X2 |  |  | Lodi Energy Center | CISO | N | Sierra | South of Rio Oso, South of Palermo | Y | CCGT | COMBINED CYCLE | NATURAL GAS | 302.58 | 302.58 |  |  |  |  | 1 | 24 | 24 |  |  | 202.58 | 1 | 302.58 | 302.58 | 302.58 | 302.58 | 302.58 | 302.58 | 302.58 | 302.58 | 302.58 | 302.58 | 302.58 | 302.58 | Y | North | FC
LOTUS_6_LSFSR1 |  |  | Lotus Solar Farm | CISO | N | Fresno | Borden |  | Solar_1Axis | PHOTO VOLTAIC | SUN | 50 | 50 |  |  |  |  | 1 | 24 | 24 |  |  |  |  | 0.1 | 0.1 | 1.52 | 0.52 | 21.85 | 27.39 | 37.33 | 31.35 | 2.61 | 0.1 | 0.1 | 0.1 | N | North | FC
LOWGAP_1_SUPHR |  |  | Mill & Sulphur Creek Hydro | CISO | N | CAISO System |  |  | Hydro | HYDRO | WATER | 0.99 | 1 |  |  |  |  | 1 | 24 | 24 |  |  |  |  | 0.4 | 0.33 | 0.13 | 0.24 | 0.19 | 0 | 0 | 0 | 0 | 0.05 | 0.04 | 0.1 | N | North | FC
LOWGAP_7_QFUNTS |  |  | Matthews Dam Hydro | CISO | N | CAISO System |  |  | Hydro | HYDRO | WATER | 1.35 | 3.5 |  |  |  |  | 1 | 24 | 24 |  |  |  |  | 0.66 | 0.77 | 0.59 | 0.67 | 0.67 | 0.33 | 0.19 | 0.14 | 0.3 | 0.27 | 0.71 | 0.49 | N | North | FC
LTBEAR_1_LB3SR3 |  |  | Little Bear 3 Solar | CISO | N | Fresno | Panoche 115 kV, Wilson 115 kV | Y | Solar_1Axis | PHOTO VOLTAIC | SUN | 20 | 20 |  |  |  |  | 1 | 24 | 24 |  |  |  |  | 0.1 | 0.1 | 0.61 | 0.21 | 8.74 | 10.96 | 14.93 | 12.54 | 1.04 | 0.1 | 0.1 | 0.1 | N | North | ID | 100% | C7 - Waiting for Bellota-Warnerville 230 kV reconductoring, Wilson - Le Grand 115 kV line reconductoring and possibly other
LTBEAR_1_LB4SR4 |  |  | Little Bear 4 | CISO | N | Fresno | Panoche 115 kV, Wilson 115 kV | Y | Solar_1Axis | PHOTO VOLTAIC | SUN | 50 | 50 |  |  |  |  | 1 | 24 | 24 |  |  |  |  | 0.1 | 0.1 | 1.52 | 0.52 | 21.85 | 27.39 | 37.33 | 31.35 | 2.61 | 0.1 | 0.1 | 0.1 | N | North | ID | 100% | C8 - Waiting for Bellota-Warnerville 230 kV reconductoring, Wilson - Le Grand 115 kV line reconductoring and possibly other
LTBEAR_1_LB4SR5 |  |  | Little Bear 4 Solar 5 | CISO | N | Fresno | Panoche 115 kV, Wilson 115 kV | Y | Solar_1Axis | PHOTO VOLTAIC | SUN | 50 | 50 |  |  |  |  | 1 | 24 | 24 |  |  |  |  | 0.1 | 0.1 | 1.52 | 0.52 | 21.85 | 27.39 | 37.33 | 31.35 | 2.61 | 0.1 | 0.1 | 0.1 | N | North | ID | 100% | C8 - Waiting for Bellota-Warnerville 230 kV reconductoring, Wilson - Le Grand 115 kV line reconductoring and possibly other
LTBERA_1_LB1SR1 |  |  | Little Bear Solar 1 | CISO | N | Fresno | Panoche 115 kV, Wilson 115 kV | Y | Solar_1Axis | PHOTO VOLTAIC | SUN | 40 | 40 |  |  |  |  | 1 | 24 | 24 |  |  |  |  | 0.1 | 0.1 | 1.22 | 0.41 | 17.48 | 21.91 | 29.87 | 25.08 | 2.09 | 0.1 | 0.1 | 0.1 | N | North | ID | 100% | C7 - Waiting for Bellota-Warnerville 230 kV reconductoring, Wilson - Le Grand 115 kV line reconductoring and possibly other
MAGUND_1_BKISR1 |  |  | Bakersfield Industrial 1 | CISO | N | Kern | South Kern PP, Kern Oil | Y | Solar_1Axis | PHOTO VOLTAIC | SUN | 1 | 1 |  |  |  |  | 1 | 24 | 24 |  |  |  |  | 0.1 | 0.1 | 0.1 | 0.1 | 0.44 | 0.55 | 0.75 | 0.63 | 0.1 | 0.1 | 0.1 | 0.1 | N | North | FC
MAGUND_1_BKSSR2 |  |  | Bakersfield Solar 1 | CISO | N | Kern | South Kern PP, Kern Oil | Y | Solar_1Axis | PHOTO VOLTAIC | SUN | 5.25 | 5.3 |  |  |  |  | 1 | 24 | 24 |  |  |  |  | 0.1 | 0.1 | 0.16 | 0.1 | 2.29 | 2.88 | 3.92 | 3.29 | 0.27 | 0.1 | 0.1 | 0.1 | N | North | FC
MALAGA_1_PL1X2 |  |  | Malaga Power Aggregate | CISO | N | Fresno | Herndon | Y | Peaker | COMBUSTION TURBINE | NATURAL GAS | 96.61 | 96.61 |  |  |  |  | 1 | 24 | 24 |  |  | 96.61 | 1 | 96.61 | 96.61 | 96.61 | 96.61 | 96.61 | 96.61 | 96.61 | 96.61 | 96.61 | 96.61 | 96.61 | 96.61 | Y | North | FC
MALCHQ_7_UNIT 1 |  |  | MALACHA HYDRO L.P. | CISO | N | CAISO System |  |  | Hydro | HYDRO | WATER | 32.5 | 32.5 |  |  |  |  | 1 | 24 | 24 |  |  |  |  | 10 | 10.57 | 3.98 | 4.18 | 0.62 | 0.09 | 0.17 | 0 | 0 | 0.26 | 0.67 | 2.19 | N | North | FC
MANTEC_1_ML1SR1 |  |  | Manteca Land 1 | CISO | N | Stockton | Tesla-Bellota | Y | Solar_1Axis | PHOTO VOLTAIC | SUN | 1 | 1 |  |  |  |  | 1 | 24 | 24 |  |  |  |  | 0 | 0 | 0 | 0 | 0 | 0 | 0 | 0 | 0 | 0 | 0 | 0 | N | North | EO
MANZNA_2_WIND |  |  | Manzana Wind | CISO | N | CAISO System |  |  | Wind | WIND | WIND | 189 | 300 |  |  |  |  | 1 | 24 | 24 |  |  |  |  | 10.3 | 22.23 | 24.02 | 76.26 | 81.28 | 71.66 | 62.98 | 55.15 | 37.81 | 17.69 | 8.18 | 8.68 | N | South | FC
MARCPW_6_SOLAR1 |  |  | Maricopa West Solar PV | CISO | N | CAISO System |  | Y | Solar_1Axis | PHOTO VOLTAIC | SUN | 20 | 20 |  |  |  |  | 1 | 24 | 24 |  |  |  |  | 0.1 | 0.1 | 0.61 | 0.21 | 8.74 | 10.96 | 14.93 | 12.54 | 1.04 | 0.1 | 0.1 | 0.1 | N | North | FC
MARTIN_1_SUNSET |  |  | Sunset Reservoir - North Basin | CISO | N | Bay Area |  |  | Solar_Fixed | PHOTO VOLTAIC | SUN | 4.5 | 4.5 |  |  |  |  | 1 | 24 | 24 |  |  |  |  | 0.1 | 0.1 | 0.15 | 0.1 | 1.35 | 1.64 | 2.72 | 2.34 | 0.24 | 0.1 | 0.1 | 0.1 | N | North | FC
MARVEL_2_MARBT3 |  |  | Marvel 2 | CISO | N | LA Basin |  |  | Battery Storage | OTHER | LESR | 74.94 | 75 | 0.8 | 300 | 300 | 1 | 1 | 24 | 4 |  |  | 149.94 | 1 | 74.93 | 74.93 | 74.93 | 74.93 | 74.93 | 74.93 | 74.93 | 74.93 | 74.93 | 74.93 | 74.93 | 74.93 | Y | South | ID | 100% | Waiting for West of Colorado River cRAS.
MARVEL_2_MARBX2 |  |  | Marvel | CISO | N | LA Basin |  |  | Battery Storage | OTHER | LESR | 325 | 325 | 0.8 | 1300 | 1300 | 1 | 1 | 24 | 4 |  |  | 650 | 1 | 324.99 | 324.99 | 324.99 | 324.99 | 324.99 | 324.99 | 324.99 | 324.99 | 324.99 | 324.99 | 324.99 | 324.99 | Y | South | ID | 100% | Waiting for West of Colorado River cRAS.
MCARTH_6_FRIVRB |  |  | Fall River Mills Project B | CISO | N | CAISO System |  |  | Solar_Fixed | PHOTO VOLTAIC | SUN | 1.5 | 1.5 |  |  |  |  | 1 | 24 | 24 |  |  |  |  | 0.1 | 0.1 | 0.1 | 0.1 | 0.45 | 0.55 | 0.91 | 0.78 | 0.1 | 0.1 | 0.1 | 0.1 | N | North | ID | 100% | 18DGD Waiting for Modify QC8SPS-02 and many other
MCCALL_1_QF |  |  | Fish Water | CISO | N | Fresno | Herndon |  | Hydro | HYDRO | WATER | 0.52 | 2.5 |  |  |  |  | 1 | 24 | 24 |  |  |  |  | 0.3 | 0.39 | 0.27 | 0.29 | 0.33 | 0.32 | 0.3 | 0.2 | 0.24 | 0.35 | 0.32 | 0.23 | N | North | FC
MCSWAN_6_UNITS |  |  | MC SWAIN HYDRO | CISO | N | Fresno | Panoche 115 kV, Wilson 115 kV |  | Hydro | HYDRO | WATER | 9 | 10 |  |  |  |  | 1 | 24 | 24 |  |  | 9 | 1 | 9 | 9 | 9 | 9 | 9 | 9 | 9 | 9 | 9 | 9 | 9 | 9 | Y | North | FC | 0 | 0
MDFKRL_2_PROJCT |  |  | MIDDLE FORK AND RALSTON PSP | CISO | N | Sierra | South of Rio Oso, South of Palermo |  | Hydro | HYDRO | WATER | 210 | 210 |  |  |  |  | 1 | 24 | 24 |  |  | 210 | 1 | 210 | 210 | 210 | 210 | 210 | 210 | 210 | 210 | 210 | 210 | 210 | 210 | Y | North | FC
MENBIO_6_RENEW1 |  |  | CalRENEW - 1(A) | CISO | N | Fresno | Herndon, Panoche 115 kV, Wilson 115 kV | Y | Solar_Fixed | PHOTO VOLTAIC | SUN | 5 | 5 |  |  |  |  | 1 | 24 | 24 |  |  |  |  | 0.1 | 0.1 | 0.16 | 0.1 | 1.5 | 1.82 | 3.02 | 2.6 | 0.27 | 0.1 | 0.1 | 0.1 | N | North | FC
MERCED_1_SOLAR1 |  |  | Mission Solar | CISO | N | Fresno |  | Y | Solar_1Axis | PHOTO VOLTAIC | SUN | 1.5 | 1.5 |  |  |  |  | 1 | 24 | 24 |  |  |  |  | 0 | 0 | 0 | 0 | 0 | 0 | 0 | 0 | 0 | 0 | 0 | 0 | N | North | EO
MERCED_1_SOLAR2 |  |  | Merced Solar | CISO | N | Fresno |  | Y | Solar_1Axis | PHOTO VOLTAIC | SUN | 1.5 | 1.5 |  |  |  |  | 1 | 24 | 24 |  |  |  |  | 0 | 0 | 0 | 0 | 0 | 0 | 0 | 0 | 0 | 0 | 0 | 0 | N | North | EO
MERCFL_6_UNIT |  |  | Merced Falls Powerhouse | CISO | N | Fresno | Panoche 115 kV, Wilson 115 kV | Y | Hydro | HYDRO | WATER | 3.5 | 3.5 |  |  |  |  | 1 | 24 | 24 |  |  | 3.5 | 1 | 3.5 | 3.5 | 3.5 | 3.5 | 3.5 | 3.5 | 3.5 | 3.5 | 3.5 | 3.5 | 3.5 | 3.5 | Y | North | FC | 0 | 0
MESAP_1_QF |  |  | SMALL QF AGGREGATION - SAN LUIS OBISPO | CISO | N | CAISO System |  |  | CHP | OTHER | OTHER | 1 | 1 |  |  |  |  | 1 | 24 | 24 |  |  |  |  | 0 | 0 | 0 | 0 | 0 | 0 | 0 | 0 | 0 | 0 | 0 | 0 | N | North | FC
METEC_2_PL1X3 |  |  | Metcalf Energy Center | CISO | N | Bay Area | South Bay-Moss Landing |  | CCGT | COMBINED CYCLE | NATURAL GAS | 597.05 | 597.05 |  |  |  |  | 1 | 24 | 24 |  |  | 417.05 | 1 | 597.05 | 597.05 | 597.05 | 597.05 | 597.05 | 597.05 | 597.05 | 597.05 | 597.05 | 597.05 | 597.05 | 597.05 | Y | North | FC
MIDWD_2_WIND2 |  |  | Coram Energy | CISO | N | CAISO System |  |  | Wind | WIND | WIND | 3 | 3 |  |  |  |  | 1 | 24 | 24 |  |  |  |  | 0.16 | 0.35 | 0.38 | 1.21 | 1.29 | 1.14 | 1 | 0.88 | 0.6 | 0.28 | 0.13 | 0.14 | N | South | FC
MIDWD_7_CORAMB |  |  | CELLC 7.5 MW Tehachapi Project | CISO | N | CAISO System |  |  | Wind | WIND | WIND | 7.5 | 7.5 |  |  |  |  | 1 | 24 | 24 |  |  |  |  | 0.41 | 0.88 | 0.95 | 3.03 | 3.23 | 2.84 | 2.5 | 2.19 | 1.5 | 0.7 | 0.32 | 0.34 | N | South | FC
MIRLOM_2_CORONA |  |  | MWD Corona Hydroelectric Recovery Plant | CISO | N | LA Basin | Eastern |  | Hydro | HYDRO | WATER | 2.85 | 2.8 |  |  |  |  | 1 | 24 | 24 |  |  |  |  | 1.5 | 0.98 | 0.86 | 0.93 | 1.85 | 1.51 | 0.33 | 0.64 | 0.53 | 0.78 | 0.82 | 1.24 | N | South | FC
MIRLOM_2_CREST |  |  | Temescal Canyon RV | CISO | N | LA Basin | Eastern |  | Solar_Fixed | PHOTO VOLTAIC | SUN | 1.5 | 1.5 |  |  |  |  | 1 | 24 | 24 |  |  |  |  | 0 | 0 | 0 | 0 | 0 | 0 | 0 | 0 | 0 | 0 | 0 | 0 | N | South | EO
MIRLOM_2_LNDFL |  |  | Milliken Landfill Solar | CISO | N | LA Basin | Eastern | Y | Solar_1Axis | PHOTO VOLTAIC | SUN | 3 | 3 |  |  |  |  | 1 | 24 | 24 |  |  |  |  | 0.1 | 0.1 | 0.1 | 0.1 | 0.98 | 1.27 | 1.97 | 1.7 | 0.1 | 0.1 | 0.1 | 0.1 | N | South | FC
MIRLOM_2_MLBBTA |  |  | Mira Loma BESS A | CISO | N | LA Basin | Eastern |  | Battery Storage | OTHER | LESR | 10 | 10 | 0.87 | 40 | 111.6578 | 2.7914 | 1 | 24 | 11.1658 |  |  | 20 | 1 | 10 | 10 | 10 | 10 | 10 | 10 | 10 | 10 | 10 | 10 | 10 | 10 | Y | South | FC
MIRLOM_2_MLBBTB |  |  | Mira Loma BESS B | CISO | N | LA Basin | Eastern |  | Battery Storage | OTHER | LESR | 10 | 10 | 0.87 | 40 | 111.6578 | 2.7914 | 1 | 24 | 11.1658 |  |  | 20 | 1 | 10 | 10 | 10 | 10 | 10 | 10 | 10 | 10 | 10 | 10 | 10 | 10 | Y | South | FC
MIRLOM_2_TEMESC |  |  | MWD Temescal Hydroelectric Recovery Plan | CISO | N | LA Basin | Eastern | Y | Hydro | HYDRO | WATER | 2.85 | 2.8 |  |  |  |  | 1 | 24 | 24 |  |  |  |  | 1.33 | 0.58 | 1.07 | 1.65 | 1.71 | 1.01 | 0.06 | 0.77 | 0.92 | 0.73 | 0.85 | 1.43 | N | South | FC
MIRLOM_6_PEAKER |  |  | Mira Loma Peaker | CISO | N | LA Basin | Eastern | Y | Peaker | COMBUSTION TURBINE | NATURAL GAS | 47.18 | 49.8 |  |  | 423.06 |  | 1 | 24 | 8.9669 |  |  | 47.18 | 1 | 47.18 | 47.18 | 47.18 | 47.18 | 47.18 | 47.18 | 47.18 | 47.18 | 47.18 | 47.18 | 47.18 | 47.18 | Y | South | FC
MIRLOM_7_MWDLKM |  |  | Lake Mathews Hydroelectric Recovery Plan | CISO | N | LA Basin | Eastern |  | Hydro | HYDRO | WATER | 5 | 5 |  |  |  |  | 1 | 24 | 24 |  |  |  | 1 | 2.4 | 2.4 | 1.6 | 2.4 | 2.4 | 3.2 | 3.2 | 3.6 | 2.8 | 2.4 | 2.4 | 1.6 | Y | South | FC
MISSIX_1_QF |  |  | SMALL QF AGGREGATION - SAB FRABCUSCI | CISO | N | Bay Area | Ames |  | CHP | FTUR | NATURAL GAS | 1 | 15 |  |  |  |  | 1 | 24 | 24 |  |  |  |  | 0.01 | 0.01 | 0.01 | 0.01 | 0.01 | 0.01 | 0.01 | 0.01 | 0.01 | 0.01 | 0.01 | 0.01 | N | North | FC
MKTRCK_1_UNIT 1 |  |  | MCKITTRICK LIMITED | CISO | N | CAISO System |  | Y | Peaker | COMBUSTION TURBINE | NATURAL GAS | 47.72 | 57.9 |  |  |  |  | 1 | 24 | 24 |  |  | 47.72 | 1 | 47.72 | 47.72 | 47.72 | 47.72 | 47.72 | 47.72 | 47.72 | 47.72 | 47.72 | 47.72 | 47.72 | 47.72 | Y | North | FC
MLPTAS_7_QFUNTS |  |  | MLPTAS_7_QFUNTS | CISO | N | Bay Area | San Jose, South Bay-Moss Landing |  | CHP | OTHER | OTHER | 1 | 2 |  |  |  |  | 1 | 24 | 24 |  |  |  |  | 0 | 0 | 0 | 0 | 0 | 0 | 0 | 0 | 0 | 0 | 0 | 0 | N | North | FC
MNDALY_6_MCGRTH |  |  | McGrath Beach Peaker | CISO | N | Big Creek-Ventura | S.Clara, Moorpark | Y | Peaker | COMBUSTION TURBINE | NATURAL GAS | 48.56 | 49.8 |  |  | 1165.44 |  | 1 | 24 | 24 |  |  | 48.56 | 1 | 48.56 | 48.56 | 48.56 | 48.56 | 48.56 | 48.56 | 48.56 | 48.56 | 48.56 | 48.56 | 48.56 | 48.56 | Y | South | FC
MNDOTA_1_SOLAR1 |  |  | North Star Solar 1 | CISO | N | Fresno | Panoche 115 kV, Wilson 115 kV | Y | Solar_1Axis | PHOTO VOLTAIC | SUN | 60 | 60 |  |  |  |  | 1 | 24 | 24 |  |  |  |  | 0.1 | 0.1 | 1.83 | 0.62 | 26.22 | 32.87 | 44.8 | 37.62 | 3.13 | 0.1 | 0.1 | 0.1 | N | North | FC
MNDOTA_1_SOLAR2 |  |  | Citizen Solar B | CISO | N | Fresno |  | Y | Solar_1Axis | PHOTO VOLTAIC | SUN | 5 | 5 |  |  |  |  | 1 | 24 | 24 |  |  |  |  | 0 | 0 | 0 | 0 | 0 | 0 | 0 | 0 | 0 | 0 | 0 | 0 | N | North | EO
MOJAVE_1_SIPHON |  |  | MOJAVE SIPHON POWER PLANT | CISO | N | LA Basin | Eastern | Y | Hydro | HYDRO | WATER | 14.36 | 34.5 |  |  |  |  | 1 | 24 | 24 |  |  | 10.11 | 2 | 10.52 | 5.92 | 7.78 | 10.32 | 10.12 | 10.96 | 10.38 | 9.85 | 10.11 | 9.68 | 9.94 | 8.09 | Y | South | FC
MOJAVW_2_SOLAR |  |  | Mojave West | CISO | N | CAISO System |  |  | Solar_1Axis | PHOTO VOLTAIC | SUN | 20 | 20 |  |  |  |  | 1 | 24 | 24 |  |  |  |  | 0.1 | 0.1 | 0.56 | 0.1 | 6.57 | 8.49 | 13.16 | 11.36 | 0.61 | 0.1 | 0.1 | 0.1 | N | South | FC
MONTPH_7_UNITS |  |  | MONTICELLO HYDRO AGGREGATE | CISO | N | NCNB | Fulton |  | Hydro | HYDRO | WATER | 12.5 | 12.5 |  |  |  |  | 1 | 24 | 24 |  |  |  |  | 0.28 | 0.47 | 2.27 | 4.03 | 5.12 | 7.93 | 8.52 | 6.81 | 5.5 | 2.5 | 0.73 | 0.48 | N | North | FC
MOORPK_2_ACOBT1 |  |  | Acorn I BESS | CISO | N | Big Creek-Ventura | Moorpark |  | Battery Storage | OTHER | LESR | 1.95 | 2 | .8 | 4 | 4 | 1 | 1 | 24 | 2 |  |  | 3 | 3 | [12 empty] | Y | South | FC | bar: JAN to DEC
MOORPK_2_CALABS |  |  | Calabasas Gas-to-Energy Facility | CISO | N | Big Creek-Ventura | Moorpark |  | Biogas | COMBUSTION TURBINE | BIOGAS | 6.96 | 13.8 |  |  |  |  | 1 | 24 | 24 |  |  |  |  | 4.4 | 4.26 | 3.84 | 3.98 | 4.21 | 4.16 | 4.04 | 3.44 | 3.76 | 4.21 | 4.1 | 4.11 | N | South | FC
MOORPK_6_QF |  |  | MOORPARK QFS | CISO | N | Big Creek-Ventura | Moorpark |  | CHP | OTHER | OTHER | 0.8 | 35.8 |  |  |  |  | 1 | 24 | 24 |  |  |  |  | 0.01 | 0.06 | 0.02 | 0 | 0 | 0.04 | 0.04 | 0.28 | 0.4 | 0.4 | 0.4 | 0.39 | N | South | FC
MORWD_6_QF |  |  | Morwind | CISO | N | CAISO System |  | Y | Wind | WIND | WIND | 38.16 | 56 |  |  |  |  | 1 | 24 | 24 |  |  |  |  | 2.08 | 4.49 | 4.85 | 15.4 | 16.41 | 14.47 | 12.72 | 11.14 | 7.63 | 3.57 | 1.65 | 1.75 | N | South | FC
MOSSLD_2_PSP1 |  |  | MOSS LANDING POWER BLOCK 1 | CISO | N | Bay Area | South Bay-Moss Landing |  | CCGT | COMBINED CYCLE | NATURAL GAS | 510 | 510 |  |  |  |  | 1 | 24 | 24 |  |  | 368.98 | 1 | 510 | 510 | 510 | 510 | 510 | 510 | 510 | 510 | 510 | 510 | 510 | 510 | Y | North | FC
MOSSLD_2_PSP2 |  |  | MOSS LANDING POWER BLOCK 2 | CISO | N | Bay Area | South Bay-Moss Landing |  | CCGT | COMBINED CYCLE | NATURAL GAS | 510 | 510 |  |  |  |  | 1 | 24 | 24 |  |  | 370 | 1 | 510 | 510 | 510 | 510 | 510 | 510 | 510 | 510 | 510 | 510 | 510 | 510 | Y | North | FC
MRCHNT_2_PL1X3 |  |  | Desert Star Energy Center | CISO | N | CAISO System |  |  | CCGT | COMBINED CYCLE | NATURAL GAS | 494.58 | 494.58 |  |  |  |  | 1 | 24 | 24 |  |  | 239.25 | 1 | 419.25 | 419.25 | 419.25 | 419.25 | 419.25 | 419.25 | 419.25 | 419.25 | 419.25 | 419.25 | 419.25 | 419.25 | Y | South | PD | 419.25
MRGT_6_MEF2 |  |  | Miramar Energy Facility II | CISO | N | San Diego-IV | San Diego |  | Peaker | COMBUSTION TURBINE | NATURAL GAS | 44 | 67.5 |  |  |  |  | 1 | 24 | 24 |  |  | 44 | 1 | 44 | 44 | 44 | 44 | 44 | 44 | 44 | 44 | 44 | 44 | 44 | 44 | Y | South | FC
MRGT_6_MMAREF |  |  | Miramar Energy Facility | CISO | N | San Diego-IV | San Diego |  | Peaker | COMBUSTION TURBINE | NATURAL GAS | 45 | 68 |  |  |  |  | 1 | 24 | 24 |  |  | 45 | 1 | 45 | 45 | 45 | 45 | 45 | 45 | 45 | 45 | 45 | 45 | 45 | 45 | Y | South | FC
MRGT_6_TGEBT1 |  |  | Top Gun Energy Storage | CISO | N | San Diego-IV | San Diego |  | Battery Storage | OTHER | LESR | 30 | 30 | .8 | 120 | 120 | 1 | 1 | 24 | 4 |  |  | 60 | 1 | 30 | 30 | 30 | 30 | 30 | 30 | 30 | 30 | 30 | 30 | 30 | 30 | Y | South | FC
MRLSDS_6_SOLAR1 |  |  | Morelos Solar | CISO | N | CAISO System |  | Y | Solar_1Axis | PHOTO VOLTAIC | SUN | 15 | 15 |  |  |  |  | 1 | 24 | 24 |  |  |  |  | 0.1 | 0.1 | 0.46 | 0.16 | 6.56 | 8.22 | 11.2 | 9.4 | 0.78 | 0.1 | 0.1 | 0.1 | N | North | FC
MSHGTS_6_MMARLF |  |  | MIRAMAR LANDFILL | CISO | N | San Diego-IV | San Diego |  | Biogas | RECIPROCATING ENGINE | BIOGAS | 5 | 3 |  |  |  |  | 1 | 24 | 24 |  |  |  |  | 3.63 | 3.82 | 3.75 | 4.1 | 4.19 | 4.15 | 4.16 | 4.08 | 4.31 | 4.01 | 3.9 | 3.6 | N | South | FC
MSOLAR_2_SOLAR1 |  |  | Mesquite Solar 1 | CISO | N | CAISO System |  |  | Solar_Fixed | PHOTO VOLTAIC | SUN | 165 | 170 |  |  |  |  | 1 | 24 | 24 |  |  |  |  | 0.1 | 0.1 | 4.46 | 0.24 | 31.25 | 42.7 | 83.27 | 71.57 | 3.79 | 0.1 | 0.1 | 0.1 | N | South | FC
MSOLAR_2_SOLAR2 |  |  | Mesquite Solar 2 | CISO | N | CAISO System |  |  | Solar_Fixed | PHOTO VOLTAIC | SUN | 100.81 | 165 |  |  |  |  | 1 | 24 | 24 |  |  |  |  | 0.1 | 0.1 | 2.73 | 0.14 | 19.09 | 26.09 | 50.87 | 43.72 | 2.32 | 0.1 | 0.1 | 0.1 | N | South | FC |  | Hybrid - However Solar is FCDS and BESS is EO
MSOLAR_2_SOLAR3 |  |  | Mesquite Solar 3, LLC | CISO | N | CAISO System |  |  | Solar_Fixed | PHOTO VOLTAIC | SUN | 152 | 152 |  |  |  |  | 1 | 24 | 24 |  |  |  |  | 0.1 | 0.1 | 4.11 | 0.22 | 28.78 | 39.34 | 76.71 | 65.93 | 3.49 | 0.1 | 0.1 | 0.1 | N | South | FC
MSSION_2_QF |  |  | SMALL QF AGGREGATION - SAN DIEGO | CISO | N | San Diego-IV | San Diego |  | CHP | OTHER | OTHER | 2 | 50 |  |  |  |  | 1 | 24 | 24 |  |  |  |  | 0.15 | 0.15 | 0.15 | 0.19 | 0.29 | 0.33 | 0.3 | 0.32 | 0.32 | 0.28 | 0.26 | 0.16 | N | South | FC
MSTANG_2_MTGBT1 |  | MSTANG_2_SOLAR, MSTANG_2_SOLAR3, MSTANG_2_SOLAR4 | Mustang 1 BESS | CISO | N | Fresno |  |  | Paired_BattStorage | OTHER | LESR | 75 | 75 | .8 | 300 | 300 | 1 | 1 | 24 | 4 | 100 | TRUE | 150 | 1 | 75 | 75 | 75 | 75 | 75 | 75 | 75 | 75 | 75 | 75 | 75 | 75 | Y | North | FC
MSTANG_2_SOLAR |  | MSTANG_2_MTGBT1, MSTANG_2_SOLAR3, MSTANG_2_SOLAR4 | Mustang | CISO | N | Fresno |  | Y | Paired_Solar_1Axis | PHOTO VOLTAIC | SUN | 30 | 30 |  |  |  |  | 1 | 24 | 24 | 100 |  |  |  | 0.1 | 0.1 | 0.91 | 0.31 | 13.11 | 16.43 | 22.4 | 18.81 | 1.57 | 0.03 | 0.1 | 0.1 | N | North | EO
MSTANG_2_SOLAR3 |  | MSTANG_2_SOLAR, MSTANG_2_MTGBT1, MSTANG_2_SOLAR4 | Mustang 3 | CISO | N | Fresno |  | Y | Paired_Solar_1Axis | PHOTO VOLTAIC | SUN | 40 | 40 |  |  |  |  | 1 | 24 | 24 | 100 |  |  |  | 0.1 | 0.1 | 1.22 | 0.41 | 17.48 | 21.91 | 29.87 | 25.08 | 2.09 | 0.1 | 0.1 | 0.1 | N | North | PD | 37.37%
MSTANG_2_SOLAR4 |  | MSTANG_2_SOLAR, MSTANG_2_MTGBT1, MSTANG_2_SOLAR3 | Mustang 4 | CISO | N | Fresno |  | Y | Paired_Solar_1Axis | PHOTO VOLTAIC | SUN | 30 | 30 |  |  |  |  | 1 | 24 | 24 | 100 |  |  |  | 0.1 | 0.1 | 0.91 | 0.31 | 13.11 | 16.43 | 22.4 | 18.81 | 1.57 | 0.1 | 0.1 | 0.1 | N | North | FC
MTNPOS_1_UNIT |  |  | MT.POSO COGENERATION CO. | CISO | N | Kern | South Kern PP, Kern Oil |  | CHP | STEAM | BIOMASS | 46.64 | 57 |  |  |  |  | 1 | 24 | 24 |  |  |  |  | 29.05 | 28.4 | 17.44 | 28.88 | 31.82 | 39.72 | 41.67 | 40.55 | 39.56 | 39.3 | 38.79 | 27.09 | N | North | FC
MTWIND_1_MVPWD1 |  |  | Mountain View Power Project I Repower | CISO | N | LA Basin | Eastern, Valley-Devers |  | Wind | WIND | WIND | 66.6 | 66.6 |  |  |  |  | 1 | 24 | 24 |  |  |  |  | 3.63 | 7.83 | 8.46 | 26.87 | 28.64 | 25.25 | 22.19 | 19.43 | 13.32 | 6.23 | 2.88 | 3.06 | N | South | FC
MTWIND_1_UNIT 3 |  |  | Mountain View Power Project III | CISO | N | LA Basin | Eastern, Valley-Devers |  | Wind | WIND | WIND | 22.44 | 22.4 |  |  |  |  | 1 | 24 | 24 |  |  |  |  | 1.22 | 2.64 | 2.85 | 9.05 | 9.65 | 8.51 | 7.48 | 6.55 | 4.49 | 2.1 | 0.97 | 1.03 | N | South | FC
MURRAY_6_UNIT |  |  | Grossmont Hospital | CISO | N | San Diego-IV | San Diego |  | CHP | FTUR | NATURAL GAS | 4.12 | 4.6 |  |  |  |  | 1 | 24 | 24 |  |  |  |  | 0 | 0 | 0 | 0 | 0 | 0 | 0 | 0 | 0 | 0 | 0 | 0 | N | South | EO
NAROW1_2_UNIT |  |  | NARROWS PH 1 UNIT | CISO | N | Sierra |  |  | Hydro | HYDRO | WATER | 12 | 12 |  |  |  |  | 1 | 24 | 24 |  |  |  | 1 | 12 | 12 | 12 | 12 | 12 | 12 | 12 | 12 | 12 | 12 | 12 | 12 | Y | North | FC
NAROW2_2_UNIT |  |  | Narrows Powerhouse Unit 2 | CISO | N | Sierra |  |  | Hydro | HYDRO | WATER | 55 | 55 |  |  |  |  | 1 | 24 | 24 |  |  | 55 | 2 | 55 | 55 | 55 | 55 | 55 | 55 | 55 | 55 | 55 | 55 | 55 | 55 | Y | North | FC
NAVYII_2_UNITS |  |  | COSO POWER DEVELOPER (NAVY II) AGGREGATE | CISO | N | CAISO System |  |  | Geothermal | STEAM | GEOTHERMAL | 90 | 90 |  |  |  |  | 1 | 24 | 24 |  |  | 55 | 1 | 55 | 55 | 55 | 55 | 55 | 55 | 55 | 55 | 55 | 55 | 55 | 55 | Y | South | PD | 55.00 | NQC reduction required due to transfer of deliverability to a new resource. (Adjustment already applied Jan-Dec.)
NCPA_7_GP1UN1 |  |  | NCPA GEO PLANT 1 UNIT 1 | CISO | N | NCNB |  |  | Geothermal | STEAM | GEOTHERMAL | 38.85 | 55 |  |  |  |  | 1 | 24 | 24 |  |  | 18.85 | 1 | 38.85 | 38.85 | 38.85 | 38.85 | 38.85 | 38.85 | 38.85 | 38.85 | 38.85 | 38.85 | 38.85 | 38.85 | Y | North | FC
NCPA_7_GP1UN2 |  |  | NCPA GEO PLANT 1 UNIT 2 | CISO | N | NCNB |  |  | Geothermal | STEAM | GEOTHERMAL | 39.94 | 55 |  |  |  |  | 1 | 24 | 24 |  |  | 19.94 | 1 | 39.94 | 39.94 | 39.94 | 39.94 | 39.94 | 39.94 | 39.94 | 39.94 | 39.94 | 39.94 | 39.94 | 39.94 | Y | North | FC
NCPA_7_GP2UN3 |  |  | NCPA GEO PLANT 2 UNIT 3 | CISO | N | NCNB | Fulton |  | Geothermal | STEAM | GEOTHERMAL | 42.42 | 55 |  |  |  |  | 1 | 24 | 24 |  |  |  | 1 | 0 | 0 | 0 | 0 | 0 | 0 | 0 | 0 | 0 | 0 | 0 | 0 | Y | North | FC
NCPA_7_GP2UN4 |  |  | NCPA GEO PLANT 2 UNIT 4 | CISO | N | NCNB | Fulton |  | Geothermal | STEAM | GEOTHERMAL | 52.73 | 55 |  |  |  |  | 1 | 24 | 24 |  |  | 37.73 | 1 | 52.73 | 52.73 | 52.73 | 52.73 | 52.73 | 52.73 | 52.73 | 52.73 | 52.73 | 52.73 | 52.73 | 52.73 | Y | North | FC
NEENCH_6_SOLAR |  |  | Alpine Solar | CISO | N | Big Creek-Ventura |  |  | Solar_Fixed | PHOTO VOLTAIC | SUN | 66 | 66 |  |  |  |  | 1 | 24 | 24 |  |  |  |  | 0.1 | 0.1 | 1.78 | 0.1 | 12.5 | 17.08 | 33.31 | 28.63 | 1.52 | 0.1 | 0.1 | 0.1 | N | South | FC
NEWARK_1_QF |  |  | NEWARK 1 QF | CISO | N | Bay Area |  |  | CHP | OTHER | OTHER | 0.1 | 1.1 |  |  |  |  | 1 | 24 | 24 |  |  |  |  | 0.03 | 0.03 | 0.03 | 0.03 | 0.03 | 0.03 | 0.03 | 0.03 | 0.03 | 0.03 | 0.03 | 0.03 | N | North | FC
NHOGAN_6_UNITS |  |  | NEW HOGAN PH AGGREGATE | CISO | N | CAISO System |  |  | Hydro | HYDRO | WATER | 4 | 4 |  |  |  |  | 1 | 24 | 24 |  |  |  |  | 0.13 | 0.02 | 0.09 | 0.52 | 1.15 | 0.96 | 1.53 | 1.17 | 0.98 | 0.02 | 0 | 0 | N | North | FC
NORCNV_1_NCVBT1 |  |  | North Central Valley | CISO | N | Stockton |  |  | Battery Storage | OTHER | LESR | 132 | 132 | 0.8 | 528 | 528 | 1 | 1 | 24 | 4 |  |  | 264 | 1 | 132 | 132 | 132 | 132 | 132 | 132 | 132 | 132 | 132 | 132 | 132 | 132 | Y | North | ID | 100% | Waiting for Vierra Loop-in and possibly other
NOVATO_6_LNDFL |  |  | Redwood Renewable Energy | CISO | N | NCNB |  |  | Biogas | RECIPROCATING ENGINE | BIOGAS | 3.9 | 3.9 |  |  |  |  | 1 | 24 | 24 |  |  |  |  | 3.64 | 3.67 | 3.64 | 3.62 | 3.58 | 3.26 | 2.83 | 2.87 | 3.03 | 2.78 | 3.24 | 3.29 | N | North | FC
NWCSTL_7_UNIT 1 |  |  | NEWCASTLE HYDRO | CISO | N | Sierra | Placer, Gold Hill-Drum, Drum-Rio Oso, South of Rio Oso, South of Palermo |  | Hydro | HYDRO | WATER | 12 | 12 |  |  |  |  | 1 | 24 | 24 |  |  |  |  | 0.95 | 2.47 | 3.29 | 1.43 | 0.3 | 0 | 0.33 | 0 | 0 | 0.52 | 0 | 1.19 | N | North | FC
NZWIND_2_WDSTR5 |  |  | Windstream 6111 | CISO | N | CAISO System |  |  | Wind | WIND | WIND | 6.31 | 6.5 |  |  |  |  | 1 | 24 | 24 |  |  |  |  | 0.34 | 0.74 | 0.8 | 2.55 | 2.71 | 2.39 | 2.1 | 1.84 | 1.26 | 0.59 | 0.27 | 0.29 | N | South | FC
NZWIND_6_CALWND |  |  | Wind Resource I | CISO | N | CAISO System |  |  | Wind | WIND | WIND | 9 | 8.7 |  |  |  |  | 1 | 24 | 24 |  |  |  |  | 0.49 | 1.06 | 1.14 | 3.63 | 3.87 | 3.41 | 3 | 2.63 | 1.8 | 0.84 | 0.39 | 0.41 | N | South | FC
NZWIND_6_WDSTR |  |  | Windstream 39 | CISO | N | CAISO System |  |  | Wind | WIND | WIND | 3.35 | 6.2 |  |  |  |  | 1 | 24 | 24 |  |  |  |  | 0.18 | 0.39 | 0.43 | 1.35 | 1.44 | 1.27 | 1.12 | 0.98 | 0.67 | 0.31 | 0.14 | 0.15 | N | South | FC
NZWIND_6_WDSTR2 |  |  | Windstream 6040 | CISO | N | CAISO System |  |  | Wind | WIND | WIND | 4.07 | 6.9 |  |  |  |  | 1 | 24 | 24 |  |  |  |  | 0.22 | 0.48 | 0.52 | 1.64 | 1.75 | 1.54 | 1.36 | 1.19 | 0.81 | 0.38 | 0.18 | 0.19 | N | South | FC
NZWIND_6_WDSTR3 |  |  | Windstream 6041 | CISO | N | CAISO System |  |  | Wind | WIND | WIND | 3.86 | 6 |  |  |  |  | 1 | 24 | 24 |  |  |  |  | 0.21 | 0.45 | 0.49 | 1.56 | 1.66 | 1.46 | 1.29 | 1.13 | 0.77 | 0.36 | 0.17 | 0.18 | N | South | FC
NZWIND_6_WDSTR4 |  |  | Windstream 6042 | CISO | N | CAISO System |  |  | Wind | WIND | WIND | 6.77 | 6.8 |  |  |  |  | 1 | 24 | 24 |  |  |  |  | 0.37 | 0.8 | 0.86 | 2.73 | 2.91 | 2.57 | 2.26 | 1.98 | 1.35 | 0.63 | 0.29 | 0.31 | N | South | FC
OAK C_1_EBMUD |  |  | MWWTP PGS 1 - ENGINES | CISO | N | Bay Area | Oakland | Y | Biogas | RECIPROCATING ENGINE | BIOGAS | 6.9 | 6.9 |  |  |  |  | 1 | 24 | 24 |  |  |  |  | 1.67 | 1.56 | 1.51 | 1.68 | 1.23 | 1.46 | 1.39 | 1.7 | 1.89 | 1.67 | 1.6 | 1.96 | N | North | FC
OAK C_7_UNIT 1 |  |  | OAKLAND STATION C GT UNIT 1 | CISO | N | Bay Area | Oakland |  | Peaker | COMBUSTION TURBINE | DISTILLATE | 55 | 55 |  |  |  |  | 1 | 24 | 24 |  |  | 55 | 1 | 55 | 55 | 55 | 55 | 55 | 55 | 55 | 55 | 55 | 55 | 55 | 55 | Y | North | FC
OAK C_7_UNIT 3 |  |  | OAKLAND STATION C GT UNIT 3 | CISO | N | Bay Area | Oakland |  | Peaker | COMBUSTION TURBINE | DISTILLATE | 55 | 55 |  |  |  |  | 1 | 24 | 24 |  |  | 55 | 1 | 55 | 55 | 55 | 55 | 55 | 55 | 55 | 55 | 55 | 55 | 55 | 55 | Y | North | FC
OAK L_1_GTG1 |  |  | MWWTP PGS 2 - Turbine | CISO | N | Bay Area | Oakland | Y | Biogas | COMBUSTION TURBINE | BIOGAS | 4.6 | 5.8 |  |  |  |  | 1 | 24 | 24 |  |  |  |  | 0 | 0 | 0 | 0 | 0 | 0 | 0 | 0 | 0 | 0 | 0 | 0 | N | North | EO
OAKWD_6_QF |  |  | Oak Creek | CISO | N | CAISO System |  |  | Wind | WIND | WIND | 27.87 | 30.3 |  |  |  |  | 1 | 24 | 24 |  |  |  |  | 1.52 | 3.28 | 3.54 | 11.25 | 11.99 | 10.57 | 9.29 | 8.13 | 5.58 | 2.61 | 1.21 | 1.28 | N | South | FC
OAKWD_6_ZEPHWD |  |  | Zephyr Park | CISO | N | CAISO System |  |  | Wind | WIND | WIND | 3.5 | 4.2 |  |  |  |  | 1 | 24 | 24 |  |  |  |  | 0.19 | 0.41 | 0.44 | 1.41 | 1.51 | 1.33 | 1.17 | 1.02 | 0.7 | 0.33 | 0.15 | 0.16 | N | South | FC
OASIS_6_CREST |  |  | CREST Contracts | CISO | N | Big Creek-Ventura |  |  | Solar_1Axis | PHOTO VOLTAIC | SUN | 10.5 | 10.5 |  |  |  |  | 1 | 24 | 24 |  |  |  |  | 0 | 0 | 0 | 0 | 0 | 0 | 0 | 0 | 0 | 0 | 0 | 0 | N | South | EO
OASIS_6_GBDSR4 |  |  | Green Beanworks D | CISO | N | Big Creek-Ventura |  |  | Solar_1Axis | PHOTO VOLTAIC | SUN | 3 | 3 |  |  |  |  | 1 | 24 | 24 |  |  |  |  | 0.1 | 0.1 | 0.1 | 0.1 | 0.98 | 1.27 | 1.97 | 1.7 | 0.1 | 0.1 | 0.1 | 0.1 | N | South | FC
OASIS_6_SOLAR1 |  |  | Morgan Lancaster I | CISO | N | Big Creek-Ventura |  |  | Solar_2Axis | PHOTO VOLTAIC | SUN | 1.5 | 1.5 |  |  |  |  | 1 | 24 | 24 |  |  |  |  | 0 | 0 | 0 | 0 | 0 | 0 | 0 | 0 | 0 | 0 | 0 | 0 | N | South | EO
OASIS_6_SOLAR2 |  |  | Oasis Solar | CISO | N | Big Creek-Ventura |  |  | Solar_1Axis | PHOTO VOLTAIC | SUN | 20 | 20 |  |  |  |  | 1 | 24 | 24 |  |  |  |  | 0.1 | 0.1 | 0.56 | 0.1 | 6.57 | 8.49 | 13.16 | 11.36 | 0.61 | 0.1 | 0.1 | 0.1 | N | South | FC
OASIS_6_SOLAR3 |  |  | Soccer Center | CISO | N | Big Creek-Ventura |  |  | Solar_1Axis | PHOTO VOLTAIC | SUN | 3 | 3.8 |  |  |  |  | 1 | 24 | 24 |  |  |  |  | 0 | 0 | 0 | 0 | 0 | 0 | 0 | 0 | 0 | 0 | 0 | 0 | N | South | EO
OBERON_5_O1BBX2 |  | OBERON_5_O1SSR3, OBERON_5_O1SSX2 | Oberon 1 BESS | CISO | N | CAISO System |  |  | Paired_BattStorage | OTHER | LESR | 125 | 125 | .8 | 500 | 500 | 1 | 1 | 24 | 4 | 250 | FALSE | 249.99 | 2 | 125 | 125 | 125 | 125 | 125 | 125 | 125 | 125 | 125 | 125 | 125 | 125 | Y | South | ID | 100% | Waiting for ELM, West of Colorado River cRAS. Co-located with OBERON_5_O1SSX2, OBERON_5_O1SSR3
OBERON_5_O1SSR3 |  | OBERON_5_O1BBX2, OBERON_5_O1SSX2 | Oberon 1B Solar | CISO | N | CAISO System |  |  | Paired_Solar_1Axis | PHOTO VOLTAIC | SUN | 100 | 100 |  |  |  |  | 1 | 24 | 24 | 250 |  |  |  | 0.1 | 0.1 | 2.81 | 0.29 | 32.83 | 42.44 | 65.8 | 56.79 | 3.05 | 0.1 | 0.1 | 0.1 | N | South | ID | 100% | Waiting for ELM, West of Colorado River cRAS. Co-located with OBERON_5_O1BBX2 and OBERON_5_O1SSX2
OBERON_5_O1SSX2 |  | OBERON_5_O1SSR3, OBERON_5_O1BBX2 | Oberon 1A Solar | CISO | N | CAISO System |  |  | Paired_Solar_1Axis | PHOTO VOLTAIC | SUN | 150 | 150 |  |  |  |  | 1 | 24 | 24 | 250 |  |  |  | 0.1 | 0.1 | 4.21 | 0.44 | 49.25 | 63.66 | 98.7 | 85.19 | 4.57 | 0.1 | 0.1 | 0.1 | N | South | ID | 100% | Waiting for ELM, West of Colorado River cRAS. Co-located with OBERON_5_O1BBX2, OBERON_5_O1SSR3
OBERON_5_O2BBX2 |  | OBERON_5_O2SSR4, OBERON_5_O2SSR5 | Oberon 2 BESS | CISO | N | CAISO System |  |  | Paired_BattStorage | OTHER | LESR | 125 | 125 | .8 | 500 | 500 | 1 | 1 | 24 | 4 | 250 |  | 249.99 | 2 | 125 | 125 | 125 | 125 | 125 | 125 | 125 | 125 | 125 | 125 | 125 | 125 | Y | South | ID | 100% | Waiting for West of Colorado River cRAS. Co-located with OBERON_5_O2SSR4, OBERON_5_O2SSR5
OBERON_5_O2SSR4 |  | OBERON_5_O2BBX2, OBERON_5_O2SSR5 | Oberon 2A Solar | CISO | N | CAISO System |  |  | Paired_Solar_1Axis | PHOTO VOLTAIC | SUN | 125 | 125 |  |  |  |  | 1 | 24 | 24 | 250 |  |  |  | 0.1 | 0.1 | 3.51 | 0.37 | 41.04 | 53.05 | 82.25 | 70.99 | 3.81 | 0.1 | 0.1 | 0.1 | N | South | ID | 100% | Waiting for West of Colorado River cRAS. Co-located with OBERON_5_O2BBX2 and OBERON_5_O2SSR5
OBERON_5_O2SSR5 |  | OBERON_5_O2BBX2, OBERON_5_O2SSR4 | Oberon 2B Solar | CISO | N | CAISO System |  |  | Paired_Solar_1Axis | PHOTO VOLTAIC | SUN | 125 | 125 |  |  |  |  | 1 | 24 | 24 | 250 |  |  |  | 0.1 | 0.1 | 3.51 | 0.37 | 41.04 | 53.05 | 82.25 | 70.99 | 3.81 | 0.1 | 0.1 | 0.1 | N | South | ID | 100% | Waiting for West of Colorado River cRAS. Co-located with OBERON_5_O2SSR4 and OBERON_5_O2BBX2
OCTILO_5_WIND |  |  | Ocotillo Wind Energy Facility | CISO | N | San Diego-IV |  |  | Wind | WIND | WIND | 265 | 265 |  |  |  |  | 1 | 24 | 24 |  |  |  |  | 14.45 | 31.17 | 33.68 | 106.92 | 113.96 | 100.47 | 88.3 | 77.33 | 53.02 | 24.81 | 11.47 | 12.17 | N | South | FC
OGROVE_6_PL1X2 |  |  | Orange Grove Energy Center | CISO | N | San Diego-IV | San Diego |  | Peaker | COMBUSTION TURBINE | NATURAL GAS | 96 | 96 |  |  |  |  | 1 | 24 | 24 |  |  | 96 | 1 | 96 | 96 | 96 | 96 | 96 | 96 | 96 | 96 | 96 | 96 | 96 | 96 | Y | South | FC
OILFLD_7_QFUNTS |  |  | Nacimiento Hydroelectric Plant | CISO | N | CAISO System |  |  | Hydro | HYDRO | WATER | 3.8 | 4.4 |  |  |  |  | 1 | 24 | 24 |  |  |  |  | 0.1 | 0.11 | 0.69 | 1.88 | 1.41 | 0.99 | 0.95 | 0.81 | 0.37 | 0.05 | 0.04 | 0 | N | North | FC
OLDRIV_6_BIOGAS |  |  | Bidart Old River 1 | CISO | N | Kern | South Kern PP, Kern 70 kV |  | Biogas | RECIPROCATING ENGINE | BIOGAS | 2 | 2 |  |  |  |  | 1 | 24 | 24 |  |  |  |  | 1.76 | 1.83 | 1.84 | 1.68 | 1.79 | 1.74 | 1.71 | 1.75 | 1.76 | 1.77 | 1.77 | 1.66 | N | North | FC
OLDRIV_6_CESDBM |  |  | Ces Dairy Biogas | CISO | N | Kern | South Kern PP, Kern 70 kV | Y | Biogas | RECIPROCATING ENGINE | BIOGAS | 1 | 1 |  |  |  |  | 1 | 24 | 24 |  |  |  |  | 0.95 | 0.97 | 0.94 | 0.93 | 0.95 | 0.91 | 0.92 | 0.93 | 0.94 | 0.96 | 0.96 | 0.97 | N | North | FC
OLDRIV_6_LKVBM1 |  |  | Lakeview Dairy Biogas | CISO | N | Kern | South Kern PP, Kern 70 kV |  | Biogas | RECIPROCATING ENGINE | BIOGAS | 1 | 1 |  |  |  |  | 1 | 24 | 24 |  |  |  |  | 0.97 | 0.96 | 0.94 | 0.95 | 0.94 | 0.94 | 0.93 | 0.93 | 0.94 | 0.95 | 0.97 | 0.97 | N | North | FC
OLDRV1_6_SOLAR |  |  | Old River One | CISO | N | Kern | South Kern PP, Kern 70 kV |  | Solar_Fixed | PHOTO VOLTAIC | SUN | 20 | 20 |  |  |  |  | 1 | 24 | 24 |  |  |  |  | 0.1 | 0.1 | 0.64 | 0.17 | 5.99 | 7.29 | 12.07 | 10.38 | 1.06 | 0.1 | 0.1 | 0.1 | N | North | FC
OLINDA_2_COYCRK |  |  | MWD Coyote Creek Hydroelectric Recovery | CISO | N | LA Basin | Western | Y | Hydro | HYDRO | WATER | 3.13 | 3.1 |  |  |  |  | 1 | 24 | 24 |  |  | 0.8 | 1 | 0 | 0 | 0 | 0 | 0 | 0 | 0 | 0 | 0.8 | 0 | 0 | 0 | Y | South | FC
OLINDA_2_LNDFL2 |  |  | Brea Power II | CISO | N | LA Basin | Western |  | Biogas | COMBINED CYCLE | BIOGAS | 28.1 | 35.7 |  |  |  |  | 1 | 24 | 24 |  |  |  |  | 25.9 | 26.23 | 26.22 | 24.03 | 26.31 | 25.12 | 25.3 | 24.99 | 25.06 | 25.49 | 25.94 | 25.99 | N | South | FC
OLINDA_7_BLKSND |  |  | BlackSand Generating Facility | CISO | N | LA Basin | Western |  | Biomass | COMBUSTION TURBINE | WASTE TO POWER | 8 | 8 |  |  |  |  | 1 | 24 | 24 |  |  |  |  | 0.11 | 0.1 | 0.15 | 0.22 | 0.29 | 0.38 | 0.36 | 0.25 | 0.98 | 1.28 | 1.04 | 1.48 | N | South | FC
OLIVEP_1_SOLAR |  |  | White River Solar | CISO | N | CAISO System |  | Y | Solar_Fixed | PHOTO VOLTAIC | SUN | 20 | 20 |  |  |  |  | 1 | 24 | 24 |  |  |  |  | 0.1 | 0.1 | 0.64 | 0.17 | 5.99 | 7.29 | 12.07 | 10.38 | 1.06 | 0.1 | 0.1 | 0.1 | N | North | FC
OLIVEP_1_SOLAR2 |  |  | White River West | CISO | N | CAISO System |  | Y | Solar_Fixed | PHOTO VOLTAIC | SUN | 19.75 | 19.8 |  |  |  |  | 1 | 24 | 24 |  |  |  |  | 0.1 | 0.1 | 0.64 | 0.17 | 5.92 | 7.2 | 11.92 | 10.25 | 1.05 | 0.1 | 0.1 | 0.1 | N | North | FC
OLSEN_2_UNIT |  |  | OLSEN POWER PARTNERS | CISO | N | CAISO System |  |  | Hydro | HYDRO | WATER | 5.5 | 5.8 |  |  |  |  | 1 | 24 | 24 |  |  |  |  | 1.16 | 0.88 | 0.97 | 2.3 | 2.06 | 0.57 | 0.02 | 0 | 0 | 0.11 | 0.09 | 0.35 | N | North | FC
OMAR_2_UNIT 1 |  |  | KERN RIVER COGENERATION CO. UNIT 1 | CISO | N | Big Creek-Ventura |  |  | Peaker | FTUR | NATURAL GAS | 75 | 85 |  |  |  |  | 1 | 24 | 24 |  |  | 73.67 | 1 | 75 | 75 | 75 | 75 | 74.67 | 73.67 | 73 | 72.67 | 73.67 | 74.33 | 75 | 75 | Y | South | FC
OMAR_2_UNIT 2 |  |  | KERN RIVER COGENERATION CO. UNIT 2 | CISO | N | Big Creek-Ventura |  |  | Peaker | FTUR | NATURAL GAS | 75 | 85 |  |  |  |  | 1 | 24 | 24 |  |  | 73.67 | 1 | 75 | 75 | 75 | 75 | 74.67 | 73.67 | 73.33 | 73 | 73.67 | 74.67 | 75 | 75 | Y | South | FC
OMAR_2_UNIT 3 |  |  | KERN RIVER COGENERATION CO. UNIT 3 | CISO | N | Big Creek-Ventura |  |  | Peaker | FTUR | NATURAL GAS | 75 | 85 |  |  |  |  | 1 | 24 | 24 |  |  | 73.67 | 1 | 75 | 75 | 75 | 75 | 73.67 | 73.67 | 73.33 | 73 | 73.67 | 75 | 75 | 75 | Y | South | FC
OMAR_2_UNIT 4 |  |  | KERN RIVER COGENERATION CO. UNIT 4 | CISO | N | Big Creek-Ventura |  |  | CHP | FTUR | NATURAL GAS | 75 | 85 |  |  |  |  | 1 | 24 | 24 |  |  |  | 1 | 75 | 75 | 75 | 75 | 74 | 73.33 | 73.67 | 73.67 | 74.33 | 75 | 75 | 75 | Y | South | FC
ONLLPP_6_UNITS |  |  | O'NEILL PUMP-GEN (AGGREGATE) | CISO | N | Fresno |  | Y | Pumped Hydro |  | WATER | 25.2 | 25.2 |  |  |  |  | 1 | 24 | 24 |  |  |  |  | 0 | 0.74 | 0.07 | 0.18 | 12.91 | 1.8 | 1.49 | 0.63 | 0.05 | 0.71 | 0.15 | 0 | N | North | FC
ORLND_6_HIGHLI |  |  | High Line Canal Hydro | CISO | N | CAISO System |  |  | Hydro | HYDRO | WATER | 0.5 | 0.6 |  |  |  |  | 1 | 24 | 24 |  |  |  |  | 0 | 0 | 0 | 0.04 | 0.03 | 0 | 0 | 0 | 0 | 0 | 0 | 0 | N | North | FC
ORLND_6_SOLAR1 |  |  | Enerparc California 2 | CISO | N | CAISO System |  |  | Solar_1Axis | PHOTO VOLTAIC | SUN | 1.5 | 1.5 |  |  |  |  | 1 | 24 | 24 |  |  |  |  | 0.1 | 0.1 | 0.1 | 0.1 | 0.66 | 0.82 | 1.12 | 0.94 | 0.1 | 0.1 | 0.1 | 0.1 | N | North | FC
ORMOND_7_UNIT 1 |  |  | ORMOND BEACH GEN STA. UNIT 1 | CISO | N | Big Creek-Ventura | Moorpark | Y | Steam Turbine | STEAM | NATURAL GAS | 741.27 | 750 |  |  |  |  | 1 | 24 | 24 |  |  | 641.27 | 1 | 741.27 | 741.27 | 741.27 | 741.27 | 741.27 | 741.27 | 741.27 | 741.27 | 741.27 | 741.27 | 741.27 | 741.27 | Y | South | FC
ORMOND_7_UNIT 2 |  |  | ORMOND BEACH GEN STA. UNIT 2 | CISO | N | Big Creek-Ventura | Moorpark | Y | Steam Turbine | STEAM | NATURAL GAS | 750 | 750 |  |  |  |  | 1 | 24 | 24 |  |  | 700 | 1 | 750 | 750 | 750 | 750 | 750 | 750 | 750 | 750 | 750 | 750 | 750 | 750 | Y | South | FC
OROLOM_1_SOLAR1 |  |  | Oro Loma Solar 1 | CISO | N | Fresno | Panoche 115 kV | Y | Solar_1Axis | PHOTO VOLTAIC | SUN | 10 | 10 |  |  |  |  | 1 | 24 | 24 |  |  |  |  | 0 | 0 | 0 | 0 | 0 | 0 | 0 | 0 | 0 | 0 | 0 | 0 | N | North | EO
OROLOM_1_SOLAR2 |  |  | Oro Loma Solar 2 | CISO | N | Fresno | Panoche 115 kV |  | Solar_1Axis | PHOTO VOLTAIC | SUN | 10 | 10 |  |  |  |  | 1 | 24 | 24 |  |  |  |  | 0 | 0 | 0 | 0 | 0 | 0 | 0 | 0 | 0 | 0 | 0 | 0 | N | North | EO
OROVIL_6_UNIT |  |  | Oroville Cogeneration, LP | CISO | N | Sierra | Drum-Rio Oso |  | CHP | RECIPROCATING ENGINE | NATURAL GAS | 7.5 | 9.8 |  |  |  |  | 1 | 24 | 24 |  |  | 6.5 | 1 | 7.5 | 7.5 | 7.5 | 7.5 | 7.5 | 7.5 | 7.5 | 7.5 | 7.5 | 7.5 | 7.5 | 7.5 | Y | North | FC
ORTGA_6_ME1SL1 |  |  | Merced 1 | CISO | N | Fresno |  |  | Solar_1Axis | PHOTO VOLTAIC | SUN | 3 | 3 |  |  |  |  | 1 | 24 | 24 |  |  |  |  | 0.1 | 0.1 | 0.1 | 0.1 | 1.31 | 1.64 | 2.24 | 1.88 | 0.16 | 0.1 | 0.1 | 0.1 | N | North | FC
OSO_6_NSPIN |  |  | OSO_6_NSPIN | CISO | N | Big Creek-Ventura |  |  | Pump | PUMP | WATER | 70 | 70.8 |  |  |  |  | 1 | 24 | 24 |  |  |  | 1 | 18 | 18 | 18 | 18 | 18 | 18 | 18 | 18 | 18 | 18 | 18 | 18 | Y | South | FC
OTAY_6_PL1X2 |  |  | Chula Vista Energy Center, LLC | CISO | N | San Diego-IV | San Diego |  | Peaker | COMBUSTION TURBINE | NATURAL GAS | 39.57 | 40 |  |  |  |  | 1 | 24 | 24 |  |  | 37.2 | 1 | 37.2 | 37.2 | 37.2 | 37.2 | 37.2 | 37.2 | 37.2 | 37.2 | 37.2 | 37.2 | 37.2 | 37.2 | Y | South | PD | 37.20 | 2.8 MW expansion is EO
OTMESA_2_PL1X3 |  |  | OTAY MESA ENERGY CENTER | CISO | N | San Diego-IV | San Diego |  | CCGT | COMBINED CYCLE | NATURAL GAS | 603.68 | 689 |  |  |  |  | 1 | 24 | 24 |  |  | 448.6 | 1 | 603.6 | 603.6 | 603.6 | 603.6 | 603.6 | 603.6 | 603.6 | 603.6 | 603.6 | 603.6 | 603.6 | 603.6 | Y | South | FC
OXBOW_6_DRUM |  |  | OXBOW HYDRO | CISO | N | Sierra | Drum-Rio Oso, South of Palermo |  | Hydro | HYDRO | WATER | 5.8 | 6 |  |  |  |  | 1 | 24 | 24 |  |  |  |  | 2.1 | 1.45 | 1.51 | 2.92 | 1.54 | 1.24 | 1.83 | 2.41 | 1.64 | 0.02 | 0.97 | 1.18 | N | North | FC
OXMTN_6_LNDFIL |  |  | Ox Mountain Landfill Generating Plant | CISO | N | Bay Area | Ames |  | Biogas | RECIPROCATING ENGINE | BIOGAS | 10.62 | 13.3 |  |  |  |  | 1 | 24 | 24 |  |  |  |  | 10.62 | 10.62 | 10.62 | 10.62 | 10.5 | 10.38 | 10.57 | 10.29 | 10.38 | 10.3 | 10.46 | 10.62 | N | North | FC
PACLUM_6_UNIT |  |  | Humboldt Redwood | CISO | N | Humboldt |  |  | Biomass | STEAM | BIOMASS | 28.8 | 28.8 |  |  |  |  | 1 | 24 | 24 |  |  |  |  | 14.62 | 12.54 | 11.91 | 11.66 | 14.79 | 15.29 | 14.72 | 12.65 | 14.37 | 15.23 | 13.29 | 14.04 | N | North | FC
PADUA_2_ONTARO |  |  | ONTARIO/SIERRA HYDRO PSP | CISO | N | LA Basin | Eastern | Y | Hydro | HYDRO | WATER | 1.92 | 1 |  |  |  |  | 1 | 24 | 24 |  |  |  |  | 0.89 | 0.92 | 0.83 | 0.82 | 0.86 | 0.75 | 0.75 | 0.64 | 0.53 | 0.44 | 0.4 | 0.48 | N | South | FC
PADUA_2_SOLAR1 |  |  | Kona Solar - Rancho DC #1 | CISO | N | LA Basin | Eastern | Y | Solar_1Axis | PHOTO VOLTAIC | SUN | 1.75 | 1.8 |  |  |  |  | 1 | 24 | 24 |  |  |  |  | 0 | 0 | 0 | 0 | 0 | 0 | 0 | 0 | 0 | 0 | 0 | 0 | N | South | EO
PADUA_6_MWDSDM |  |  | San Dimas Hydroelectric Recovery Plant | CISO | N | LA Basin | Eastern |  | Hydro | HYDRO | WATER | 9.9 | 9.9 |  |  |  |  | 1 | 24 | 24 |  |  |  | 1 | 0 | 0.8 | 3.6 | 0.8 | 0.8 | 0.8 | 0.8 | 0.8 | 1.6 | 1.6 | 6.4 | 4.8 | Y | South | FC
PADUA_6_QF |  |  | PADUA QFS | CISO | N | LA Basin | Eastern |  | CHP | OTHER | OTHER | 1.82 | 30.1 |  |  |  |  | 1 | 24 | 24 |  |  |  |  | 0.17 | 0.29 | 0.24 | 0.28 | 0.35 | 0.39 | 0.4 | 0.34 | 0.36 | 0.32 | 0.32 | 0.22 | N | South | FC
PADUA_7_SDIMAS |  |  | San Dimas Wash Hydro | CISO | N | LA Basin | Eastern |  | Hydro | HYDRO | WATER | 1.05 | 2 |  |  |  |  | 1 | 24 | 24 |  |  | 1.05 | 1 | 0 | 0 | 0 | 0 | 1.05 | 1.05 | 1.05 | 1.05 | 1.05 | 1.05 | 1.05 | 1.05 | Y | South | FC
PAIGES_6_SOLAR |  |  | Paige Solar | CISO | N | Fresno | Coalinga, Panoche 115 kV | Y | Solar_1Axis | PHOTO VOLTAIC | SUN | 20 | 22 |  |  |  |  | 1 | 24 | 24 |  |  |  |  | 0 | 0 | 0 | 0 | 0 | 0 | 0 | 0 | 0 | 0 | 0 | 0 | N | North | EO
PALALT_7_COBUG |  |  | Cooperatively Owned Back Up Generator | CISO | N | Bay Area |  |  | Peaker | FTUR | NATURAL GAS | 4.5 | 5.2 |  |  |  |  | 1 | 24 | 24 |  |  |  |  | 4.5 | 4.5 | 4.5 | 4.5 | 4.5 | 4.5 | 4.5 | 4.5 | 4.5 | 4.5 | 4.5 | 4.5 | N | North | FC
PALOMR_2_PL1X3 |  |  | Palomar Energy Center | CISO | N | San Diego-IV | San Diego |  | CCGT | COMBINED CYCLE | NATURAL GAS | 588.21 | 588.21 |  |  |  |  | 1 | 24 | 24 |  |  | 363.21 | 1 | 588.21 | 588.21 | 588.21 | 588.21 | 588.21 | 588.21 | 588.21 | 588.21 | 588.21 | 588.21 | 588.21 | 588.21 | Y | South | FC
PARDEB_6_UNITS |  |  | Pardee Power House | CISO | N | CAISO System |  |  | Hydro | HYDRO | WATER | 30 | 30 |  |  |  |  | 1 | 24 | 24 |  |  | 14.96 | 1 | 15.76 | 14.96 | 15.76 | 23.6 | 24 | 24 | 14.96 | 14.96 | 14.96 | 14.96 | 14.16 | 15.76 | Y | North | FC
PBLOSM_2_SOLAR |  |  | PearBlossom | CISO | N | CAISO System |  | Y | Solar_1Axis | PHOTO VOLTAIC | SUN | 9.5 | 9.5 |  |  |  |  | 1 | 24 | 24 |  |  |  |  | 0.1 | 0.1 | 0.27 | 0.1 | 3.12 | 4.03 | 6.25 | 5.4 | 0.29 | 0.1 | 0.1 | 0.1 | N | South | FC
PEABDY_2_LNDFIL |  |  | G2 Energy Hay Road Power Plant | CISO | N | CAISO System |  | Y | Biogas | RECIPROCATING ENGINE | BIOGAS | 1.6 | 1.6 |  |  |  |  | 1 | 24 | 24 |  |  |  |  | 1.54 | 1.54 | 1.49 | 1.53 | 1.52 | 1.51 | 1.51 | 1.51 | 1.51 | 1.52 | 1.53 | 1.52 | N | North | FC
PEABDY_2_LNDFL1 |  |  | Potrero Hills Energy Producers | CISO | N | CAISO System |  |  | Biogas | RECIPROCATING ENGINE | BIOGAS | 8 | 8 |  |  |  |  | 1 | 24 | 24 |  |  |  |  | 7.7 | 7.67 | 7.54 | 7.57 | 7.03 | 7.39 | 7.56 | 7.54 | 7.52 | 7.41 | 7.47 | 7.22 | N | North | FC
PEARBL_2_NSPIN |  |  | PEARBL_2_NSPIN | CISO | N | CAISO System |  |  | Pump | PUMP | WATER | 118 | 151.2 |  |  |  |  | 1 | 24 | 24 |  |  |  | 1 | 46 | 46 | 46 | 46 | 46 | 46 | 46 | 46 | 46 | 46 | 46 | 46 | Y | South | FC
PEASE_1_TBEBT1 |  |  | Tierra Buena Energy Storage | CISO | N | Sierra | Pease, Drum-Rio Oso |  | Battery Storage | OTHER | LESR | 6 | 6 | .8 | 24 | 24 | 1 | 1 | 24 | 4 |  |  | 7 | 3 | 5 | 5 | 5 | 5 | 5 | 5 | 5 | 5 | 5 | 5 | 5 | 5 | Y | North | ID | 100% | Waiting for a new TPP Deliverability study and possibly more.
PEORIA_1_SOLAR |  |  | Sonora 1 | CISO | N | Stockton | Tesla-Bellota, Stanislaus |  | Solar_Fixed | PHOTO VOLTAIC | SUN | 1.5 | 1.5 |  |  |  |  | 1 | 24 | 24 |  |  |  |  | 0.1 | 0.1 | 0.1 | 0.1 | 0.45 | 0.55 | 0.91 | 0.78 | 0.1 | 0.1 | 0.1 | 0.1 | N | North | FC
PGCC_1_PDRP02 |  |  | PGCC_1_PDRP02 | CISO | N | Bay Area |  |  | DR | OTHER | OTHER | [6 empty] | 17 | 22 | [5 empty] | 0.5 | 0 | 0 | 0 | 0 | 0 | 0 | 0 | 0 | 0 | 0 | 0 | Y | North | FC
PGCC_1_PDRP17 |  |  | PGCC_1_PDRP17 | CISO | N | Bay Area |  |  | DR | OTHER | OTHER | [6 empty] | 17 | 22 | [5 empty] | 0.3 | 0 | 0 | 0 | 0 | 0 | 0 | 0 | 0 | 0 | 0 | 0 | Y | North | FC
PGCC_1_PDRP22 |  |  | PGCC_1_PDRP22 | CISO | N | Bay Area |  |  | DR | OTHER | OTHER | [6 empty] | 17 | 22 | [5 empty] | 0.11 | 0 | 0 | 0 | 0 | 0 | 0 | 0 | 0 | 0 | 0 | 0 | Y | North | FC
PGCC_1_PDRP24 |  |  | VLTS_PDR_PGCC_01 | CISO | N | Bay Area |  |  | DR | OTHER | OTHER | [6 empty] | 17 | 22 | [5 empty] | 0.95 | 0 | 0 | 0 | 0 | 0 | 0 | 0 | 0 | 0 | 0 | 0 | Y | North | FC
PGCC_1_PDRP34 |  |  | PGCC_1_PDRP34 | CISO | N | Bay Area |  |  | DR | OTHER | OTHER | [6 empty] | 17 | 22 | [5 empty] | 0.37 | 0 | 0 | 0 | 0 | 0 | 0 | 0 | 0 | 0 | 0 | 0 | Y | North | FC
PGEB_2_PDRP08 |  |  | PGEB_2_PDRP08 | CISO | N | Bay Area |  |  | DR | OTHER | OTHER | [6 empty] | 17 | 22 | [5 empty] | 0.5 | 0 | 0 | 0 | 0 | 0 | 0 | 0 | 0 | 0 | 0 | 0 | Y | North | FC
PGEB_2_PDRP09 |  |  | PGEB_2_PDRP09 | CISO | N | Bay Area |  |  | DR | OTHER | OTHER | [6 empty] | 17 | 22 | [5 empty] | 0.12 | 0 | 0 | 0 | 0 | 0 | 0 | 0 | 0 | 0 | 0 | 0 | Y | North | FC
PGEB_2_PDRP10 |  |  | PGEB_2_PDRP10 | CISO | N | Bay Area |  |  | DR | OTHER | OTHER | [6 empty] | 17 | 22 | [5 empty] | 0.12 | 0 | 0 | 0 | 0 | 0 | 0 | 0 | 0 | 0 | 0 | 0 | Y | North | FC
PGEB_2_PDRP107 |  |  | VLTS_PDR_PGEB_02 | CISO | N | Bay Area |  |  | DR | OTHER | OTHER | 7.5 | 7.5 |  |  |  |  | 17 | 22 | [5 empty] | 0.17 | 0 | 0 | 0 | 0 | 0 | 0 | 0 | 0 | 0 | 0 | 0 | Y | North | FC
PGEB_2_PDRP111 |  |  | VLTS_PDR_PGEB_03 | CISO | N | Bay Area |  |  | DR | OTHER | OTHER | 4 | 4 |  |  |  |  | 17 | 22 | [5 empty] | 0.14 | 0 | 0 | 0 | 0 | 0 | 0 | 0 | 0 | 0 | 0 | 0 | Y | North | FC
PGEB_2_PDRP21 |  |  | PGEB_2_PDRP21 | CISO | N | Bay Area |  |  | DR | OTHER | OTHER | [6 empty] | 17 | 22 | [5 empty] | 0.12 | 0 | 0 | 0 | 0 | 0 | 0 | 0 | 0 | 0 | 0 | 0 | Y | North | FC
PGEB_2_PDRP22 |  |  | PGEB_2_PDRP22 | CISO | N | Bay Area |  |  | DR | OTHER | OTHER | [6 empty] | 17 | 22 | [5 empty] | 0.12 | 0 | 0 | 0 | 0 | 0 | 0 | 0 | 0 | 0 | 0 | 0 | Y | North | FC
PGEB_2_PDRP23 |  |  | PGEB_2_PDRP23 | CISO | N | Bay Area |  |  | DR | OTHER | OTHER | [6 empty] | 17 | 22 | [5 empty] | 0.12 | 0 | 0 | 0 | 0 | 0 | 0 | 0 | 0 | 0 | 0 | 0 | Y | North | FC
PGEB_2_PDRP24 |  |  | PGEB_2_PDRP24 | CISO | N | Bay Area |  |  | DR | OTHER | OTHER | [6 empty] | 17 | 22 | [5 empty] | 0.12 | 0 | 0 | 0 | 0 | 0 | 0 | 0 | 0 | 0 | 0 | 0 | Y | North | FC
PGEB_2_PDRP57 |  |  | PGEB_2_PDRP57 | CISO | N | Bay Area |  |  | DR | OTHER | OTHER | [6 empty] | 17 | 22 | [5 empty] | 1.1 | 0 | 0 | 0 | 0 | 0 | 0 | 0 | 0 | 0 | 0 | 0 | Y | North | FC
PGEB_2_PDRP70 |  |  | PGEB_2_PDRP70 | CISO | N | Bay Area |  |  | DR | OTHER | OTHER | [6 empty] | 17 | 22 | [5 empty] | 0.99 | 0 | 0 | 0 | 0 | 0 | 0 | 0 | 0 | 0 | 0 | 0 | Y | North | FC
PGEB_2_PDRP73 |  |  | PGEB_2_PDRP73 | CISO | N | Bay Area |  |  | DR | OTHER | OTHER | [6 empty] | 17 | 22 | [5 empty] | 0.16 | 0 | 0 | 0 | 0 | 0 | 0 | 0 | 0 | 0 | 0 | 0 | Y | North | FC
PGEB_2_PDRP76 |  |  | PGEB_2_PDRP76 | CISO | N | Bay Area |  |  | DR | OTHER | OTHER | [6 empty] | 17 | 22 | [5 empty] | 0.69 | 0 | 0 | 0 | 0 | 0 | 0 | 0 | 0 | 0 | 0 | 0 | Y | North | FC
PGEB_2_PDRP77 |  |  | PGEB_2_PDRP77 | CISO | N | Bay Area |  |  | DR | OTHER | OTHER | [6 empty] | 17 | 22 | [5 empty] | 0.44 | 0 | 0 | 0 | 0 | 0 | 0 | 0 | 0 | 0 | 0 | 0 | Y | North | FC
PGEB_2_PDRP78 |  |  | PGEB_2_PDRP78 | CISO | N | Bay Area |  |  | DR | OTHER | OTHER | [6 empty] | 17 | 22 | [5 empty] | 0.11 | 0 | 0 | 0 | 0 | 0 | 0 | 0 | 0 | 0 | 0 | 0 | Y | North | FC
PGEB_2_PDRP81 |  |  | PGEB_2_PDRP81 | CISO | N | Bay Area |  |  | DR | OTHER | OTHER | [6 empty] | 17 | 22 | [5 empty] | 0.13 | 0 | 0 | 0 | 0 | 0 | 0 | 0 | 0 | 0 | 0 | 0 | Y | North | FC
PGEB_2_PDRP82 |  |  | PGEB_2_PDRP82 | CISO | N | Bay Area |  |  | DR | OTHER | OTHER | [6 empty] | 17 | 22 | [5 empty] | 0.12 | 0 | 0 | 0 | 0 | 0 | 0 | 0 | 0 | 0 | 0 | 0 | Y | North | FC
PGF1_2_PDRP108 |  |  | VLTS_PDR_PGF1_02 | CISO | N | Fresno |  |  | DR | OTHER | OTHER | 9.95 | [5 empty] | 17 | 22 | [5 empty] | 2.67 | 0 | 0 | 0 | 0 | 0 | 0 | 0 | 0 | 0 | 0 | 0 | Y | North | FC
PGF1_2_PDRP109 |  |  | PGF1_2_PDRP109 | CISO | N | Fresno |  |  | DR | OTHER | OTHER | 0.99 | [5 empty] | 17 | 22 | [5 empty] | 0.59 | 0 | 0 | 0 | 0 | 0 | 0 | 0 | 0 | 0 | 0 | 0 | Y | North | FC
PGF1_2_PDRP11 |  |  | PGF1_2_PDRP11 | CISO | N | Fresno |  |  | DR | OTHER | OTHER | [6 empty] | 17 | 22 | [5 empty] | 0.6 | 0 | 0 | 0 | 0 | 0 | 0 | 0 | 0 | 0 | 0 | 0 | Y | North | FC
PGF1_2_PDRP110 |  |  | PGF1_2_PDRP110 | CISO | N | Fresno |  |  | DR | OTHER | OTHER | 0.99 | [5 empty] | 17 | 22 | [5 empty] | 0.12 | 0 | 0 | 0 | 0 | 0 | 0 | 0 | 0 | 0 | 0 | 0 | Y | North | FC
PGF1_2_PDRP111 |  |  | VLTS_PDR_PGF1_03 | CISO | N | Fresno |  |  | DR | OTHER | OTHER | 9.9 | [5 empty] | 17 | 22 | [5 empty] | 3.2 | 0 | 0 | 0 | 0 | 0 | 0 | 0 | 0 | 0 | 0 | 0 | Y | North | FC
PGF1_2_PDRP16 |  |  | PGF1_2_PDRP16 | CISO | N | Fresno |  |  | DR | OTHER | OTHER | [6 empty] | 17 | 22 | [5 empty] | 0.12 | 0 | 0 | 0 | 0 | 0 | 0 | 0 | 0 | 0 | 0 | 0 | Y | North | FC
PGF1_2_PDRP17 |  |  | PGF1_2_PDRP17 | CISO | N | Fresno |  |  | DR | OTHER | OTHER | [6 empty] | 17 | 22 | [5 empty] | 0.12 | 0 | 0 | 0 | 0 | 0 | 0 | 0 | 0 | 0 | 0 | 0 | Y | North | FC
PGF1_2_PDRP18 |  |  | PGF1_2_PDRP18 | CISO | N | Fresno |  |  | DR | OTHER | OTHER | [6 empty] | 17 | 22 | [5 empty] | 0.13 | 0 | 0 | 0 | 0 | 0 | 0 | 0 | 0 | 0 | 0 | 0 | Y | North | FC
PGF1_2_PDRP19 |  |  | PGF1_2_PDRP19 | CISO | N | Fresno |  |  | DR | OTHER | OTHER | [6 empty] | 17 | 22 | [5 empty] | 0.12 | 0 | 0 | 0 | 0 | 0 | 0 | 0 | 0 | 0 | 0 | 0 | Y | North | FC
PGF1_2_PDRP20 |  |  | PGF1_2_PDRP20 | CISO | N | Fresno |  |  | DR | OTHER | OTHER | [6 empty] | 17 | 22 | [5 empty] | 0.13 | 0 | 0 | 0 | 0 | 0 | 0 | 0 | 0 | 0 | 0 | 0 | Y | North | FC
PGF1_2_PDRP21 |  |  | PGF1_2_PDRP21 | CISO | N | Fresno |  |  | DR | OTHER | OTHER | [6 empty] | 17 | 22 | [5 empty] | 0.13 | 0 | 0 | 0 | 0 | 0 | 0 | 0 | 0 | 0 | 0 | 0 | Y | North | FC
PGF1_2_PDRP24 |  |  | PGF1_2_PDRP24 | CISO | N | Fresno |  |  | DR | OTHER | OTHER | [6 empty] | 17 | 22 | [5 empty] | 0.13 | 0 | 0 | 0 | 0 | 0 | 0 | 0 | 0 | 0 | 0 | 0 | Y | North | FC
PGF1_2_PDRP25 |  |  | PGF1_2_PDRP25 | CISO | N | Fresno |  |  | DR | OTHER | OTHER | [6 empty] | 17 | 22 | [5 empty] | 0.13 | 0 | 0 | 0 | 0 | 0 | 0 | 0 | 0 | 0 | 0 | 0 | Y | North | FC
PGF1_2_PDRP26 |  |  | PGF1_2_PDRP26 | CISO | N | Fresno |  |  | DR | OTHER | OTHER | [6 empty] | 17 | 22 | [5 empty] | 0.13 | 0 | 0 | 0 | 0 | 0 | 0 | 0 | 0 | 0 | 0 | 0 | Y | North | FC
PGF1_2_PDRP27 |  |  | PGF1_2_PDRP27 | CISO | N | Fresno |  |  | DR | OTHER | OTHER | [6 empty] | 17 | 22 | [5 empty] | 0.13 | 0 | 0 | 0 | 0 | 0 | 0 | 0 | 0 | 0 | 0 | 0 | Y | North | FC
PGF1_2_PDRP29 |  |  | PGF1_2_PDRP29 | CISO | N | Fresno |  |  | DR | OTHER | OTHER | [6 empty] | 17 | 22 | [5 empty] | 0.13 | 0 | 0 | 0 | 0 | 0 | 0 | 0 | 0 | 0 | 0 | 0 | Y | North | FC
PGF1_2_PDRP60 |  |  | PGF1_2_PDRP60 | CISO | N | Fresno |  |  | DR | OTHER | OTHER | [6 empty] | 17 | 22 | [5 empty] | 2.51 | 0 | 0 | 0 | 0 | 0 | 0 | 0 | 0 | 0 | 0 | 0 | Y | North | FC
PGF1_2_PDRP62 |  |  | PGF1_2_PDRP62 | CISO | N | Fresno |  |  | DR | OTHER | OTHER | [6 empty] | 17 | 22 | [5 empty] | 0.14 | 0 | 0 | 0 | 0 | 0 | 0 | 0 | 0 | 0 | 0 | 0 | Y | North | FC
PGF1_2_PDRP64 |  |  | PGF1_2_PDRP64 | CISO | N | Fresno |  |  | DR | OTHER | OTHER | [6 empty] | 17 | 22 | [5 empty] | 0.32 | 0 | 0 | 0 | 0 | 0 | 0 | 0 | 0 | 0 | 0 | 0 | Y | North | FC
PGF1_2_PDRP68 |  |  | PGF1_2_PDRP68 | CISO | N | Fresno |  |  | DR | OTHER | OTHER | [6 empty] | 17 | 22 | [5 empty] | 0.18 | 0 | 0 | 0 | 0 | 0 | 0 | 0 | 0 | 0 | 0 | 0 | Y | North | FC
PGF1_2_PDRP77 |  |  | PGF1_2_PDRP77 | CISO | N | Fresno |  |  | DR | OTHER | OTHER | [6 empty] | 17 | 22 | [5 empty] | 0.61 | 0 | 0 | 0 | 0 | 0 | 0 | 0 | 0 | 0 | 0 | 0 | Y | North | FC
PGF1_2_PDRP78 |  |  | PGF1_2_PDRP78 | CISO | N | Fresno |  |  | DR | OTHER | OTHER | [6 empty] | 17 | 22 | [5 empty] | 0.21 | 0 | 0 | 0 | 0 | 0 | 0 | 0 | 0 | 0 | 0 | 0 | Y | North | FC
PGF1_2_PDRP81 |  |  | PGF1_2_PDRP81 | CISO | N | Fresno |  |  | DR | OTHER | OTHER | [6 empty] | 17 | 22 | [5 empty] | 0.2 | 0 | 0 | 0 | 0 | 0 | 0 | 0 | 0 | 0 | 0 | 0 | Y | North | FC
PGF1_2_PDRP83 |  |  | PGF1_2_PDRP83 | CISO | N | Fresno |  |  | DR | OTHER | OTHER | [6 empty] | 17 | 22 | [5 empty] | 0.58 | 0 | 0 | 0 | 0 | 0 | 0 | 0 | 0 | 0 | 0 | 0 | Y | North | FC
PGF1_2_PDRP84 |  |  | PGF1_2_PDRP84 | CISO | N | Fresno |  |  | DR | OTHER | OTHER | [6 empty] | 17 | 22 | [5 empty] | 0.99 | 0 | 0 | 0 | 0 | 0 | 0 | 0 | 0 | 0 | 0 | 0 | Y | North | FC
PGF1_2_PDRP92 |  |  | VLTS_PDR_PGF1_01 | CISO | N | Fresno |  |  | DR | OTHER | OTHER | [6 empty] | 17 | 22 | [5 empty] | 2.34 | 0 | 0 | 0 | 0 | 0 | 0 | 0 | 0 | 0 | 0 | 0 | Y | North | FC
PGFG_1_PDRP21 |  |  | PGFG_1_PDRP21 | CISO | N | NCNB |  |  | DR | OTHER | OTHER | [6 empty] | 17 | 22 | [5 empty] | 0.17 | 0 | 0 | 0 | 0 | 0 | 0 | 0 | 0 | 0 | 0 | 0 | Y | North | FC
PGFG_1_PDRP35 |  |  | PGFG_1_PDRP35 | CISO | N | NCNB |  |  | DR | OTHER | OTHER | [6 empty] | 17 | 22 | [5 empty] | 0.43 | 0 | 0 | 0 | 0 | 0 | 0 | 0 | 0 | 0 | 0 | 0 | Y | North | FC
PGFG_1_PDRP37 |  |  | VLTS_PDR_PGFG_01 | CISO | N | NCNB |  |  | DR | OTHER | OTHER | [6 empty] | 17 | 22 | [5 empty] | 0.11 | 0 | 0 | 0 | 0 | 0 | 0 | 0 | 0 | 0 | 0 | 0 | Y | North | FC
PGHB_6_PDRP02 |  |  | PGHB_6_PDRP02 | CISO | N | Humboldt |  |  | DR | OTHER | OTHER | [6 empty] | 17 | 22 | [5 empty] | 0.13 | 0 | 0 | 0 | 0 | 0 | 0 | 0 | 0 | 0 | 0 | 0 | Y | North | FC
PGKN_2_PDRP02 |  |  | PGKN_2_PDRP02 | CISO | N | Kern |  |  | DR | OTHER | OTHER | [6 empty] | 17 | 22 | [5 empty] | 0.13 | 0 | 0 | 0 | 0 | 0 | 0 | 0 | 0 | 0 | 0 | 0 | Y | North | FC
PGKN_2_PDRP07 |  |  | PGKN_2_PDRP07 | CISO | N | Kern |  |  | DR | OTHER | OTHER | [6 empty] | 17 | 22 | [5 empty] | 0.13 | 0 | 0 | 0 | 0 | 0 | 0 | 0 | 0 | 0 | 0 | 0 | Y | North | FC
PGKN_2_PDRP32 |  |  | VLTS_PDR_PGKN_1 | CISO | N | Kern |  |  | DR | OTHER | OTHER | [6 empty] | 17 | 22 | [5 empty] | 1.17 | 0 | 0 | 0 | 0 | 0 | 0 | 0 | 0 | 0 | 0 | 0 | Y | North | FC
PGKN_2_PDRP40 |  |  | PGKN_2_PDRP40 | CISO | N | Kern |  |  | DR | OTHER | OTHER | [6 empty] | 17 | 22 | [5 empty] | 0.17 | 0 | 0 | 0 | 0 | 0 | 0 | 0 | 0 | 0 | 0 | 0 | Y | North | FC
PGKN_2_PDRP48 |  |  | PGKN_2_PDRP48 | CISO | N | Kern |  |  | DR | OTHER | OTHER | [6 empty] | 17 | 22 | [5 empty] | 1.5 | 0 | 0 | 0 | 0 | 0 | 0 | 0 | 0 | 0 | 0 | 0 | Y | North | FC
PGNB_2_PDRP19 |  |  | PGNB_2_PDRP19 | CISO | N | NCNB |  |  | DR | OTHER | OTHER | [6 empty] | 17 | 22 | [5 empty] | 0.11 | 0 | 0 | 0 | 0 | 0 | 0 | 0 | 0 | 0 | 0 | 0 | Y | North | FC
PGNB_2_PDRP20 |  |  | PGNB_2_PDRP20 | CISO | N | NCNB |  |  | DR | OTHER | OTHER | [6 empty] | 17 | 22 | [5 empty] | 0.1 | 0 | 0 | 0 | 0 | 0 | 0 | 0 | 0 | 0 | 0 | 0 | Y | North | FC
PGNB_2_PDRP43 |  |  | VLTS_PDR_PGNB_02 | CISO | N | NCNB |  |  | DR | OTHER | OTHER | [6 empty] | 17 | 22 | [5 empty] | 0.61 | 0 | 0 | 0 | 0 | 0 | 0 | 0 | 0 | 0 | 0 | 0 | Y | North | FC
PGNC_1_PDRP01 |  |  | PGNC_1_PDRP01 | CISO | N | NCNB |  |  | DR | OTHER | OTHER | [6 empty] | 17 | 22 | [5 empty] | 0.12 | 0 | 0 | 0 | 0 | 0 | 0 | 0 | 0 | 0 | 0 | 0 | Y | North | FC
PGNC_1_PDRP19 |  |  | PGNC_1_PDRP19 | CISO | N | NCNB |  |  | DR | OTHER | OTHER | [6 empty] | 17 | 22 | [5 empty] | 0.24 | 0 | 0 | 0 | 0 | 0 | 0 | 0 | 0 | 0 | 0 | 0 | Y | North | FC
PGNC_1_PDRP26 |  |  | PGNC_1_PDRP26 | CISO | N | NCNB |  |  | DR | OTHER | OTHER | [6 empty] | 17 | 22 | [5 empty] | 0.28 | 0 | 0 | 0 | 0 | 0 | 0 | 0 | 0 | 0 | 0 | 0 | Y | North | FC
PGNP_2_PDRP08 |  |  | PGNP_2_PDRP08 | CISO | N | CAISO System |  |  | DR | OTHER | OTHER | [6 empty] | 17 | 22 | [5 empty] | 2.1 | 0 | 0 | 0 | 0 | 0 | 0 | 0 | 0 | 0 | 0 | 0 | Y | North | FC
PGNP_2_PDRP10 |  |  | PGNP_2_PDRP10 | CISO | N | CAISO System |  |  | DR | OTHER | OTHER | [6 empty] | 17 | 22 | [5 empty] | 0.13 | 0 | 0 | 0 | 0 | 0 | 0 | 0 | 0 | 0 | 0 | 0 | Y | North | FC
PGNP_2_PDRP30 |  |  | PGNP_2_PDRP30 | CISO | N | CAISO System |  |  | DR | OTHER | OTHER | [6 empty] | 17 | 22 | [5 empty] | 0.16 | 0 | 0 | 0 | 0 | 0 | 0 | 0 | 0 | 0 | 0 | 0 | Y | North | FC
PGNP_2_PDRP34 |  |  | PGNP_2_PDRP34 | CISO | N | CAISO System |  |  | DR | OTHER | OTHER | [6 empty] | 17 | 22 | [5 empty] | 0.15 | 0 | 0 | 0 | 0 | 0 | 0 | 0 | 0 | 0 | 0 | 0 | Y | North | FC
PGNP_2_PDRP41 |  |  | PGNP_2_PDRP41 | CISO | N | CAISO System |  |  | DR | OTHER | OTHER | [6 empty] | 17 | 22 | [5 empty] | 0.11 | 0 | 0 | 0 | 0 | 0 | 0 | 0 | 0 | 0 | 0 | 0 | Y | North | FC
PGNP_2_PDRP46 |  |  | PGNP_2_PDRP46 | CISO | N | CAISO System |  |  | DR | OTHER | OTHER | [6 empty] | 17 | 22 | [5 empty] | 0.32 | 0 | 0 | 0 | 0 | 0 | 0 | 0 | 0 | 0 | 0 | 0 | Y | North | FC
PGNP_2_PDRP49 |  |  | PGNP_2_PDRP49 | CISO | N | CAISO System |  |  | DR | OTHER | OTHER | [6 empty] | 17 | 22 | [5 empty] | 0.49 | 0 | 0 | 0 | 0 | 0 | 0 | 0 | 0 | 0 | 0 | 0 | Y | North | FC
PGNP_2_PDRP53 |  |  | VLTS_PDR_PGNP_04 | CISO | N | CAISO System |  |  | DR | OTHER | OTHER | [6 empty] | 17 | 22 | [5 empty] | 1.33 | 0 | 0 | 0 | 0 | 0 | 0 | 0 | 0 | 0 | 0 | 0 | Y | North | FC
PGP2_2_PDRP08 |  |  | PGP2_2_PDRP08 | CISO | N | Bay Area |  |  | DR | OTHER | OTHER | [6 empty] | 17 | 22 | [5 empty] | 0.13 | 0 | 0 | 0 | 0 | 0 | 0 | 0 | 0 | 0 | 0 | 0 | Y | North | FC
PGP2_2_PDRP38 |  |  | PGP2_2_PDRP38 | CISO | N | Bay Area |  |  | DR | OTHER | OTHER | [6 empty] | 17 | 22 | [5 empty] | 0.37 | 0 | 0 | 0 | 0 | 0 | 0 | 0 | 0 | 0 | 0 | 0 | Y | North | FC
PGP2_2_PDRP62 |  |  | PGP2_2_PDRP62 | CISO | N | Bay Area |  |  | DR | OTHER | OTHER | [6 empty] | 17 | 22 | [5 empty] | 0.14 | 0 | 0 | 0 | 0 | 0 | 0 | 0 | 0 | 0 | 0 | 0 | Y | North | FC
PGP2_2_PDRP67 |  |  | PGP2_2_PDRP67 | CISO | N | Bay Area |  |  | DR | OTHER | OTHER | [6 empty] | 17 | 22 | [5 empty] | 0.19 | 0 | 0 | 0 | 0 | 0 | 0 | 0 | 0 | 0 | 0 | 0 | Y | North | FC
PGP2_2_PDRP68 |  |  | PGP2_2_PDRP68 | CISO | N | Bay Area |  |  | DR | OTHER | OTHER | [6 empty] | 17 | 22 | [5 empty] | 0.11 | 0 | 0 | 0 | 0 | 0 | 0 | 0 | 0 | 0 | 0 | 0 | Y | North | FC
PGSB_1_PDRP104 |  |  | PGSB_1_PDRP104 | CISO | N | Bay Area |  |  | DR | OTHER | OTHER | 0.99 | [5 empty] | 17 | 22 | [5 empty] | 0.53 | 0 | 0 | 0 | 0 | 0 | 0 | 0 | 0 | 0 | 0 | 0 | Y | North | FC
PGSB_1_PDRP11 |  |  | PGSB_1_PDRP11 | CISO | N | Bay Area |  |  | DR | OTHER | OTHER | [6 empty] | 17 | 22 | [5 empty] | 0.13 | 0 | 0 | 0 | 0 | 0 | 0 | 0 | 0 | 0 | 0 | 0 | Y | North | FC
PGSB_1_PDRP56 |  |  | PGSB_1_PDRP56 | CISO | N | Bay Area |  |  | DR | OTHER | OTHER | [6 empty] | 17 | 22 | [5 empty] | 0.14 | 0 | 0 | 0 | 0 | 0 | 0 | 0 | 0 | 0 | 0 | 0 | Y | North | FC
PGSB_1_PDRP57 |  |  | PGSB_1_PDRP57 | CISO | N | Bay Area |  |  | DR | OTHER | OTHER | [6 empty] | 17 | 22 | [5 empty] | 0.1 | 0 | 0 | 0 | 0 | 0 | 0 | 0 | 0 | 0 | 0 | 0 | Y | North | FC
PGSB_1_PDRP58 |  |  | PGSB_1_PDRP58 | CISO | N | Bay Area |  |  | DR | OTHER | OTHER | [6 empty] | 17 | 22 | [5 empty] | 0.17 | 0 | 0 | 0 | 0 | 0 | 0 | 0 | 0 | 0 | 0 | 0 | Y | North | FC
PGSB_1_PDRP67 |  |  | PGSB_1_PDRP67 | CISO | N | Bay Area |  |  | DR | OTHER | OTHER | [6 empty] | 17 | 22 | [5 empty] | 0.41 | 0 | 0 | 0 | 0 | 0 | 0 | 0 | 0 | 0 | 0 | 0 | Y | North | FC
PGSB_1_PDRP70 |  |  | PGSB_1_PDRP70 | CISO | N | Bay Area |  |  | DR | OTHER | OTHER | [6 empty] | 17 | 22 | [5 empty] | 0.11 | 0 | 0 | 0 | 0 | 0 | 0 | 0 | 0 | 0 | 0 | 0 | Y | North | FC
PGSB_1_PDRP73 |  |  | PGSB_1_PDRP73 | CISO | N | Bay Area |  |  | DR | OTHER | OTHER | [6 empty] | 17 | 22 | [5 empty] | 0.1 | 0 | 0 | 0 | 0 | 0 | 0 | 0 | 0 | 0 | 0 | 0 | Y | North | FC
PGSB_1_PDRP76 |  |  | PGSB_1_PDRP76 | CISO | N | Bay Area |  |  | DR | OTHER | OTHER | [6 empty] | 17 | 22 | [5 empty] | 0.12 | 0 | 0 | 0 | 0 | 0 | 0 | 0 | 0 | 0 | 0 | 0 | Y | North | FC
PGSB_1_PDRP77 |  |  | PGSB_1_PDRP77 | CISO | N | Bay Area |  |  | DR | OTHER | OTHER | [6 empty] | 17 | 22 | [5 empty] | 0.11 | 0 | 0 | 0 | 0 | 0 | 0 | 0 | 0 | 0 | 0 | 0 | Y | North | FC
PGSB_1_PDRP83 |  |  | PGSB_1_PDRP83 | CISO | N | Bay Area |  |  | DR | OTHER | OTHER | [6 empty] | 17 | 22 | [5 empty] | 0.35 | 0 | 0 | 0 | 0 | 0 | 0 | 0 | 0 | 0 | 0 | 0 | Y | North | FC
PGSB_1_PDRP87 |  |  | VLTS_PDR_PGSB_1 | CISO | N | Bay Area |  |  | DR | OTHER | OTHER | [6 empty] | 17 | 22 | [5 empty] | 0.18 | 0 | 0 | 0 | 0 | 0 | 0 | 0 | 0 | 0 | 0 | 0 | Y | North | FC
PGSB_1_PDRP97 |  |  | VLTS_PDR_PGSB_03 | CISO | N | Bay Area |  |  | DR | OTHER | OTHER | [6 empty] | 17 | 22 | [5 empty] | 0.14 | 0 | 0 | 0 | 0 | 0 | 0 | 0 | 0 | 0 | 0 | 0 | Y | North | FC
PGSF_2_PDRP38 |  |  | PGSF_2_PDRP38 | CISO | N | Bay Area |  |  | DR | OTHER | OTHER | [6 empty] | 17 | 22 | [5 empty] | 0.16 | 0 | 0 | 0 | 0 | 0 | 0 | 0 | 0 | 0 | 0 | 0 | Y | North | FC
PGSF_2_PDRP51 |  |  | PGSF_2_PDRP51 | CISO | N | Bay Area |  |  | DR | OTHER | OTHER | [6 empty] | 17 | 22 | [5 empty] | 0.31 | 0 | 0 | 0 | 0 | 0 | 0 | 0 | 0 | 0 | 0 | 0 | Y | North | FC
PGSF_2_PDRP56 |  |  | PGSF_2_PDRP56 | CISO | N | Bay Area |  |  | DR | OTHER | OTHER | [6 empty] | 17 | 22 | [5 empty] | 0.47 | 0 | 0 | 0 | 0 | 0 | 0 | 0 | 0 | 0 | 0 | 0 | Y | North | FC
PGSF_2_PDRP57 |  |  | PGSF_2_PDRP57 | CISO | N | Bay Area |  |  | DR | OTHER | OTHER | [6 empty] | 17 | 22 | [5 empty] | 0.14 | 0 | 0 | 0 | 0 | 0 | 0 | 0 | 0 | 0 | 0 | 0 | Y | North | FC
PGSF_2_PDRP58 |  |  | VLTS_PDR_PGSF_02 | CISO | N | Bay Area |  |  | DR | OTHER | OTHER | [6 empty] | 17 | 22 | [5 empty] | 0.23 | 0 | 0 | 0 | 0 | 0 | 0 | 0 | 0 | 0 | 0 | 0 | Y | North | FC
PGSI_1_PDRP09 |  |  | PGSI_1_PDRP09 | CISO | N | Sierra |  |  | DR | OTHER | OTHER | [6 empty] | 17 | 22 | [5 empty] | 0.13 | 0 | 0 | 0 | 0 | 0 | 0 | 0 | 0 | 0 | 0 | 0 | Y | North | FC
PGSI_1_PDRP10 |  |  | PGSI_1_PDRP10 | CISO | N | Sierra |  |  | DR | OTHER | OTHER | [6 empty] | 17 | 22 | [5 empty] | 0.13 | 0 | 0 | 0 | 0 | 0 | 0 | 0 | 0 | 0 | 0 | 0 | Y | North | FC
PGSI_1_PDRP11 |  |  | PGSI_1_PDRP11 | CISO | N | Sierra |  |  | DR | OTHER | OTHER | [6 empty] | 17 | 22 | [5 empty] | 0.13 | 0 | 0 | 0 | 0 | 0 | 0 | 0 | 0 | 0 | 0 | 0 | Y | North | FC
PGSI_1_PDRP12 |  |  | PGSI_1_PDRP12 | CISO | N | Sierra |  |  | DR | OTHER | OTHER | [6 empty] | 17 | 22 | [5 empty] | 0.13 | 0 | 0 | 0 | 0 | 0 | 0 | 0 | 0 | 0 | 0 | 0 | Y | North | FC
PGSI_1_PDRP29 |  |  | PGSI_1_PDRP29 | CISO | N | Sierra |  |  | DR | OTHER | OTHER | [6 empty] | 17 | 22 | [5 empty] | 1.5 | 0 | 0 | 0 | 0 | 0 | 0 | 0 | 0 | 0 | 0 | 0 | Y | North | FC
PGSI_1_PDRP37 |  |  | PGSI_1_PDRP37 | CISO | N | Sierra |  |  | DR | OTHER | OTHER | [6 empty] | 17 | 22 | [5 empty] | 0.13 | 0 | 0 | 0 | 0 | 0 | 0 | 0 | 0 | 0 | 0 | 0 | Y | North | FC
PGSI_1_PDRP44 |  |  | PGSI_1_PDRP44 | CISO | N | Sierra |  |  | DR | OTHER | OTHER | [6 empty] | 17 | 22 | [5 empty] | 0.14 | 0 | 0 | 0 | 0 | 0 | 0 | 0 | 0 | 0 | 0 | 0 | Y | North | FC
PGSI_1_PDRP49 |  |  | PGSI_1_PDRP49 | CISO | N | Sierra |  |  | DR | OTHER | OTHER | [6 empty] | 17 | 22 | [5 empty] | 0.17 | 0 | 0 | 0 | 0 | 0 | 0 | 0 | 0 | 0 | 0 | 0 | Y | North | FC
PGSI_1_PDRP51 |  |  | VLTS_PDR_PGSI_02 | CISO | N | Sierra |  |  | DR | OTHER | OTHER | [6 empty] | 17 | 22 | [5 empty] | 0.61 | 0 | 0 | 0 | 0 | 0 | 0 | 0 | 0 | 0 | 0 | 0 | Y | North | FC
PGST_2_PDRP08 |  |  | PGST_2_PDRP08 | CISO | N | Stockton |  |  | DR | OTHER | OTHER | [6 empty] | 17 | 22 | [5 empty] | 0.13 | 0 | 0 | 0 | 0 | 0 | 0 | 0 | 0 | 0 | 0 | 0 | Y | North | FC
PGST_2_PDRP09 |  |  | PGST_2_PDRP09 | CISO | N | Stockton |  |  | DR | OTHER | OTHER | [6 empty] | 17 | 22 | [5 empty] | 0.13 | 0 | 0 | 0 | 0 | 0 | 0 | 0 | 0 | 0 | 0 | 0 | Y | North | FC
PGST_2_PDRP10 |  |  | PGST_2_PDRP10 | CISO | N | Stockton |  |  | DR | OTHER | OTHER | [6 empty] | 17 | 22 | [5 empty] | 0.13 | 0 | 0 | 0 | 0 | 0 | 0 | 0 | 0 | 0 | 0 | 0 | Y | North | FC
PGST_2_PDRP11 |  |  | PGST_2_PDRP11 | CISO | N | Stockton |  |  | DR | OTHER | OTHER | [6 empty] | 17 | 22 | [5 empty] | 0.13 | 0 | 0 | 0 | 0 | 0 | 0 | 0 | 0 | 0 | 0 | 0 | Y | North | FC
PGST_2_PDRP14 |  |  | PGST_2_PDRP14 | CISO | N | Stockton |  |  | DR | OTHER | OTHER | [6 empty] | 17 | 22 | [5 empty] | 0.13 | 0 | 0 | 0 | 0 | 0 | 0 | 0 | 0 | 0 | 0 | 0 | Y | North | FC
PGST_2_PDRP22 |  |  | VLTS_PDR_PGST_1 | CISO | N | Stockton |  |  | DR | OTHER | OTHER | [6 empty] | 17 | 22 | [5 empty] | 0.57 | 0 | 0 | 0 | 0 | 0 | 0 | 0 | 0 | 0 | 0 | 0 | Y | North | FC
PGST_2_PDRP32 |  |  | PGST_2_PDRP32 | CISO | N | Stockton |  |  | DR | OTHER | OTHER | [6 empty] | 17 | 22 | [5 empty] | 0.13 | 0 | 0 | 0 | 0 | 0 | 0 | 0 | 0 | 0 | 0 | 0 | Y | North | FC
PGST_2_PDRP34 |  |  | PGST_2_PDRP34 | CISO | N | Stockton |  |  | DR | OTHER | OTHER | [6 empty] | 17 | 22 | [5 empty] | 0.77 | 0 | 0 | 0 | 0 | 0 | 0 | 0 | 0 | 0 | 0 | 0 | Y | North | FC
PGST_2_PDRP35 |  |  | PGST_2_PDRP35 | CISO | N | Stockton |  |  | DR | OTHER | OTHER | [6 empty] | 17 | 22 | [5 empty] | 0.11 | 0 | 0 | 0 | 0 | 0 | 0 | 0 | 0 | 0 | 0 | 0 | Y | North | FC
PGST_2_PDRP37 |  |  | PGST_2_PDRP37 | CISO | N | Stockton |  |  | DR | OTHER | OTHER | [6 empty] | 17 | 22 | [5 empty] | 0.26 | 0 | 0 | 0 | 0 | 0 | 0 | 0 | 0 | 0 | 0 | 0 | Y | North | FC
PGZP_2_PDRP22 |  |  | PGZP_2_PDRP22 | CISO | N | CAISO System |  |  | DR | OTHER | OTHER | [6 empty] | 17 | 22 | [5 empty] | 1.5 | 0 | 0 | 0 | 0 | 0 | 0 | 0 | 0 | 0 | 0 | 0 | Y | North | FC
PGZP_2_PDRP25 |  |  | PGZP_2_PDRP25 | CISO | N | CAISO System |  |  | DR | OTHER | OTHER | [6 empty] | 17 | 22 | [5 empty] | 0.27 | 0 | 0 | 0 | 0 | 0 | 0 | 0 | 0 | 0 | 0 | 0 | Y | North | FC
PGZP_2_PDRP28 |  |  | PGZP_2_PDRP28 | CISO | N | CAISO System |  |  | DR | OTHER | OTHER | [6 empty] | 17 | 22 | [5 empty] | 0.1 | 0 | 0 | 0 | 0 | 0 | 0 | 0 | 0 | 0 | 0 | 0 | Y | North | FC
PGZP_2_PDRP35 |  |  | PGZP_2_PDRP35 | CISO | N | CAISO System |  |  | DR | OTHER | OTHER | [6 empty] | 17 | 22 | [5 empty] | 0.26 | 0 | 0 | 0 | 0 | 0 | 0 | 0 | 0 | 0 | 0 | 0 | Y | North | FC
PGZP_2_PDRP36 |  |  | PGZP_2_PDRP36 | CISO | N | CAISO System |  |  | DR | OTHER | OTHER | [6 empty] | 17 | 22 | [5 empty] | 0.11 | 0 | 0 | 0 | 0 | 0 | 0 | 0 | 0 | 0 | 0 | 0 | Y | North | FC
PGZP_2_PDRP45 |  |  | VLTS_PDR_PGZP_1 | CISO | N | CAISO System |  |  | DR | OTHER | OTHER | [6 empty] | 17 | 22 | [5 empty] | 2.28 | 0 | 0 | 0 | 0 | 0 | 0 | 0 | 0 | 0 | 0 | 0 | Y | North | FC
PHOENX_1_UNIT |  |  | PHOENIX PH | CISO | N | Stockton | Tesla-Bellota, Stanislaus |  | Hydro | HYDRO | WATER | 2 | 2 |  |  |  |  | 1 | 24 | 24 |  |  |  |  | 0.62 | 0.51 | 0.71 | 0.87 | 0.77 | 0.79 | 0.96 | 1.02 | 1.06 | 0.59 | 0.19 | 0 | N | North | FC
PINFLT_7_UNITS |  |  | PINE FLAT HYDRO AGGREGATE | CISO | N | Fresno | Herndon |  | Hydro | HYDRO | WATER | 198.51 | 198.51 |  |  |  |  | 1 | 24 | 24 |  |  |  | 1 | 0 | 24.35 | 36.6 | 65.5 | 104 | 165.54 | 176.65 | 120.84 | 36.57 | 11.5 | 0 | 0 | Y | North | FC
PIOPIC_2_CTG1 |  |  | Pio Pico Unit 1 | CISO | N | San Diego-IV | San Diego |  | Peaker | COMBUSTION TURBINE | NATURAL GAS | 111.3 | 111.3 |  |  |  |  | 1 | 24 | 24 |  |  | 111.3 | 1 | 111.3 | 111.3 | 111.3 | 111.3 | 111.3 | 111.3 | 111.3 | 111.3 | 111.3 | 111.3 | 111.3 | 111.3 | Y | South | FC
PIOPIC_2_CTG2 |  |  | Pio Pico Unit 2 | CISO | N | San Diego-IV | San Diego |  | Peaker | COMBUSTION TURBINE | NATURAL GAS | 112.7 | 112.7 |  |  |  |  | 1 | 24 | 24 |  |  | 112.7 | 1 | 112.7 | 112.7 | 112.7 | 112.7 | 112.7 | 112.7 | 112.7 | 112.7 | 112.7 | 112.7 | 112.7 | 112.7 | Y | South | FC
PIOPIC_2_CTG3 |  |  | Pio Pico Unit 3 | CISO | N | San Diego-IV | San Diego |  | Peaker | COMBUSTION TURBINE | NATURAL GAS | 112 | 112 |  |  |  |  | 1 | 24 | 24 |  |  | 112 | 1 | 112 | 112 | 112 | 112 | 112 | 112 | 112 | 112 | 112 | 112 | 112 | 112 | Y | South | FC
PIT1_6_FRIVRA |  |  | Fall River Mills Project A | CISO | N | CAISO System |  |  | Solar_Fixed | PHOTO VOLTAIC | SUN | 1.5 | 1.5 |  |  |  |  | 1 | 24 | 24 |  |  |  |  | 0.1 | 0.1 | 0.1 | 0.1 | 0.45 | 0.55 | 0.91 | 0.78 | 0.1 | 0.1 | 0.1 | 0.1 | N | North | ID | 100% | 18DGD Waiting for Modify QC8SPS-02 and possibly other
PIT1_7_UNIT 1 |  |  | PIT PH 1 UNIT 1 | CISO | N | CAISO System |  |  | Hydro | HYDRO | WATER | 32 | 32 |  |  |  |  | 1 | 24 | 24 |  |  |  | 1 | 21.2 | 18.4 | 19 | 16 | 16.8 | 10.83 | 10.8 | 9.51 | 9.2 | 8 | 14.4 | 15.68 | Y | North | FC
PIT1_7_UNIT 2 |  |  | PIT PH 1 UNIT 2 | CISO | N | CAISO System |  |  | Hydro | HYDRO | WATER | 32 | 32 |  |  |  |  | 1 | 24 | 24 |  |  |  | 1 | 14.4 | 14.4 | 15.68 | 14.4 | 15.68 | 10.8 | 8.6 | 9.2 | 9.2 | 4.8 | 14.4 | 15.68 | Y | North | FC
PIT3_7_PL1X3 |  |  | PIT PH 3 UNITS 1, 2 & 3 AGGREGATE | CISO | N | CAISO System |  |  | Hydro | HYDRO | WATER | 70.6 | 70.6 |  |  |  |  | 1 | 24 | 24 |  |  |  | 1 | 36 | 35.68 | 28.8 | 34.4 | 42.4 | 46 | 52.4 | 47.6 | 26.4 | 28 | 29.6 | 36.6 | Y | North | FC
PIT4_7_PL1X2 |  |  | PIT PH 4 UNITS 1 & 2 AGGREGATE | CISO | N | CAISO System |  |  | Hydro | HYDRO | WATER | 95 | 95 |  |  |  |  | 1 | 24 | 24 |  |  |  | 1 | 50.2 | 40.8 | 44 | 44.8 | 40.8 | 55.2 | 60.6 | 55.6 | 36.4 | 40.8 | 44.6 | 48.8 | Y | North | FC
PIT5_7_PL1X2 |  |  | PIT PH 5 UNITS 1 & 2 AGGREGATE | CISO | N | CAISO System |  |  | Hydro | HYDRO | WATER | 82 | 82 |  |  |  |  | 1 | 24 | 24 |  |  |  | 1 | 36 | 31.2 | 32 | 31.2 | 32 | 32 | 34.4 | 32.8 | 28 | 18.4 | 44 | 40 | Y | North | FC
PIT5_7_PL3X4 |  |  | PIT PH 5 UNITS 3 & 4 AGGREGATE | CISO | N | CAISO System |  |  | Hydro | HYDRO | WATER | 82 | 82 |  |  |  |  | 1 | 24 | 24 |  |  |  | 1 | 32 | 36.8 | 28.8 | 32 | 32 | 32.8 | 36.8 | 39.2 | 34.4 | 43 | 28.8 | 32 | Y | North | FC
PIT5_7_QFUNTS |  |  | GRASSHOPPER FLAT HYDRO | CISO | N | CAISO System |  |  | Hydro | HYDRO | WATER | 1.1 | 3.8 |  |  |  |  | 1 | 24 | 24 |  |  |  |  | 0.26 | 0.29 | 0.15 | 0.3 | 0.08 | 0 | 0 | 0 | 0 | 0.01 | 0.05 | 0.03 | N | North | FC
PIT6_7_UNIT 1 |  |  | PIT PH 6 UNIT 1 | CISO | N | CAISO System |  |  | Hydro | HYDRO | WATER | 39 | 39 |  |  |  |  | 1 | 24 | 24 |  |  | 30.62 | 1 | 30.85 | 30.62 | 31.14 | 37.78 | 38 | 37.16 | 37.52 | 37.62 | 30.62 | 30.71 | 37.06 | 38.12 | Y | North | FC
PIT6_7_UNIT 2 |  |  | PIT PH 6 UNIT 2 | CISO | N | CAISO System |  |  | Hydro | HYDRO | WATER | 40 | 40 |  |  |  |  | 1 | 24 | 24 |  |  | 37.44 | 1 | 36.97 | 37.74 | 38.4 | 38.03 | 31.1 | 37.58 | 37.45 | 37.7 | 37.44 | 30.42 | 37.13 | 38.18 | Y | North | FC
PIT7_7_UNIT 1 |  |  | PIT PH 7 UNIT 1 | CISO | N | CAISO System |  |  | Hydro | HYDRO | WATER | 55.7 | 55.7 |  |  |  |  | 1 | 24 | 24 |  |  | 53.4 | 1 | 53 | 51.72 | 52.76 | 52.21 | 51.56 | 52.34 | 53.04 | 53.55 | 53.4 | 51.38 | 42.4 | 53.08 | Y | North | FC
PIT7_7_UNIT 2 |  |  | PIT PH 7 UNIT 2 | CISO | N | CAISO System |  |  | Hydro | HYDRO | WATER | 54.6 | 54.6 |  |  |  |  | 1 | 24 | 24 |  |  | 53.38 | 1 | 51.36 | 49.56 | 51.76 | 51.96 | 41.76 | 51.36 | 52.32 | 53.43 | 53.38 | 52.89 | 53.18 | 42.41 | Y | North | FC
PIUTE_6_GNBSR1 |  |  | Green Beanworks B | CISO | N | Big Creek-Ventura |  | Y | Solar_1Axis | PHOTO VOLTAIC | SUN | 3 | 3 |  |  |  |  | 1 | 24 | 24 |  |  |  |  | 0.1 | 0.1 | 0.1 | 0.1 | 0.98 | 1.27 | 1.97 | 1.7 | 0.1 | 0.1 | 0.1 | 0.1 | N | South | FC
PLACVL_1_CHILIB |  |  | Chili Bar Powerhouse | CISO | N | Sierra | Gold Hill-Drum, South of Rio Oso, South of Palermo |  | Hydro | HYDRO | WATER | 8.34 | 8.4 |  |  |  |  | 1 | 24 | 24 |  |  |  |  | 1.14 | 0.95 | 1.63 | 3.8 | 3.72 | 1.35 | 0.79 | 1.89 | 1.55 | 1.04 | 0.78 | 1.54 | N | North | FC
PLACVL_1_RCKCRE |  |  | Rock Creek Hydro | CISO | N | Sierra | South of Rio Oso, South of Palermo |  | Hydro | HYDRO | WATER | 5 | 3.6 |  |  |  |  | 1 | 24 | 24 |  |  |  |  | 0.16 | 0.04 | 0.12 | 0.19 | 0.02 | 0 | 0 | 0 | 0 | 0 | 0.01 | 0.04 | N | North | FC
PLAINV_6_BSOLAR |  |  | Western Antelope Blue Sky Ranch A | CISO | N | Big Creek-Ventura |  |  | Solar_Fixed | PHOTO VOLTAIC | SUN | 20 | 20 |  |  |  |  | 1 | 24 | 24 |  |  |  |  | 0 | 0 | 0 | 0 | 0 | 0 | 0 | 0 | 0 | 0 | 0 | 0 | N | South | EO
PLAINV_6_DSOLAR |  |  | Western Antelope Dry Ranch | CISO | N | Big Creek-Ventura |  |  | Solar_1Axis | PHOTO VOLTAIC | SUN | 10 | 10 |  |  |  |  | 1 | 24 | 24 |  |  |  |  | 0.1 | 0.1 | 0.28 | 0.1 | 3.28 | 4.24 | 6.58 | 5.68 | 0.3 | 0.1 | 0.1 | 0.1 | N | South | FC
PLAINV_6_NLRSR1 |  |  | North Lancaster Ranch | CISO | N | Big Creek-Ventura |  |  | Solar_1Axis | PHOTO VOLTAIC | SUN | 20 | 20 |  |  |  |  | 1 | 24 | 24 |  |  |  |  | 0 | 0 | 0 | 0 | 0 | 0 | 0 | 0 | 0 | 0 | 0 | 0 | N | South | EO
PLAINV_6_SOLAR3 |  |  | Sierra Solar Greenworks LLC | CISO | N | Big Creek-Ventura |  |  | Solar_1Axis | PHOTO VOLTAIC | SUN | 20 | 20 |  |  |  |  | 1 | 24 | 24 |  |  |  |  | 0 | 0 | 0 | 0 | 0 | 0 | 0 | 0 | 0 | 0 | 0 | 0 | N | South | EO
PLAINV_6_SOLARC |  |  | Central Antelope Dry Ranch C | CISO | N | Big Creek-Ventura |  |  | Solar_1Axis | PHOTO VOLTAIC | SUN | 20 | 20 |  |  |  |  | 1 | 24 | 24 |  |  |  |  | 0 | 0 | 0 | 0 | 0 | 0 | 0 | 0 | 0 | 0 | 0 | 0 | N | South | EO
PLMSSR_6_HISIER |  |  | High Sierra Cogeneration Aggregate | CISO | N | CAISO System |  |  | CHP | RECIPROCATING ENGINE | NATURAL GAS | 6 | 6 |  |  |  |  | 1 | 24 | 24 |  |  | 6 | 1 | 6 | 6 | 6 | 6 | 6 | 6 | 6 | 6 | 6 | 6 | 6 | 6 | Y | North | FC
PLSNTG_7_LNCLND |  |  | Lincoln Landfill Power Plant | CISO | N | Sierra | Drum-Rio Oso, South of Rio Oso, South of Palermo |  | Biogas | RECIPROCATING ENGINE | BIOGAS | 4.98 | 5 |  |  |  |  | 1 | 24 | 24 |  |  |  |  | 3.68 | 3.75 | 3.84 | 3.86 | 3.97 | 4 | 3.96 | 3.78 | 3.68 | 3.73 | 3.52 | 3.71 | N | North | FC
PMDLET_6_SOLAR1 |  |  | SEPV Palmdale East, LLC | CISO | N | Big Creek-Ventura |  |  | Solar_1Axis | PHOTO VOLTAIC | SUN | 10 | 10 |  |  |  |  | 1 | 24 | 24 |  |  |  |  | 0.1 | 0.1 | 0.28 | 0.1 | 3.28 | 4.24 | 6.58 | 5.68 | 0.3 | 0.1 | 0.1 | 0.1 | N | South | FC
PMPJCK_1_RB2SLR |  |  | Rio Bravo Solar 2 | CISO | N | CAISO System |  | Y | Solar_1Axis | PHOTO VOLTAIC | SUN | 20 | 20 |  |  |  |  | 1 | 24 | 24 |  |  |  |  | 0.1 | 0.1 | 0.61 | 0.21 | 8.74 | 10.96 | 14.93 | 12.54 | 1.04 | 0.1 | 0.1 | 0.1 | N | North | FC
PMPJCK_1_SOLAR1 |  |  | Pumpjack Solar I | CISO | N | CAISO System |  | Y | Solar_1Axis | PHOTO VOLTAIC | SUN | 20 | 20 |  |  |  |  | 1 | 24 | 24 |  |  |  |  | 0.1 | 0.1 | 0.61 | 0.21 | 8.74 | 10.96 | 14.93 | 12.54 | 1.04 | 0.1 | 0.1 | 0.1 | N | North | FC
PMPJCK_1_SOLAR2 |  |  | Rio Bravo Solar 1 | CISO | N | CAISO System |  | Y | Solar_1Axis | PHOTO VOLTAIC | SUN | 20 | 20 |  |  |  |  | 1 | 24 | 24 |  |  |  |  | 0.1 | 0.1 | 0.61 | 0.21 | 8.74 | 10.96 | 14.93 | 12.54 | 1.04 | 0.1 | 0.1 | 0.1 | N | North | FC
PNCHEG_2_PL1X4 |  |  | PANOCHE ENERGY CENTER (Aggregated) | CISO | N | CAISO System |  | Y | Peaker | COMBUSTION TURBINE | NATURAL GAS | 417 | 417 |  |  |  |  | 1 | 24 | 24 |  |  | 408 | 1 | 417 | 417 | 417 | 417 | 416 | 412 | 403 | 403 | 408 | 416 | 417 | 417 | Y | North | ID | 100% | 401 MW with FCDS priority. The rest C11 waiting for QC8RAS-08, Los Banos-Padre Flat 230 kV Reconductor, Dos Amigos-Panoche Reconductor and possibly other.
PNCHPP_1_PL1X2 |  |  | Midway Peaking Aggregate | CISO | N | Fresno | Panoche 115 kV | Y | Peaker | COMBUSTION TURBINE | NATURAL GAS | 119.91 | 119.91 |  |  |  |  | 1 | 24 | 24 |  |  | 119.91 | 1 | 119.91 | 119.91 | 119 | 117.54 | 119.91 | 119.91 | 119.91 | 119.91 | 119.91 | 119.91 | 119.91 | 119.91 | Y | North | FC
PNCHVS_2_SOLAR |  |  | Panoche Valley Solar | CISO | N | CAISO System |  |  | Solar_1Axis | PHOTO VOLTAIC | SUN | 140 | 140 |  |  |  |  | 1 | 24 | 24 |  |  |  |  | 0.1 | 0.1 | 4.26 | 1.45 | 61.19 | 76.69 | 104.53 | 87.78 | 7.31 | 0.13 | 0.1 | 0.1 | N | North | FC
PNOCHE_1_PL1X2 |  |  | Panoche Peaker | CISO | N | Fresno | Herndon, Panoche 115 kV | Y | Peaker | COMBUSTION TURBINE | NATURAL GAS | 49.97 | 49.97 |  |  |  |  | 1 | 24 | 24 |  |  | 49.97 | 1 | 49.97 | 49.97 | 49.97 | 49.97 | 49.97 | 49.97 | 49.97 | 49.97 | 49.97 | 49.97 | 49.97 | 49.97 | Y | North | FC
PNOCHE_1_UNITA1 |  |  | CalPeak Power Panoche Unit 1 | CISO | N | Fresno | Panoche 115 kV | Y | Peaker | COMBUSTION TURBINE | NATURAL GAS | 52.3 | 57 |  |  |  |  | 1 | 24 | 24 |  |  | 52.01 | 1 | 52.01 | 52.01 | 52.01 | 52.01 | 52.01 | 52.01 | 52.01 | 52.01 | 52.01 | 52.01 | 52.01 | 52.01 | Y | North | PD | 52.01
POEPH_7_UNIT 1 |  |  | POE HYDRO UNIT 1 | CISO | N | Sierra | South of Palermo |  | Hydro | HYDRO | WATER | 68 | 68 |  |  |  |  | 1 | 24 | 24 |  |  |  | 1 | 21 | 21 | 21 | 21 | 21 | 21 | 21 | 21 | 21 | 21 | 9.6 | 9.81 | Y | North | FC | 21 | Behind Rio Oso 230-115 kV transformer(s) constraint - Flow impact based reduction applied
POEPH_7_UNIT 2 |  |  | POE HYDRO UNIT 2 | CISO | N | Sierra | South of Palermo |  | Hydro | HYDRO | WATER | 68.5 | 68.5 |  |  |  |  | 1 | 24 | 24 |  |  |  | 1 | 20.82 | 20.82 | 20.82 | 20.82 | 20.82 | 20 | 20.82 | 20.82 | 20.82 | 20.4 | 16.34 | 15.3 | Y | North | FC | 20.82 | Behind Rio Oso 230-115 kV transformer(s) constraint - Flow impact based reduction applied
POTTER_7_VECINO |  |  | Vecino Vineyards LLC | CISO | N | NCNB | Eagle Rock, Fulton |  | Hydro | HYDRO | WATER | 1.25 | 1.3 |  |  |  |  | 1 | 24 | 24 |  |  |  |  | 0 | 0 | 0 | 0 | 0 | 0 | 0 | 0 | 0 | 0 | 0 | 0 | N | North | FC
PRCTVY_1_MIGBT1 |  |  | Miguel BESS | CISO | N | San Diego-IV | San Diego |  | Battery Storage | OTHER | LESR | 2 | 2 | .8 | 8 | 8 | 1 | 1 | 24 | 4 |  |  |  |  | 0 | 0 | 0 | 0 | 0 | 0 | 0 | 0 | 0 | 0 | 0 | 0 | N | South | EO
PRIMM_2_SOLAR1 |  |  | Silver State South | CISO | N | CAISO System |  |  | Solar_Fixed | PHOTO VOLTAIC | SUN | 250 | 250 |  |  |  |  | 1 | 24 | 24 |  |  |  |  | 0.1 | 0.1 | 6.76 | 0.36 | 47.34 | 64.7 | 126.16 | 108.43 | 5.75 | 0.1 | 0.1 | 0.1 | N | South | FC
PSWEET_1_STCRUZ |  |  | Santa Cruz Energy LLC | CISO | N | CAISO System |  |  | Biogas | RECIPROCATING ENGINE | BIOGAS | 1.6 | 1.6 |  |  |  |  | 1 | 24 | 24 |  |  |  | 1 | 0 | 0 | 0 | 0 | 0 | 0 | 0 | 0 | 0 | 0 | 0 | 0 | Y | North | EO
PUTHCR_1_PCNSB1 | PUTHCR_1_PCNSB1_SUN |  | Putah Creek Solar Farm North | CISO | N | CAISO System |  |  | Hybrid_Solar1Axis | OTHER | HYBD | 3 | 3 |  |  |  |  | 1 | 24 | 24 | 3 |  | 3 | 1 | 0.1 | 0.1 | 0.1 | 0.1 | 1.31 | 1.64 | 2.24 | 1.88 | 0.16 | 0.1 | 0.1 | 0.1 | Y | North | ID | 100% | Hybrid - C12 - Waiting for Bay Area ADNU and possibly other - PV 3.00 MW and ESS 3.00 MW with Max output 3.00 MW.
PUTHCR_1_PCNSB1 | PUTHCR_1_PCNSB1_LESR |  | Putah Creek Solar Farm North | CISO | N | CAISO System |  |  | Hybrid_Storage | OTHER | HYBD | 5.25 | 5.25 | 0.869 | 21 | 21 | 1 | 1 | 24 | 4 | 3 | FALSE | 3 | 1 | 3 | 3 | 3 | 3 | 3 | 3 | 3 | 3 | 3 | 3 | 3 | 3 | Y | North | ID | 100% | Hybrid - C12 - Waiting for Bay Area ADNU and possibly other - PV 3.00 MW and ESS 3.00 MW with Max output 3.00 MW.
PUTHCR_1_SOLAR1 |  |  | Putah Creek Solar Farm | CISO | N | CAISO System |  |  | Solar_Fixed | PHOTO VOLTAIC | SUN | 1.98 | 2 |  |  |  |  | 1 | 24 | 24 |  |  |  |  | 0.1 | 0.1 | 0.1 | 0.1 | 0.59 | 0.72 | 1.2 | 1.03 | 0.11 | 0.1 | 0.1 | 0.1 | N | North | FC
PWEST_1_UNIT |  |  | PACIFIC WEST 1 WIND GENERATION | CISO | N | LA Basin | Western |  | Wind | WIND | WIND | 2.1 | 2.1 |  |  |  |  | 1 | 24 | 24 |  |  |  |  | 0.11 | 0.25 | 0.27 | 0.85 | 0.9 | 0.8 | 0.7 | 0.61 | 0.42 | 0.2 | 0.09 | 0.1 | N | South | FC
RATSKE_2_NROSR1 |  |  | North Rosamond Solar | CISO | N | CAISO System |  |  | Solar_1Axis | PHOTO VOLTAIC | SUN | 150 | 150 |  |  |  |  | 1 | 24 | 24 |  |  |  |  | 0.1 | 0.1 | 4.21 | 0.44 | 49.25 | 63.66 | 98.7 | 85.19 | 4.57 | 0.1 | 0.1 | 0.1 | N | South | FC
RATSKE_2_RBSSB1 | RATSKE_2_RBSSB1_SUN |  | Rabbitbrush Solar 1 | CISO | N | CAISO System |  |  | Hybrid_Solar1Axis | OTHER | HYBD | 60 | 60 |  |  |  |  | 1 | 24 | 24 | 60 |  | 7.5 | 2 | 0.1 | 0.1 | 1.68 | 0.18 | 19.7 | 25.47 | 39.48 | 34.08 | 1.83 | 0.1 | 0.1 | 0.1 | Y | South | ID | 100% | Waiting for Whirlwind transformer CRAS
RATSKE_2_RBSSB1 | RATSKE_2_RBSSB1_LESR |  | Rabbitbrush Solar 1 | CISO | N | CAISO System |  |  | Hybrid_Storage | OTHER | HYBD | 7.5 | 7.5 | .8 | 30 | 30 | 1 | 1 | 24 | 4 | 60 | FALSE | 7.5 | 2 | 7.5 | 7.5 | 7.5 | 7.5 | 7.5 | 7.5 | 7.5 | 7.5 | 7.5 | 7.5 | 7.5 | 7.5 | Y | South | ID | 100% | Waiting for Whirlwind transformer CRAS
RATSKE_2_RBSSB2 | RATSKE_2_RBSSB2_SUN |  | Rabbitbrush Solar 2 | CISO | N | CAISO System |  |  | Hybrid_Solar1Axis | OTHER | HYBD | 40 | 40 |  |  |  |  | 1 | 24 | 24 | 40 |  | 5 | 2 | 0.1 | 0.1 | 1.12 | 0.12 | 13.13 | 16.98 | 26.32 | 22.72 | 1.22 | 0.1 | 0.1 | 0.1 | Y | South | ID | 100% | Waiting for Whirlwind transformer CRAS
RATSKE_2_RBSSB2 | RATSKE_2_RBSSB2_LESR |  | Rabbitbrush Solar 2 | CISO | N | CAISO System |  |  | Hybrid_Storage | OTHER | HYBD | 8 | 8 | 0.87 | 32 | 64 | 2 | 1 | 24 | 4 | 40 | FALSE | 5 | 2 | 5 | 5 | 5 | 5 | 5 | 5 | 5 | 5 | 5 | 5 | 5 | 5 | Y | South | ID | 100% | Waiting for Whirlwind transformer CRAS
RCKCRK_7_UNIT 1 |  |  | ROCK CREEK HYDRO UNIT 1 | CISO | N | Sierra | South of Palermo |  | Hydro | HYDRO | WATER | 57 | 57 |  |  |  |  | 1 | 24 | 24 |  |  |  | 1 | 13.9 | 13.9 | 13.9 | 13.9 | 10.72 | 13.9 | 13.9 | 13.9 | 13.9 | 0 | 5.6 | 13.43 | Y | North | FC | 13.9 | Behind Rio Oso 230-115 kV transformer(s) constraint - Flow impact based reduction applied
RCKCRK_7_UNIT 2 |  |  | ROCK CREEK HYDRO UNIT 2 | CISO | N | Sierra | South of Palermo |  | Hydro | HYDRO | WATER | 56.9 | 56.9 |  |  |  |  | 1 | 24 | 24 |  |  |  | 1 | 17.33 | 17.33 | 17.33 | 17.33 | 17.33 | 17.33 | 17.33 | 17.33 | 17.33 | 0 | 0 | 17.33 | Y | North | FC | 17.33 | Behind Rio Oso 230-115 kV transformer(s) constraint - Flow impact based reduction applied
RDWAY_1_CREST |  |  | CREST Contracts | CISO | N | CAISO System |  |  | Solar_1Axis | PHOTO VOLTAIC | SUN | 6.5 | 6.5 |  |  |  |  | 1 | 24 | 24 |  |  |  |  | 0 | 0 | 0 | 0 | 0 | 0 | 0 | 0 | 0 | 0 | 0 | 0 | N | South | EO
RECTOR_2_CREST |  |  | Rector Aggregate Solar Resources | CISO | N | Big Creek-Ventura | Rector, Vestal |  | Solar_Fixed | PHOTO VOLTAIC | SUN | 10.5 | 10.5 |  |  |  |  | 1 | 24 | 24 |  |  |  |  | 0 | 0 | 0 | 0 | 0 | 0 | 0 | 0 | 0 | 0 | 0 | 0 | N | South | EO
RECTOR_2_IVANPV |  |  | Ivanhoe Tulare PV | CISO | N | Big Creek-Ventura | Rector, Vestal | Y | Solar_Fixed | PHOTO VOLTAIC | SUN | 3.5 | 3.5 |  |  |  |  | 1 | 24 | 24 |  |  |  |  | 0 | 0 | 0 | 0 | 0 | 0 | 0 | 0 | 0 | 0 | 0 | 0 | N | South | EO
RECTOR_2_KAWEAH |  |  | KAWEAH PH 2 & 3 PSP AGGREGATE | CISO | N | Big Creek-Ventura | Rector, Vestal |  | Hydro | HYDRO | WATER | 6.55 | 6.6 |  |  |  |  | 1 | 24 | 24 |  |  |  |  | 0.85 | 1.11 | 1.6 | 1.93 | 1.98 | 1.83 | 0.39 | 0.03 | 0 | 0 | 0 | 0 | N | South | FC
RECTOR_2_KAWH 1 |  |  | KAWEAH PH 1 UNIT 1 | CISO | N | Big Creek-Ventura | Rector, Vestal |  | Hydro | HYDRO | WATER | 2.25 | 2.3 |  |  |  |  | 1 | 24 | 24 |  |  |  |  | 0 | 0 | 0 | 0 | 0 | 0.1 | 0.04 | 0.03 | 0 | 0 | 0 | 0 | N | South | FC
RECTOR_2_QF |  |  | Kaweah Unit 1 | CISO | N | Big Creek-Ventura | Rector, Vestal |  | Hydro | HYDRO | WATER | 20.09 | 20.09 |  |  |  |  | 1 | 24 | 24 |  |  |  | 1 | 0 | 0 | 0 | 0 | 0 | 8.4 | 6.7 | 0 | 0 | 0 | 0 | 1.2 | Y | South | FC
RECTOR_2_TFDBM1 |  |  | Two Fiets Dairy Digester | CISO | N | Big Creek-Ventura | Rector, Vestal |  | Biogas | RECIPROCATING ENGINE | BIOGAS | 0.8 | 0.8 |  |  |  |  | 1 | 24 | 24 |  |  |  |  | 0 | 0 | 0 | 0 | 0 | 0 | 0 | 0 | 0 | 0 | 0 | 0 | N | South | EO
RECTOR_7_TULARE |  |  | MM Tulare | CISO | N | Big Creek-Ventura | Rector, Vestal | Y | Biomass | RECIPROCATING ENGINE | BIOMASS | 1.5 | 1.5 |  |  |  |  | 1 | 24 | 24 |  |  |  |  | 0 | 0 | 0 | 0 | 0 | 0 | 0 | 0 | 0 | 0 | 0 | 0 | N | South | EO
REDBLF_6_UNIT |  |  | RED BLUFF PEAKER PLANT | CISO | N | CAISO System |  |  | Reciprocating Engine | RECIPROCATING ENGINE | NATURAL GAS | 44 | 44 |  |  |  |  | 1 | 24 | 24 |  |  | 44 | 1 | 44 | 44 | 44 | 44 | 44 | 44 | 44 | 44 | 44 | 44 | 44 | 44 | Y | North | FC
REDMAN_2_SOLAR |  |  | Lancaster East Avenue F | CISO | N | Big Creek-Ventura |  |  | Solar_1Axis | PHOTO VOLTAIC | SUN | 3.75 | 3.8 |  |  |  |  | 1 | 24 | 24 |  |  |  |  | 0.1 | 0.1 | 0.11 | 0.1 | 1.23 | 1.59 | 2.47 | 2.13 | 0.11 | 0.1 | 0.1 | 0.1 | N | South | FC
REDMAN_6_AVSSR1 |  |  | Antelope Valley Solar | CISO | N | Big Creek-Ventura |  |  | Solar_1Axis | PHOTO VOLTAIC | SUN | 3 | 3 |  |  |  |  | 1 | 24 | 24 |  |  |  |  | 0.1 | 0.1 | 0.1 | 0.1 | 0.98 | 1.27 | 1.97 | 1.7 | 0.1 | 0.1 | 0.1 | 0.1 | N | South | FC
REEDLY_6_SOLAR |  |  | Terzian | CISO | N | Fresno | Herndon, Reedley | Y | Solar_2Axis | PHOTO VOLTAIC | SUN | 1.23 | 1.3 |  |  |  |  | 1 | 24 | 24 |  |  |  |  | 0 | 0 | 0 | 0 | 0 | 0 | 0 | 0 | 0 | 0 | 0 | 0 | N | North | EO
RENWD_1_QF |  |  | Renwind re-powering project | CISO | N | LA Basin | Eastern, Valley-Devers |  | Wind | WIND | WIND | 10 | 10.5 |  |  |  |  | 1 | 24 | 24 |  |  |  |  | 0.55 | 1.18 | 1.27 | 4.03 | 4.3 | 3.79 | 3.33 | 2.92 | 2 | 0.94 | 0.43 | 0.46 | N | South | FC
RICHMN_1_CHVSR2 |  |  | Chevron 8.5 | CISO | N | Bay Area |  |  | Solar_1Axis | PHOTO VOLTAIC | SUN | 8.5 | 8.5 |  |  |  |  | 1 | 24 | 24 |  |  |  |  | 0.1 | 0.1 | 0.26 | 0.1 | 3.72 | 4.66 | 6.35 | 5.33 | 0.44 | 0.1 | 0.1 | 0.1 | N | North | ID | 100% | 16DGD Waiting for Moraga-Castro Valley 230 kV Line Capacity Increase and possibly other
RICHMN_1_SOLAR |  |  | Chevron 2 | CISO | N | Bay Area |  |  | Solar_1Axis | PHOTO VOLTAIC | SUN | 2 | 2 |  |  |  |  | 1 | 24 | 24 |  |  |  |  | 0.1 | 0.1 | 0.1 | 0.1 | 0.87 | 1.1 | 1.49 | 1.25 | 0.1 | 0.1 | 0.1 | 0.1 | N | North | ID | 100% | 16DGD Waiting for Moraga-Castro Valley 230 kV Line Capacity Increase and possibly other
RICHMN_7_BAYENV |  |  | BAY ENVIRONMENTAL (NOVE POWER) | CISO | N | Bay Area |  | Y | Biogas | RECIPROCATING ENGINE | BIOGAS | 2.5 | 2.5 |  |  |  |  | 1 | 24 | 24 |  |  |  |  | 0.64 | 0.63 | 0.4 | 0.38 | 0.35 | 0.37 | 0.35 | 0.37 | 0.07 | 0.25 | 0.35 | 0.18 | N | North | FC
RIOBRV_6_UNIT 1 |  |  | RIO BRAVO HYDRO | CISO | N | CAISO System |  |  | Hydro | HYDRO | WATER | 14 | 14 |  |  |  |  | 1 | 24 | 24 |  |  |  |  | 0.14 | 0.19 | 0 | 1.51 | 2.42 | 4.12 | 3.39 | 1.31 | 0 | 0 | 0 | 0 | N | North | FC
RIOOSO_1_QF |  |  | SMALL QF AGGREGATION - GRASS VALLEY | CISO | N | Sierra | Drum-Rio Oso, South of Palermo |  | Hydro | HYDRO | WATER | 1.11 | 2.5 |  |  |  |  | 1 | 24 | 24 |  |  |  |  | 0.04 | 0.07 | 0.08 | 0.29 | 0.53 | 0.3 | 0.23 | 0.3 | 0.25 | 0.03 | 0.01 | 0.02 | N | North | FC
RNDMTN_2_SLSPHY1 |  |  | Silver Springs | CISO | N | CAISO System |  |  | Hydro | HYDRO | WATER | 0.6 | 0.6 |  |  |  |  | 1 | 24 | 24 |  |  |  |  | 0.2 | 0.21 | 0.19 | 0.18 | 0.18 | 0.17 | 0.15 | 0.15 | 0.14 | 0.15 | 0.14 | 0.14 | N | North | FC
RNDSBG_1_HZASR1 |  |  | Hazel A | CISO | N | CAISO System |  |  | Solar_1Axis | PHOTO VOLTAIC | SUN | 2.99 | 3 |  |  |  |  | 1 | 24 | 24 |  |  |  |  | 0.1 | 0.1 | 0.1 | 0.1 | 0.98 | 1.27 | 1.97 | 1.7 | 0.1 | 0.1 | 0.1 | 0.1 | N | South | FC
ROLLIN_6_UNIT |  |  | ROLLINS HYDRO | CISO | N | Sierra | Drum-Rio Oso, South of Palermo |  | Hydro | HYDRO | WATER | 13.5 | 13.5 |  |  |  |  | 1 | 24 | 24 |  |  |  | 2 | 7.78 | 5.81 | 5.23 | 8.3 | 7.56 | 5.64 | 6.46 | 6.2 | 4.62 | 2.38 | 1.18 | 6.6 | Y | North | FC
ROSMDW_2_WIND1 |  |  | Pacific Wind - Phase 1 | CISO | N | CAISO System |  |  | Wind | WIND | WIND | 140 | 141.3 |  |  |  |  | 1 | 24 | 24 |  |  |  |  | 7.63 | 16.47 | 17.79 | 56.49 | 60.21 | 53.08 | 46.65 | 40.85 | 28.01 | 13.1 | 6.06 | 6.43 | N | South | FC
ROSMND_6_SOLAR |  |  | Lancaster B | CISO | N | Big Creek-Ventura |  |  | Solar_1Axis | PHOTO VOLTAIC | SUN | 3 | 3 |  |  |  |  | 1 | 24 | 24 |  |  |  |  | 0.1 | 0.1 | 0.1 | 0.1 | 0.98 | 1.27 | 1.97 | 1.7 | 0.1 | 0.1 | 0.1 | 0.1 | N | South | FC
RSMSLR_6_SOLAR1 |  |  | Rosamond One | CISO | N | Big Creek-Ventura |  |  | Solar_Fixed | PHOTO VOLTAIC | SUN | 20 | 20 |  |  |  |  | 1 | 24 | 24 |  |  |  |  | 0.1 | 0.1 | 0.54 | 0.1 | 3.79 | 5.18 | 10.09 | 8.67 | 0.46 | 0.1 | 0.1 | 0.1 | N | South | FC
RSMSLR_6_SOLAR2 |  |  | Rosamond Two | CISO | N | Big Creek-Ventura |  |  | Solar_1Axis | PHOTO VOLTAIC | SUN | 20 | 20 |  |  |  |  | 1 | 24 | 24 |  |  |  |  | 0.1 | 0.1 | 0.56 | 0.1 | 6.57 | 8.49 | 13.16 | 11.36 | 0.61 | 0.1 | 0.1 | 0.1 | N | South | FC
RTEDDY_2_SC1SR3 |  |  | Rosamond West Solar Clean | CISO | N | CAISO System |  |  | Solar_1Axis | PHOTO VOLTAIC | SUN | 40 | 40 |  |  |  |  | 1 | 24 | 24 |  |  |  |  | 0.1 | 0.1 | 1.12 | 0.12 | 13.13 | 16.98 | 26.32 | 22.72 | 1.22 | 0.1 | 0.1 | 0.1 | N | South | FC
RTEDDY_2_SEBSR3 |  |  | Rosamond West Solar East Bay 3 | CISO | N | CAISO System |  |  | Solar_1Axis | PHOTO VOLTAIC | SUN | 56 | 56 |  |  |  |  | 1 | 24 | 24 |  |  |  |  | 0.1 | 0.1 | 1.57 | 0.17 | 18.39 | 23.77 | 36.85 | 31.8 | 1.71 | 0.1 | 0.1 | 0.1 | N | South | FC
RTEDDY_2_SEBSR4 |  |  | Rosamond West Solar East Bay 4 | CISO | N | CAISO System |  |  | Solar_1Axis | PHOTO VOLTAIC | SUN | 56 | 56 |  |  |  |  | 1 | 24 | 24 |  |  |  |  | 0.1 | 0.1 | 1.57 | 0.17 | 18.39 | 23.77 | 36.85 | 31.8 | 1.71 | 0.1 | 0.1 | 0.1 | N | South | FC
RTEDDY_2_SOLAR1 |  |  | Rosamond West Solar 1 | CISO | N | CAISO System |  |  | Solar_1Axis | PHOTO VOLTAIC | SUN | 54 | 55 |  |  |  |  | 1 | 24 | 24 |  |  |  |  | 0.1 | 0.1 | 1.51 | 0.16 | 17.73 | 22.92 | 35.53 | 30.67 | 1.64 | 0.1 | 0.1 | 0.1 | N | South | FC
RTEDDY_2_SOLAR2 |  |  | Rosamond West Solar 2 | CISO | N | CAISO System |  |  | Solar_1Axis | PHOTO VOLTAIC | SUN | 54 | 55 |  |  |  |  | 1 | 24 | 24 |  |  |  |  | 0.1 | 0.1 | 1.51 | 0.16 | 17.73 | 22.92 | 35.53 | 30.67 | 1.64 | 0.1 | 0.1 | 0.1 | N | South | FC
RTEDDY_2_SPASR4 |  |  | Rosamond West Solar Palo Alto | CISO | N | CAISO System |  |  | Solar_1Axis | PHOTO VOLTAIC | SUN | 26 | 26 |  |  |  |  | 1 | 24 | 24 |  |  |  |  | 0.1 | 0.1 | 0.73 | 0.1 | 8.54 | 11.04 | 17.11 | 14.77 | 0.79 | 0.1 | 0.1 | 0.1 | N | South | FC
RTEDDY_2_SRXSR4 |  |  | Rosamond West Solar Rosie X | CISO | N | CAISO System |  |  | Solar_1Axis | PHOTO VOLTAIC | SUN | 13.6 | 13.6 |  |  |  |  | 1 | 24 | 24 |  |  |  |  | 0.1 | 0.1 | 0.38 | 0.1 | 4.46 | 5.77 | 8.95 | 7.72 | 0.41 | 0.1 | 0.1 | 0.1 | N | South | FC
RTREE_2_WIND1 |  |  | Rising Tree 1 | CISO | N | CAISO System |  |  | Wind | WIND | WIND | 79.2 | 79.2 |  |  |  |  | 1 | 24 | 24 |  |  |  |  | 4.32 | 9.32 | 10.06 | 31.96 | 34.06 | 30.03 | 26.39 | 23.11 | 15.85 | 7.41 | 3.43 | 3.64 | N | South | FC
RTREE_2_WIND2 |  |  | Rising Tree 2 | CISO | N | CAISO System |  |  | Wind | WIND | WIND | 19.8 | 19.8 |  |  |  |  | 1 | 24 | 24 |  |  |  |  | 1.08 | 2.33 | 2.52 | 7.99 | 8.51 | 7.51 | 6.6 | 5.78 | 3.96 | 1.85 | 0.86 | 0.91 | N | South | FC
RTREE_2_WIND3 |  |  | Rising Tree 3 | CISO | N | CAISO System |  |  | Wind | WIND | WIND | 99 | 99 |  |  |  |  | 1 | 24 | 24 |  |  |  |  | 5.4 | 11.65 | 12.58 | 39.94 | 42.57 | 37.53 | 32.99 | 28.89 | 19.81 | 9.27 | 4.28 | 4.55 | N | South | FC
RUSCTY_2_UNITS |  |  | Russell City Energy Center | CISO | N | Bay Area | Ames | Y | CCGT | COMBINED CYCLE | NATURAL GAS | 615.18 | 615.18 |  |  |  |  | 1 | 24 | 24 |  |  | 425.9 | 1 | 615.18 | 615.18 | 615.18 | 612.7 | 607.7 | 601 | 597.4 | 597.4 | 600.9 | 606.1 | 615.18 | 615.18 | Y | North | FC
RVRVEW_1_UNITA1 |  |  | Riverview Energy Center (GP Antioch) | CISO | N | Bay Area | Contra Costa |  | Peaker | COMBUSTION TURBINE | NATURAL GAS | 48.7 | 50 |  |  |  |  | 1 | 24 | 24 |  |  | 47.6 | 1 | 47.6 | 47.6 | 47.6 | 47.6 | 47.6 | 47.6 | 47.6 | 47.6 | 47.6 | 47.6 | 47.6 | 47.6 | Y | North | FC
RVSIDE_2_RERCU3 |  |  | Riverside Energy Res. Ctr Unit 3 | CISO | N | LA Basin | Eastern | Y | Peaker | COMBUSTION TURBINE | NATURAL GAS | 49 | 71 |  |  |  |  | 1 | 24 | 24 |  |  | 49 | 1 | 49 | 49 | 49 | 49 | 49 | 49 | 49 | 49 | 49 | 49 | 49 | 49 | Y | South | FC
RVSIDE_2_RERCU4 |  |  | Riverside Energy Res. Ctr Unit 4 | CISO | N | LA Basin | Eastern | Y | Peaker | COMBUSTION TURBINE | NATURAL GAS | 49 | 71.2 |  |  |  |  | 1 | 24 | 24 |  |  | 49 | 1 | 49 | 49 | 49 | 49 | 49 | 49 | 49 | 49 | 49 | 49 | 49 | 49 | Y | South | FC
RVSIDE_6_RERCU1 |  |  | Riverside Energy Res. Ctr Unit 1 | CISO | N | LA Basin | Eastern | Y | Peaker | COMBUSTION TURBINE | NATURAL GAS | 48.35 | 48.5 |  |  |  |  | 1 | 24 | 24 |  |  | 48.35 | 1 | 48.35 | 48.35 | 48.35 | 48.35 | 48.35 | 48.35 | 48.35 | 48.35 | 48.35 | 48.35 | 48.35 | 48.35 | Y | South | FC
RVSIDE_6_RERCU2 |  |  | Riverside Energy Res. Ctr Unit 2 | CISO | N | LA Basin | Eastern | Y | Peaker | COMBUSTION TURBINE | NATURAL GAS | 48.5 | 48.5 |  |  |  |  | 1 | 24 | 24 |  |  | 48.5 | 1 | 48.5 | 48.5 | 48.5 | 48.5 | 48.5 | 48.5 | 48.5 | 48.5 | 48.5 | 48.5 | 48.5 | 48.5 | Y | South | FC
RVSIDE_6_SOLAR1 |  |  | Tequesquite Landfill Solar Project | CISO | N | LA Basin | Eastern | Y | Solar_1Axis | PHOTO VOLTAIC | SUN | 7.5 | 7.5 |  |  |  |  | 1 | 24 | 24 |  |  |  |  | 0.1 | 0.1 | 0.21 | 0.1 | 2.46 | 3.18 | 4.93 | 4.26 | 0.23 | 0.1 | 0.1 | 0.1 | N | South | FC
RVSIDE_6_SPRING |  |  | SPRINGS GENERATION PROJECT AGGREGATE | CISO | N | LA Basin | Eastern |  | Peaker | FTUR | NATURAL GAS | 36 | 36 |  |  |  |  | 1 | 24 | 24 |  |  | 28 | 1 | 36 | 36 | 36 | 36 | 36 | 36 | 36 | 36 | 36 | 36 | 36 | 36 | Y | South | FC
S_RITA_6_SOLAR1 |  |  | Sun Harvest Solar | CISO | N | Fresno |  | Y | Solar_1Axis | PHOTO VOLTAIC | SUN | 1.5 | 1.5 |  |  |  |  | 1 | 24 | 24 |  |  |  |  | 0 | 0 | 0 | 0 | 0 | 0 | 0 | 0 | 0 | 0 | 0 | 0 | N | North | EO
SALIRV_2_UNIT |  |  | Salinas River Cogeneration | CISO | N | CAISO System |  | Y | CHP | FTUR | NATURAL GAS | 39 | 57 |  |  |  |  | 1 | 24 | 24 |  |  |  |  | 23.11 | 22 | 23.11 | 21.52 | 17.17 | 19.17 | 17.55 | 19.23 | 19.61 | 19.48 | 21.65 | 23.33 | N | North | FC
SALTSP_7_UNITS |  |  | SALT SPRINGS HYDRO AGGREGATE | CISO | N | CAISO System |  |  | Hydro | HYDRO | WATER | 46 | 46 |  |  |  |  | 1 | 24 | 24 |  |  |  | 1 | 1.6 | 4.72 | 12.8 | 0.4 | 17.46 | 16.93 | 18.56 | 24.1 | 6.32 | 4.24 | 2.8 | 20.7 | Y | North | FC
SAMPSN_6_KELCO1 |  |  | KELCO QUALIFYING FACILITY | CISO | N | San Diego-IV | San Diego | Y | CHP | COMBUSTION TURBINE | OTHER | 25 | 28 |  |  |  |  | 1 | 24 | 24 |  |  |  |  | 1.03 | 1.05 | 2.18 | 2.77 | 3.33 | 3.81 | 2.44 | 1.59 | 3.62 | 1.85 | 1.24 | 2.21 | N | South | FC
SANBRN_2_EESSB2 |  |  | Edsan 2 Edwards Sanborn E1B | CISO | N | CAISO System |  |  | Solar_1Axis | PHOTO VOLTAIC | SUN | 166 | 166 |  |  |  |  | 1 | 24 | 24 |  |  |  |  | 0.1 | 0.1 | 4.66 | 0.49 | 54.5 | 70.46 | 109.22 | 94.28 | 5.05 | 0.1 | 0.1 | 0.1 | N | South | ID | 100% | Hybrid - C10 - Waiting for Tehachapi cRAS and possibly other - PV 130.0 MW and ESS 72.0 MW with Max output 166 MW
SANBRN_2_ES1BT3 | SANBRN_2_ES1BT3_SUN |  | EdSan 1 Edwards 1 | CISO | N | CAISO System |  |  | Hybrid_Solar1Axis | OTHER | HYBD | 40 | 40 |  |  |  |  | 1 | 24 | 24 | 50.43 |  | 22 | 2 | 0.1 | 0.1 | 1.12 | 0.12 | 13.13 | 16.98 | 26.32 | 22.72 | 1.22 | 0.1 | 0.1 | 0.1 | Y | South | ID | 100% | Waiting for Tehachapi cRAS.
SANBRN_2_ES1BT3 | SANBRN_2_ES1BT3_LESR |  | EdSan 1 Edwards 1 | CISO | N | CAISO System |  |  | Hybrid_Storage | OTHER | HYBD | 22 | 22 | .8 | 88 | 88 | 1 | 1 | 24 | 4 | 50.43 | FALSE | 22 | 2 | 22 | 22 | 22 | 22 | 22 | 22 | 22 | 22 | 22 | 22 | 22 | 22 | Y | South | ID | 100% | Waiting for Tehachapi cRAS.
SANBRN_2_ES2SB3 | SANBRN_2_ES2SB3_SUN |  | EdSan 2 Sanborn 3 | CISO | N | CAISO System |  |  | Hybrid_Solar1Axis | OTHER | HYBD | 33 | 33 |  |  |  |  | 1 | 24 | 24 | 42 |  | 18 | 2 | 0.1 | 0.1 | 0.93 | 0.1 | 10.83 | 14.01 | 21.71 | 18.74 | 1 | 0.1 | 0.1 | 0.1 | Y | South | ID | 100% | Waiting for Tehachapi cRAS.
SANBRN_2_ES2SB3 | SANBRN_2_ES2SB3_LESR |  | EdSan 2 Sanborn 3 | CISO | N | CAISO System |  |  | Hybrid_Storage | OTHER | HYBD | 18 | 18 | .8 | 72 | 72 | 1 | 1 | 24 | 4 | 42 | FALSE | 18 | 2 | 18 | 18 | 18 | 18 | 18 | 18 | 18 | 18 | 18 | 18 | 18 | 18 | Y | South | ID | 100% | Waiting for Tehachapi cRAS.
SANBRN_2_ESABT1 |  |  | EdSan 1A | CISO | N | CAISO System |  |  | Paired_BattStorage | OTHER | LESR | 100 | 100 | .8 | 400 | 400 | 1 | 1 | 24 | 4 |  |  | 160 | 2 | 50 | 50 | 50 | 50 | 50 | 50 | 50 | 50 | 50 | 50 | 50 | 50 | Y | South | ID | 100% | waiting for Tehachapi cRAS
SANBRN_2_ESBBT1 |  |  | EdSan 1B | CISO | N | CAISO System |  |  | Battery Storage | OTHER | LESR | 100 | 100 | .8 | 400 | 400 | 1 | 1 | 24 | 4 |  |  | 200 | 2 | 100 | 100 | 100 | 100 | 100 | 100 | 100 | 100 | 100 | 100 | 100 | 100 | Y | South | ID | 100% | waiting for Tehachapi cRAS
SANBRN_2_SS2BT3 |  |  | Sanborn Solar 2 SBESS 3 | CISO | N | CAISO System |  |  | Battery Storage | OTHER | LESR | 169 | 169 | 0.8 | 676 | 676 | 1 | 1 | 24 | 4 |  |  | 338 | 2 | 169 | 169 | 169 | 169 | 169 | 169 | 169 | 169 | 169 | 169 | 169 | 169 | Y | South | ID | 100% | Waiting for Windhub CRAS, Tehachapi CRAS and possibly other.
SANBRN_2_SS2SB4 | SANBRN_2_SS2SB4_SUN |  | Sanborn Solar 2 Edwards Sanborn S4 | CISO | N | CAISO System |  |  | Solar_1Axis | OTHER | HYBD | 36 | 36 |  |  |  |  | 1 | 24 | 24 | 36 |  | 18 | 1 | 0.1 | 0.1 | 1.01 | 0.11 | 11.82 | 15.28 | 23.69 | 20.45 | 1.1 | 0.1 | 0.1 | 0.1 | Y | South | ID | 1 | Waiting for Tehachapi CRAS.
SANBRN_2_SS2SB4 | SANBRN_2_SS2SB4_LESR |  | Sanborn Solar 2 Edwards Sanborn S5 | CISO | N | CAISO System |  |  | Hybrid_Storage | OTHER | HYBD | 18 | 18 | 0.8 | 72 | 72 | 1 | 1 | 24 | 4 | 36 |  | 18 | 1 | 72 | 72 | 72 | 72 | 72 | 72 | 72 | 72 | 72 | 72 | 72 | 72 | Y | South | ID | 100% | Waiting for Tehachapi CRAS.
SANDLT_2_SUNITS |  |  | Mojave Solar | CISO | N | CAISO System |  |  | Solar_Thermal | STEAM | SUN | 275 | 275 |  |  |  |  | 1 | 24 | 24 |  |  |  |  | 0.1 | 0.1 | 2.03 | 6.21 | 99.74 | 113.4 | 112.88 | 119.35 | 26.89 | 4.27 | 0.1 | 0.1 | N | South | FC
SANITR_6_UNITS |  |  | LACSD CARSON WATER POLLUTION AGGREGATE | CISO | N | LA Basin | Eastern | Y | Biogas | COMBINED CYCLE | NATURAL GAS | 8 | 8 |  |  |  |  | 1 | 24 | 24 |  |  |  |  | 1.05 | 1.1 | 0.2 | 0.18 | 0.66 | 0.65 | 0.84 | 1.11 | 1.09 | 0.78 | 0.66 | 0.52 | N | South | FC
SANLOB_1_LNDFIL |  |  | Cold Canyon | CISO | N | CAISO System |  |  | Biogas | RECIPROCATING ENGINE | BIOGAS | 1.5 | 5 |  |  |  |  | 1 | 24 | 24 |  |  |  |  | 0 | 0 | 0 | 0 | 0 | 0 | 0 | 0 | 0 | 0 | 0 | 0 | N | North | EO
SANLOB_1_OSFBM1 |  |  | Old Santa Fe Road | CISO | N | CAISO System |  |  | Biogas | RECIPROCATING ENGINE | BIOGAS | 0.85 | 0.85 |  |  |  |  | 1 | 24 | 24 |  |  |  | 1 | 0 | 0 | 0 | 0 | 0 | 0 | 0 | 0 | 0 | 0 | 0 | 0 | Y | North | EO
SANTFG_7_UNITS |  |  | GEYSERS CALISTOGA AGGREGATE | CISO | N | NCNB |  |  | Geothermal | STEAM | GEOTHERMAL | 72 | 72 |  |  |  |  | 1 | 24 | 24 |  |  | 42 | 1 | 72 | 72 | 72 | 72 | 72 | 72 | 72 | 72 | 72 | 72 | 72 | 72 | Y | North | FC
SANTGO_2_LNDFL1 |  |  | Bowerman Power | CISO | N | LA Basin | Western |  | Biogas | RECIPROCATING ENGINE | BIOGAS | 19.6 | 20 |  |  |  |  | 1 | 24 | 24 |  |  |  |  | 18.54 | 18.97 | 17.9 | 18.82 | 18.12 | 19.53 | 18.66 | 18.64 | 18.5 | 17.79 | 18.48 | 19.6 | N | South | FC
SANTGO_2_MABBT1 |  |  | Millikan Avenue BESS | CISO | N | LA Basin | Western |  | Battery Storage | OTHER | LESR | 2 | 2 | .8 | 8 | 8 | 1 | 1 | 24 | 4 |  |  | 4 | 3 | 2 | 2 | 2 | 2 | 2 | 2 | 2 | 2 | 2 | 2 | 2 | 2 | Y | South | FC
SANWD_1_QF |  |  | San Gorgonio Farms Wind Farm | CISO | N | LA Basin | Eastern, Valley-Devers |  | Wind | WIND | WIND | 31 | 32 |  |  |  |  | 1 | 24 | 24 |  |  |  |  | 1.69 | 3.65 | 3.94 | 12.51 | 13.33 | 11.75 | 10.33 | 9.05 | 6.2 | 2.9 | 1.34 | 1.42 | N | South | FC
SAUGUS_6_CREST |  |  | East Portal Hydro | CISO | N | Big Creek-Ventura |  |  | Hydro | HYDRO | WATER | 1 | 1 |  |  |  |  | 1 | 24 | 24 |  |  |  |  | 0 | 0 | 0 | 0 | 0 | 0 | 0 | 0 | 0 | 0 | 0 | 0 | N | South | EO
SAUGUS_6_MWDFTH |  |  | Foothill Hydroelectric Recovery Plant | CISO | N | Big Creek-Ventura |  |  | Hydro | HYDRO | WATER | 9.1 | 9.1 |  |  |  |  | 1 | 24 | 24 |  |  |  | 1 | 2.4 | 2.4 | 1.6 | 3.2 | 4.8 | 4 | 4.8 | 4 | 4 | 4.8 | 4 | 2.4 | Y | South | FC
SAUGUS_6_QF |  |  | SAUGUS QFS | CISO | N | Big Creek-Ventura |  |  | CHP | OTHER | OTHER | 2.19 | 8.9 |  |  |  |  | 1 | 24 | 24 |  |  |  |  | 0.07 | 0.2 | 0.14 | 0.4 | 0.23 | 0.19 | 0.27 | 0.59 | 1 | 1 | 1 | 0.97 | N | South | FC
SAUGUS_7_CHIQCN |  |  | Chiquita Canyon Landfill Fac | CISO | N | Big Creek-Ventura |  |  | Biogas | COMBUSTION TURBINE | BIOGAS | 8 | 9.2 |  |  |  |  | 1 | 24 | 24 |  |  |  |  | 5.55 | 5.28 | 5.34 | 5.43 | 5.63 | 5.37 | 5.14 | 5.34 | 4.81 | 5.25 | 5.46 | 5.45 | N | South | FC
SBERDO_2_PSP3 |  |  | Mountainview Gen Sta. Unit 3 | CISO | N | LA Basin | Eastern, West of Devers |  | CCGT | COMBINED CYCLE | NATURAL GAS | 555 | 555 |  |  |  |  | 1 | 24 | 24 |  |  | 457 | 1 | 555 | 555 | 555 | 555 | 555 | 555 | 555 | 555 | 555 | 555 | 555 | 555 | Y | South | FC
SBERDO_2_PSP4 |  |  | Mountainview Gen Sta. Unit 4 | CISO | N | LA Basin | Eastern, West of Devers |  | CCGT | COMBINED CYCLE | NATURAL GAS | 555 | 555 |  |  |  |  | 1 | 24 | 24 |  |  | 457 | 1 | 555 | 555 | 555 | 555 | 555 | 555 | 555 | 555 | 555 | 555 | 555 | 555 | Y | South | FC
SBERDO_2_SNTANA |  |  | SANTA ANA PSP | CISO | N | LA Basin | Eastern, West of Devers |  | Hydro | HYDRO | WATER | 6.95 | 7 |  |  |  |  | 1 | 24 | 24 |  |  |  |  | 0.46 | 0.53 | 0.52 | 0.34 | 0.27 | 0 | 0 | 0 | 0 | 0 | 0 | 0 | N | South | FC
SBERDO_6_MILLCK |  |  | MILL CREEK PSP | CISO | N | LA Basin | Eastern, West of Devers |  | Hydro | HYDRO | WATER | 3.93 | 4 |  |  |  |  | 1 | 24 | 24 |  |  |  |  | 1.33 | 1.4 | 1.46 | 1.61 | 1.04 | 0.95 | 0.87 | 0.57 | 0.62 | 0.54 | 0.78 | 0.89 | N | South | FC
SCEC_1_PDRP05 |  |  | SCEC_1_PDRP05 | CISO | N | LA Basin |  |  | DR | OTHER | OTHER | [6 empty] | 17 | 22 | [5 empty] | 0.22 | 0 | 0 | 0 | 0 | 0 | 0 | 0 | 0 | 0 | 0 | 0 | Y | South | FC
SCEC_1_PDRP06 |  |  | SCEC_1_PDRP06 | CISO | N | LA Basin |  |  | DR | OTHER | OTHER | [6 empty] | 17 | 22 | [5 empty] | 0.14 | 0 | 0 | 0 | 0 | 0 | 0 | 0 | 0 | 0 | 0 | 0 | Y | South | FC
SCEC_1_PDRP07 |  |  | SCEC_1_PDRP07 | CISO | N | LA Basin |  |  | DR | OTHER | OTHER | [6 empty] | 17 | 22 | [5 empty] | 1.52 | 0 | 0 | 0 | 0 | 0 | 0 | 0 | 0 | 0 | 0 | 0 | Y | South | FC
SCEC_1_PDRP09 |  |  | SCEC_1_PDRP09 | CISO | N | LA Basin |  |  | DR | OTHER | OTHER | [6 empty] | 17 | 22 | [5 empty] | 0.4 | 0 | 0 | 0 | 0 | 0 | 0 | 0 | 0 | 0 | 0 | 0 | Y | South | FC
SCEC_1_PDRP102 |  |  | SCEC_1_PDRP102 | CISO | N | LA Basin |  |  | DR | OTHER | OTHER | 2 | [5 empty] | 17 | 22 | [5 empty] | 0.4 | 0 | 0 | 0 | 0 | 0 | 0 | 0 | 0 | 0 | 0 | 0 | Y | South | FC
SCEC_1_PDRP108 |  |  | SCEC_1_PDRP108 | CISO | N | LA Basin |  |  | DR | OTHER | OTHER | 9.99 | [5 empty] | 17 | 22 | [5 empty] | 0.33 | 0 | 0 | 0 | 0 | 0 | 0 | 0 | 0 | 0 | 0 | 0 | Y | South | FC
SCEC_1_PDRP109 |  |  | SCEC_1_PDRP109 | CISO | N | LA Basin |  |  | DR | OTHER | OTHER | 9.99 | [5 empty] | 17 | 22 | [5 empty] | 0.68 | 0 | 0 | 0 | 0 | 0 | 0 | 0 | 0 | 0 | 0 | 0 | Y | South | FC
SCEC_1_PDRP110 |  |  | SCEC_1_PDRP110 | CISO | N | LA Basin |  |  | DR | OTHER | OTHER | 9.99 | [5 empty] | 17 | 22 | [5 empty] | 0.12 | 0 | 0 | 0 | 0 | 0 | 0 | 0 | 0 | 0 | 0 | 0 | Y | South | FC
SCEC_1_PDRP111 |  |  | SCEC_1_PDRP111 | CISO | N | LA Basin |  |  | DR | OTHER | OTHER | 0.99 | [5 empty] | 17 | 22 | [5 empty] | 0.11 | 0 | 0 | 0 | 0 | 0 | 0 | 0 | 0 | 0 | 0 | 0 | Y | South | FC
SCEC_1_PDRP113 |  |  | SCEC_1_PDRP113 | CISO | N | LA Basin |  |  | DR | OTHER | OTHER | 0.99 | [5 empty] | 17 | 22 | [5 empty] | 0.62 | 0 | 0 | 0 | 0 | 0 | 0 | 0 | 0 | 0 | 0 | 0 | Y | South | FC
SCEC_1_PDRP114 |  |  | SCEC_1_PDRP114 | CISO | N | LA Basin |  |  | DR | OTHER | OTHER | 0.99 | [5 empty] | 17 | 22 | [5 empty] | 0.44 | 0 | 0 | 0 | 0 | 0 | 0 | 0 | 0 | 0 | 0 | 0 | Y | South | FC
SCEC_1_PDRP115 |  |  | SCEC_1_PDRP115 | CISO | N | LA Basin |  |  | DR | OTHER | OTHER | 0.99 | [5 empty] | 17 | 22 | [5 empty] | 0.63 | 0 | 0 | 0 | 0 | 0 | 0 | 0 | 0 | 0 | 0 | 0 | Y | South | FC
SCEC_1_PDRP117 |  |  | SCEC_1_PDRP117 | CISO | N | LA Basin |  |  | DR | OTHER | OTHER | 0.99 | [5 empty] | 17 | 22 | [5 empty] | 0.13 | 0 | 0 | 0 | 0 | 0 | 0 | 0 | 0 | 0 | 0 | 0 | Y | South | FC
SCEC_1_PDRP118 |  |  | SCEC_1_PDRP118 | CISO | N | LA Basin |  |  | DR | OTHER | OTHER | 0.99 | [5 empty] | 17 | 22 | [5 empty] | 0.21 | 0 | 0 | 0 | 0 | 0 | 0 | 0 | 0 | 0 | 0 | 0 | Y | South | FC
SCEC_1_PDRP122 |  |  | SCEC_1_PDRP122 | CISO | N | LA Basin |  |  | DR | OTHER | OTHER | 0.99 | [5 empty] | 17 | 22 | [5 empty] | 0.11 | 0 | 0 | 0 | 0 | 0 | 0 | 0 | 0 | 0 | 0 | 0 | Y | South | FC
SCEC_1_PDRP126 |  |  | SCEC_1_PDRP126 | CISO | N | LA Basin |  |  | DR | OTHER | OTHER | 0.99 | [5 empty] | 17 | 22 | [5 empty] | 0.84 | 0 | 0 | 0 | 0 | 0 | 0 | 0 | 0 | 0 | 0 | 0 | Y | South | FC
SCEC_1_PDRP127 |  |  | SCEC_1_PDRP127 | CISO | N | LA Basin |  |  | DR | OTHER | OTHER | 0.99 | [5 empty] | 17 | 22 | [5 empty] | 0.44 | 0 | 0 | 0 | 0 | 0 | 0 | 0 | 0 | 0 | 0 | 0 | Y | South | FC
SCEC_1_PDRP128 |  |  | SCEC_1_PDRP128 | CISO | N | LA Basin |  |  | DR | OTHER | OTHER | 0.99 | [5 empty] | 17 | 22 | [5 empty] | 0.11 | 0 | 0 | 0 | 0 | 0 | 0 | 0 | 0 | 0 | 0 | 0 | Y | South | FC
SCEC_1_PDRP129 |  |  | SCEC_1_PDRP129 | CISO | N | LA Basin |  |  | DR | OTHER | OTHER | 0.99 | [5 empty] | 17 | 22 | [5 empty] | 0.57 | 0 | 0 | 0 | 0 | 0 | 0 | 0 | 0 | 0 | 0 | 0 | Y | South | FC
SCEC_1_PDRP130 |  |  | SCEC_1_PDRP130 | CISO | N | LA Basin |  |  | DR | OTHER | OTHER | 0.99 | [5 empty] | 17 | 22 | [5 empty] | 0.52 | 0 | 0 | 0 | 0 | 0 | 0 | 0 | 0 | 0 | 0 | 0 | Y | South | FC
SCEC_1_PDRP132 |  |  | SCEC_1_PDRP132 | CISO | N | LA Basin |  |  | DR | OTHER | OTHER | 0.99 | [5 empty] | 17 | 22 | [5 empty] | 0.8 | 0 | 0 | 0 | 0 | 0 | 0 | 0 | 0 | 0 | 0 | 0 | Y | South | FC
SCEC_1_PDRP135 |  |  | SCEC_1_PDRP135 | CISO | N | LA Basin |  |  | DR | OTHER | OTHER | 0.99 | [5 empty] | 17 | 22 | [5 empty] | 0.39 | 0 | 0 | 0 | 0 | 0 | 0 | 0 | 0 | 0 | 0 | 0 | Y | South | FC
SCEC_1_PDRP136 |  |  | SCEC_1_PDRP136 | CISO | N | LA Basin |  |  | DR | OTHER | OTHER | 0.99 | [5 empty] | 17 | 22 | [5 empty] | 0.63 | 0 | 0 | 0 | 0 | 0 | 0 | 0 | 0 | 0 | 0 | 0 | Y | South | FC
SCEC_1_PDRP139 |  |  | SCEC_1_PDRP139 | CISO | N | LA Basin |  |  | DR | OTHER | OTHER | 0.99 | [5 empty] | 17 | 22 | [5 empty] | 0.65 | 0 | 0 | 0 | 0 | 0 | 0 | 0 | 0 | 0 | 0 | 0 | Y | South | FC
SCEC_1_PDRP140 |  |  | SCEC_1_PDRP140 | CISO | N | LA Basin |  |  | DR | OTHER | OTHER | 0.99 | [5 empty] | 17 | 22 | [5 empty] | 0.64 | 0 | 0 | 0 | 0 | 0 | 0 | 0 | 0 | 0 | 0 | 0 | Y | South | FC
SCEC_1_PDRP141 |  |  | SCEC_1_PDRP141 | CISO | N | LA Basin |  |  | DR | OTHER | OTHER | 0.99 | [5 empty] | 17 | 22 | [5 empty] | 0.17 | 0 | 0 | 0 | 0 | 0 | 0 | 0 | 0 | 0 | 0 | 0 | Y | South | FC
SCEC_1_PDRP142 |  |  | SCEC_1_PDRP142 | CISO | N | LA Basin |  |  | DR | OTHER | OTHER | 0.99 | [5 empty] | 17 | 22 | [5 empty] | 0.59 | 0 | 0 | 0 | 0 | 0 | 0 | 0 | 0 | 0 | 0 | 0 | Y | South | FC
SCEC_1_PDRP143 |  |  | SCEC_1_PDRP143 | CISO | N | LA Basin |  |  | DR | OTHER | OTHER | 0.99 | [5 empty] | 17 | 22 | [5 empty] | 0.63 | 0 | 0 | 0 | 0 | 0 | 0 | 0 | 0 | 0 | 0 | 0 | Y | South | FC
SCEC_1_PDRP144 |  |  | SCEC_1_PDRP144 | CISO | N | LA Basin |  |  | DR | OTHER | OTHER | 0.99 | [5 empty] | 17 | 22 | [5 empty] | 0.28 | 0 | 0 | 0 | 0 | 0 | 0 | 0 | 0 | 0 | 0 | 0 | Y | South | FC
SCEC_1_PDRP146 |  |  | SCEC_1_PDRP146 | CISO | N | LA Basin |  |  | DR | OTHER | OTHER | 0.99 | [5 empty] | 17 | 22 | [5 empty] | 0.64 | 0 | 0 | 0 | 0 | 0 | 0 | 0 | 0 | 0 | 0 | 0 | Y | South | FC
SCEC_1_PDRP147 |  |  | SCEC_1_PDRP147 | CISO | N | LA Basin |  |  | DR | OTHER | OTHER | 0.99 | [5 empty] | 17 | 22 | [5 empty] | 0.56 | 0 | 0 | 0 | 0 | 0 | 0 | 0 | 0 | 0 | 0 | 0 | Y | South | FC
SCEC_1_PDRP148 |  |  | SCEC_1_PDRP148 | CISO | N | LA Basin |  |  | DR | OTHER | OTHER | 0.99 | [5 empty] | 17 | 22 | [5 empty] | 0.55 | 0 | 0 | 0 | 0 | 0 | 0 | 0 | 0 | 0 | 0 | 0 | Y | South | FC
SCEC_1_PDRP150 |  |  | SCEC_1_PDRP150 | CISO | N | LA Basin |  |  | DR | OTHER | OTHER | 0.99 | [5 empty] | 17 | 22 | [5 empty] | 0.64 | 0 | 0 | 0 | 0 | 0 | 0 | 0 | 0 | 0 | 0 | 0 | Y | South | FC
SCEC_1_PDRP151 |  |  | SCEC_1_PDRP151 | CISO | N | LA Basin |  |  | DR | OTHER | OTHER | 0.99 | [5 empty] | 17 | 22 | [5 empty] | 0.67 | 0 | 0 | 0 | 0 | 0 | 0 | 0 | 0 | 0 | 0 | 0 | Y | South | FC
SCEC_1_PDRP152 |  |  | SCEC_1_PDRP152 | CISO | N | LA Basin |  |  | DR | OTHER | OTHER | 0.99 | [5 empty] | 17 | 22 | [5 empty] | 0.35 | 0 | 0 | 0 | 0 | 0 | 0 | 0 | 0 | 0 | 0 | 0 | Y | South | FC
SCEC_1_PDRP153 |  |  | SCEC_1_PDRP153 | CISO | N | LA Basin |  |  | DR | OTHER | OTHER | 0.99 | [5 empty] | 17 | 22 | [5 empty] | 0.64 | 0 | 0 | 0 | 0 | 0 | 0 | 0 | 0 | 0 | 0 | 0 | Y | South | FC
SCEC_1_PDRP156 |  |  | SCEC_1_PDRP156 | CISO | N | LA Basin |  |  | DR | OTHER | OTHER | 0.99 | [5 empty] | 17 | 22 | [5 empty] | 0.45 | 0 | 0 | 0 | 0 | 0 | 0 | 0 | 0 | 0 | 0 | 0 | Y | South | FC
SCEC_1_PDRP157 |  |  | SCEC_1_PDRP157 | CISO | N | LA Basin |  |  | DR | OTHER | OTHER | 0.99 | [5 empty] | 17 | 22 | [5 empty] | 0.39 | 0 | 0 | 0 | 0 | 0 | 0 | 0 | 0 | 0 | 0 | 0 | Y | South | FC
SCEC_1_PDRP158 |  |  | SCEC_1_PDRP158 | CISO | N | LA Basin |  |  | DR | OTHER | OTHER | 0.99 | [5 empty] | 17 | 22 | [5 empty] | 0.11 | 0 | 0 | 0 | 0 | 0 | 0 | 0 | 0 | 0 | 0 | 0 | Y | South | FC
SCEC_1_PDRP159 |  |  | SCEC_1_PDRP159 | CISO | N | LA Basin |  |  | DR | OTHER | OTHER | 0.99 | [5 empty] | 17 | 22 | [5 empty] | 0.36 | 0 | 0 | 0 | 0 | 0 | 0 | 0 | 0 | 0 | 0 | 0 | Y | South | FC
SCEC_1_PDRP160 |  |  | SCEC_1_PDRP160 | CISO | N | LA Basin |  |  | DR | OTHER | OTHER | 9.99 | [5 empty] | 17 | 22 | [5 empty] | 3.65 | 0 | 0 | 0 | 0 | 0 | 0 | 0 | 0 | 0 | 0 | 0 | Y | South | FC
SCEC_1_PDRP175 |  |  | VLTS_PDR_SCEC_01 | CISO | N | LA Basin |  |  | DR | OTHER | OTHER | 9.95 | [5 empty] | 17 | 22 | [5 empty] | 0.11 | 0 | 0 | 0 | 0 | 0 | 0 | 0 | 0 | 0 | 0 | 0 | Y | South | FC
SCEC_1_PDRP176 |  |  | VLTS_PDR_SCEC_02 | CISO | N | LA Basin |  |  | DR | OTHER | OTHER | 9.95 | [5 empty] | 17 | 22 | [5 empty] | 1.68 | 0 | 0 | 0 | 0 | 0 | 0 | 0 | 0 | 0 | 0 | 0 | Y | South | FC
SCEC_1_PDRP185 |  |  | VLTS_PDR_SCEC_03 | CISO | N | LA Basin |  |  | DR | OTHER | OTHER | 7.5 | [5 empty] | 17 | 22 | [5 empty] | 0.11 | 0 | 0 | 0 | 0 | 0 | 0 | 0 | 0 | 0 | 0 | 0 | Y | South | FC
SCEN_6_PDRP01 |  |  | SCEN_6_PDRP01 | CISO | N | Big Creek-Ventura |  |  | DR | OTHER | OTHER | [6 empty] | 17 | 22 | [5 empty] | 0.14 | 0 | 0 | 0 | 0 | 0 | 0 | 0 | 0 | 0 | 0 | 0 | Y | South | FC
SCEN_6_PDRP02 |  |  | SCEN_6_PDRP02 | CISO | N | Big Creek-Ventura |  |  | DR | OTHER | OTHER | [6 empty] | 17 | 22 | [5 empty] | 1.8 | 0 | 0 | 0 | 0 | 0 | 0 | 0 | 0 | 0 | 0 | 0 | Y | South | FC
SCEN_6_PDRP07 |  |  | SCEN_6_PDRP07 | CISO | N | Big Creek-Ventura |  |  | DR | OTHER | OTHER | [6 empty] | 17 | 22 | [5 empty] | 0.22 | 0 | 0 | 0 | 0 | 0 | 0 | 0 | 0 | 0 | 0 | 0 | Y | South | FC
SCEN_6_PDRP58 |  |  | SCEN_6_PDRP58 | CISO | N | Big Creek-Ventura |  |  | DR | OTHER | OTHER | [6 empty] | 17 | 22 | [5 empty] | 0.15 | 0 | 0 | 0 | 0 | 0 | 0 | 0 | 0 | 0 | 0 | 0 | Y | South | FC
SCEN_6_PDRP59 |  |  | SCEN_6_PDRP59 | CISO | N | Big Creek-Ventura |  |  | DR | OTHER | OTHER | [6 empty] | 17 | 22 | [5 empty] | 0.1 | 0 | 0 | 0 | 0 | 0 | 0 | 0 | 0 | 0 | 0 | 0 | Y | South | FC
SCEN_6_PDRP65 |  |  | SCEN_6_PDRP65 | CISO | N | Big Creek-Ventura |  |  | DR | OTHER | OTHER | [6 empty] | 17 | 22 | [5 empty] | 0.18 | 0 | 0 | 0 | 0 | 0 | 0 | 0 | 0 | 0 | 0 | 0 | Y | South | FC
SCEN_6_PDRP66 |  |  | SCEN_6_PDRP66 | CISO | N | Big Creek-Ventura |  |  | DR | OTHER | OTHER | [6 empty] | 17 | 22 | [5 empty] | 0.1 | 0 | 0 | 0 | 0 | 0 | 0 | 0 | 0 | 0 | 0 | 0 | Y | South | FC
SCEN_6_PDRP79 |  |  | VLTS_PDR_SCEN_01 | CISO | N | Big Creek-Ventura |  |  | DR | OTHER | OTHER | [6 empty] | 17 | 22 | [5 empty] | 0.53 | 0 | 0 | 0 | 0 | 0 | 0 | 0 | 0 | 0 | 0 | 0 | Y | South | FC
SCEN_6_PDRP80 |  |  | SCEN_6_PDRP80 | CISO | N | Big Creek-Ventura |  |  | DR | OTHER | OTHER | [6 empty] | 17 | 22 | [5 empty] | 0.13 | 0 | 0 | 0 | 0 | 0 | 0 | 0 | 0 | 0 | 0 | 0 | Y | South | FC
SCEN_6_PDRP81 |  |  | SCEN_6_PDRP81 | CISO | N | Big Creek-Ventura |  |  | DR | OTHER | OTHER | [6 empty] | 17 | 22 | [5 empty] | 0.37 | 0 | 0 | 0 | 0 | 0 | 0 | 0 | 0 | 0 | 0 | 0 | Y | South | FC
SCEN_6_PDRP87 |  |  | SCEN_6_PDRP87 | CISO | N | Big Creek-Ventura |  |  | DR | OTHER | OTHER | [6 empty] | 17 | 22 | [5 empty] | 0.37 | 0 | 0 | 0 | 0 | 0 | 0 | 0 | 0 | 0 | 0 | 0 | Y | South | FC
SCEW_2_PDRP103 |  |  | SCEW_2_PDRP103 | CISO | N | LA Basin |  |  | DR | OTHER | OTHER | 2 | [5 empty] | 17 | 22 | [5 empty] | 0.48 | 0 | 0 | 0 | 0 | 0 | 0 | 0 | 0 | 0 | 0 | 0 | Y | South | FC
SCEW_2_PDRP104 |  |  | SCEW_2_PDRP104 | CISO | N | LA Basin |  |  | DR | OTHER | OTHER | 2 | [5 empty] | 17 | 22 | [5 empty] | 0.4 | 0 | 0 | 0 | 0 | 0 | 0 | 0 | 0 | 0 | 0 | 0 | Y | South | FC
SCEW_2_PDRP106 |  |  | SCEW_2_PDRP106 | CISO | N | LA Basin |  |  | DR | OTHER | OTHER | 9.99 | [5 empty] | 17 | 22 | [5 empty] | 0.13 | 0 | 0 | 0 | 0 | 0 | 0 | 0 | 0 | 0 | 0 | 0 | Y | South | FC
SCEW_2_PDRP107 |  |  | SCEW_2_PDRP107 | CISO | N | LA Basin |  |  | DR | OTHER | OTHER | 0.99 | [5 empty] | 17 | 22 | [5 empty] | 0.1 | 0 | 0 | 0 | 0 | 0 | 0 | 0 | 0 | 0 | 0 | 0 | Y | South | FC
SCEW_2_PDRP108 |  |  | SCEW_2_PDRP108 | CISO | N | LA Basin |  |  | DR | OTHER | OTHER | 0.99 | [5 empty] | 17 | 22 | [5 empty] | 0.28 | 0 | 0 | 0 | 0 | 0 | 0 | 0 | 0 | 0 | 0 | 0 | Y | South | FC
SCEW_2_PDRP109 |  |  | SCEW_2_PDRP109 | CISO | N | LA Basin |  |  | DR | OTHER | OTHER | 0.99 | [5 empty] | 17 | 22 | [5 empty] | 0.29 | 0 | 0 | 0 | 0 | 0 | 0 | 0 | 0 | 0 | 0 | 0 | Y | South | FC
SCEW_2_PDRP110 |  |  | SCEW_2_PDRP110 | CISO | N | LA Basin |  |  | DR | OTHER | OTHER | 0.99 | [5 empty] | 17 | 22 | [5 empty] | 0.38 | 0 | 0 | 0 | 0 | 0 | 0 | 0 | 0 | 0 | 0 | 0 | Y | South | FC
SCEW_2_PDRP111 |  |  | SCEW_2_PDRP111 | CISO | N | LA Basin |  |  | DR | OTHER | OTHER | 0.99 | [5 empty] | 17 | 22 | [5 empty] | 0.46 | 0 | 0 | 0 | 0 | 0 | 0 | 0 | 0 | 0 | 0 | 0 | Y | South | FC
SCEW_2_PDRP116 |  |  | SCEW_2_PDRP116 | CISO | N | LA Basin |  |  | DR | OTHER | OTHER | 0.99 | [5 empty] | 17 | 22 | [5 empty] | 0.53 | 0 | 0 | 0 | 0 | 0 | 0 | 0 | 0 | 0 | 0 | 0 | Y | South | FC
SCEW_2_PDRP118 |  |  | SCEW_2_PDRP118 | CISO | N | LA Basin |  |  | DR | OTHER | OTHER | 0.99 | [5 empty] | 17 | 22 | [5 empty] | 0.61 | 0 | 0 | 0 | 0 | 0 | 0 | 0 | 0 | 0 | 0 | 0 | Y | South | FC
SCEW_2_PDRP120 |  |  | SCEW_2_PDRP120 | CISO | N | LA Basin |  |  | DR | OTHER | OTHER | 0.99 | [5 empty] | 17 | 22 | [5 empty] | 0.28 | 0 | 0 | 0 | 0 | 0 | 0 | 0 | 0 | 0 | 0 | 0 | Y | South | FC
SCEW_2_PDRP121 |  |  | SCEW_2_PDRP121 | CISO | N | LA Basin |  |  | DR | OTHER | OTHER | 0.99 | [5 empty] | 17 | 22 | [5 empty] | 0.74 | 0 | 0 | 0 | 0 | 0 | 0 | 0 | 0 | 0 | 0 | 0 | Y | South | FC
SCEW_2_PDRP123 |  |  | SCEW_2_PDRP123 | CISO | N | LA Basin |  |  | DR | OTHER | OTHER | 9.99 | [5 empty] | 17 | 22 | [5 empty] | 0.16 | 0 | 0 | 0 | 0 | 0 | 0 | 0 | 0 | 0 | 0 | 0 | Y | South | FC
SCEW_2_PDRP124 |  |  | SCEW_2_PDRP124 | CISO | N | LA Basin |  |  | DR | OTHER | OTHER | 0.99 | [5 empty] | 17 | 22 | [5 empty] | 0.16 | 0 | 0 | 0 | 0 | 0 | 0 | 0 | 0 | 0 | 0 | 0 | Y | South | FC
SCEW_2_PDRP125 |  |  | SCEW_2_PDRP125 | CISO | N | LA Basin |  |  | DR | OTHER | OTHER | 0.99 | [5 empty] | 17 | 22 | [5 empty] | 0.39 | 0 | 0 | 0 | 0 | 0 | 0 | 0 | 0 | 0 | 0 | 0 | Y | South | FC
SCEW_2_PDRP133 |  |  | SCEW_2_PDRP133 | CISO | N | LA Basin |  |  | DR | OTHER | OTHER | 0.99 | [5 empty] | 17 | 22 | [5 empty] | 0.23 | 0 | 0 | 0 | 0 | 0 | 0 | 0 | 0 | 0 | 0 | 0 | Y | South | FC
SCEW_2_PDRP168 |  |  | VLTS_PDR_SCEW_01 | CISO | N | LA Basin |  |  | DR | OTHER | OTHER | 6.5 | [5 empty] | 17 | 22 | [5 empty] | 0.42 | 0 | 0 | 0 | 0 | 0 | 0 | 0 | 0 | 0 | 0 | 0 | Y | South | FC
SCEW_2_PDRP172 |  |  | SCEW_2_PDRP172 | CISO | N | LA Basin |  |  | DR | OTHER | OTHER | 0.99 | [5 empty] | 17 | 22 | [5 empty] | 0.17 | 0 | 0 | 0 | 0 | 0 | 0 | 0 | 0 | 0 | 0 | 0 | Y | South | FC
SCEW_2_PDRP177 |  |  | VLTS_PDR_SCEW_02 | CISO | N | LA Basin |  |  | DR | OTHER | OTHER | 9.9 | [5 empty] | 17 | 22 | [5 empty] | 0.84 | 0 | 0 | 0 | 0 | 0 | 0 | 0 | 0 | 0 | 0 | 0 | Y | South | FC
SCEW_2_PDRP180 |  |  | VLTS_PDR_SCEW_03 | CISO | N | LA Basin |  |  | DR | OTHER | OTHER | 9.95 | [5 empty] | 17 | 22 | [5 empty] | 0.11 | 0 | 0 | 0 | 0 | 0 | 0 | 0 | 0 | 0 | 0 | 0 | Y | South | FC
SCEW_2_PDRP19 |  |  | SCEW_2_PDRP19 | CISO | N | LA Basin |  |  | DR | OTHER | OTHER | [6 empty] | 17 | 22 | [5 empty] | 0.93 | 0 | 0 | 0 | 0 | 0 | 0 | 0 | 0 | 0 | 0 | 0 | Y | South | FC
SCEW_2_PDRP20 |  |  | SCEW_2_PDRP20 | CISO | N | LA Basin |  |  | DR | OTHER | OTHER | [6 empty] | 17 | 22 | [5 empty] | 0.51 | 0 | 0 | 0 | 0 | 0 | 0 | 0 | 0 | 0 | 0 | 0 | Y | South | FC
SCHD_1_PDRP12 |  |  | SCHD_1_PDRP12 | CISO | N | CAISO System |  |  | DR | OTHER | OTHER | [6 empty] | 17 | 22 | [5 empty] | 1.5 | 0 | 0 | 0 | 0 | 0 | 0 | 0 | 0 | 0 | 0 | 0 | Y | South | FC
SCHD_1_PDRP41 |  |  | SCHD_1_PDRP41 | CISO | N | CAISO System |  |  | DR | OTHER | OTHER | [6 empty] | 17 | 22 | [5 empty] | 0.31 | 0 | 0 | 0 | 0 | 0 | 0 | 0 | 0 | 0 | 0 | 0 | Y | South | FC
SCHD_1_PDRP42 |  |  | SCHD_1_PDRP42 | CISO | N | CAISO System |  |  | DR | OTHER | OTHER | [6 empty] | 17 | 22 | [5 empty] | 0.12 | 0 | 0 | 0 | 0 | 0 | 0 | 0 | 0 | 0 | 0 | 0 | Y | South | FC
SCHD_1_PDRP44 |  |  | SCHD_1_PDRP44 | CISO | N | CAISO System |  |  | DR | OTHER | OTHER | [6 empty] | 17 | 22 | [5 empty] | 0.1 | 0 | 0 | 0 | 0 | 0 | 0 | 0 | 0 | 0 | 0 | 0 | Y | South | FC
SCHD_1_PDRP48 |  |  | SCHD_1_PDRP48 | CISO | N | CAISO System |  |  | DR | OTHER | OTHER | [6 empty] | 17 | 22 | [5 empty] | 0.43 | 0 | 0 | 0 | 0 | 0 | 0 | 0 | 0 | 0 | 0 | 0 | Y | South | FC
SCHD_1_PDRP64 |  |  | SCHD_1_PDRP64 | CISO | N | CAISO System |  |  | DR | OTHER | OTHER | [6 empty] | 17 | 22 | [5 empty] | 0.61 | 0 | 0 | 0 | 0 | 0 | 0 | 0 | 0 | 0 | 0 | 0 | Y | South | FC
SCHLTE_1_PL1X3 |  |  | Tracy Combined Cycle Power Plant | CISO | N | Stockton | Tesla-Bellota |  | CCGT | COMBINED CYCLE | NATURAL GAS | 336.04 | 336.04 |  |  |  |  | 1 | 24 | 24 |  |  | 247.24 | 1 | 336.04 | 336.04 | 336.04 | 336.04 | 336.04 | 336.04 | 336.04 | 336.04 | 336.04 | 336.04 | 336.04 | 336.04 | Y | North | FC
SCHNDR_1_FIVPTS |  |  | Five Points Solar Station | CISO | N | Fresno | Coalinga, Panoche 115 kV | Y | Solar_Fixed | PHOTO VOLTAIC | SUN | 15 | 15 |  |  |  |  | 1 | 24 | 24 |  |  |  |  | 0.1 | 0.1 | 0.48 | 0.13 | 4.5 | 5.46 | 9.05 | 7.79 | 0.8 | 0.1 | 0.1 | 0.1 | N | North | FC
SCHNDR_1_WSTSDE |  |  | Westside Solar Station | CISO | N | Fresno | Coalinga, Panoche 115 kV | Y | Solar_Fixed | PHOTO VOLTAIC | SUN | 15 | 15 |  |  |  |  | 1 | 24 | 24 |  |  |  |  | 0.1 | 0.1 | 0.48 | 0.13 | 4.5 | 5.46 | 9.05 | 7.79 | 0.8 | 0.1 | 0.1 | 0.1 | N | North | FC
SCLD_1_PDRP10 |  |  | SCLD_1_PDRP10 | CISO | N | CAISO System |  |  | DR | OTHER | OTHER | [6 empty] | 17 | 22 | [5 empty] | 1.5 | 0 | 0 | 0 | 0 | 0 | 0 | 0 | 0 | 0 | 0 | 0 | Y | South | FC
SCNW_6_PDRP07 |  |  | SCNW_6_PDRP07 | CISO | N | Big Creek-Ventura |  |  | DR | OTHER | OTHER | [6 empty] | 17 | 22 | [5 empty] | 0.36 | 0 | 0 | 0 | 0 | 0 | 0 | 0 | 0 | 0 | 0 | 0 | Y | South | FC
SCNW_6_PDRP41 |  |  | SCNW_6_PDRP41 | CISO | N | Big Creek-Ventura |  |  | DR | OTHER | OTHER | [6 empty] | 17 | 22 | [5 empty] | 0.14 | 0 | 0 | 0 | 0 | 0 | 0 | 0 | 0 | 0 | 0 | 0 | Y | South | FC
SCNW_6_PDRP43 |  |  | SCNW_6_PDRP43 | CISO | N | Big Creek-Ventura |  |  | DR | OTHER | OTHER | [6 empty] | 17 | 22 | [5 empty] | 0.18 | 0 | 0 | 0 | 0 | 0 | 0 | 0 | 0 | 0 | 0 | 0 | Y | South | FC
SCNW_6_PDRP44 |  |  | SCNW_6_PDRP44 | CISO | N | Big Creek-Ventura |  |  | DR | OTHER | OTHER | [6 empty] | 17 | 22 | [5 empty] | 0.27 | 0 | 0 | 0 | 0 | 0 | 0 | 0 | 0 | 0 | 0 | 0 | Y | South | FC
SCNW_6_PDRP45 |  |  | SCNW_6_PDRP45 | CISO | N | Big Creek-Ventura |  |  | DR | OTHER | OTHER | [6 empty] | 17 | 22 | [5 empty] | 0.11 | 0 | 0 | 0 | 0 | 0 | 0 | 0 | 0 | 0 | 0 | 0 | Y | South | FC
SCNW_6_PDRP47 |  |  | SCNW_6_PDRP47 | CISO | N | Big Creek-Ventura |  |  | DR | OTHER | OTHER | [6 empty] | 17 | 22 | [5 empty] | 0.1 | 0 | 0 | 0 | 0 | 0 | 0 | 0 | 0 | 0 | 0 | 0 | Y | South | FC
SCNW_6_PDRP48 |  |  | SCNW_6_PDRP48 | CISO | N | Big Creek-Ventura |  |  | DR | OTHER | OTHER | [6 empty] | 17 | 22 | [5 empty] | 0.31 | 0 | 0 | 0 | 0 | 0 | 0 | 0 | 0 | 0 | 0 | 0 | Y | South | FC
SCNW_6_PDRP49 |  |  | SCNW_6_PDRP49 | CISO | N | Big Creek-Ventura |  |  | DR | OTHER | OTHER | [6 empty] | 17 | 22 | [5 empty] | 0.19 | 0 | 0 | 0 | 0 | 0 | 0 | 0 | 0 | 0 | 0 | 0 | Y | South | FC
SCNW_6_PDRP50 |  |  | SCNW_6_PDRP50 | CISO | N | Big Creek-Ventura |  |  | DR | OTHER | OTHER | [6 empty] | 17 | 22 | [5 empty] | 0.1 | 0 | 0 | 0 | 0 | 0 | 0 | 0 | 0 | 0 | 0 | 0 | Y | South | FC
SCNW_6_PDRP59 |  |  | VLTS_PDR_SCNW_1 | CISO | N | Big Creek-Ventura |  |  | DR | OTHER | OTHER | [6 empty] | 17 | 22 | [5 empty] | 0.21 | 0 | 0 | 0 | 0 | 0 | 0 | 0 | 0 | 0 | 0 | 0 | Y | South | FC
SCNW_6_PDRP68 |  |  | VLTS_PDR_SCNW_03 | CISO | N | Big Creek-Ventura |  |  | DR | OTHER | OTHER | [6 empty] | 17 | 22 | [5 empty] | 0.11 | 0 | 0 | 0 | 0 | 0 | 0 | 0 | 0 | 0 | 0 | 0 | Y | South | FC
SCNW_6_PDRP69 |  |  | VLTS_PDR_SCNW_02 | CISO | N | Big Creek-Ventura |  |  | DR | OTHER | OTHER | [6 empty] | 17 | 22 | [5 empty] | 1.05 | 0 | 0 | 0 | 0 | 0 | 0 | 0 | 0 | 0 | 0 | 0 | Y | South | FC
SDG1_1_PDRP04 |  |  | SDG1_1_PDRP04 | CISO | N | San Diego-IV |  |  | DR | OTHER | OTHER | [6 empty] | 17 | 22 | [5 empty] | 0.62 | 0 | 0 | 0 | 0 | 0 | 0 | 0 | 0 | 0 | 0 | 0 | Y | South | FC
SDG1_1_PDRP05 |  |  | SDG1_1_PDRP05 | CISO | N | San Diego-IV |  |  | DR | OTHER | OTHER | [6 empty] | 17 | 22 | [5 empty] | 0.25 | 0 | 0 | 0 | 0 | 0 | 0 | 0 | 0 | 0 | 0 | 0 | Y | South | FC
SDG1_1_PDRP06 |  |  | SDG1_1_PDRP06 | CISO | N | San Diego-IV |  |  | DR | OTHER | OTHER | [6 empty] | 17 | 22 | [5 empty] | 0.3 | 0 | 0 | 0 | 0 | 0 | 0 | 0 | 0 | 0 | 0 | 0 | Y | South | FC
SDG1_1_PDRP07 |  |  | SDG1_1_PDRP07 | CISO | N | San Diego-IV |  |  | DR | OTHER | OTHER | [6 empty] | 17 | 22 | [5 empty] | 0.5 | 0 | 0 | 0 | 0 | 0 | 0 | 0 | 0 | 0 | 0 | 0 | Y | South | FC
SDG1_1_PDRP100 |  |  | SDG1_1_PDRP100 | CISO | N | San Diego-IV |  |  | DR | OTHER | OTHER | 0.99 | [5 empty] | 17 | 22 | [5 empty] | 0.56 | 0 | 0 | 0 | 0 | 0 | 0 | 0 | 0 | 0 | 0 | 0 | Y | South | FC
SDG1_1_PDRP101 |  |  | SDG1_1_PDRP101 | CISO | N | San Diego-IV |  |  | DR | OTHER | OTHER | 0.99 | [5 empty] | 17 | 22 | [5 empty] | 0.61 | 0 | 0 | 0 | 0 | 0 | 0 | 0 | 0 | 0 | 0 | 0 | Y | South | FC
SDG1_1_PDRP102 |  |  | SDG1_1_PDRP102 | CISO | N | San Diego-IV |  |  | DR | OTHER | OTHER | 0.99 | [5 empty] | 17 | 22 | [5 empty] | 0.32 | 0 | 0 | 0 | 0 | 0 | 0 | 0 | 0 | 0 | 0 | 0 | Y | South | FC
SDG1_1_PDRP103 |  |  | SDG1_1_PDRP103 | CISO | N | San Diego-IV |  |  | DR | OTHER | OTHER | 0.99 | [5 empty] | 17 | 22 | [5 empty] | 0.13 | 0 | 0 | 0 | 0 | 0 | 0 | 0 | 0 | 0 | 0 | 0 | Y | South | FC
SDG1_1_PDRP104 |  |  | SDG1_1_PDRP104 | CISO | N | San Diego-IV |  |  | DR | OTHER | OTHER | 9.99 | [5 empty] | 17 | 22 | [5 empty] | 0.19 | 0 | 0 | 0 | 0 | 0 | 0 | 0 | 0 | 0 | 0 | 0 | Y | South | FC
SDG1_1_PDRP105 |  |  | SDG1_1_PDRP105 | CISO | N | San Diego-IV |  |  | DR | OTHER | OTHER | 0.99 | [5 empty] | 17 | 22 | [5 empty] | 0.34 | 0 | 0 | 0 | 0 | 0 | 0 | 0 | 0 | 0 | 0 | 0 | Y | South | FC
SDG1_1_PDRP111 |  |  | SDG1_1_PDRP111 | CISO | N | San Diego-IV |  |  | DR | OTHER | OTHER | 0.99 | [5 empty] | 17 | 22 | [5 empty] | 0.26 | 0 | 0 | 0 | 0 | 0 | 0 | 0 | 0 | 0 | 0 | 0 | Y | South | FC
SDG1_1_PDRP113 |  |  | SDG1_1_PDRP113 | CISO | N | San Diego-IV |  |  | DR | OTHER | OTHER | 9.99 | [5 empty] | 17 | 22 | [5 empty] | 0.16 | 0 | 0 | 0 | 0 | 0 | 0 | 0 | 0 | 0 | 0 | 0 | Y | South | FC
SDG1_1_PDRP117 |  |  | SDG1_1_PDRP117 | CISO | N | San Diego-IV |  |  | DR | OTHER | OTHER | 0.99 | [5 empty] | 17 | 22 | [5 empty] | 0.27 | 0 | 0 | 0 | 0 | 0 | 0 | 0 | 0 | 0 | 0 | 0 | Y | South | FC
SDG1_1_PDRP118 |  |  | SDG1_1_PDRP118 | CISO | N | San Diego-IV |  |  | DR | OTHER | OTHER | 0.99 | [5 empty] | 17 | 22 | [5 empty] | 0.1 | 0 | 0 | 0 | 0 | 0 | 0 | 0 | 0 | 0 | 0 | 0 | Y | South | FC
SDG1_1_PDRP119 |  |  | SDG1_1_PDRP119 | CISO | N | San Diego-IV |  |  | DR | OTHER | OTHER | 0.99 | [5 empty] | 17 | 22 | [5 empty] | 0.11 | 0 | 0 | 0 | 0 | 0 | 0 | 0 | 0 | 0 | 0 | 0 | Y | South | FC
SDG1_1_PDRP15 |  |  | SDG1_1_PDRP15 | CISO | N | San Diego-IV |  |  | DR | OTHER | OTHER | [6 empty] | 17 | 22 | [5 empty] | 0.12 | 0 | 0 | 0 | 0 | 0 | 0 | 0 | 0 | 0 | 0 | 0 | Y | South | FC
SDG1_1_PDRP25 |  |  | SDG1_1_PDRP25 | CISO | N | San Diego-IV |  |  | DR | OTHER | OTHER | [6 empty] | 17 | 22 | [5 empty] | 0.12 | 0 | 0 | 0 | 0 | 0 | 0 | 0 | 0 | 0 | 0 | 0 | Y | South | FC
SDG1_1_PDRP26 |  |  | SDG1_1_PDRP26 | CISO | N | San Diego-IV |  |  | DR | OTHER | OTHER | [6 empty] | 17 | 22 | [5 empty] | 0.12 | 0 | 0 | 0 | 0 | 0 | 0 | 0 | 0 | 0 | 0 | 0 | Y | South | FC
SDG1_1_PDRP27 |  |  | SDG1_1_PDRP27 | CISO | N | San Diego-IV |  |  | DR | OTHER | OTHER | [6 empty] | 17 | 22 | [5 empty] | 0.12 | 0 | 0 | 0 | 0 | 0 | 0 | 0 | 0 | 0 | 0 | 0 | Y | South | FC
SDG1_1_PDRP28 |  |  | SDG1_1_PDRP28 | CISO | N | San Diego-IV |  |  | DR | OTHER | OTHER | [6 empty] | 17 | 22 | [5 empty] | 0.12 | 0 | 0 | 0 | 0 | 0 | 0 | 0 | 0 | 0 | 0 | 0 | Y | South | FC
SDG1_1_PDRP32 |  |  | SDG1_1_PDRP32 | CISO | N | San Diego-IV |  |  | DR | OTHER | OTHER | [6 empty] | 17 | 22 | [5 empty] | 0.12 | 0 | 0 | 0 | 0 | 0 | 0 | 0 | 0 | 0 | 0 | 0 | Y | South | FC
SDG1_1_PDRP33 |  |  | SDG1_1_PDRP33 | CISO | N | San Diego-IV |  |  | DR | OTHER | OTHER | [6 empty] | 17 | 22 | [5 empty] | 0.12 | 0 | 0 | 0 | 0 | 0 | 0 | 0 | 0 | 0 | 0 | 0 | Y | South | FC
SDG1_1_PDRP34 |  |  | SDG1_1_PDRP34 | CISO | N | San Diego-IV |  |  | DR | OTHER | OTHER | [6 empty] | 17 | 22 | [5 empty] | 0.12 | 0 | 0 | 0 | 0 | 0 | 0 | 0 | 0 | 0 | 0 | 0 | Y | South | FC
SDG1_1_PDRP37 |  |  | SDG1_1_PDRP37 | CISO | N | San Diego-IV |  |  | DR | OTHER | OTHER | [6 empty] | 17 | 22 | [5 empty] | 0.12 | 0 | 0 | 0 | 0 | 0 | 0 | 0 | 0 | 0 | 0 | 0 | Y | South | FC
SDG1_1_PDRP38 |  |  | SDG1_1_PDRP38 | CISO | N | San Diego-IV |  |  | DR | OTHER | OTHER | [6 empty] | 17 | 22 | [5 empty] | 0.12 | 0 | 0 | 0 | 0 | 0 | 0 | 0 | 0 | 0 | 0 | 0 | Y | South | FC
SDG1_1_PDRP39 |  |  | SDG1_1_PDRP39 | CISO | N | San Diego-IV |  |  | DR | OTHER | OTHER | [6 empty] | 17 | 22 | [5 empty] | 0.12 | 0 | 0 | 0 | 0 | 0 | 0 | 0 | 0 | 0 | 0 | 0 | Y | South | FC
SDG1_1_PDRP40 |  |  | SDG1_1_PDRP40 | CISO | N | San Diego-IV |  |  | DR | OTHER | OTHER | [6 empty] | 17 | 22 | [5 empty] | 0.11 | 0 | 0 | 0 | 0 | 0 | 0 | 0 | 0 | 0 | 0 | 0 | Y | South | FC
SDG1_1_PDRP41 |  |  | SDG1_1_PDRP41 | CISO | N | San Diego-IV |  |  | DR | OTHER | OTHER | [6 empty] | 17 | 22 | [5 empty] | 0.12 | 0 | 0 | 0 | 0 | 0 | 0 | 0 | 0 | 0 | 0 | 0 | Y | South | FC
SDG1_1_PDRP43 |  |  | SDG1_1_PDRP43 | CISO | N | San Diego-IV |  |  | DR | OTHER | OTHER | [6 empty] | 17 | 22 | [5 empty] | 0.12 | 0 | 0 | 0 | 0 | 0 | 0 | 0 | 0 | 0 | 0 | 0 | Y | South | FC
SDG1_1_PDRP44 |  |  | SDG1_1_PDRP44 | CISO | N | San Diego-IV |  |  | DR | OTHER | OTHER | [6 empty] | 17 | 22 | [5 empty] | 0.11 | 0 | 0 | 0 | 0 | 0 | 0 | 0 | 0 | 0 | 0 | 0 | Y | South | FC
SDG1_1_PDRP45 |  |  | SDG1_1_PDRP45 | CISO | N | San Diego-IV |  |  | DR | OTHER | OTHER | [6 empty] | 17 | 22 | [5 empty] | 0.12 | 0 | 0 | 0 | 0 | 0 | 0 | 0 | 0 | 0 | 0 | 0 | Y | South | FC
SDG1_1_PDRP46 |  |  | SDG1_1_PDRP46 | CISO | N | San Diego-IV |  |  | DR | OTHER | OTHER | [6 empty] | 17 | 22 | [5 empty] | 0.11 | 0 | 0 | 0 | 0 | 0 | 0 | 0 | 0 | 0 | 0 | 0 | Y | South | FC
SDG1_1_PDRP47 |  |  | SDG1_1_PDRP47 | CISO | N | San Diego-IV |  |  | DR | OTHER | OTHER | [6 empty] | 17 | 22 | [5 empty] | 0.12 | 0 | 0 | 0 | 0 | 0 | 0 | 0 | 0 | 0 | 0 | 0 | Y | South | FC
SDG1_1_PDRP48 |  |  | SDG1_1_PDRP48 | CISO | N | San Diego-IV |  |  | DR | OTHER | OTHER | [6 empty] | 17 | 22 | [5 empty] | 0.11 | 0 | 0 | 0 | 0 | 0 | 0 | 0 | 0 | 0 | 0 | 0 | Y | South | FC
SDG1_1_PDRP49 |  |  | SDG1_1_PDRP49 | CISO | N | San Diego-IV |  |  | DR | OTHER | OTHER | [6 empty] | 17 | 22 | [5 empty] | 0.11 | 0 | 0 | 0 | 0 | 0 | 0 | 0 | 0 | 0 | 0 | 0 | Y | South | FC
SDG1_1_PDRP51 |  |  | SDG1_1_PDRP51 | CISO | N | San Diego-IV |  |  | DR | OTHER | OTHER | [6 empty] | 17 | 22 | [5 empty] | 0.11 | 0 | 0 | 0 | 0 | 0 | 0 | 0 | 0 | 0 | 0 | 0 | Y | South | FC
SDG1_1_PDRP60 |  |  | SDG1_1_PDRP60 | CISO | N | San Diego-IV |  |  | DR | OTHER | OTHER | [6 empty] | 17 | 22 | [5 empty] | 0.11 | 0 | 0 | 0 | 0 | 0 | 0 | 0 | 0 | 0 | 0 | 0 | Y | South | FC
SDG1_1_PDRP62 |  |  | SDG1_1_PDRP62 | CISO | N | San Diego-IV |  |  | DR | OTHER | OTHER | [6 empty] | 17 | 22 | [5 empty] | 0.11 | 0 | 0 | 0 | 0 | 0 | 0 | 0 | 0 | 0 | 0 | 0 | Y | South | FC
SDG1_1_PDRP64 |  |  | SDG1_1_PDRP64 | CISO | N | San Diego-IV |  |  | DR | OTHER | OTHER | [6 empty] | 17 | 22 | [5 empty] | 0.11 | 0 | 0 | 0 | 0 | 0 | 0 | 0 | 0 | 0 | 0 | 0 | Y | South | FC
SDG1_1_PDRP85 |  |  | SDG1_1_PDRP85 | CISO | N | San Diego-IV |  |  | DR | OTHER | OTHER | [6 empty] | 17 | 22 | [5 empty] | 0.57 | 0 | 0 | 0 | 0 | 0 | 0 | 0 | 0 | 0 | 0 | 0 | Y | South | FC
SDG1_1_PDRP86 |  |  | SDG1_1_PDRP86 | CISO | N | San Diego-IV |  |  | DR | OTHER | OTHER | [6 empty] | 17 | 22 | [5 empty] | 3.21 | 0 | 0 | 0 | 0 | 0 | 0 | 0 | 0 | 0 | 0 | 0 | Y | South | FC
SDG1_1_PDRP88 |  |  | SDG1_1_PDRP88 | CISO | N | San Diego-IV |  |  | DR | OTHER | OTHER | [6 empty] | 17 | 22 | [5 empty] | 0.17 | 0 | 0 | 0 | 0 | 0 | 0 | 0 | 0 | 0 | 0 | 0 | Y | South | FC
SDG1_1_PDRP91 |  |  | SDG1_1_PDRP91 | CISO | N | San Diego-IV |  |  | DR | OTHER | OTHER | [6 empty] | 17 | 22 | [5 empty] | 0.87 | 0 | 0 | 0 | 0 | 0 | 0 | 0 | 0 | 0 | 0 | 0 | Y | South | FC
SDG1_1_PDRP96 |  |  | SDG1_1_PDRP96 | CISO | N | San Diego-IV |  |  | DR | OTHER | OTHER | [6 empty] | 17 | 22 | [5 empty] | 0.19 | 0 | 0 | 0 | 0 | 0 | 0 | 0 | 0 | 0 | 0 | 0 | Y | South | FC
SDG1_1_PDRP97 |  |  | SDG1_1_PDRP97 | CISO | N | San Diego-IV |  |  | DR | OTHER | OTHER | [6 empty] | 17 | 22 | [5 empty] | 0.9 | 0 | 0 | 0 | 0 | 0 | 0 | 0 | 0 | 0 | 0 | 0 | Y | South | FC
SEARLS_7_ARGUS |  |  | Argus Cogeneration | CISO | N | CAISO System |  |  | CHP |  | OTHER | 19 | 62.5 |  |  |  |  | 1 | 24 | 24 |  |  |  |  | 4.75 | 5.75 | 4.49 | 4.47 | 3.15 | 2.06 | 1.14 | 1.48 | 3.39 | 4.18 | 3.73 | 4.61 | N | South | FC
SEGS_1_SR2SL2 |  |  | Sunray 2 | CISO | N | CAISO System |  | Y | Solar_1Axis | PHOTO VOLTAIC | SUN | 20 | 20 |  |  |  |  | 1 | 24 | 24 |  |  |  |  | 0.1 | 0.1 | 0.56 | 0.1 | 6.57 | 8.49 | 13.16 | 11.36 | 0.61 | 0.1 | 0.1 | 0.1 | N | South | FC
SENTNL_2_CTG1 |  |  | Sentinel Unit 1 | CISO | N | LA Basin | Eastern, Valley-Devers |  | Peaker | COMBUSTION TURBINE | NATURAL GAS | 107.68 | 131.8 |  |  |  |  | 1 | 24 | 24 |  |  | 107.68 | 1 | 107.68 | 107.68 | 107.68 | 107.68 | 107.68 | 107.68 | 107.68 | 107.68 | 107.68 | 107.68 | 107.68 | 107.68 | Y | South | FC
SENTNL_2_CTG2 |  |  | Sentinel Unit 2 | CISO | N | LA Basin | Eastern, Valley-Devers |  | Peaker | COMBUSTION TURBINE | NATURAL GAS | 104.19 | 131.8 |  |  |  |  | 1 | 24 | 24 |  |  | 103.98 | 1 | 103.98 | 103.98 | 103.98 | 103.98 | 103.98 | 103.98 | 103.98 | 103.98 | 103.98 | 103.98 | 103.98 | 103.98 | Y | South | FC
SENTNL_2_CTG3 |  |  | Sentinel Unit 3 | CISO | N | LA Basin | Eastern, Valley-Devers |  | Peaker | COMBUSTION TURBINE | NATURAL GAS | 105.69 | 131.8 |  |  |  |  | 1 | 24 | 24 |  |  | 105.69 | 1 | 105.69 | 105.69 | 105.69 | 105.69 | 105.69 | 105.69 | 105.69 | 105.69 | 105.69 | 105.69 | 105.69 | 105.69 | Y | South | FC
SENTNL_2_CTG4 |  |  | Sentinel Unit 4 | CISO | N | LA Basin | Eastern, Valley-Devers |  | Peaker | COMBUSTION TURBINE | NATURAL GAS | 106.55 | 131.8 |  |  |  |  | 1 | 24 | 24 |  |  | 106.55 | 1 | 106.55 | 106.55 | 106.55 | 106.55 | 106.55 | 106.55 | 106.55 | 106.55 | 106.55 | 106.55 | 106.55 | 106.55 | Y | South | FC
SENTNL_2_CTG5 |  |  | Sentinel Unit 5 | CISO | N | LA Basin | Eastern, Valley-Devers |  | Peaker | COMBUSTION TURBINE | NATURAL GAS | 107.52 | 131.8 |  |  |  |  | 1 | 24 | 24 |  |  | 107.52 | 1 | 107.52 | 107.52 | 107.52 | 107.52 | 107.52 | 107.52 | 107.52 | 107.52 | 107.52 | 107.52 | 107.52 | 107.52 | Y | South | FC
SENTNL_2_CTG6 |  |  | Sentinel Unit 6 | CISO | N | LA Basin | Eastern, Valley-Devers |  | Peaker | COMBUSTION TURBINE | NATURAL GAS | 105 | 131.8 |  |  |  |  | 1 | 24 | 24 |  |  | 105 | 1 | 105 | 105 | 105 | 105 | 105 | 105 | 105 | 105 | 105 | 105 | 105 | 105 | Y | South | FC
SENTNL_2_CTG7 |  |  | Sentinel Unit 7 | CISO | N | LA Basin | Eastern, Valley-Devers |  | Peaker | COMBUSTION TURBINE | NATURAL GAS | 106.73 | 131.8 |  |  |  |  | 1 | 24 | 24 |  |  | 106.73 | 1 | 106.73 | 106.73 | 106.73 | 106.73 | 106.73 | 106.73 | 106.73 | 106.73 | 106.73 | 106.73 | 106.73 | 106.73 | Y | South | FC
SENTNL_2_CTG8 |  |  | Sentinel Unit 8 | CISO | N | LA Basin | Eastern, Valley-Devers |  | Peaker | COMBUSTION TURBINE | NATURAL GAS | 106.85 | 131.8 |  |  |  |  | 1 | 24 | 24 |  |  | 106.85 | 1 | 106.85 | 106.85 | 106.85 | 106.85 | 106.85 | 106.85 | 106.85 | 106.85 | 106.85 | 106.85 | 106.85 | 106.85 | Y | South | FC
SGREGY_6_SANGER |  |  | Algonquin Power Sanger 2 | CISO | N | Fresno | Herndon | Y | CCGT | COMBINED CYCLE | NATURAL GAS | 48.3 | 48.3 |  |  |  |  | 1 | 24 | 24 |  |  | 33.08 | 1 | 48.08 | 48.08 | 48.08 | 48.08 | 48.08 | 48.08 | 48.08 | 48.08 | 48.08 | 48.08 | 48.08 | 48.08 | Y | North | FC
SHELRF_1_UNITS |  |  | SHELL OIL REFINERY AGGREGATE | CISO | N | Bay Area | Pittsburg | Y | CHP | COMBINED CYCLE | NATURAL GAS | 100 | 100 |  |  |  |  | 1 | 24 | 24 |  |  |  |  | 0 | 0 | 0 | 0 | 0 | 0 | 0 | 0 | 0 | 33.33 | 0 | 0 | N | North | FC
SHUTLE_6_CREST |  |  | CREST Contracts | CISO | N | Big Creek-Ventura |  |  | Solar_1Axis | PHOTO VOLTAIC | SUN | 4 | 4 |  |  |  |  | 1 | 24 | 24 |  |  |  |  | 0 | 0 | 0 | 0 | 0 | 0 | 0 | 0 | 0 | 0 | 0 | 0 | N | South | EO
SIERRA_1_UNITS |  |  | HIGH SIERRA LIMITED | CISO | N | Kern | South Kern PP | Y | Peaker | COMBUSTION TURBINE | NATURAL GAS | 52.43 | 60.3 |  |  |  |  | 1 | 24 | 24 |  |  | 32.43 | 1 | 52.43 | 52.43 | 52.43 | 52.43 | 52.43 | 52.43 | 52.43 | 52.43 | 52.43 | 52.43 | 52.43 | 52.43 | Y | North | FC
SISPRG_2_DS3BT1 |  | SISPRG_2_DS3SR1 | Daggett Solar 3 a BESS | CISO | N | CAISO System |  |  | Paired_BattStorage | OTHER | LESR | 61.5 | 61.5 | 0.8 | 246 | 246 | 1 | 1 | 24 | 4 | 123 |  |  |  | 61.5 | 61.5 | 61.5 | 61.5 | 61.5 | 61.5 | 61.5 | 61.5 | 61.5 | 61.5 | 61.5 | 61.5 | Y | South | ID | 100% | Waiting for Mojave RAS. Co-located with SISPRG_2_DS3SR1
SISPRG_2_DS3BT2 |  | SISPRG_2_DS3SR2 | Daggett 3 B BESS | CISO | N | CAISO System |  |  | Paired_BattStorage | OTHER | LESR | 60 | 60 | .8 | 240 | 240 | 1 | 1 | 24 | 4 | 110 | FALSE | 120 | 2 | 60 | 60 | 60 | 60 | 60 | 60 | 60 | 60 | 60 | 60 | 60 | 60 | Y | South | ID | 1 | Waiting for Mojave RAS. Co-located with SISPRG_2_DS3SR2
SISPRG_2_DS3BT3 |  | SISPRG_2_DS3SR3 | Daggett Solar 3 cd BESS | CISO | N | CAISO System |  |  | Paired_BattStorage | OTHER | LESR | 12.5 | 12.5 | 0.8 | 50 | 50 | 1 | 1 | 24 | 4 | 50 |  | 25 | 2 | 12.5 | 12.5 | 12.5 | 12.5 | 12.5 | 12.5 | 12.5 | 12.5 | 12.5 | 12.5 | 12.5 | 12.5 | Y | South | ID | 100% | Waiting for Mojave RAS. Co-located with SISPRG_2_DS3SR3
SISPRG_2_DS3BT4 |  |  | Daggett Solar 3 e BESS | CISO | N | CAISO System |  |  | Battery Storage | OTHER | LESR | 15 | 15 | 0.8 | 60 | 60 | 1 | 1 | 24 | 4 |  |  | 30 | 1 | 15 | 15 | 15 | 15 | 15 | 15 | 15 | 15 | 15 | 15 | 15 | 15 | Y | South | ID | 100% | Waiting for Mojave RAS. Co-located with SISPRG_2_DS3SR4
SISPRG_2_DS3SR1 |  | SISPRG_2_DS3BT1 | Daggett Solar 3 a PV | CISO | N | CAISO System |  |  | Paired_Solar_1Axis | PHOTO VOLTAIC | SUN | 123 | 123 |  |  |  |  | 1 | 24 |  | 123 |  |  |  | 0.1 | 0.1 | 3.45 | 0.36 | 40.38 | 52.2 | 80.93 | 69.85 | 3.75 | 0.1 | 0.1 | 0.1 | N | South | ID | 100% | Waiting for Mojave RAS. Co-located with SISPRG_2_DS3BT1
SISPRG_2_DS3SR2 |  | SISPRG_2_DS3BT2 | Daggett 3 B PV | CISO | N | CAISO System |  |  | Paired_Solar_1Axis | PHOTO VOLTAIC | SUN | 110 | 110 |  |  |  |  | 1 | 24 | 24 | 110 |  |  |  | 0.1 | 0.1 | 3.09 | 0.32 | 36.11 | 46.69 | 72.38 | 62.47 | 3.35 | 0.1 | 0.1 | 0.1 | N | South | ID | 100% | Waiting for Mojave RAS. Co-located with SISPRG_2_DS3BT2
SISPRG_2_DS3SR3 |  | SISPRG_2_DS3BT3 | Daggett Solar 3 cd PV | CISO | N | CAISO System |  |  | Paired_Solar_1Axis | PHOTO VOLTAIC | SUN | 50 | 50 |  |  |  |  | 1 | 24 | 24 | 50 |  |  |  | 0.1 | 0.1 | 1.4 | 0.15 | 16.42 | 21.22 | 32.9 | 28.4 | 1.52 | 0.1 | 0.1 | 0.1 | N | South | ID | 100% | Waiting for Mojave RAS. Co-located with SISPRG_2_DS3BT3.
SISQUC_1_SMARIA |  |  | Santa Maria II LFG Power Plant | CISO | N | CAISO System |  |  | Biogas | RECIPROCATING ENGINE | BIOGAS | 1.42 | 1.5 |  |  |  |  | 1 | 24 | 24 |  |  |  |  | 0.99 | 1.01 | 1 | 1.01 | 1.01 | 1.03 | 1.02 | 1.03 | 0.69 | 0.69 | 1.02 | 1.03 | N | North | FC
SKERN_6_SOLAR1 |  |  | South Kern Solar PV Plant | CISO | N | Kern | South Kern PP, Kern 70 kV | Y | Solar_1Axis | PHOTO VOLTAIC | SUN | 20 | 20 |  |  |  |  | 1 | 24 | 24 |  |  |  |  | 0.1 | 0.1 | 0.61 | 0.21 | 8.74 | 10.96 | 14.93 | 12.54 | 1.04 | 0.1 | 0.1 | 0.1 | N | North | FC
SKERN_6_SOLAR2 |  |  | SKIC Solar | CISO | N | Kern | South Kern PP, Kern 70 kV | Y | Solar_1Axis | PHOTO VOLTAIC | SUN | 10 | 10 |  |  |  |  | 1 | 24 | 24 |  |  |  |  | 0.1 | 0.1 | 0.3 | 0.1 | 4.37 | 5.48 | 7.47 | 6.27 | 0.52 | 0.1 | 0.1 | 0.1 | N | North | FC
SLATE_2_SLASR1 |  |  | Slate | CISO | N | Fresno |  | Y | Solar_1Axis | PHOTO VOLTAIC | SUN | 50.5 | 50.5 |  |  |  |  | 1 | 24 | 24 |  |  |  |  | 0.1 | 0.1 | 1.54 | 0.52 | 22.07 | 27.66 | 37.71 | 31.66 | 2.64 | 0.1 | 0.1 | 0.1 | N | North | ID | 100% | C8 - Waiting for Bellota-Warnerville 230 kV reconductoring and possibly other - PV 50.50 MW, ESS 0.00 MW.
SLATE_2_SLASR2 | SLATE_2_SLASR2_SUN |  | SLATE_2 | CISO | N | Fresno |  |  | Hybrid_SolarFixed | OTHER | HYBD | 93 | 93 |  |  |  |  | 1 | 24 | 24 | 93 |  | 46.5 | 2 | 0.1 | 0.1 | 3 | 0.78 | 27.87 | 33.88 | 56.13 | 48.28 | 4.95 | 0.11 | 0.1 | 0.1 | Y | North | ID | 100% | Hybrid - C8 - Waiting for Bellota-Warnerville 230 kV reconductoring and possibly other - PV - 93.00 MW, ESS - 46.50 MW
SLATE_2_SLASR2 | SLATE_2_SLASR2_LESR |  | SLATE_2 | CISO | N | Fresno |  |  | Hybrid_Storage | OTHER | HYBD | 46.5 | 46.5 | 0.88 | 186 | 186 | 1 | 1 | 24 | 4 | 93 | FALSE | 46.5 | 2 | 46.5 | 46.5 | 46.5 | 46.5 | 46.5 | 46.5 | 46.5 | 46.5 | 46.5 | 46.5 | 46.5 | 46.5 | Y | North | ID | 100% | Hybrid - C8 - Waiting for Bellota-Warnerville 230 kV reconductoring and possibly other - PV - 93.00 MW, ESS - 46.50 MW
SLATE_2_SLASR3 | SLATE_2_SLASR3_SUN |  | SLATE_3 | CISO | N | Fresno |  |  | Hybrid_SolarFixed | OTHER | HYBD | 67.5 | 67.5 |  |  |  |  | 1 | 24 | 24 | 67.5 |  | 33.75 | 2 | 0.1 | 0.1 | 2.18 | 0.57 | 20.23 | 24.59 | 40.74 | 35.04 | 3.59 | 0.1 | 0.1 | 0.1 | Y | North | ID | 100% | Hybrid - C8 Waiting for Bellota-Warnerville 230 kV reconductoring and possibly other - PV 67.50 MW and ESS 33.75 MW
SLATE_2_SLASR3 | SLATE_2_SLASR3_LESR |  | SLATE_3 | CISO | N | Fresno |  |  | Hybrid_Storage | OTHER | HYBD | 33.75 | 33.75 | .8 | 135 | 135 | 1 | 1 | 24 | 4 | 67.5 | FALSE | 33.75 | 2 | 33.75 | 33.75 | 33.75 | 33.75 | 33.75 | 33.75 | 33.75 | 33.75 | 33.75 | 33.75 | 33.75 | 33.75 | Y | North | ID | 100% | Hybrid - C8 Waiting for Bellota-Warnerville 230 kV reconductoring and possibly other - PV 67.50 MW and ESS 33.75 MW
SLATE_2_SLASR4 | SLATE_2_SLASR4_SUN |  | SLATE_4 | CISO | N | Fresno |  |  | Hybrid_SolarFixed | OTHER | HYBD | 63 | 63 |  |  |  |  | 1 | 24 | 24 | 63 |  | 50 | 3 | 0.1 | 0.1 | 2.03 | 0.53 | 18.88 | 22.95 | 38.02 | 32.71 | 3.35 | 0.1 | 0.1 | 0.1 | Y | North | ID | 100% | Hybrid - C8 Waiting for Bellota-Warnerville 230 kV reconductoring and possibly other - PV 63.00 MW and ESS 50.00 MW
SLATE_2_SLASR4 | SLATE_2_SLASR4_LESR |  | SLATE_4 | CISO | N | Fresno |  |  | Hybrid_Storage | OTHER | HYBD | 50 | 50 | .8 | 200 | 200 | 1 | 1 | 24 | 4 | 63 | FALSE | 50 | 3 | 50 | 50 | 50 | 50 | 50 | 50 | 50 | 50 | 50 | 50 | 50 | 50 | Y | North | ID | 100% | Hybrid - C8 Waiting for Bellota-Warnerville 230 kV reconductoring and possibly other - PV 63.00 MW and ESS 50.00 MW
SLATE_2_SLASR5 | SLATE_2_SLASR5_SUN |  | Slate 5 | CISO | N | Fresno |  |  | Hybrid_SolarFixed | OTHER | HYBD | 26 | 26 |  |  |  |  | 1 | 24 | 24 | 26 |  | 10 | 2 | 0.1 | 0.1 | 0.84 | 0.22 | 7.79 | 9.47 | 15.69 | 13.5 | 1.38 | 0.1 | 0.1 | 0.1 | Y | North | ID | 100% | Hybrid - C8 - Waiting for Bellota-Warnerville 230 kV reconductoring and possibly other - PV - 26.00 MW, ESS - 10.00 MW
SLATE_2_SLASR5 | SLATE_2_SLASR5_LESR |  | Slate 5 | CISO | N | Fresno |  |  | Hybrid_Storage | OTHER | HYBD | 10 | 20 | .8 | 40 | 40 | 1 | 1 | 24 | 4 | 26 | FALSE | 10 | 2 | 10 | 10 | 10 | 10 | 10 | 10 | 10 | 10 | 10 | 10 | 10 | 10 | Y | North | ID | 100% | Hybrid - C8 - Waiting for Bellota-Warnerville 230 kV reconductoring and possibly other - PV - 26.00 MW, ESS - 10.00 MW
SLRMS3_2_SRMSR1 |  |  | SILVER RIDGE MOUNT SIGNAL 3 | CISO | N | San Diego-IV |  | Y | Solar_1Axis | PHOTO VOLTAIC | SUN | 250 | 250 |  |  |  |  | 1 | 24 | 24 |  |  |  |  | 0.1 | 0.1 | 7.01 | 0.74 | 82.08 | 106.11 | 164.49 | 141.98 | 7.61 | 0.1 | 0.1 | 0.1 | N | South | FC
SLST13_2_SOLAR1 |  |  | Quinto Solar PV Project | CISO | N | CAISO System |  | Y | Solar_1Axis | PHOTO VOLTAIC | SUN | 107.6 | 107.6 |  |  |  |  | 1 | 24 | 24 |  |  |  |  | 0.1 | 0.1 | 3.28 | 1.11 | 47.03 | 58.94 | 80.34 | 67.46 | 5.62 | 0.1 | 0.1 | 0.1 | N | North | FC
SLSTR1_2_SOLAR1 |  |  | Solar Star 1 | CISO | N | CAISO System |  |  | Solar_1Axis | PHOTO VOLTAIC | SUN | 310 | 310 |  |  |  |  | 1 | 24 | 24 |  |  |  |  | 0.1 | 0.1 | 8.7 | 0.91 | 101.78 | 131.57 | 203.97 | 176.06 | 9.44 | 0.1 | 0.1 | 0.1 | N | South | FC
SLSTR2_2_SOLAR2 |  |  | Solar Star 2 | CISO | N | CAISO System |  |  | Solar_1Axis | PHOTO VOLTAIC | SUN | 276 | 276 |  |  |  |  | 1 | 24 | 24 |  |  |  |  | 0.1 | 0.1 | 7.74 | 0.81 | 90.61 | 117.14 | 181.6 | 156.75 | 8.4 | 0.1 | 0.1 | 0.1 | N | South | FC
SLUISP_2_UNITS |  |  | SAN LUIS (GIANELLI) PUMP-GEN (AGGREGATE) | CISO | N | CAISO System |  | Y | Pumped Hydro | PUMPED STORAGE | WATER | 374.43 | 374.43 |  |  |  |  | 1 | 24 | 24 |  |  |  |  | 0 | 46.13 | 42.68 | 99.91 | 83.47 | 66.46 | 0 | 0 | 0 | 0 | 0 | 0 | N | North | FC
SLYCRK_1_UNIT 1 |  |  | SLY CREEK HYDRO | CISO | N | Sierra | Drum-Rio Oso |  | Hydro | HYDRO | WATER | 13 | 13 |  |  |  |  | 1 | 24 | 24 |  |  | 13 | 1 | 6.03 | 7.07 | 7.2 | 8 | 8.8 | 8.8 | 8 | 9.77 | 7.18 | 7.2 | 6.4 | 6.74 | Y | North | FC
SMPRIP_1_SMPSON |  |  | Ripon Cogeneration Unit 1 | CISO | N | CAISO System |  | Y | CHP | COMBUSTION TURBINE | NATURAL GAS | 46.05 | 56.9 |  |  |  |  | 1 | 24 | 24 |  |  | 46.05 | 1 | 46.05 | 46.05 | 46.05 | 46.05 | 46.05 | 46.05 | 46.05 | 46.05 | 46.05 | 46.05 | 46.05 | 46.05 | Y | North | FC
SMRCOS_6_LNDFIL |  |  | San Marcos Energy | CISO | N | San Diego-IV | San Diego |  | Biogas | RECIPROCATING ENGINE | BIOGAS | 1.5 | 2 |  |  |  |  | 1 | 24 | 24 |  |  |  |  | 1.5 | 1.5 | 1.5 | 1.5 | 1.49 | 1.48 | 1.5 | 1.5 | 1.5 | 1.5 | 1.5 | 1.5 | N | South | FC
SMUDGO_7_UNIT 1 |  |  | SONOMA POWER PLANT | CISO | N | NCNB |  |  | Geothermal | STEAM | GEOTHERMAL | 64.8 | 78 |  |  |  |  | 1 | 24 | 24 |  |  | 32 | 1 | 47 | 47 | 47 | 47 | 47 | 47 | 47 | 47 | 47 | 47 | 47 | 47 | Y | North | FC
SMYRNA_1_DL1SR1 |  |  | Delano Land 1 | CISO | N | CAISO System |  | Y | Solar_1Axis | PHOTO VOLTAIC | SUN | 1 | 1 |  |  |  |  | 1 | 24 | 24 |  |  |  |  | 0.1 | 0.1 | 0.1 | 0.1 | 0.44 | 0.55 | 0.75 | 0.63 | 0.1 | 0.1 | 0.1 | 0.1 | N | North | FC
SNCLRA_2_HOWLNG |  |  | Houwelings Nurseries Oxnard, Inc | CISO | N | Big Creek-Ventura | S.Clara, Moorpark |  | CHP | RECIPROCATING ENGINE | NATURAL GAS | 12.71 | 13.2 |  |  |  |  | 1 | 24 | 24 |  |  |  |  | 6.1 | 6.85 | 6.43 | 5.62 | 4.44 | 6.64 | 5.02 | 5.03 | 5.48 | 2.97 | 3.65 | 2.82 | N | South | FC
SNCLRA_2_SILBT1 |  |  | Silverstrand BESS | CISO | N | Big Creek-Ventura | S.Clara, Moorpark |  | Battery Storage | OTHER | LESR | 11 | 11 | .8 | 44 | 44 | 1 | 1 | 24 | 4 |  |  | 22 | 3 | 11 | 11 | 11 | 11 | 11 | 11 | 11 | 11 | 11 | 11 | 11 | 11 | Y | South | FC
SNCLRA_2_SPRHYD |  |  | Springville Hydroelectric Generator | CISO | N | Big Creek-Ventura | S.Clara, Moorpark |  | Hydro | HYDRO | WATER | 1 | 1 |  |  |  |  | 1 | 24 | 24 |  |  |  |  | 0.05 | 0.03 | 0.11 | 0.06 | 0.06 | 0.13 | 0.15 | 0.16 | 0.1 | 0.04 | 0.03 | 0.03 | N | South | FC
SNCLRA_2_UNIT |  |  | Channel Islands Power | CISO | N | Big Creek-Ventura | S.Clara, Moorpark |  | CHP | COMBINED CYCLE | NATURAL GAS | 27.5 | 28 |  |  |  |  | 1 | 24 | 24 |  |  | 0.01 | 1 | 27.5 | 27.5 | 27.5 | 27.5 | 27.5 | 27.5 | 27.5 | 27.5 | 27.5 | 27.5 | 27.5 | 27.5 | Y | South | FC
SNCLRA_2_UNIT1 |  |  | New Indy Oxnard | CISO | N | Big Creek-Ventura | S.Clara, Moorpark | Y | CHP | FTUR | NATURAL GAS | 27.8 | 29 |  |  |  |  | 1 | 24 | 24 |  |  | 27.8 | 1 | 27.8 | 27.8 | 27.8 | 27.8 | 27.8 | 27.8 | 27.8 | 27.8 | 27.8 | 27.8 | 27.8 | 27.8 | Y | South | FC
SNCLRA_2_VESBT1 |  |  | Ventura Energy Storage | CISO | N | Big Creek-Ventura | S.Clara, Moorpark |  | Battery Storage | OTHER | LESR | 100 | 100 | .8 | 400 | 400 | 1 | 1 | 24 | 4 |  |  | 200 | 3 | 100 | 100 | 100 | 100 | 100 | 100 | 100 | 100 | 100 | 100 | 100 | 100 | Y | South | FC
SNCLRA_6_OXGEN |  |  | OXGEN | CISO | N | Big Creek-Ventura | S.Clara, Moorpark | Y | CHP | COMBUSTION TURBINE | NATURAL GAS | 47.7 | 47.7 |  |  |  |  | 1 | 24 | 24 |  |  | 47.7 | 2 | 47.7 | 47.7 | 47.7 | 47.7 | 47.7 | 47.7 | 47.7 | 47.7 | 47.7 | 47.7 | 47.7 | 47.7 | Y | South | FC
SNCLRA_6_PROCGN |  |  | Procter and Gamble Oxnard 2 | CISO | N | Big Creek-Ventura | S.Clara, Moorpark | Y | CHP | FTUR | NATURAL GAS | 47.9 | 49.5 |  |  |  |  | 1 | 24 | 24 |  |  |  |  | 28.35 | 22.46 | 28.38 | 28.33 | 28.21 | 28.06 | 27.46 | 19.41 | 19.22 | 19.2 | 19.24 | 19.44 | N | South | FC
SNCLRA_6_QF |  |  | SANTA CLARA QFS | CISO | N | Big Creek-Ventura | S.Clara, Moorpark | Y | CHP | OTHER | OTHER | 1.65 | 15 |  |  |  |  | 1 | 24 | 24 |  |  |  |  | 0.22 | 0.22 | 0.18 | 0.24 | 0.23 | 0.25 | 0.24 | 0.31 | 0.3 | 0.26 | 0.34 | 0.46 | N | South | FC
SNDBAR_7_UNIT 1 |  |  | SANDBAR | CISO | N | Stockton | Tesla-Bellota, Stanislaus |  | Hydro | HYDRO | WATER | 16.2 | 18.6 |  |  |  |  | 1 | 24 | 24 |  |  |  |  | 8.92 | 4.25 | 0.68 | 6.47 | 6.64 | 6.6 | 5.42 | 3.57 | 3.19 | 0.7 | 5.81 | 12.69 | N | North | FC
SNMALF_6_UNITS |  |  | Sonoma County Landfill | CISO | N | NCNB | Fulton |  | Biogas | RECIPROCATING ENGINE | BIOGAS | 5 | 8 |  |  |  |  | 1 | 24 | 24 |  |  |  |  | 3.07 | 2.54 | 3.24 | 3.21 | 2.87 | 2.61 | 3.15 | 3.05 | 3.02 | 3.02 | 3.13 | 2.87 | N | North | FC
SOUTH_2_UNIT |  |  | SOUTH HYDRO | CISO | N | CAISO System |  |  | Hydro | HYDRO | WATER | 7.1 | 7.1 |  |  |  |  | 1 | 24 | 24 |  |  |  |  | 2.73 | 3.12 | 2.46 | 1.15 | 2.32 | 1.45 | 1.26 | 1.07 | 1.04 | 1.11 | 1.36 | 1.35 | N | North | FC
SPAULD_6_UNIT 3 |  |  | SPAULDING HYDRO PH 3 UNIT | CISO | N | Sierra | Drum-Rio Oso, South of Palermo |  | Hydro | HYDRO | WATER | 6.5 | 6.5 |  |  |  |  | 1 | 24 | 24 |  |  |  |  | 0.8 | 0.79 | 0.79 | 1.09 | 3.42 | 0.73 | 1.68 | 3.53 | 2.96 | 1.93 | 0.62 | 0.82 | N | North | FC
SPAULD_6_UNIT12 |  |  | SPAULDING HYDRO PH 1 & 2 AGGREGATE | CISO | N | Sierra | Drum-Rio Oso, South of Palermo |  | Hydro | HYDRO | WATER | 11.4 | 11.4 |  |  |  |  | 1 | 24 | 24 |  |  |  | 1 | 2.98 | 1.65 | 1.8 | 1.92 | 4.44 | 4.4 | 3.41 | 3.62 | 1.2 | 1.2 | 1.6 | 2.58 | Y | North | FC
SPBURN_2_UNIT 1 |  |  | Burney Biomass | CISO | N | CAISO System |  |  | Biomass | STEAM | BIOMASS | 22 | 22 |  |  |  |  | 1 | 24 | 24 |  |  |  |  | 9.91 | 10.64 | 10.78 | 10.62 | 10.63 | 12.14 | 12.75 | 12.66 | 12.76 | 11.94 | 10.89 | 9.33 | N | North | FC
SPBURN_7_SNOWMT |  |  | Burney Creek Hydro | CISO | N | CAISO System |  |  | Hydro | HYDRO | WATER | 3 | 3 |  |  |  |  | 1 | 24 | 24 |  |  |  |  | 0.2 | 0.02 | 0.19 | 0.92 | 0.44 | 0 | 0 | 0 | 0 | 0.01 | 0.01 | 0.06 | N | North | FC
SPI LI_2_UNIT 1 |  |  | Lincoln Biomass | CISO | N | Sierra | Drum-Rio Oso, South of Rio Oso, South of Palermo |  | Biomass | STEAM | BIOMASS | 17.2 | 19.2 |  |  |  |  | 1 | 24 | 24 |  |  |  |  | 7.56 | 6.64 | 6.38 | 6.26 | 8.39 | 9.34 | 9.43 | 9.55 | 9.43 | 8.52 | 6.71 | 7.03 | N | North | FC
SPIAND_1_ANDSN2 |  |  | SPI Anderson 2 | CISO | N | CAISO System |  |  | Biomass | STEAM | BIOMASS | 27.15 | 30.1 |  |  |  |  | 1 | 24 | 24 |  |  |  |  | 12.23 | 13.3 | 14.75 | 14.47 | 16.25 | 17.9 | 17.77 | 18.42 | 18.34 | 15.65 | 14.85 | 14.87 | N | North | FC
SPICER_1_UNITS |  |  | SPICER HYDRO UNITS 1-3 AGGREGATE | CISO | N | CAISO System |  |  | Hydro | HYDRO | WATER | 6 | 6 |  |  |  |  | 1 | 24 | 24 |  |  | 6 | 1 | 0.36 | 0.36 | 0.33 | 0.19 | 0.23 | 1.63 | 2.15 | 2.32 | 1.85 | 1.58 | 1.06 | 1 | Y | North | FC
SPIFBD_1_PL1X2 |  |  | SIERRA PACIFIC IND. (SONORA) | CISO | N | Stockton | Tesla-Bellota, Stanislaus |  | CHP | STEAM | BIOMASS | 7.5 | 7.5 |  |  |  |  | 1 | 24 | 24 |  |  |  |  | 2.62 | 2.61 | 2.72 | 2.58 | 3.03 | 3.29 | 3.55 | 3.78 | 3.72 | 3.12 | 2.78 | 2.54 | N | North | FC
SPQUIN_6_SRPCQU |  |  | Quincy Biomass | CISO | N | CAISO System |  |  | Biomass | STEAM | BIOMASS | 24 | 24 |  |  |  |  | 1 | 24 | 24 |  |  |  |  | 18.25 | 16.86 | 16.76 | 14.42 | 19.08 | 21.09 | 19.62 | 14.76 | 13.92 | 10.5 | 9.59 | 15.22 | N | North | FC
SPRGAP_1_UNIT 1 |  |  | SPRING GAP HYDRO | CISO | N | Stockton | Tesla-Bellota, Stanislaus |  | Hydro | HYDRO | WATER | 7 | 7 |  |  |  |  | 1 | 24 | 24 |  |  |  |  | 2.19 | 1.89 | 3.03 | 4.89 | 4.9 | 1.63 | 0 | 0 | 3.1 | 3.9 | 2.53 | 3.22 | N | North | FC
SPRGVL_2_CREST |  |  | Springerville Aggregate Solar Resources | CISO | N | Big Creek-Ventura | Rector, Vestal |  | Solar_Fixed | PHOTO VOLTAIC | SUN | 3 | 3 |  |  |  |  | 1 | 24 | 24 |  |  |  |  | 0 | 0 | 0 | 0 | 0 | 0 | 0 | 0 | 0 | 0 | 0 | 0 | N | South | EO
SPRGVL_2_EXETPV |  |  | Exeter Tulare PV | CISO | N | Big Creek-Ventura | Rector, Vestal |  | Solar_Fixed | PHOTO VOLTAIC | SUN | 3.5 | 3.5 |  |  |  |  | 1 | 24 | 24 |  |  |  |  | 0 | 0 | 0 | 0 | 0 | 0 | 0 | 0 | 0 | 0 | 0 | 0 | N | South | EO
SPRGVL_2_LINDPV |  |  | Lindsay Tulare PV | CISO | N | Big Creek-Ventura | Rector, Vestal | Y | Solar_Fixed | PHOTO VOLTAIC | SUN | 4 | 4 |  |  |  |  | 1 | 24 | 24 |  |  |  |  | 0 | 0 | 0 | 0 | 0 | 0 | 0 | 0 | 0 | 0 | 0 | 0 | N | South | EO
SPRGVL_2_PORTPV |  |  | Porterville Tulare PV | CISO | N | Big Creek-Ventura | Rector, Vestal |  | Solar_Fixed | PHOTO VOLTAIC | SUN | 3.5 | 3.5 |  |  |  |  | 1 | 24 | 24 |  |  |  |  | 0 | 0 | 0 | 0 | 0 | 0 | 0 | 0 | 0 | 0 | 0 | 0 | N | South | EO
SPRGVL_2_TULESC |  |  | TULE RIVER HYDRO PLANT (SCE) | CISO | N | Big Creek-Ventura | Rector, Vestal |  | Hydro | HYDRO | WATER | 2.5 | 2.5 |  |  |  |  | 1 | 24 | 24 |  |  |  |  | 0 | 0 | 0 | 0 | 0 | 0 | 0 | 0 | 0 | 0 | 0 | 0 | N | South | FC
SRINTL_6_UNIT |  |  | SRI INTERNATIONAL | CISO | N | Bay Area |  |  | CHP | COMBUSTION TURBINE | NATURAL GAS | 6.9 | 6.9 |  |  |  |  | 1 | 24 | 24 |  |  |  |  | 1.32 | 1.24 | 1.36 | 1.39 | 1.32 | 1.09 | 1 | 0.96 | 0.9 | 0.98 | 1.23 | 1.27 | N | North | FC
STANIS_7_UNIT 1 |  |  | STANISLAUS HYDRO | CISO | N | Stockton | Tesla-Bellota, Stanislaus |  | Hydro | HYDRO | WATER | 91 | 95 |  |  |  |  | 1 | 24 | 24 |  |  |  | 1 | 66.66 | 56.75 | 54.07 | 40 | 28 | 59 | 61.99 | 70.02 | 56.65 | 20.88 | 0 | 65.85 | Y | North | FC
STANTN_2_SBEBX2 |  |  | Stanton Battery Energy Storage | CISO | N | LA Basin |  |  | Battery Storage | OTHER | LESR | 68.8 | 68.8 | .8 | 275.2 | 275.2 | 1 | 1 | 24 | 4 |  |  | 137.6 | 1 | 68.8 | 68.8 | 68.8 | 68.8 | 68.8 | 68.8 | 68.8 | 68.8 | 68.8 | 68.8 | 68.8 | 68.8 | Y | South | FC | 0 | 0
STANTN_2_STAGT1 |  |  | Stanton 1 | CISO | N | LA Basin | Western |  | Peaker | OTHER | NATURAL GAS | 49.65 | 50 |  |  |  |  | 1 | 24 | 24 |  |  | 49.65 | 1 | 49.65 | 49.65 | 49.65 | 49.65 | 49.65 | 49.65 | 49.65 | 49.65 | 49.65 | 49.65 | 49.65 | 49.65 | Y | South | FC
STANTN_2_STAGT2 |  |  | Stanton 2 | CISO | N | LA Basin | Western |  | Peaker | OTHER | NATURAL GAS | 49.65 | 50 |  |  |  |  | 1 | 24 | 24 |  |  | 49.65 | 1 | 49.65 | 49.65 | 49.65 | 49.65 | 49.65 | 49.65 | 49.65 | 49.65 | 49.65 | 49.65 | 49.65 | 49.65 | Y | South | FC
STIGCT_2_LODI |  |  | LODI STIG UNIT | CISO | N | Sierra | South of Rio Oso, South of Palermo | Y | Peaker | COMBUSTION TURBINE | NATURAL GAS | 49.9 | 51.2 |  |  |  |  | 1 | 24 | 24 |  |  | 14.5 | 1 | 49.5 | 49.5 | 49.5 | 49.5 | 49.5 | 49.5 | 49.5 | 49.5 | 49.5 | 49.5 | 49.5 | 49.5 | Y | North | FC
STNRES_1_UNIT |  |  | Covanta Stanislaus | CISO | N | Stockton | Tesla-Bellota | Y | Biomass | STEAM | WASTE TO POWER | 19.9 | 22.3 |  |  |  |  | 1 | 24 | 24 |  |  |  |  | 15.91 | 19.31 | 19.02 | 15.14 | 13.88 | 17.58 | 19.43 | 19.79 | 19.32 | 18.87 | 19.39 | 18.17 | N | North | FC
STOILS_1_UNITS |  |  | Chevron Richmond Refinery | CISO | N | Bay Area | Pittsburg |  | CHP | COMBINED CYCLE | NATURAL GAS | 56.2 | 56.2 |  |  |  |  | 1 | 24 | 24 |  |  |  |  | 0 | 0 | 0 | 0 | 0 | 0 | 5.33 | 9.44 | 0 | 11.34 | 16.56 | 0 | N | North | FC
STOREY_2_MDRCH2 |  |  | Madera Chowchilla 2 | CISO | N | Fresno |  |  | Hydro | HYDRO | WATER | 0.56 | 0.6 |  |  |  |  | 1 | 24 | 24 |  |  |  |  | 0 | 0 | 0 | 0 | 0.04 | 0.19 | 0.32 | 0.04 | 0 | 0 | 0 | 0 | N | North | FC
STOREY_2_MDRCH3 |  |  | Madera Chowchilla 3 | CISO | N | Fresno |  |  | Hydro | HYDRO | WATER | 0.42 | 0.5 |  |  |  |  | 1 | 24 | 24 |  |  |  |  | 0 | 0 | 0 | 0 | 0.01 | 0.11 | 0.22 | 0.02 | 0 | 0 | 0 | 0 | N | North | FC
STOREY_2_MDRCH4 |  |  | Madera Chowchilla 4 | CISO | N | Fresno |  |  | Hydro | HYDRO | WATER | 0.92 | 1 |  |  |  |  | 1 | 24 | 24 |  |  |  |  | 0 | 0 | 0 | 0 | 0.01 | 0.1 | 0.31 | 0.01 | 0 | 0 | 0 | 0 | N | North | FC
STOREY_7_MDRCHW |  |  | Madera Canal Site 980 | CISO | N | Fresno |  |  | Hydro | HYDRO | WATER | 1.84 | 3.8 |  |  |  |  | 1 | 24 | 24 |  |  |  |  | 0 | 0 | 0 | 0 | 0 | 0.45 | 0.82 | 0.06 | 0 | 0 | 0 | 0 | N | North | FC
STROUD_6_SOLAR |  |  | Stroud Solar Station | CISO | N | Fresno | Herndon | Y | Solar_Fixed | PHOTO VOLTAIC | SUN | 20 | 20 |  |  |  |  | 1 | 24 | 24 |  |  |  |  | 0.1 | 0.1 | 0.64 | 0.17 | 5.99 | 7.29 | 12.07 | 10.38 | 1.06 | 0.1 | 0.1 | 0.1 | N | North | FC
STROUD_6_WWHSR1 |  |  | Winter Wheat Solar Farm | CISO | N | Fresno | Herndon |  | Solar_1Axis | PHOTO VOLTAIC | SUN | 1.5 | 1.5 |  |  |  |  | 1 | 24 | 24 |  |  |  |  | 0 | 0 | 0 | 0 | 0 | 0 | 0 | 0 | 0 | 0 | 0 | 0 | N | North | EO
SUMWHT_6_SWSSR1 |  |  | Summer Wheat Solar Farm | CISO | N | Fresno |  | Y | Solar_1Axis | PHOTO VOLTAIC | SUN | 18.5 | 18.5 |  |  |  |  | 1 | 24 | 24 |  |  |  |  | 0.1 | 0.1 | 0.56 | 0.19 | 8.09 | 10.13 | 13.81 | 11.6 | 0.97 | 0.1 | 0.1 | 0.1 | N | North | FC
SUNCAT_2_A1ABT1 |  | ARLNTN_2_ASUSR1, SUNCAT_2_A1BBT1 | Arlington Solar Unit 1A BESS | CISO | N | CAISO System |  |  | Paired_BattStorage | OTHER | LESR | 47 | 47 | .8 | 188 | 188 | 1 | 1 | 24 | 4 | 131 | FALSE | 94 | 2 | 47 | 47 | 47 | 47 | 47 | 47 | 47 | 47 | 47 | 47 | 47 | 47 | Y | South | ID | 100% | C8 - Waiting for West of Colorado River cRAS.-Co-located with ARLNTN_2_ASUSR1, SUNCAT_2_A1BBT1
SUNCAT_2_A1BBT1 |  | ARLNTN_2_ASUSR1, SUNCAT_2_A1ABT1 | Arlington Solar Unit 1B BESS | CISO | N | CAISO System |  |  | Paired_BattStorage | OTHER | LESR | 63 | 63 | .8 | 252 | 252 | 1 | 1 | 24 | 4 | 131 | FALSE | 126 | 2 | 63 | 63 | 63 | 63 | 63 | 63 | 63 | 63 | 63 | 63 | 63 | 63 | Y | South | ID | 100% | C8 - Waiting for West of Colorado River cRAS.-Co-located with ARLNTN_2_ASUSR1, SUNCAT_2_A1ABT1
SUNCAT_2_A2ABT2 |  | ARLNTN_2_AR1SR1, SUNCAT_2_A2BSR2 | Arlington Solar Unit 2A BESS | CISO | N | CAISO System |  |  | Paired_BattStorage | OTHER | LESR | 132 | 132 | .8 | 528 | 528 | 1 | 1 | 24 | 4 | 143.96 | FALSE | 264 | 2 | 132 | 132 | 132 | 132 | 132 | 132 | 132 | 132 | 132 | 132 | 132 | 132 | Y | South | ID | 100% | Waiting for West of Colorado River cRAS-Co-located with SUNCAT_2_A2ABT2, ARLNTN_2_AR1SR1
SUNCAT_2_A2BSR2 |  | ARLNTN_2_AR1SR1, SUNCAT_2_A2ABT2 | Arlington Solar Unit 2B | CISO | N | CAISO System |  |  | Paired_Solar_1Axis | PHOTO VOLTAIC | SUN | 40 | 40 |  |  |  |  | 1 | 24 | 24 | 143.96 |  |  |  | 0.1 | 0.1 | 1.12 | 0.12 | 13.13 | 16.98 | 26.32 | 22.72 | 1.22 | 0.1 | 0.1 | 0.1 | N | South | ID | 100% | ID to 30.1 percent when fully installed. Waiting for West of Colorado River CRAS.Co-located with SUNCAT_2_A2ABT2, ARLNTN_2_AR1SR1
SUNRIS_2_PL1X3 |  |  | Sunrise Power Project AGGREGATE II | CISO | N | CAISO System |  | Y | CCGT | COMBINED CYCLE | NATURAL GAS | 586.02 | 586.02 |  |  |  |  | 1 | 24 | 24 |  |  | 491.02 | 1 | 586.02 | 586.02 | 586.02 | 586.02 | 586.02 | 586.02 | 586.02 | 586.02 | 586.02 | 586.02 | 586.02 | 586.02 | Y | North | FC
SUNSET_2_UNITS |  |  | MIDWAY SUNSET COGENERATION PLANT | CISO | N | CAISO System |  | Y | CHP | FTUR | NATURAL GAS | 248 | 291 |  |  |  |  | 1 | 24 | 24 |  |  | 231 | 1 | 248 | 248 | 248 | 245 | 240 | 234 | 229 | 229 | 231 | 243 | 246 | 248 | Y | North | FC
SUNSHN_2_LNDFL |  |  | Sunshine Gas Producers | CISO | N | Big Creek-Ventura |  |  | Biogas | COMBUSTION TURBINE | BIOGAS | 20 | 20 |  |  |  |  | 1 | 24 | 24 |  |  |  |  | 17.49 | 16.89 | 17.35 | 16.58 | 17.14 | 16.97 | 16.4 | 15.75 | 15.88 | 15.59 | 16.8 | 15.43 | N | South | FC
SUNSLR_1_SSVSR1 |  |  | Sunshine Valley Solar 1 | CISO | N | CAISO System |  |  | Solar_1Axis | PHOTO VOLTAIC | SUN | 100 | 100 |  |  |  |  | 1 | 24 | 24 |  |  |  |  | 0.1 | 0.1 | 2.81 | 0.29 | 32.83 | 42.44 | 65.8 | 56.79 | 3.05 | 0.1 | 0.1 | 0.1 | N | South | FC
SUNSPT_2_WNASR1 |  |  | Windhub Solar A | CISO | N | CAISO System |  |  | Solar_1Axis | PHOTO VOLTAIC | SUN | 20 | 20 |  |  |  |  | 1 | 24 | 24 |  |  |  |  | 0.1 | 0.1 | 0.56 | 0.1 | 6.57 | 8.49 | 13.16 | 11.36 | 0.61 | 0.1 | 0.1 | 0.1 | N | South | FC
SUNST2_5_SS2SR1 |  |  | Sun Streams Solar 2 | CISO | N | CAISO System |  |  | Solar_1Axis | PHOTO VOLTAIC | SUN | 150 | 150 |  |  |  |  | 1 | 24 | 24 |  |  |  |  | 0.1 | 0.1 | 4.21 | 0.44 | 49.25 | 63.66 | 98.7 | 85.19 | 4.57 | 0.1 | 0.1 | 0.1 | N | South | FC
SYCAMR_2_UNIT 1 |  |  | Sycamore Cogeneration Unit 1 | CISO | N | Big Creek-Ventura |  |  | CHP | FTUR | NATURAL GAS | 74 | 90 |  |  |  |  | 1 | 24 | 24 |  |  |  |  | 74 | 74 | 74 | 74 | 74 | 74 | 74 | 74 | 74 | 74 | 74 | 74 | N | South | FC
SYCAMR_2_UNIT 2 |  |  | Sycamore Cogeneration Unit 2 | CISO | N | Big Creek-Ventura |  |  | CHP | FTUR | NATURAL GAS | 76 | 90 |  |  |  |  | 1 | 24 | 24 |  |  | 76 | 1 | 76 | 76 | 76 | 76 | 76 | 76 | 76 | 76 | 76 | 76 | 76 | 76 | Y | South | FC
SYCAMR_2_UNIT 3 |  |  | Sycamore Cogeneration Unit 3 | CISO | N | Big Creek-Ventura |  |  | CHP | FTUR | NATURAL GAS | 74 | 90 |  |  |  |  | 1 | 24 | 24 |  |  | 74 | 1 | 74 | 74 | 74 | 74 | 74 | 74 | 74 | 74 | 74 | 74 | 74 | 74 | Y | South | FC
SYCAMR_2_UNIT 4 |  |  | Sycamore Cogeneration Unit 4 | CISO | N | Big Creek-Ventura |  |  | CHP | FTUR | NATURAL GAS | 76 | 90 |  |  |  |  | 1 | 24 | 24 |  |  | 76 | 1 | 76 | 76 | 76 | 76 | 76 | 76 | 76 | 76 | 76 | 76 | 76 | 76 | Y | South | FC
TANHIL_6_SOLART |  |  | Berry Cogen 18 | CISO | N | CAISO System |  | Y | CHP | FTUR | NATURAL GAS | 17 | 17 |  |  |  |  | 1 | 24 | 24 |  |  |  |  | 12.04 | 12.08 | 11.77 | 12.17 | 12.38 | 11.78 | 11.36 | 11.05 | 11.1 | 12.04 | 11.36 | 11.07 | N | North | FC
TBLMTN_6_QF |  |  | SMALL QF AGGREGATION - PARADISE | CISO | N | CAISO System |  |  | Hydro | HYDRO | WATER | 1.7 | 5.8 |  |  |  |  | 1 | 24 | 24 |  |  |  |  | 0.19 | 0.24 | 0.22 | 0.21 | 0.22 | 0.18 | 0.2 | 0.19 | 0.19 | 0.16 | 0.16 | 0.18 | N | North | FC
TEHAPI_2_PW1WD1 |  |  | Point Wind 1 | CISO | N | CAISO System |  |  | Wind | WIND | WIND | 47.49 | 47.5 |  |  |  |  | 1 | 24 | 24 |  |  |  |  | 2.59 | 5.59 | 6.04 | 19.16 | 20.42 | 18.01 | 15.82 | 13.86 | 9.5 | 4.45 | 2.05 | 2.18 | N | South | FC
TEHAPI_2_PW2WD2 |  |  | Point Wind 2 | CISO | N | CAISO System |  |  | Wind | WIND | WIND | 14.4 | 14.4 |  |  |  |  | 1 | 24 | 24 |  |  |  |  | 0.79 | 1.69 | 1.83 | 5.81 | 6.19 | 5.46 | 4.8 | 4.2 | 2.88 | 1.35 | 0.62 | 0.66 | N | South | FC
TEHAPI_2_WIND1 |  |  | Wind Wall Monolith 1 | CISO | N | CAISO System |  |  | Wind | WIND | WIND | 19.85 | 19.85 |  |  |  |  | 1 | 24 | 24 |  |  |  |  | 1.08 | 2.33 | 2.52 | 8.01 | 8.54 | 7.53 | 6.61 | 5.79 | 3.97 | 1.86 | 0.86 | 0.91 | N | South | FC | 0 | 0
TEHAPI_2_WIND2 |  |  | Wind Wall Monolith 2 | CISO | N | CAISO System |  |  | Wind | WIND | WIND | 23.66 | 22.5 |  |  |  |  | 1 | 24 | 24 |  |  |  |  | 1.29 | 2.78 | 3.01 | 9.55 | 10.17 | 8.97 | 7.88 | 6.9 | 4.73 | 2.21 | 1.02 | 1.09 | N | South | FC | 0 | 0
TENGEN_2_PL1X2 |  |  | Placerita Canyon Cogen | CISO | N | Big Creek-Ventura |  |  | CHP | COMBUSTION TURBINE | NATURAL GAS | 37.7 | 37.7 |  |  |  |  | 1 | 24 | 24 |  |  |  | 1 | 37.7 | 37.7 | 37.7 | 37.7 | 37.7 | 37.7 | 37.7 | 37.7 | 37.7 | 37.7 | 37.7 | 37.7 | Y | South | FC
TERMEX_2_PL1X3 |  |  | TDM | CISO | N | San Diego-IV |  |  | CCGT | COMBINED CYCLE | NATURAL GAS | 625 | 625 |  |  |  |  | 1 | 24 | 24 |  |  | 436 | 1 | 605 | 605 | 605 | 605 | 601 | 593 | 591 | 593 | 596 | 605 | 605 | 605 | Y | South | FC
TESLA_1_QF |  |  | SMALL QF AGGREGATION - STOCKTON | CISO | N | CAISO System |  |  | CHP | OTHER | OTHER | 2 | 5 |  |  |  |  | 1 | 24 | 24 |  |  |  |  | 0.09 | 0.07 | 0.1 | 0.13 | 0.17 | 0.32 | 0.23 | 0.2 | 0.17 | 0.07 | 0.04 | 0.07 | N | North | FC
TIDWTR_2_UNITS |  |  | MARTINEZ COGEN LIMITED PARTNERSHIP | CISO | N | Bay Area | Pittsburg | Y | Peaker | FTUR | NATURAL GAS | 114.8 | 114.8 |  |  |  |  | 1 | 24 | 24 |  |  |  |  | 33.06 | 37.66 | 30.76 | 37.11 | 52.09 | 49.61 | 52.59 | 81.9 | 88.36 | 88.04 | 43.35 | 40.43 | N | North | FC
TIFFNY_1_DILLON |  |  | TIFFNY_1_DILLON | CISO | N | LA Basin | Eastern, Valley-Devers |  | Wind | WIND | WIND | 45 | 45 |  |  |  |  | 1 | 24 | 24 |  |  |  |  | 2.45 | 5.29 | 5.72 | 18.16 | 19.35 | 17.06 | 15 | 13.13 | 9 | 4.21 | 1.95 | 2.07 | N | South | FC
TIGRCK_7_UNITS |  |  | TIGER CREEK HYDRO AGGREGATE | CISO | N | CAISO System |  |  | Hydro | HYDRO | WATER | 62 | 62 |  |  |  |  | 1 | 24 | 24 |  |  |  | 1 | 26 | 16.8 | 14.17 | 0 | 16.66 | 36.8 | 33.91 | 40.4 | 36.08 | 30.37 | 30.43 | 28.38 | Y | North | FC
TKOPWR_6_HYDRO |  |  | Bear Creek Hydroelectric Project | CISO | N | CAISO System |  |  | Hydro | HYDRO | WATER | 2.83 | 3.2 |  |  |  |  | 1 | 24 | 24 |  |  |  |  | 0.35 | 0.27 | 0 | 0.16 | 0 | 0 | 0 | 0 | 0 | 0.04 | 0.04 | 0.12 | N | North | FC
TMPLTN_2_SOLAR |  |  | Vintner Solar | CISO | N | CAISO System |  |  | Solar_Fixed | PHOTO VOLTAIC | SUN | 1.5 | 1.5 |  |  |  |  | 1 | 24 | 24 |  |  |  |  | 0.1 | 0.1 | 0.1 | 0.1 | 0.45 | 0.55 | 0.91 | 0.78 | 0.1 | 0.1 | 0.1 | 0.1 | N | North | FC
TOADTW_6_UNIT |  |  | TOAD TOWN | CISO | N | CAISO System |  |  | Hydro | HYDRO | WATER | 1.5 | 1.5 |  |  |  |  | 1 | 24 | 24 |  |  |  |  | 0.38 | 0.59 | 0.37 | 0.26 | 0.39 | 0.28 | 0.2 | 0.18 | 0.03 | 0.03 | 0.11 | 0.06 | N | North | FC
TOPAZ_2_SOLAR |  |  | Topaz Solar Farms | CISO | N | CAISO System |  |  | Solar_Fixed | PHOTO VOLTAIC | SUN | 550 | 550 |  |  |  |  | 1 | 24 | 24 |  |  |  |  | 0.1 | 0.1 | 17.72 | 4.62 | 164.83 | 200.38 | 331.96 | 285.54 | 29.27 | 0.64 | 0.1 | 0.1 | N | North | FC
TORTLA_1_SOLAR |  |  | Longboat Solar | CISO | N | CAISO System |  | Y | Solar_1Axis | PHOTO VOLTAIC | SUN | 20 | 20 |  |  |  |  | 1 | 24 | 24 |  |  |  |  | 0.1 | 0.1 | 0.56 | 0.1 | 6.57 | 8.49 | 13.16 | 11.36 | 0.61 | 0.1 | 0.1 | 0.1 | N | South | FC
TRNQL8_2_AMASR1 |  |  | Tranquillity 8 Amarillo | CISO | N | Fresno |  |  | Solar_1Axis | PHOTO VOLTAIC | SUN | 20 | 20 |  |  |  |  | 1 | 24 | 24 |  |  |  |  | 0.1 | 0.1 | 0.61 | 0.21 | 8.74 | 10.96 | 14.93 | 12.54 | 1.04 | 0.1 | 0.1 | 0.1 | N | North | ID | 100% | C7 Waiting for Bellota-Warnerville 230 kV reconductoring and possibly other
TRNQL8_2_AZUSR1 |  |  | Tranquillity 8 Azul | CISO | N | Fresno |  |  | Solar_1Axis | PHOTO VOLTAIC | SUN | 20 | 20 |  |  |  |  | 1 | 24 | 24 |  |  |  |  | 0.1 | 0.1 | 0.61 | 0.21 | 8.74 | 10.96 | 14.93 | 12.54 | 1.04 | 0.1 | 0.1 | 0.1 | N | North | ID | 100% | C7 Waiting for Bellota-Warnerville 230 kV reconductoring and possibly other
TRNQL8_2_ROJSR1 |  |  | Tranquillity 8 Rojo | CISO | N | Fresno |  |  | Solar_1Axis | PHOTO VOLTAIC | SUN | 100 | 100 |  |  |  |  | 1 | 24 | 24 |  |  |  |  | 0.1 | 0.1 | 3.05 | 1.04 | 43.71 | 54.78 | 74.66 | 62.7 | 5.22 | 0.1 | 0.1 | 0.1 | N | North | ID | 100% | C7 Waiting for Bellota-Warnerville 230 kV reconductoring and possibly other
TRNQL8_2_VERSR1 |  |  | Tranquillity 8 Verde | CISO | N | Fresno |  |  | Solar_1Axis | PHOTO VOLTAIC | SUN | 60 | 60 |  |  |  |  | 1 | 24 | 24 |  |  |  |  | 0.1 | 0.1 | 1.83 | 0.62 | 26.22 | 32.87 | 44.8 | 37.62 | 3.13 | 0.1 | 0.1 | 0.1 | N | North | ID | 100% | C7 Waiting for Bellota-Warnerville 230 kV reconductoring and possibly other
TRNQLT_2_RETBT1 |  | TRNQLT_2_SOLAR | RE Tranquillity BESS | CISO | N | Fresno |  |  | Paired_BattStorage | OTHER | LESR | 72 | 72 | 0.8759 | 288 | 806.8422 | 2.8015 | 1 | 24 | 11.2061 | 200 | FALSE | 144 | 1 | 72 | 72 | 72 | 72 | 72 | 72 | 72 | 72 | 72 | 72 | 72 | 72 | Y | North | FC |  | Co-located with TRNQLT_2_SOLAR
TRNQLT_2_SOLAR |  | TRNQLT_2_RETBT1 | Tranquillity | CISO | N | Fresno |  | Y | Paired_Solar_Fixed | PHOTO VOLTAIC | SUN | 200 | 200 |  |  |  |  | 1 | 24 | 24 | 200 |  |  |  | 0.1 | 0.1 | 6.45 | 1.68 | 59.94 | 72.87 | 120.71 | 103.83 | 10.64 | 0.23 | 0.1 | 0.1 | N | North | FC |  | Co-located with TRNQLT_2_RETBT1
TRNSWD_1_QF |  |  | FPL Energy C Wind | CISO | N | LA Basin | Eastern, Valley-Devers |  | Wind | WIND | WIND | 38.97 | 40 |  |  |  |  | 1 | 24 | 24 |  |  |  |  | 2.12 | 4.58 | 4.95 | 15.72 | 16.76 | 14.77 | 12.99 | 11.37 | 7.8 | 3.65 | 1.69 | 1.79 | N | South | FC
TULARE_2_TULBM1 |  |  | Tulare BioMAT Fuel Cell | CISO | N | Big Creek-Ventura |  |  | Biogas | OTHER | BIOGAS | 2.8 | 2.8 |  |  |  |  | 1 | 24 | 24 |  |  |  |  | 0 | 0 | 0 | 0 | 0 | 0 | 0 | 0 | 0 | 0 | 0 | 0 | N | South | EO
TULEWD_1_TULWD1 |  |  | Tule Wind | CISO | N | San Diego-IV | Eastern, Valley-Devers |  | Wind | WIND | WIND | 130.5 | 131.1 |  |  |  |  | 1 | 24 | 24 |  |  |  |  | 7.11 | 15.35 | 16.58 | 52.65 | 56.12 | 49.48 | 43.49 | 38.08 | 26.11 | 12.22 | 5.65 | 5.99 | N | South | FC |  | Phase I (131.1 MW) is FC, Phase II (69 MW) will be EO
TULLCK_7_UNITS |  |  | Tullock Hydro | CISO | N | Stockton | Tesla-Bellota |  | Hydro |  | WATER | 25.9 | 25.9 |  |  |  |  | 1 | 24 | 24 |  |  |  |  | 3.87 | 7.97 | 12.42 | 16.58 | 20.51 | 23.23 | 20.55 | 18.15 | 12.68 | 8.82 | 1.58 | 2.47 | N | North | FC
TUPMAN_1_BIOGAS |  |  | ABEC Bidart-Stockale #1 | CISO | N | CAISO System |  |  | Biogas | RECIPROCATING ENGINE | BIOGAS | 0.6 | 0.6 |  |  |  |  | 1 | 24 | 24 |  |  |  |  | 0.32 | 0.32 | 0.32 | 0.33 | 0.33 | 0.35 | 0.34 | 0.33 | 0.35 | 0.32 | 0.3 | 0.3 | N | North | FC
TVYVLY_6_KRSHY1 |  |  | Kings River Syphon | CISO | N | Fresno |  |  | Hydro | HYDRO | WATER | 1.3 | 1.3 |  |  |  |  | 1 | 24 | 24 |  |  |  | 1 | 0.25 | 0.36 | 0 | 0 | 0 | 0.2 | 0.25 | 0.32 | 0.25 | 0.19 | 0 | 0.32 | Y | North | FC
TWISSL_6_SOLAR |  |  | Nickel 1 ("NLH1") | CISO | N | CAISO System |  | Y | Solar_Fixed | PHOTO VOLTAIC | SUN | 1.5 | 1.5 |  |  |  |  | 1 | 24 | 24 |  |  |  |  | 0.1 | 0.1 | 0.1 | 0.1 | 0.45 | 0.55 | 0.91 | 0.78 | 0.1 | 0.1 | 0.1 | 0.1 | N | North | FC
TWISSL_6_SOLAR1 |  |  | Coronal Lost Hills | CISO | N | CAISO System |  | Y | Solar_1Axis | PHOTO VOLTAIC | SUN | 20 | 20 |  |  |  |  | 1 | 24 | 24 |  |  |  |  | 0.1 | 0.1 | 0.61 | 0.21 | 8.74 | 10.96 | 14.93 | 12.54 | 1.04 | 0.1 | 0.1 | 0.1 | N | North | FC
TX-ELK_6_ECKSR2 |  |  | Eagle Creek | CISO | N | CAISO System |  |  | Solar_1Axis | PHOTO VOLTAIC | SUN | 3 | 3 |  |  |  |  | 1 | 24 | 24 |  |  |  |  | 0 | 0 | 0 | 0 | 0 | 0 | 0 | 0 | 0 | 0 | 0 | 0 | N | North | EO
TX-ELK_6_SOLAR1 |  |  | Castor | CISO | N | CAISO System |  | Y | Solar_1Axis | PHOTO VOLTAIC | SUN | 1.5 | 1.5 |  |  |  |  | 1 | 24 | 24 |  |  |  |  | 0 | 0 | 0 | 0 | 0 | 0 | 0 | 0 | 0 | 0 | 0 | 0 | N | North | EO
TXMCKT_6_UNIT |  |  | McKittrick Cogen | CISO | N | CAISO System |  | Y | CHP | FTUR | NATURAL GAS | 11.2 | 11.2 |  |  |  |  | 1 | 24 | 24 |  |  |  |  | 4.14 | 3.98 | 3.48 | 4.26 | 3.99 | 4.06 | 3.85 | 3.93 | 3.96 | 3.82 | 3.83 | 4.1 | N | North | FC
UKIAH_7_LAKEMN |  |  | UKIAH LAKE MENDOCINO HYDRO | CISO | N | NCNB | Eagle Rock, Fulton |  | Hydro | HYDRO | WATER | 3.5 | 3.5 |  |  |  |  | 1 | 24 | 24 |  |  | 1.7 | 1 | 0.29 | 0.22 | 0.58 | 0.48 | 0.48 | 0.71 | 0.87 | 0.87 | 0.72 | 0.63 | 0.35 | 0.38 | Y | North | FC
ULTPCH_1_UNIT 1 |  |  | Pacific Ultrapower Chinese Station | CISO | N | Stockton | Tesla-Bellota, Stanislaus |  | Biomass | STEAM | BIOMASS | 18 | 25.3 |  |  |  |  | 1 | 24 | 24 |  |  |  |  | 17.99 | 17.36 | 15.48 | 15.96 | 17.81 | 11.8 | 17.37 | 17.81 | 17 | 16.51 | 14.92 | 17.62 | N | North | FC
ULTPFR_1_UNIT 1 |  |  | Rio Bravo Fresno | CISO | N | Fresno | Herndon | Y | Biomass | STEAM | BIOMASS | 24.3 | 30.5 |  |  |  |  | 1 | 24 | 24 |  |  |  |  | 22.81 | 23.17 | 23.93 | 18.63 | 23.2 | 22.81 | 22.94 | 16.1 | 14.8 | 14.6 | 18.88 | 21.77 | N | North | FC
ULTRCK_2_UNIT |  |  | Rio Bravo Rocklin | CISO | N | Sierra | Drum-Rio Oso, South of Rio Oso, South of Palermo |  | Biomass | STEAM | BIOMASS | 24.4 | 28.8 |  |  |  |  | 1 | 24 | 24 |  |  |  |  | 15.73 | 20.84 | 23.09 | 21.71 | 21.8 | 23.36 | 21.68 | 23.38 | 19.51 | 22.69 | 23.36 | 22.6 | N | North | FC
UNOCAL_1_UNITS |  |  | TOSCO (RODEO PLANT) | CISO | N | Bay Area | Pittsburg | Y | Peaker | FTUR | NATURAL GAS | 49.85 | 57.3 |  |  |  |  | 1 | 24 | 24 |  |  |  |  | 4.22 | 5.24 | 4.86 | 3.83 | 2.59 | 4.47 | 2.87 | 2.19 | 2.63 | 4.34 | 2.75 | 3.17 | N | North | FC
UNVRSY_1_UNIT 1 |  |  | Berry Cogen 38 - Unit 1 | CISO | N | CAISO System |  | Y | CHP | FTUR | NATURAL GAS | 38 | 38 |  |  |  |  | 1 | 24 | 24 |  |  |  |  | 35.76 | 31.33 | 35.27 | 30.82 | 34.6 | 33.48 | 33.01 | 32.07 | 31.52 | 28.94 | 34.85 | 34.73 | N | North | FC
USWND2_1_WIND1 |  |  | Golden Hills A | CISO | N | CAISO System |  |  | Wind | WIND | WIND | 42.96 | 43 |  |  |  |  | 1 | 24 | 24 |  |  |  |  | 1.82 | 3.15 | 4.24 | 13.13 | 20.66 | 13.2 | 16.92 | 9.24 | 3.19 | 0.77 | 1.22 | 1.84 | N | North | FC
USWND2_1_WIND2 |  |  | Golden Hills B | CISO | N | CAISO System |  |  | Wind | WIND | WIND | 42.96 | 43 |  |  |  |  | 1 | 24 | 24 |  |  |  |  | 1.82 | 3.15 | 4.24 | 13.13 | 20.66 | 13.2 | 16.92 | 9.24 | 3.19 | 0.77 | 1.22 | 1.84 | N | North | FC
USWND2_1_WIND3 |  |  | Golden Hills C | CISO | N | CAISO System |  |  | Wind | WIND | WIND | 46 | 46 |  |  |  |  | 1 | 24 | 24 |  |  |  |  | 1.95 | 3.37 | 4.54 | 14.06 | 22.12 | 14.13 | 18.12 | 9.89 | 3.41 | 0.83 | 1.3 | 1.97 | N | North | FC
USWND4_2_UNIT2 |  |  | Altamont Landfill Gas to Energy | CISO | N | CAISO System |  |  | Biogas | COMBUSTION TURBINE | BIOGAS | 7.4 | 7.4 |  |  |  |  | 1 | 24 | 24 |  |  | 7.4 | 1 | 7.4 | 7.4 | 7.35 | 6.41 | 7.4 | 7.4 | 7.4 | 7.4 | 7.4 | 7.23 | 7.4 | 7.4 | Y | North | FC
USWNDR_2_LABWD1 |  |  | LaBrisa Wind Project | CISO | N | Bay Area | Contra Costa | Y | Wind | WIND | WIND | 9 | 9 |  |  |  |  | 1 | 24 | 24 |  |  |  |  | 0.38 | 0.66 | 0.89 | 2.75 | 4.33 | 2.76 | 3.54 | 1.94 | 0.67 | 0.16 | 0.25 | 0.39 | N | North | FC
USWNDR_2_SMUD |  |  | SOLANO WIND FARM | CISO | N | Bay Area | Contra Costa | Y | Wind | WIND | WIND | 102.18 | 102.2 |  |  |  |  | 1 | 24 | 24 |  |  |  |  | 4.33 | 7.49 | 10.07 | 31.23 | 49.13 | 31.39 | 40.24 | 21.98 | 7.58 | 1.84 | 2.89 | 4.38 | N | North | FC
USWNDR_2_SMUD2 |  |  | Solano Wind Project Phase 3 | CISO | N | Bay Area | Contra Costa | Y | Wind | WIND | WIND | 127.8 | 128 |  |  |  |  | 1 | 24 | 24 |  |  |  |  | 5.42 | 9.37 | 12.6 | 39.06 | 61.45 | 39.26 | 50.33 | 27.49 | 9.48 | 2.3 | 3.62 | 5.47 | N | North | FC
USWPFK_6_FRICK |  |  | Frick Summit Wind Repower | CISO | N | Bay Area | Contra Costa |  | Wind | WIND | WIND | 10 | 10 |  |  |  |  | 1 | 24 | 24 |  |  |  |  | 0.42 | 0.73 | 0.99 | 3.06 | 4.81 | 3.07 | 3.94 | 2.15 | 0.74 | 0.18 | 0.28 | 0.43 | N | North | FC
USWPJR_2_UNITS |  |  | Vasco Wind | CISO | N | Bay Area | Contra Costa |  | Wind | WIND | WIND | 78.2 | 78.2 |  |  |  |  | 1 | 24 | 24 |  |  |  |  | 3.31 | 5.73 | 7.71 | 23.9 | 37.6 | 24.02 | 30.8 | 16.82 | 5.8 | 1.41 | 2.21 | 3.35 | N | North | FC
VACADX_1_SOLAR |  |  | Vaca-Dixon Solar Station | CISO | N | CAISO System |  |  | Solar_Fixed | PHOTO VOLTAIC | SUN | 2.5 | 2.5 |  |  |  |  | 1 | 24 | 24 |  |  |  |  | 0.1 | 0.1 | 0.1 | 0.1 | 0.75 | 0.91 | 1.51 | 1.3 | 0.13 | 0.1 | 0.1 | 0.1 | N | North | FC
VACADX_1_UNITA1 |  |  | CalPeak Power Vaca Dixon Unit 1 | CISO | N | CAISO System |  |  | Peaker | COMBUSTION TURBINE | NATURAL GAS | 51.91 | 57 |  |  |  |  | 1 | 24 | 24 |  |  | 50.61 | 1 | 50.61 | 50.61 | 50.61 | 50.61 | 50.61 | 50.61 | 50.61 | 50.61 | 50.61 | 50.61 | 50.61 | 50.61 | Y | North | PD | 50.61
VALLEY_5_PERRIS |  |  | MWD Perris Hydroelectric Recovery Plant | CISO | N | LA Basin | Eastern, Valley, Valley-Devers |  | Hydro | HYDRO | WATER | 7.94 | 7.9 |  |  |  |  | 1 | 24 | 24 |  |  |  | 1 | 0 | 0 | 0 | 0 | 0 | 0 | 2.4 | 2.4 | 0 | 0 | 0 | 0 | Y | South | FC
VALLEY_5_REDMTN |  |  | MWD Red Mountain Hydroelectric Recovery | CISO | N | LA Basin | Eastern, Valley, Valley-Devers |  | Hydro | HYDRO | WATER | 5.9 | 5.9 |  |  |  |  | 1 | 24 | 24 |  |  |  |  | 1.49 | 1.39 | 0.46 | 1.37 | 1.35 | 1.26 | 0.8 | 1.21 | 1.59 | 1.6 | 1.31 | 1.01 | N | South | FC
VALLEY_5_SOLAR1 |  |  | Kona Solar - Meridian #1 | CISO | N | LA Basin | Eastern, Valley, Valley-Devers | Y | Solar_1Axis | PHOTO VOLTAIC | SUN | 1.49 | 1.5 |  |  |  |  | 1 | 24 | 24 |  |  |  |  | 0 | 0 | 0 | 0 | 0 | 0 | 0 | 0 | 0 | 0 | 0 | 0 | N | South | EO
VALLEY_5_SOLAR2 |  |  | AP North Lake Solar | CISO | N | LA Basin | Eastern, Valley, Valley-Devers |  | Solar_1Axis | PHOTO VOLTAIC | SUN | 20 | 20 |  |  |  |  | 1 | 24 | 24 |  |  |  |  | 0.1 | 0.1 | 0.56 | 0.1 | 6.57 | 8.49 | 13.16 | 11.36 | 0.61 | 0.1 | 0.1 | 0.1 | N | South | FC
VALTNE_2_AVASR1 |  |  | Valentine Solar | CISO | N | CAISO System |  |  | Solar_1Axis | PHOTO VOLTAIC | SUN | 100 | 100 |  |  |  |  | 1 | 24 | 24 |  |  |  |  | 0.1 | 0.1 | 2.81 | 0.29 | 32.83 | 42.44 | 65.8 | 56.79 | 3.05 | 0.1 | 0.1 | 0.1 | N | South | FC
VALTNE_2_TBBBT1 | VALTNE_2_TBBBT1_SUN |  | Tropico Solar Big Beau | CISO | N | CAISO System |  |  | Hybrid_Solar1Axis | OTHER | HYBD | 58 | 58 |  |  |  |  | 1 | 24 | 24 | 58 |  | 18 | 1 | 0.1 | 0.1 | 1.63 | 0.17 | 19.04 | 24.62 | 38.16 | 32.94 | 1.77 | 0.1 | 0.1 | 0.1 | Y | South | ID | 100% | Waiting for Tehachapi cRAS and Whirlwind cRAS - Hybrid 58 MW max to grid - 18 MW BESS and 58 MW PV - part of an original project with 92perc. IDS
VALTNE_2_TBBBT1 | VALTNE_2_TBBBT1_LESR |  | Tropico Solar Big Beau | CISO | N | CAISO System |  |  | Hybrid_Storage | OTHER | HYBD | 18 | 18 | .8 | 72 | 72 | 1 | 1 | 24 | 4 | 58 | FALSE | 18 | 1 | 18 | 18 | 18 | 18 | 18 | 18 | 18 | 18 | 18 | 18 | 18 | 18 | Y | South | ID | 100% | Waiting for Tehachapi cRAS and Whirlwind cRAS - Hybrid 58 MW max to grid - 18 MW BESS and 58 MW PV - part of an original project with 92perc. IDS
VALTNE_2_TRSBT1 | VALTNE_2_TRSBT1_SUN |  | Tropico Solar | CISO | N | CAISO System |  |  | Hybrid_Solar1Axis | OTHER | HYBD | 70 | 70 |  |  |  |  | 1 | 24 | 24 | 70 |  | 22 | 1 | 0.1 | 0.1 | 1.96 | 0.21 | 22.98 | 29.71 | 46.06 | 39.75 | 2.13 | 0.1 | 0.1 | 0.1 | Y | South | ID | 100% | Waiting for Tehachapi cRAS and Whirlwind cRAS - Hybrid 70 MW max to grid - 22 MW BESS and 70 MW PV - part of an original project with 92perc. IDS
VALTNE_2_TRSBT1 | VALTNE_2_TRSBT1_LESR |  | Tropico Solar | CISO | N | CAISO System |  |  | Hybrid_Storage | OTHER | HYBD | 22 | 22 | .8 | 88 | 88 | 1 | 1 | 24 | 4 | 70 | FALSE | 22 | 1 | 22 | 22 | 22 | 22 | 22 | 22 | 22 | 22 | 22 | 22 | 22 | 22 | Y | South | ID | 100% | Waiting for Tehachapi cRAS and Whirlwind cRAS - Hybrid 70 MW max to grid - 22 MW BESS and 70 MW PV - part of an original project with 92perc. IDS
VEAVST_1_SOLAR |  |  | Community Solar | CISO | N | CAISO System |  |  | Solar_Fixed | PHOTO VOLTAIC | SUN | 14.4 | 15 |  |  |  |  | 1 | 24 | 24 |  |  |  |  | 0 | 0 | 0 | 0 | 0 | 0 | 0 | 0 | 0 | 0 | 0 | 0 | N | South | EO
VEDDER_1_SEKERN |  |  | TEXACO EXPLORATION & PROD (SE KERN RIVER | CISO | N | Kern | South Kern PP, Kern Oil | Y | CHP | FTUR | NATURAL GAS | 34.47 | 39.7 |  |  |  |  | 1 | 24 | 24 |  |  |  |  | 1.82 | 2.98 | 3.11 | 2.66 | 2.62 | 2.06 | 2.69 | 3.04 | 2.58 | 4.17 | 3.04 | 2.47 | N | North | FC
VEGA_6_SOLAR1 |  |  | Vega Solar | CISO | N | Fresno |  | Y | Solar_1Axis | PHOTO VOLTAIC | SUN | 20 | 20 |  |  |  |  | 1 | 24 | 24 |  |  |  |  | 0 | 0 | 0 | 0 | 0 | 0 | 0 | 0 | 0 | 0 | 0 | 0 | N | North | EO
VENWD_1_WIND3 |  |  | Painted Hills | CISO | N | LA Basin | Eastern, Valley-Devers |  | Wind | WIND | WIND | 44.53 | 44.6 |  |  |  |  | 1 | 24 | 24 |  |  |  |  | 2.43 | 5.24 | 5.66 | 17.97 | 19.15 | 16.88 | 14.84 | 12.99 | 8.91 | 4.17 | 1.93 | 2.04 | N | South | FC
VERNON_6_GONZL1 |  |  | H. Gonzales Unit #1 | CISO | N | LA Basin | Western |  | Peaker | FTUR | NATURAL GAS | 5.75 | 5.5 |  |  |  |  | 1 | 24 | 24 |  |  | 5.75 | 1 | 5.75 | 5.75 | 5.75 | 5.75 | 5.75 | 5.75 | 5.75 | 5.75 | 5.75 | 5.75 | 5.75 | 5.75 | Y | South | FC
VERNON_6_GONZL2 |  |  | H. Gonzales Unit #2 | CISO | N | LA Basin | Western |  | Peaker | FTUR | NATURAL GAS | 5.75 | 5.5 |  |  |  |  | 1 | 24 | 24 |  |  | 5.75 | 1 | 5.75 | 5.75 | 5.75 | 5.75 | 5.75 | 5.75 | 5.75 | 5.75 | 5.75 | 5.75 | 5.75 | 5.75 | Y | South | FC
VERNON_6_MALBRG |  |  | Malburg Generating Station | CISO | N | LA Basin | Western | Y | CCGT | COMBINED CYCLE | NATURAL GAS | 139 | 139 |  |  |  |  | 1 | 24 | 24 |  |  | 105 | 1 | 139 | 139 | 139 | 139 | 139 | 139 | 139 | 139 | 139 | 139 | 139 | 139 | Y | South | FC
VESTAL_2_KERN |  |  | KERN RIVER PH 3 UNITS 1 & 2 AGGREGATE | CISO | N | Big Creek-Ventura | Vestal |  | Hydro | HYDRO | WATER | 36.8 | 36.8 |  |  |  |  | 1 | 24 | 24 |  |  |  |  | 9.05 | 10.04 | 8.61 | 20.79 | 26.24 | 14.06 | 2.25 | 0.3 | 0.26 | 0.28 | 3.88 | 7.04 | N | South | FC
VESTAL_2_RTS042 |  |  | SPVP042 Porterville Solar | CISO | N | Big Creek-Ventura | Vestal | Y | Solar_Fixed | PHOTO VOLTAIC | SUN | 5 | 5 |  |  |  |  | 1 | 24 | 24 |  |  |  |  | 0 | 0 | 0 | 0 | 0 | 0 | 0 | 0 | 0 | 0 | 0 | 0 | N | South | EO
VESTAL_2_SOLAR1 |  |  | NICOLIS | CISO | N | Big Creek-Ventura | Vestal | Y | Solar_1Axis | PHOTO VOLTAIC | SUN | 20 | 20 |  |  |  |  | 1 | 24 | 24 |  |  |  |  | 0.1 | 0.1 | 0.56 | 0.1 | 6.57 | 8.49 | 13.16 | 11.36 | 0.61 | 0.1 | 0.1 | 0.1 | N | South | FC
VESTAL_2_SOLAR2 |  |  | TROPICO | CISO | N | Big Creek-Ventura | Vestal | Y | Solar_1Axis | PHOTO VOLTAIC | SUN | 14 | 14 |  |  |  |  | 1 | 24 | 24 |  |  |  |  | 0.1 | 0.1 | 0.39 | 0.1 | 4.6 | 5.94 | 9.21 | 7.95 | 0.43 | 0.1 | 0.1 | 0.1 | N | South | FC
VESTAL_2_TS5SR1 |  |  | Tulare Solar 5 | CISO | N | Big Creek-Ventura | Vestal |  | Solar_1Axis | PHOTO VOLTAIC | SUN | 55.83 | 55.9 |  |  |  |  | 1 | 24 | 24 |  |  |  |  | 0.1 | 0.1 | 1.57 | 0.16 | 18.33 | 23.7 | 36.73 | 31.71 | 1.7 | 0.1 | 0.1 | 0.1 | N | South | FC
VESTAL_2_UNIT1 |  |  | CALGREN-PIXLEY | CISO | N | Big Creek-Ventura | Vestal | Y | CHP | FTUR | NATURAL GAS | 5 | 11.2 |  |  |  |  | 1 | 24 | 24 |  |  |  |  | 2.38 | 2.46 | 2.16 | 1.86 | 1.89 | 2 | 2.06 | 2.69 | 3 | 3.17 | 3.27 | 3.29 | N | South | FC
VESTAL_2_WELLHD |  |  | Wellhead Power Delano | CISO | N | Big Creek-Ventura | Vestal | Y | Peaker | COMBUSTION TURBINE | NATURAL GAS | 49 | 49.5 |  |  |  |  | 1 | 24 | 24 |  |  | 49 | 1 | 49 | 49 | 49 | 49 | 49 | 49 | 49 | 49 | 49 | 49 | 49 | 49 | Y | South | FC
VESTAL_6_QF |  |  | Isabella Hydro Dam 1 | CISO | N | Big Creek-Ventura | Vestal | Y | Hydro | HYDRO | WATER | 11.95 | 12 |  |  |  |  | 1 | 24 | 24 |  |  |  |  | 3.81 | 2.01 | 1.96 | 2.92 | 2.51 | 3.82 | 3.24 | 2.49 | 2.27 | 1.7 | 1.82 | 1.75 | N | South | FC
VICTOR_1_CREST |  |  | Victor Aggregate Solar Resources | CISO | N | CAISO System |  |  | Solar_Fixed | PHOTO VOLTAIC | SUN | 24.5 | 24.5 |  |  |  |  | 1 | 24 | 24 |  |  |  |  | 0 | 0 | 0 | 0 | 0 | 0 | 0 | 0 | 0 | 0 | 0 | 0 | N | South | EO
VICTOR_1_EXSLRA |  |  | Expressway Solar A | CISO | N | CAISO System |  | Y | Solar_Fixed | PHOTO VOLTAIC | SUN | 2 | 2 |  |  |  |  | 1 | 24 | 24 |  |  |  |  | 0.1 | 0.1 | 0.1 | 0.1 | 0.38 | 0.52 | 1.01 | 0.87 | 0.1 | 0.1 | 0.1 | 0.1 | N | South | FC
VICTOR_1_EXSLRB |  |  | Expressway Solar B | CISO | N | CAISO System |  | Y | Solar_Fixed | PHOTO VOLTAIC | SUN | 2 | 2 |  |  |  |  | 1 | 24 | 24 |  |  |  |  | 0.1 | 0.1 | 0.1 | 0.1 | 0.38 | 0.52 | 1.01 | 0.87 | 0.1 | 0.1 | 0.1 | 0.1 | N | South | FC
VICTOR_1_LVSLR1 |  |  | Lone Valley Solar Park 1 | CISO | N | CAISO System |  |  | Solar_1Axis | PHOTO VOLTAIC | SUN | 10 | 10 |  |  |  |  | 1 | 24 | 24 |  |  |  |  | 0 | 0 | 0 | 0 | 0 | 0 | 0 | 0 | 0 | 0 | 0 | 0 | N | South | EO
VICTOR_1_LVSLR2 |  |  | Lone Valley Solar Park 2 | CISO | N | CAISO System |  |  | Solar_Fixed | PHOTO VOLTAIC | SUN | 20 | 20 |  |  |  |  | 1 | 24 | 24 |  |  |  |  | 0 | 0 | 0 | 0 | 0 | 0 | 0 | 0 | 0 | 0 | 0 | 0 | N | South | EO
VICTOR_1_SLRHES |  |  | Sunedison - Hesperia | CISO | N | CAISO System |  |  | Solar_Fixed | PHOTO VOLTAIC | SUN | 1.5 | 1.5 |  |  |  |  | 1 | 24 | 24 |  |  |  |  | 0 | 0 | 0 | 0 | 0 | 0 | 0 | 0 | 0 | 0 | 0 | 0 | N | South | EO
VICTOR_1_SOLAR1 |  |  | Victor Phelan Solar One | CISO | N | CAISO System |  | Y | Solar_1Axis | PHOTO VOLTAIC | SUN | 17.5 | 17.5 |  |  |  |  | 1 | 24 | 24 |  |  |  |  | 0 | 0 | 0 | 0 | 0 | 0 | 0 | 0 | 0 | 0 | 0 | 0 | N | South | EO
VICTOR_1_SOLAR2 |  |  | Alamo Solar | CISO | N | CAISO System |  | Y | Solar_1Axis | PHOTO VOLTAIC | SUN | 20 | 20 |  |  |  |  | 1 | 24 | 24 |  |  |  |  | 0 | 0 | 0 | 0 | 0 | 0 | 0 | 0 | 0 | 0 | 0 | 0 | N | South | EO
VICTOR_1_SOLAR3 |  |  | Adelanto Solar 2 | CISO | N | CAISO System |  |  | Solar_1Axis | PHOTO VOLTAIC | SUN | 7 | 7 |  |  |  |  | 1 | 24 | 24 |  |  |  |  | 0.1 | 0.1 | 0.2 | 0.1 | 2.3 | 2.97 | 4.61 | 3.98 | 0.21 | 0.1 | 0.1 | 0.1 | N | South | FC
VICTOR_1_SOLAR4 |  |  | Adelanto Solar | CISO | N | CAISO System |  |  | Solar_1Axis | PHOTO VOLTAIC | SUN | 20 | 20 |  |  |  |  | 1 | 24 | 24 |  |  |  |  | 0 | 0 | 0 | 0 | 0 | 0 | 0 | 0 | 0 | 0 | 0 | 0 | N | South | EO
VICTOR_1_VDRYFA |  |  | Victor Dry Farm Ranch A | CISO | N | CAISO System |  |  | Solar_1Axis | PHOTO VOLTAIC | SUN | 5 | 5 |  |  |  |  | 1 | 24 | 24 |  |  |  |  | 0.1 | 0.1 | 0.14 | 0.1 | 1.64 | 2.12 | 3.29 | 2.84 | 0.15 | 0.1 | 0.1 | 0.1 | N | South | FC
VICTOR_1_VDRYFB |  |  | Victor Dry Farm Ranch B | CISO | N | CAISO System |  |  | Solar_1Axis | PHOTO VOLTAIC | SUN | 5 | 5 |  |  |  |  | 1 | 24 | 24 |  |  |  |  | 0 | 0 | 0 | 0 | 0 | 0 | 0 | 0 | 0 | 0 | 0 | 0 | N | South | EO
VILLPK_2_VALLYV |  |  | MWD Valley View Hydroelectric Recovery P | CISO | N | LA Basin | Western |  | Hydro | HYDRO | WATER | 4.1 | 4.1 |  |  |  |  | 1 | 24 | 24 |  |  |  | 1 | 0 | 0 | 0 | 1.44 | 1.2 | 1.2 | 1.2 | 1.2 | 0 | 0.8 | 1.2 | 0 | Y | South | FC
VILLPK_6_MWDYOR |  |  | Yorba Linda Hydroelectric Recovery Plant | CISO | N | LA Basin | Western |  | Hydro | HYDRO | WATER | 5.1 | 5.1 |  |  |  |  | 1 | 24 | 24 |  |  |  | 1 | 0 | 0 | 0 | 0 | 0 | 0 | 1.6 | 2.4 | 3.2 | 2.4 | 2.4 | 0 | Y | South | FC
VISTA_6_QF |  |  | VISTA QFS | CISO | N | LA Basin | Eastern |  | CHP | OTHER | OTHER | 0.18 | 0.6 |  |  |  |  | 1 | 24 | 24 |  |  |  |  | 0.01 | 0.01 | 0.01 | 0.01 | 0.04 | 0.06 | 0.08 | 0.1 | 0.07 | 0.05 | 0.03 | 0.02 | N | South | FC
VISTRA_5_DALBT1 |  |  | Dallas Energy Storage | CISO | N | Bay Area | South Bay-Moss Landing |  | Battery Storage | OTHER | LESR | 100 | 100 | .8 | 400 | 400 | 1 | 1 | 24 | 4 |  |  | 200 | 1 | 100 | 100 | 100 | 100 | 100 | 100 | 100 | 100 | 100 | 100 | 100 | 100 | Y | North | FC
VISTRA_5_DALBT2 |  |  | Dallas Energy Storage 2 | CISO | N | Bay Area | South Bay-Moss Landing |  | Battery Storage | OTHER | LESR | 100 | 100 | .8 | 400 | 400 | 1 | 1 | 24 | 4 |  |  | 200 | 1 | 100 | 100 | 100 | 100 | 100 | 100 | 100 | 100 | 100 | 100 | 100 | 100 | Y | North | FC
VISTRA_5_DALBT3 |  |  | Dallas Energy Storage 3 | CISO | N | Bay Area | South Bay-Moss Landing |  | Battery Storage | OTHER | LESR | 100 | 100 | .8 | 400 | 400 | 1 | 1 | 24 | 4 |  |  | 200 | 1 | 100 | 100 | 100 | 100 | 100 | 100 | 100 | 100 | 100 | 100 | 100 | 100 | Y | North | FC
VISTRA_5_DALBT4 |  |  | Dallas Energy Storage 4 | CISO | N | Bay Area | South Bay-Moss Landing |  | Battery Storage | OTHER | LESR | 100 | 100 | .8 | 400 | 400 | 1 | 1 | 24 | 4 |  |  | 200 | 1 | 100 | 100 | 100 | 100 | 100 | 100 | 100 | 100 | 100 | 100 | 100 | 100 | Y | North | FC
VISTRA_5_PLABT1 |  |  | Plano Storage 1 | CISO | N | Bay Area |  |  | Battery Storage | OTHER | LESR | 100.4 | 100.4 | .8 | 401.6 | 401.6 | 1 | 1 | 24 | 4 |  |  | 200.8 | 1 | 100.4 | 100.4 | 100.4 | 100.4 | 100.4 | 100.4 | 100.4 | 100.4 | 100.4 | 100.4 | 100.4 | 100.4 | Y | North | FC
VISTRA_5_PLABT2 |  |  | Plano Storage 2 | CISO | N | Bay Area |  |  | Battery Storage | OTHER | LESR | 100.4 | 100.4 | .8 | 401.6 | 401.6 | 1 | 1 | 24 | 4 |  |  | 200.8 | 1 | 100.4 | 100.4 | 100.4 | 100.4 | 100.4 | 100.4 | 100.4 | 100.4 | 100.4 | 100.4 | 100.4 | 100.4 | Y | North | FC
VISTRA_5_PLABT3 |  |  | Plano Storage 3 | CISO | N | Bay Area |  |  | Battery Storage | OTHER | LESR | 74.6 | 74.6 | .8 | 298.4 | 298.4 | 1 | 1 | 24 | 4 |  |  | 149.2 | 1 | 74.6 | 74.6 | 74.6 | 74.6 | 74.6 | 74.6 | 74.6 | 74.6 | 74.6 | 74.6 | 74.6 | 74.6 | Y | North | FC
VISTRA_5_PLABT4 |  |  | Plano Storage 4 | CISO | N | Bay Area |  |  | Battery Storage | OTHER | LESR | 74.6 | 74.6 | .8 | 298.4 | 298.4 | 1 | 1 | 24 | 4 |  |  | 149.2 | 1 | 74.6 | 74.6 | 74.6 | 74.6 | 74.6 | 74.6 | 74.6 | 74.6 | 74.6 | 74.6 | 74.6 | 74.6 | Y | North | FC
VLCNTR_6_VCEBT1 |  |  | Valley Center Energy Storage | CISO | N | San Diego-IV | San Diego |  | Battery Storage | OTHER | LESR | 54 | 54 | .8 | 216 | 216 | 1 | 1 | 24 | 4 |  |  | 108 | 1 | 54 | 54 | 54 | 54 | 54 | 54 | 54 | 54 | 54 | 54 | 54 | 54 | Y | South | PD | 54.00 | VLCNTR_6_VCEBT1 and VLCNTR_6_VCEBT2, combined PD 104 MW
VLCNTR_6_VCEBT2 |  |  | Valley Center Energy Storage B | CISO | N | San Diego-IV | San Diego |  | Battery Storage | OTHER | LESR | 85 | 85 | .8 | 340 | 340 | 1 | 1 | 24 | 4 |  |  | 136.49 | 2 | 50 | 50 | 50 | 50 | 50 | 50 | 50 | 50 | 50 | 50 | 50 | 50 | Y | South | PD | 50.00 | VLCNTR_6_VCEBT1 and VLCNTR_6_VCEBT2, combined PD 104 MW
VLCNTR_6_VCSLR |  |  | Cole Grade | CISO | N | San Diego-IV | San Diego |  | Solar_1Axis | PHOTO VOLTAIC | SUN | 2.33 | 2.4 |  |  |  |  | 1 | 24 | 24 |  |  |  |  | 0.1 | 0.1 | 0.1 | 0.1 | 0.76 | 0.99 | 1.53 | 1.32 | 0.1 | 0.1 | 0.1 | 0.1 | N | South | FC
VLCNTR_6_VCSLR1 |  |  | Valley Center 1 | CISO | N | San Diego-IV | San Diego |  | Solar_Fixed | PHOTO VOLTAIC | SUN | 2.5 | 2.5 |  |  |  |  | 1 | 24 | 24 |  |  |  |  | 0.1 | 0.1 | 0.1 | 0.1 | 0.47 | 0.65 | 1.26 | 1.08 | 0.1 | 0.1 | 0.1 | 0.1 | N | South | FC
VLCNTR_6_VCSLR2 |  |  | Valley Center 2 | CISO | N | San Diego-IV | San Diego |  | Solar_Fixed | PHOTO VOLTAIC | SUN | 5 | 5 |  |  |  |  | 1 | 24 | 24 |  |  |  |  | 0.1 | 0.1 | 0.14 | 0.1 | 0.95 | 1.29 | 2.52 | 2.17 | 0.11 | 0.1 | 0.1 | 0.1 | N | South | FC
VLYHOM_7_SSJID |  |  | Woodward Power Plant | CISO | N | Stockton | Tesla-Bellota, Stanislaus |  | Hydro | HYDRO | WATER | 3 | 5 |  |  |  |  | 1 | 24 | 24 |  |  |  |  | 0 | 0 | 0 | 0.4 | 0 | 0.1 | 0.44 | 0.29 | 0.02 | 0 | 0 | 0 | N | North | FC
VOLTA_2_UNIT 1 |  |  | VOLTA HYDRO UNIT 1 | CISO | N | CAISO System |  |  | Hydro | HYDRO | WATER | 9.1 | 9.1 |  |  |  |  | 1 | 24 | 24 |  |  |  |  | 4.15 | 4.25 | 1.19 | 0.46 | 2.05 | 1.26 | 0.73 | 0.75 | 1.33 | 1.33 | 1.71 | 2.06 | N | North | FC
VOLTA_2_UNIT 2 |  |  | Volta Hydro Unit 2 | CISO | N | CAISO System |  |  | Hydro | HYDRO | WATER | 1 | 1 |  |  |  |  | 1 | 24 | 24 |  |  |  |  | 0.29 | 0.4 | 0.3 | 0.2 | 0.37 | 0.24 | 0.16 | 0.09 | 0.21 | 0.17 | 0.23 | 0.26 | N | North | FC
VOLTA_6_BAILCK |  |  | Bailey Creek Ranch | CISO | N | CAISO System |  |  | Hydro | HYDRO | WATER | 0.63 | 0.6 |  |  |  |  | 1 | 24 | 24 |  |  |  |  | 0 | 0 | 0 | 0 | 0 | 0 | 0 | 0 | 0 | 0 | 0 | 0 | N | North | EO
VOLTA_6_DIGHYD |  |  | Digger Creek Ranch Hydro | CISO | N | CAISO System |  |  | Hydro | HYDRO | WATER | 0.6 | 0.6 |  |  |  |  | 1 | 24 | 24 |  |  |  |  | 0.3 | 0.31 | 0.3 | 0.38 | 0.33 | 0.29 | 0.25 | 0.22 | 0.22 | 0.23 | 0.22 | 0.25 | N | North | FC
VOLTA_7_PONHY1 |  |  | Ponderosa Bailey Hydroelectric | CISO | N | CAISO System |  |  | Hydro | HYDRO | WATER | 1.25 | 1.25 |  |  |  |  | 1 | 24 | 24 |  |  |  |  | 0.22 | 0.21 | 0.2 | 0.11 | 0.2 | 0.15 | 0 | 0 | 0 | 0.03 | 0.01 | 0.04 | N | North | FC
VOLTA_7_QFUNTS |  |  | VOLTA_7_QFUNTS | CISO | N | CAISO System |  |  | Hydro | HYDRO | WATER | 0.15 | 2.3 |  |  |  |  | 1 | 24 | 24 |  |  |  |  | 0.08 | 0.07 | 0.06 | 0.05 | 0.05 | 0.04 | 0.04 | 0.02 | 0.01 | 0.01 | 0.03 | 0.04 | N | North | FC
VOYAGR_2_VOAWD5 |  |  | Voyager Wind Oasis Alta | CISO | N | CAISO System |  |  | Wind | WIND | WIND | 13.98 | 14 |  |  |  |  | 1 | 24 | 24 |  |  |  |  | 0.76 | 1.64 | 1.78 | 5.64 | 6.01 | 5.3 | 4.66 | 4.08 | 2.8 | 1.31 | 0.6 | 0.64 | N | South | FC
VOYAGR_2_VOYWD1 |  |  | Voyager 1 | CISO | N | CAISO System |  |  | Wind | WIND | WIND | 128.91 | 131.1 |  |  |  |  | 1 | 24 | 24 |  |  |  |  | 7.03 | 15.16 | 16.38 | 52.01 | 55.44 | 48.87 | 42.96 | 37.62 | 25.79 | 12.07 | 5.58 | 5.92 | N | South | FC
VOYAGR_2_VOYWD2 |  |  | Voyager Wind 2 | CISO | N | CAISO System |  |  | Wind | WIND | WIND | 126.35 | 128.7 |  |  |  |  | 1 | 24 | 24 |  |  |  |  | 6.89 | 14.86 | 16.06 | 50.98 | 54.34 | 47.9 | 42.1 | 36.87 | 25.28 | 11.83 | 5.47 | 5.8 | N | South | FC
VOYAGR_2_VOYWD3 |  |  | Voyager Wind 3 | CISO | N | CAISO System |  |  | Wind | WIND | WIND | 42.45 | 43.2 |  |  |  |  | 1 | 24 | 24 |  |  |  |  | 2.31 | 4.99 | 5.39 | 17.13 | 18.26 | 16.09 | 14.15 | 12.39 | 8.49 | 3.97 | 1.84 | 1.95 | N | South | FC
VOYAGR_2_VOYWD4 |  |  | Voyager Wind 4 | CISO | N | CAISO System |  |  | Wind | WIND | WIND | 21.01 | 21.6 |  |  |  |  | 1 | 24 | 24 |  |  |  |  | 1.15 | 2.47 | 2.67 | 8.48 | 9.04 | 7.97 | 7 | 6.13 | 4.2 | 1.97 | 0.91 | 0.96 | N | South | FC
VSTAES_6_VESBT1 |  |  | Vista Energy Storage | CISO | N | San Diego-IV | San Diego |  | Battery Storage | OTHER | LESR | 40 | 40 | .8 | 40 | 40 | 1 | 1 | 24 | 4 |  |  | 50 | 1 | 10 | 10 | 10 | 10 | 10 | 10 | 10 | 10 | 10 | 10 | 10 | 10 | Y | South | PD | 30.00
WADHAM_6_UNIT |  |  | Wadham Energy LP | CISO | N | CAISO System |  |  | Biomass | STEAM | WASTE TO POWER | 29.07 | 32 |  |  |  |  | 1 | 24 | 24 |  |  |  |  | 25 | 24.83 | 24.03 | 22.2 | 16.53 | 24.4 | 23.93 | 23.44 | 24.37 | 23.6 | 13.83 | 24.61 | N | North | FC
WALCRK_2_CTG1 |  |  | Walnut Creek Energy Park Unit 1 | CISO | N | LA Basin | Western | Y | Peaker | COMBUSTION TURBINE | NATURAL GAS | 97.32 | 102.5 |  |  |  |  | 1 | 24 | 24 |  |  | 96.43 | 1 | 96.43 | 96.43 | 96.43 | 96.43 | 96.43 | 96.43 | 96.43 | 96.43 | 96.43 | 96.43 | 96.43 | 96.43 | Y | South | FC
WALCRK_2_CTG2 |  |  | Walnut Creek Energy Park Unit 2 | CISO | N | LA Basin | Western | Y | Peaker | COMBUSTION TURBINE | NATURAL GAS | 96.91 | 102.5 |  |  |  |  | 1 | 24 | 24 |  |  | 96.91 | 1 | 96.91 | 96.91 | 96.91 | 96.91 | 96.91 | 96.91 | 96.91 | 96.91 | 96.91 | 96.91 | 96.91 | 96.91 | Y | South | FC
WALCRK_2_CTG3 |  |  | Walnut Creek Energy Park Unit 3 | CISO | N | LA Basin | Western | Y | Peaker | COMBUSTION TURBINE | NATURAL GAS | 96.65 | 102.5 |  |  |  |  | 1 | 24 | 24 |  |  | 96.65 | 1 | 96.65 | 96.65 | 96.65 | 96.65 | 96.65 | 96.65 | 96.65 | 96.65 | 96.65 | 96.65 | 96.65 | 96.65 | Y | South | FC
WALCRK_2_CTG4 |  |  | Walnut Creek Energy Park Unit 4 | CISO | N | LA Basin | Western | Y | Peaker | COMBUSTION TURBINE | NATURAL GAS | 96.6 | 102.5 |  |  |  |  | 1 | 24 | 24 |  |  | 96.49 | 1 | 96.49 | 96.49 | 96.49 | 96.49 | 96.49 | 96.49 | 96.49 | 96.49 | 96.49 | 96.49 | 96.49 | 96.49 | Y | South | FC
WALCRK_2_CTG5 |  |  | Walnut Creek Energy Park Unit 5 | CISO | N | LA Basin | Western | Y | Peaker | COMBUSTION TURBINE | NATURAL GAS | 96.65 | 102.5 |  |  |  |  | 1 | 24 | 24 |  |  | 96.65 | 1 | 96.65 | 96.65 | 96.65 | 96.65 | 96.65 | 96.65 | 96.65 | 96.65 | 96.65 | 96.65 | 96.65 | 96.65 | Y | South | FC
WALNUT_2_SOLAR |  |  | Industry MetroLink PV 1 | CISO | N | LA Basin | Western |  | Solar_Fixed | PHOTO VOLTAIC | SUN | 1.5 | 1.6 |  |  |  |  | 1 | 24 | 24 |  |  |  |  | 0 | 0 | 0 | 0 | 0 | 0 | 0 | 0 | 0 | 0 | 0 | 0 | N | South | EO
WALNUT_6_HILLGEN |  |  | Puente Hills | CISO | N | LA Basin | Western |  | Biogas | OTHER | BIOGAS | 47 | 50 |  |  |  |  | 1 | 24 | 24 |  |  |  |  | 22.26 | 22.75 | 22.47 | 21.68 | 21.05 | 21.96 | 22 | 21.88 | 21.69 | 21.18 | 20.96 | 20.91 | N | South | FC
WALNUT_7_WCOVST |  |  | MM West Covina - ST Unit | CISO | N | LA Basin | Western |  | Biogas | STEAM | BIOGAS | 6.5 | 6.5 |  |  |  |  | 1 | 24 | 24 |  |  |  |  | 4.88 | 4.87 | 4.87 | 5.22 | 5.16 | 5.12 | 5.07 | 5.02 | 4.99 | 4.77 | 4.94 | 4.94 | N | South | FC
WARNE_2_UNIT |  |  | WARNE HYDRO AGGREGATE | CISO | N | Big Creek-Ventura |  |  | Hydro | HYDRO | WATER | 76 | 76 |  |  |  |  | 1 | 24 | 24 |  |  |  | 1 | 36.6 | 20.51 | 40.96 | 41.58 | 41.04 | 40.44 | 41.33 | 39.08 | 42.17 | 40.96 | 42.17 | 37.59 | Y | South | FC
WAUKNA_1_SOLAR |  |  | Corcoran Solar | CISO | N | Fresno | Herndon, Hanford | Y | Solar_Fixed | PHOTO VOLTAIC | SUN | 20 | 20 |  |  |  |  | 1 | 24 | 24 |  |  |  |  | 0.1 | 0.1 | 0.64 | 0.17 | 5.99 | 7.29 | 12.07 | 10.38 | 1.06 | 0.1 | 0.1 | 0.1 | N | North | FC
WAUKNA_1_SOLAR2 |  |  | Corcoran 2 | CISO | N | Fresno | Herndon, Hanford | Y | Solar_1Axis | PHOTO VOLTAIC | SUN | 19.75 | 19.8 |  |  |  |  | 1 | 24 | 24 |  |  |  |  | 0.1 | 0.1 | 0.6 | 0.2 | 8.63 | 10.82 | 14.75 | 12.38 | 1.03 | 0.1 | 0.1 | 0.1 | N | North | FC
WDLEAF_7_UNIT 1 |  |  | WOODLEAF HYDRO | CISO | N | Sierra | Drum-Rio Oso |  | Hydro | HYDRO | WATER | 60 | 60 |  |  |  |  | 1 | 24 | 24 |  |  | 60 | 1 | 48 | 48 | 49.2 | 55 | 56 | 48 | 48 | 59.9 | 48 | 50.37 | 48 | 48.4 | Y | North | FC
WEBER_6_FORWRD |  |  | Forward | CISO | N | CAISO System |  | Y | Biogas | RECIPROCATING ENGINE | BIOGAS | 4.2 | 4.3 |  |  |  |  | 1 | 24 | 24 |  |  |  |  | 4.02 | 4.04 | 3.76 | 3.4 | 4.02 | 3.98 | 4.01 | 3.88 | 3.96 | 4.05 | 4.05 | 4.01 | N | North | FC
WESCAN_2_BDSBT1 |  |  | Bateria Del Sur | CISO | N | San Diego-IV |  |  | Battery Storage | OTHER | LESR | 131 | 131 | .8 | 524 | 524 | 1 | 1 | 24 | 4 |  |  | 262 | 1 | 131 | 131 | 131 | 131 | 131 | 131 | 131 | 131 | 131 | 131 | 131 | 131 | Y | South | PD | 131.00
WESTPT_2_UNIT |  |  | West Point Hydro Plant | CISO | N | CAISO System |  |  | Hydro | HYDRO | WATER | 14 | 14 |  |  |  |  | 1 | 24 | 24 |  |  |  | 1 | 9.55 | 6.79 | 8.2 | 4.52 | 2.3 | 10.8 | 10.54 | 11.4 | 10.34 | 9.94 | 10.72 | 10.16 | Y | North | FC
WFRESN_1_SOLAR |  |  | Joya Del Sol | CISO | N | Fresno |  | Y | Solar_Fixed | PHOTO VOLTAIC | SUN | 1.5 | 1.5 |  |  |  |  | 1 | 24 | 24 |  |  |  |  | 0 | 0 | 0 | 0 | 0 | 0 | 0 | 0 | 0 | 0 | 0 | 0 | N | North | EO
WHEATL_6_LNDFIL |  |  | G2 ENERGY, OSTROM ROAD LLC | CISO | N | Sierra |  |  | Biogas | RECIPROCATING ENGINE | BIOGAS | 3.55 | 3.55 |  |  |  |  | 1 | 24 | 24 |  |  |  |  | 3.41 | 3.19 | 3.38 | 3.25 | 3.25 | 3.02 | 3.23 | 3.11 | 3.29 | 3.36 | 3.29 | 2.84 | N | North | FC
WHITNY_6_SOLAR |  |  | Whitney Point Solar | CISO | N | Fresno | Coalinga, Panoche 115 kV | Y | Solar_1Axis | PHOTO VOLTAIC | SUN | 20 | 22 |  |  |  |  | 1 | 24 | 24 |  |  |  |  | 0 | 0 | 0 | 0 | 0 | 0 | 0 | 0 | 0 | 0 | 0 | 0 | N | North | EO
WHTWTR_1_WINDA1 |  |  | Whitewater Hill Wind Project | CISO | N | LA Basin | Eastern, Valley-Devers |  | Wind | WIND | WIND | 61.5 | 61.5 |  |  |  |  | 1 | 24 | 24 |  |  |  |  | 3.35 | 7.23 | 7.82 | 24.81 | 26.45 | 23.32 | 20.49 | 17.95 | 12.3 | 5.76 | 2.66 | 2.82 | N | South | FC
WISE_1_UNIT 1 |  |  | Wise Hydro Unit 1 | CISO | N | Sierra | Placer, Gold Hill-Drum, Drum-Rio Oso, South of Rio Oso, South of Palermo |  | Hydro | HYDRO | WATER | 14.5 | 14.5 |  |  |  |  | 1 | 24 | 24 |  |  |  | 1 | 3.77 | 4.97 | 5.2 | 6.76 | 8.2 | 7.46 | 8.34 | 8.85 | 7.34 | 4 | 0 | 4.08 | Y | North | FC
WISE_1_UNIT 2 |  |  | WISE HYDRO UNIT 2 | CISO | N | Sierra | Placer, Gold Hill-Drum, Drum-Rio Oso, South of Rio Oso, South of Palermo |  | Hydro | HYDRO | WATER | 3.2 | 3.2 |  |  |  |  | 1 | 24 | 24 |  |  |  | 1 | 0 | 0 | 0 | 0 | 0 | 0 | 0 | 0 | 0 | 0 | 0 | 0 | Y | North | FC
WISHON_6_UNITS |  |  | Wishon/San Joaquin #1-A AGGREGATE | CISO | N | Fresno | Borden |  | Hydro | HYDRO | WATER | 18.4 | 18.4 |  |  |  |  | 1 | 24 | 24 |  |  |  | 2 | 1.61 | 1.76 | 2.5 | 2.16 | 0.8 | 0.43 | 0 | 0 | 0 | 6.72 | 5.11 | 1.5 | Y | North | FC
WISTRA_2_WRSSR1 |  |  | Wistaria Ranch Solar | CISO | N | San Diego-IV |  | Y | Solar_1Axis | PHOTO VOLTAIC | SUN | 100 | 100 |  |  |  |  | 1 | 24 | 24 |  |  |  |  | 0.1 | 0.1 | 2.81 | 0.29 | 32.83 | 42.44 | 65.8 | 56.79 | 3.05 | 0.1 | 0.1 | 0.1 | N | South | FC
WLDWD_1_SOLAR1 |  |  | Wildwood Solar I | CISO | N | CAISO System |  | Y | Solar_1Axis | PHOTO VOLTAIC | SUN | 20 | 20 |  |  |  |  | 1 | 24 | 24 |  |  |  |  | 0.1 | 0.1 | 0.61 | 0.21 | 8.74 | 10.96 | 14.93 | 12.54 | 1.04 | 0.1 | 0.1 | 0.1 | N | North | FC
WLDWD_1_SOLAR2 |  |  | Wildwood Solar 2 | CISO | N | CAISO System |  | Y | Solar_1Axis | PHOTO VOLTAIC | SUN | 15 | 15 |  |  |  |  | 1 | 24 | 24 |  |  |  |  | 0.1 | 0.1 | 0.46 | 0.16 | 6.56 | 8.22 | 11.2 | 9.4 | 0.78 | 0.1 | 0.1 | 0.1 | N | North | FC
WNDMAS_2_UNIT 1 |  |  | BUENA VISTA ENERGY, LLC | CISO | N | Bay Area | Contra Costa |  | Wind | WIND | WIND | 38 | 36 |  |  |  |  | 1 | 24 | 24 |  |  |  |  | 1.61 | 2.78 | 3.75 | 11.61 | 18.27 | 11.67 | 14.97 | 8.17 | 2.82 | 0.68 | 1.08 | 1.63 | N | North | FC
WNDSTR_2_WIND |  |  | Windstar | CISO | N | CAISO System |  |  | Wind | WIND | WIND | 120 | 120 |  |  |  |  | 1 | 24 | 24 |  |  |  |  | 6.54 | 14.12 | 15.25 | 48.42 | 51.61 | 45.5 | 39.99 | 35.02 | 24.01 | 11.23 | 5.19 | 5.51 | N | South | FC
WOLFSK_1_UNITA1 |  |  | Wolfskill Energy Center | CISO | N | CAISO System |  | Y | Peaker | COMBUSTION TURBINE | NATURAL GAS | 48.68 | 49.9 |  |  |  |  | 1 | 24 | 24 |  |  | 46.9 | 1 | 46.9 | 46.9 | 46.9 | 46.9 | 46.9 | 46.9 | 46.9 | 46.9 | 46.9 | 46.9 | 46.9 | 46.9 | Y | North | FC
WOODWR_1_HYDRO |  |  | Quinten Luallen | CISO | N | Fresno | Herndon |  | Hydro | HYDRO | WATER | 7.3 | 7.3 |  |  |  |  | 1 | 24 | 24 |  |  |  |  | 0 | 0 | 0 | 0 | 0 | 0 | 0 | 0 | 0 | 0 | 0 | 0 | N | North | EO
WRGTSR_2_WSFSR1 |  |  | Wright Solar Freeman | CISO | N | CAISO System |  | Y | Solar_Fixed | PHOTO VOLTAIC | SUN | 200 | 200 |  |  |  |  | 1 | 24 | 24 |  |  |  |  | 0.1 | 0.1 | 6.45 | 1.68 | 59.94 | 72.87 | 120.71 | 103.83 | 10.64 | 0.23 | 0.1 | 0.1 | N | North | FC
WSENGY_1_UNIT 1 |  |  | Wheelabrator Shasta | CISO | N | CAISO System |  |  | Biomass | STEAM | BIOMASS | 50 | 50 |  |  |  |  | 1 | 24 | 24 |  |  |  |  | 34.04 | 34.05 | 34.05 | 32.98 | 34.04 | 34.04 | 34.2 | 37.12 | 36.18 | 33.92 | 32.97 | 34.06 | N | North | FC
WSTWND_2_M89BT2 |  | WSTWND_2_M89WD2 | Mojave 89 BESS 2B | CISO | N | CAISO System |  |  | Battery Storage | OTHER | LESR | 70.6 | 70.6 | .8 | 282.4 | 282.4 | 1 | 1 | 24 | 4 | 15.53 |  |  | 1 | 0 | 0 | 0 | 0 | 0 | 0 | 0 | 0 | 0 | 0 | 0 | 0 | Y | South | EO
WSTWND_2_M89WD2 |  | WSTWND_2_M89BT2 | Mojave 89 Wind | CISO | N | CAISO System |  |  | Wind | WIND | WIND | 82.65 | 82.7 |  |  |  |  | 1 | 24 | 24 | 15.53 |  |  |  | 4.51 | 9.72 | 10.5 | 33.35 | 35.54 | 31.34 | 27.54 | 24.12 | 16.54 | 7.74 | 3.58 | 3.79 | N | South | FC
WSTWND_2_M90WD2 |  |  | Mojave 90 | CISO | N | CAISO System |  |  | Wind | WIND | WIND | 64.82 | 64.9 |  |  |  |  | 1 | 24 | 24 |  |  |  |  | 3.53 | 7.62 | 8.24 | 26.15 | 27.88 | 24.58 | 21.6 | 18.91 | 12.97 | 6.07 | 2.8 | 2.98 | N | South | FC |  | Hybrid - However Wind is FCDS and BESS is EO
WSTWND_2_SBSBT1 |  |  | Sagebrush Solar 2 | CISO | N | CAISO System |  |  | Battery Storage | OTHER | LESR | 80 | 80 | .8 | 320 | 320 | 1 | 1 | 24 | 4 |  |  | 160 | 1 | 80 | 80 | 80 | 80 | 80 | 80 | 80 | 80 | 80 | 80 | 80 | 80 | Y | South | ID | 100% | C12 - Waiting for Mesa-Laguna Bell 230 kV line upgrade project (Max 90 percent PCDS at 200 MW Pmax)
YELPIN_2_YP2BT1 |  | YELPIN_2_YP2SR1 | Yellow Pine 2 BESS | CISO | N | CAISO System |  |  | Paired_BattStorage | OTHER | LESR | 65 | 65 | 0.865 | 260 | 260 | 1 | 1 | 24 | 4 | 125 | FALSE | 130 | 1 | 65 | 65 | 65 | 65 | 65 | 65 | 65 | 65 | 65 | 65 | 65 | 65 | Y | South | ID | 65.00 | Waiting for Lugo-Victorville CRAS - Co-located with YELPIN_2_YP2SR1
YELPIN_2_YP2SR1 |  | YELPIN_2_YP2BT1 | Yellow Pine 2 | CISO | N | CAISO System |  |  | Paired_Solar_1Axis | PHOTO VOLTAIC | SUN | 125 | 125 |  |  |  |  | 1 | 24 | 24 | 125 |  |  |  | 0.1 | 0.1 | 3.51 | 0.37 | 41.04 | 53.05 | 82.25 | 70.99 | 3.81 | 0.1 | 0.1 | 0.1 | N | South | ID | 100% | Waiting for Lugo Victorville CRAS - Co-located with YELPIN_2_YP2BT1
YUBACT_1_SUNSWT |  |  | YUBA CITY COGEN | CISO | N | Sierra | Pease, Drum-Rio Oso |  | Peaker | COMBUSTION TURBINE | NATURAL GAS | 49.97 | 49 |  |  |  |  | 1 | 24 | 24 |  |  |  | 1 | 49.97 | 49.97 | 49.97 | 49.97 | 49.97 | 49.97 | 49.97 | 49.97 | 49.97 | 49.97 | 49.97 | 49.97 | Y | North | FC
YUBACT_6_UNITA1 |  |  | Yuba City Energy Center (Calpine) | CISO | N | Sierra | Pease, Drum-Rio Oso |  | Peaker | COMBUSTION TURBINE | NATURAL GAS | 47.16 | 49.9 |  |  |  |  | 1 | 24 | 24 |  |  | 47.16 | 1 | 47.16 | 47.16 | 47.16 | 47.16 | 47.16 | 47.16 | 47.16 | 47.16 | 47.16 | 47.16 | 47.16 | 47.16 | Y | North | FC
ZOND_6_UNIT |  |  | ZOND WINDSYSTEMS INC. | CISO | N | Bay Area | Contra Costa |  | Wind | WIND | WIND | 17.1 | 24.1 |  |  |  |  | 1 | 24 | 24 |  |  |  |  | 0.72 | 1.25 | 1.69 | 5.23 | 8.22 | 5.25 | 6.73 | 3.68 | 1.27 | 0.31 | 0.48 | 0.73 | N | North | FC
ALHMBR_1_ALHSLR |  |  | Alhambra (Solar Gen 2) | IID | Y |  |  |  | Solar_Fixed | PHOTO VOLTAIC | SUN | 50 | 50 |  |  |  |  | 1 | 24 | 24 |  |  |  | 1 | 0.1 | 0.1 | 1.35 | 0.1 | 9.47 | 12.94 | 25.23 | 21.69 | 1.15 | 0.1 | 0.1 | 0.1
ANZA_6_SOLAR1 |  |  | Seville Solar One | IID | Y |  |  |  | Solar_1Axis | PHOTO VOLTAIC | SUN | 20 | 20 |  |  |  |  | 1 | 24 | 24 |  |  |  | 1 | 0.1 | 0.1 | 0.56 | 0.1 | 6.57 | 8.49 | 13.16 | 11.36 | 0.61 | 0.1 | 0.1 | 0.1
ARKANS_1_ARKSLR |  |  | Arkansas (Solar Gen 2) | IID | Y |  |  |  | Solar_Fixed | PHOTO VOLTAIC | SUN | 50 | 50 |  |  |  |  | 1 | 24 | 24 |  |  |  | 1 | 0.1 | 0.1 | 1.35 | 0.1 | 9.47 | 12.94 | 25.23 | 21.69 | 1.15 | 0.1 | 0.1 | 0.1
ARLINT_5_SCEDYN |  |  | Arlington Valley CC | AZPS | Y |  |  |  | CCGT | COMBINED CYCLE | NATURAL GAS | 565 | 565 |  |  |  |  | 1 | 24 | 24 |  |  |  |  | 565 | 565 | 565 | 565 | 565 | 565 | 565 | 565 | 565 | 565 | 565 | 565
ARLVAL_5_SOLAR |  |  | Arlington Valley Solar Energy II | SRP | Y |  |  |  | Solar_Fixed | PHOTO VOLTAIC | SUN | 127 | 127 |  |  |  |  | 1 | 24 | 24 |  |  |  |  | 0.1 | 0.1 | 3.43 | 0.18 | 24.05 | 32.87 | 64.09 | 55.08 | 2.92 | 0.1 | 0.1 | 0.1
BCTSYS_5_PWXDYN |  |  | BCTSYS_5_PWXDYN | BPAT | Y |  |  |  | Hydro | HYDRO | WATER | 428 | 428 |  |  |  |  | 1 | 24 | 24 |  |  |  | 1 | 428 | 428 | 428 | 428 | 428 | 428 | 428 | 428 | 428 | 428 | 428 | 428
BEJNLS_5_BV2SCEDYN |  |  | Broadview 2 | AZPS | Y |  |  |  | Wind | WIND | WIND | 167 | 167 |  |  |  |  | 1 | 24 | 24 |  |  |  | 1 | 33.5 | 35.45 | 33.5 | 48.94 | 36.74 | 27.63 | 16.7 | 10.02 | 19.44 | 11.32 | 17.21 | 25.15
BEKWJS_5_BV1SCEDYN |  |  | Broadview 1 | AZPS | Y |  |  |  | Wind | WIND | WIND | 130 | 130 |  |  |  |  | 1 | 24 | 24 |  |  |  | 1 | 26.08 | 27.59 | 26.08 | 38.09 | 28.6 | 21.51 | 13 | 7.8 | 15.14 | 8.81 | 13.39 | 19.58
CALPSS_6_SOLAR1 |  |  | Calipatria Solar | IID | Y |  |  |  | Solar_Fixed | PHOTO VOLTAIC | SUN | 19.9 | 20 |  |  |  |  | 1 | 24 | 24 |  |  |  | 1 | 0.1 | 0.1 | 0.54 | 0.1 | 3.77 | 5.15 | 10.04 | 8.63 | 0.46 | 0.1 | 0.1 | 0.1
CLINESCO_3_PVDYN |  |  | CLINES CORNERS | PNM | Y |  |  |  | Wind | WIND | WIND | 129.94 | 129.94 |  |  |  |  | 1 | 24 | 24 |  |  |  | 1 | 62.54 | 53.95 | 44.14 | 52.73 | 49.05 | 39.24 | 26.93 | 25.75 | 29.43 | 30.66 | 49.05 | 68.67
CLINESCO_3_WBDYN |  |  | CLINES CORNERS B | PNM | Y |  |  |  | Wind | WIND | WIND | 194.28 | 194.28 |  |  |  |  | 1 | 24 | 24 |  |  |  | 1 | 93.5 | 80.67 | 66 | 78.84 | 73.34 | 58.67 | 40.27 | 38.5 | 44 | 45.84 | 73.34 | 102.67
COLGNS_2_CNSSR1 |  |  | ColGreen North Shore | IID | Y |  |  |  | Solar_Fixed | PHOTO VOLTAIC | SUN | 74.8 | 74.8 |  |  |  |  | 1 | 24 | 24 |  |  |  | 1 | 0.1 | 0.1 | 2.02 | 0.11 | 14.16 | 19.36 | 37.75 | 32.44 | 1.72 | 0.1 | 0.1 | 0.1
DURNMESA_3_WBDYN |  |  | DURAN MESA | PNM | Y |  |  |  | Wind | WIND | WIND | 105.08 | 105.08 |  |  |  |  | 1 | 24 | 24 |  |  |  | 1 | 50.57 | 43.63 | 35.7 | 42.64 | 39.67 | 31.73 | 21.78 | 20.82 | 23.8 | 24.79 | 39.67 | 55.53
ELCABO_5_ECWSCEDYN |  |  | El Cabo Wind | AZPS | Y |  |  |  | Wind | WIND | WIND | 298 | 298 |  |  |  |  | 1 | 24 | 24 |  |  |  | 1 | 59.78 | 63.25 | 59.78 | 87.32 | 65.56 | 49.31 | 29.8 | 17.88 | 34.7 | 20.19 | 30.7 | 44.88
GRADYW_5_GDYWD1 |  |  | Grady Wind | AZPS | Y |  |  |  | Wind | WIND | WIND | 200 | 220.5 |  |  |  |  | 1 | 24 | 24 |  |  |  | 1 | 40.12 | 42.45 | 40.12 | 58.61 | 44 | 33.1 | 20 | 12 | 23.29 | 13.55 | 20.61 | 30.12
GRIFFI_2_LSPDYN |  |  | Griffith Energy | WALC | Y |  |  |  | CCGT | COMBINED CYCLE | NATURAL GAS | 570 | 570 |  |  |  |  | 1 | 24 | 24 |  |  |  |  | 570 | 570 | 570 | 570 | 570 | 570 | 570 | 570 | 570 | 570 | 570 | 570
HOOV_2_ANAPT |  |  | Hoover Power Plant | WALC | Y |  |  |  | Hydro | HYDRO | WATER | 40.39 | 41 |  |  |  |  | 1 | 24 | 24 |  |  | 40.39 | 1 | 40.39 | 40.39 | 40.39 | 40.39 | 40.39 | 40.39 | 40.39 | 40.39 | 40.39 | 40.39 | 40.39 | 40.39
HOOVER_2_MWDPT |  |  | HOOVER MWD | WALC | Y |  |  |  | Hydro | HYDRO | WATER | 249 | 250 |  |  |  |  | 1 | 24 | 24 |  |  | 249 | 1 | 249 | 249 | 249 | 249 | 249 | 249 | 249 | 249 | 249 | 249 | 249 | 249
HOOVER_2_SCEPT |  |  | Hoover DAM - SCE Share | WALC | Y |  |  |  | Hydro | HYDRO | WATER | 287 | 288 |  |  |  |  | 1 | 24 | 24 |  |  | 285 | 1 | 287 | 287 | 287 | 287 | 287 | 287 | 287 | 287 | 287 | 287 | 287 | 287
HOOVER_2_VEAPT |  |  | HOOVER VEA | WALC | Y |  |  |  | Hydro | HYDRO | WATER | 16 | 18 |  |  |  |  | 1 | 24 | 24 |  |  | 16 | 1 | 16 | 16 | 16 | 16 | 16 | 16 | 16 | 16 | 16 | 16 | 16 | 16
INTMNT_3_ANAHEIM |  |  | Intermountain Power Project | LADWP | Y |  |  |  | Coal | STEAM | COAL | 234 | 234 |  |  |  |  | 1 | 24 | 24 |  |  | 236 | 1 | 234 | 234 | 234 | 234 | 234 | 234 | 234 | 234 | 234 | 234 | 234 | 234
INTMNT_3_PASADENA |  |  | Intermountain Power Project | LADWP | Y |  |  |  | Coal | STEAM | COAL | 107 | 107 |  |  |  |  | 1 | 24 | 24 |  |  |  |  | 107 | 107 | 107 | 107 | 107 | 107 | 107 | 107 | 107 | 107 | 107 | 107
INTMNT_3_RIVERSIDE |  |  | IPPDYN | LADWP | Y |  |  |  | Coal | STEAM | COAL | 136 | 136 |  |  |  |  | 1 | 24 | 24 |  |  | 136 | 1 | 136 | 136 | 136 | 136 | 136 | 136 | 136 | 136 | 136 | 136 | 136 | 136
MAGNLA_6_ANAHEIM |  |  | Magnolia Power Plant Anaheim | LADWP | Y |  |  |  | CCGT | COMBINED CYCLE | NATURAL GAS | 109 | 109 |  |  |  |  | 1 | 24 | 24 |  |  | 109 | 1 | 109 | 109 | 109 | 109 | 109 | 109 | 109 | 109 | 109 | 109 | 109 | 109
MAGNLA_6_CERRITOS |  |  | Magnolia Power Plant Cerritos | LADWP | Y |  |  |  | CCGT | COMBINED CYCLE | NATURAL GAS | 12 | 12 |  |  |  |  | 1 | 24 | 24 |  |  |  |  | 12 | 12 | 12 | 12 | 12 | 12 | 12 | 12 | 12 | 12 | 12 | 12
MAGNLA_6_COLTON |  |  | Magnolia Power Project | LADWP | Y |  |  |  | CCGT | COMBINED CYCLE | NATURAL GAS | 12 | 12 |  |  |  |  | 1 | 24 | 24 |  |  |  |  | 12 | 12 | 12 | 12 | 12 | 12 | 12 | 12 | 12 | 12 | 12 | 12
MAGNLA_6_PASADENA |  |  | Magnolia Power Plant - PASADENA | LADWP | Y |  |  |  | CCGT | COMBINED CYCLE | NATURAL GAS | 18 | 18 |  |  |  |  | 1 | 24 | 24 |  |  |  |  | 18 | 18 | 18 | 18 | 18 | 18 | 18 | 18 | 18 | 18 | 18 | 18
MALIN_5_BPADYN |  |  | MALIN_5_BPADYN | BPAT | Y |  |  |  | Hydro | HYDRO | WATER | 700 | 700 |  |  |  |  | 1 | 24 | 24 |  |  |  |  | 700 | 700 | 700 | 700 | 700 | 700 | 700 | 700 | 700 | 700 | 700 | 700
MALIN_5_GCPDDYN |  |  | Grant County Hydro Facilities | BPAT | Y |  |  |  | Hydro | HYDRO | WATER | 125 | 125 |  |  |  |  | 1 | 24 | 24 |  |  |  |  | 125 | 125 | 125 | 125 | 125 | 125 | 125 | 125 | 125 | 125 | 125 | 125
MALIN_5_HERMDYN |  |  | MALIN_5_HERMDYN | BPAT | Y |  |  |  | CCGT | COMBINED CYCLE | NATURAL GAS | 308 | 308 |  |  |  |  | 1 | 24 | 24 |  |  |  |  | 308 | 308 | 308 | 308 | 308 | 308 | 308 | 308 | 308 | 308 | 308 | 308
MALIN_5_IBERDR |  |  | Iberdrola Centroid Sytem Resource | BPAT | Y |  |  |  | Wind | WIND | WIND | 100 | 100 |  |  |  |  | 1 | 24 | 24 |  |  |  | 1 | 20.06 | 21.23 | 20.06 | 29.3 | 22 | 16.55 | 10 | 6 | 11.64 | 6.78 | 10.3 | 15.06
MALIN_5_INHRED |  |  | CSF Columbia Gorge | BPAT | Y |  |  |  | Wind | WIND | WIND | 50 | 50 |  |  |  |  | 1 | 24 | 24 |  |  |  | 1 | 10.03 | 10.61 | 10.03 | 14.65 | 11 | 8.27 | 5 | 3 | 5.82 | 3.39 | 5.15 | 7.53
MALIN_5_INHRPG |  |  | BIGLOW CANYON | BPAT | Y |  |  |  | Wind | WIND | WIND | 50 | 50 |  |  |  |  | 1 | 24 | 24 |  |  |  | 1 | 10.03 | 10.61 | 10.03 | 14.65 | 11 | 8.27 | 5 | 3 | 5.82 | 3.39 | 5.15 | 7.53
MIDWY3_2_MDSSR1 |  |  | Midway South Solar Farm | IID | Y |  |  |  | Solar_Fixed | PHOTO VOLTAIC | SUN | 20 | 20 |  |  |  |  | 1 | 24 | 24 |  |  |  | 1 | 0.1 | 0.1 | 0.54 | 0.1 | 3.79 | 5.18 | 10.09 | 8.67 | 0.46 | 0.1 | 0.1 | 0.1
MIDWYS_2_MIDSL1 |  |  | Midway Solar Farm | IID | Y |  |  |  | Solar_Fixed | PHOTO VOLTAIC | SUN | 49.9 | 50 |  |  |  |  | 1 | 24 | 24 |  |  |  | 1 | 0.1 | 0.1 | 1.35 | 0.1 | 9.45 | 12.91 | 25.18 | 21.64 | 1.15 | 0.1 | 0.1 | 0.1
MILFRD_7_PASADENA |  |  | Milford I | LADWP | Y |  |  |  | Wind | WIND | WIND | 5 | 5 |  |  |  |  | 1 | 24 | 24 |  |  |  |  | 0.27 | 0.59 | 0.64 | 2.02 | 2.15 | 1.9 | 1.67 | 1.46 | 1 | 0.47 | 0.22 | 0.23
MSQUIT_5_SERDYN |  |  | MSQUIT_5_SERDYN | SRP | Y |  |  |  | CCGT | COMBINED CYCLE | NATURAL GAS | 625 | 625 |  |  |  |  | 1 | 24 | 24 |  |  |  |  | 625 | 625 | 625 | 625 | 625 | 625 | 625 | 625 | 625 | 625 | 625 | 625
NGILAA_5_SDGDYN |  |  | NGILAA_5_SDGDYN | AZPS | Y |  |  |  | CCGT | COMBINED CYCLE | NATURAL GAS | 55 | 55 |  |  |  |  | 1 | 24 | 24 |  |  |  |  | 55 | 55 | 55 | 55 | 55 | 55 | 55 | 55 | 55 | 55 | 55 | 55
OCOTLO_6_OCWSB1 | OCOTLO_6_OCWSB1_SUN |  | Ocotillo Wells Solar and BESS | IID | Y |  |  |  | Hybrid_Solar1Axis | OTHER | HYBD | 50 | 50 |  |  |  |  | 1 | 24 | 24 | 50 |  | 100 | 2 | 0.1 | 0.1 | 1.4 | 0.15 | 16.42 | 21.22 | 32.9 | 28.4 | 1.52 | 0.1 | 0.1 | 0.1
OCOTLO_6_OCWSB1 | OCOTLO_6_OCWSB1_LESR |  | Ocotillo Wells Solar and BESS | IID | Y |  |  |  | Hybrid_Storage | OTHER | HYBD | 50 | 50 | 0.8 | 200 | 200 | 1 | 1 | 24 | 4 | 50 |  |  |  | 50 | 50 | 50 | 50 | 50 | 50 | 50 | 50 | 50 | 50 | 50 | 50
PVERDE_5_SCEDYN |  |  | PVERDE_5_SCEDYN | SRP | Y |  |  |  | Nuclear |  | URANIUM | 635 | 635 |  |  |  |  | 1 | 24 | 24 |  |  |  |  | 635 | 635 | 635 | 635 | 635 | 635 | 635 | 635 | 635 | 635 | 635 | 635
RAMON_2_SCEDYN |  |  | RAMON_2_SCEDYN | IID | Y |  |  |  | Geothermal | OTHER | GEOTHERMAL | 106.18 | 106.18 |  |  |  |  | 1 | 24 | 24 |  |  |  |  | 106.18 | 106.18 | 106.18 | 106.18 | 106.18 | 106.18 | 106.18 | 106.18 | 106.18 | 106.18 | 106.18 | 106.18
SIGHEB_6_HE2SCEDYN |  |  | Heber 2 | IID | Y |  |  |  | Geothermal | COMBUSTION TURBINE | GEOTHERMAL | 28 | 28 |  |  |  |  | 1 | 24 | 24 |  |  |  |  | 28 | 28 | 28 | 28 | 28 | 28 | 28 | 28 | 28 | 28 | 28 | 28
SIGHEB_6_MIRDYN |  |  | Heber South | IID | Y |  |  |  | Geothermal | COMBUSTION TURBINE | GEOTHERMAL | 17 | 17 |  |  |  |  | 1 | 24 | 24 |  |  |  |  | 17 | 17 | 17 | 17 | 17 | 17 | 17 | 17 | 17 | 17 | 17 | 17
SNORA_2_SNRSLR |  |  | Sonora (Solar Gen 2) | IID | Y |  |  |  | Solar_Fixed | PHOTO VOLTAIC | SUN | 50 | 50 |  |  |  |  | 1 | 24 | 24 |  |  |  | 1 | 0.1 | 0.1 | 1.35 | 0.1 | 9.47 | 12.94 | 25.23 | 21.69 | 1.15 | 0.1 | 0.1 | 0.1
SUNSTR_5_SS1SCEDYN |  |  | Sunstream Solar 1 | AZPS | Y |  |  |  | Solar_Fixed | PHOTO VOLTAIC | SUN | 150 | 150 |  |  |  |  | 1 | 24 | 24 |  |  |  | 1 | 0.1 | 0.1 | 4.06 | 0.21 | 28.4 | 38.82 | 75.7 | 65.06 | 3.45 | 0.1 | 0.1 | 0.1
SUTTER_2_CISO |  |  | Sutter Power Plant Pseudo-CISO | BANC | Y |  |  |  | CCGT | COMBINED CYCLE | NATURAL GAS | 275 | 280 |  |  |  |  | 1 | 24 | 24 |  |  | 95 | 1 | 275 | 275 | 275 | 275 | 275 | 275 | 275 | 275 | 275 | 275 | 275 | 275
TECOLOTE_3_WBDYN |  |  | TECOLOTE WIND | PNM | Y |  |  |  | Wind | WIND | WIND | 271.68 | 271.68 |  |  |  |  | 1 | 24 | 24 |  |  |  | 1 | 130.76 | 112.81 | 92.3 | 110.24 | 102.55 | 82.04 | 56.31 | 53.84 | 61.53 | 64.1 | 102.55 | 143.57
TITANS_2_TTSSR1 |  |  | Titan Solar 1 Pseudo | IID | Y |  |  |  | Solar_1Axis | PHOTO VOLTAIC | SUN | 70 | 70 |  |  |  |  | 1 | 24 | 24 |  |  |  |  | 0.1 | 0.1 | 1.96 | 0.21 | 22.98 | 29.71 | 46.06 | 39.75 | 2.13 | 0.1 | 0.1 | 0.1
TOWNSITE_2_MEADDYN | TOWNSITE_2_MEADDYN_SUN |  | Townsite Solar BESS | WALC | Y |  |  |  | Hybrid_Solar1Axis | OTHER | HYBD | 180 | 180 |  |  |  |  | 1 | 24 | 24 | 180 |  | 90 | 2 | 0.1 | 0.1 | 5.05 | 0.53 | 59.1 | 76.4 | 118.44 | 102.23 | 5.48 | 0.1 | 0.1 | 0.1
TOWNSITE_2_MEADDYN | TOWNSITE_2_MEADDYN_LESR |  | Townsite Solar BESS | WALC | Y |  |  |  | Hybrid_Storage | OTHER | HYBD | 180 | 180 | .8 | 720 | 720 | 1 | 1 | 24 | 4 | 180 | FALSE | 90 | 2 | 180 | 180 | 180 | 180 | 180 | 180 | 180 | 180 | 180 | 180 | 180 | 180
WHITEH_2_MEADDYN1 |  |  | White Hills A | WALC | Y |  |  |  | Wind | WIND | WIND | 50 | 50 |  |  |  |  | 1 | 24 | 24 |  |  |  | 1 | 10.03 | 10.61 | 10.03 | 14.65 | 11 | 8.27 | 5 | 3 | 5.82 | 3.39 | 5.15 | 7.53
WHITEH_2_MEADDYN2 |  |  | White Hills B | WALC | Y |  |  |  | Wind | WIND | WIND | 300 | 300 |  |  |  |  | 1 | 24 | 24 |  |  |  | 1 | 60.18 | 63.68 | 60.18 | 87.91 | 66 | 49.64 | 30 | 18 | 34.93 | 20.33 | 30.91 | 45.18
WISTER_2_WISSR1 |  |  | Wister Solar | IID | Y |  |  |  | Solar_Fixed | PHOTO VOLTAIC | SUN | 20 | 20 |  |  |  |  | 1 | 24 | 24 |  |  |  | 1 | 0.1 | 0.1 | 0.54 | 0.1 | 3.79 | 5.18 | 10.09 | 8.67 | 0.46 | 0.1 | 0.1 | 0.1
WSNR_2_CVPDYN |  |  | Central Valley 1 | BANC | Y |  |  |  | Hydro | HYDRO | WATER | 10 | 10 |  |  |  |  | 1 | 24 | 24 |  |  |  |  | 10 | 10 | 10 | 10 | 10 | 10 | 10 | 10 | 10 | 10 | 10 | 10
WSNR_2_TESLADYN |  |  | Central Valley Tesla | BANC | Y |  |  |  | Hydro | HYDRO | WATER | 10 | 10 |  |  |  |  | 1 | 24 | 24 |  |  |  |  | 10 | 10 | 10 | 10 | 10 | 10 | 10 | 10 | 10 | 10 | 10 | 10
WSNR_5_TRCYDYN |  |  | Central Valley Tracy | BANC | Y |  |  |  | Hydro | HYDRO | WATER | 10 | 10 |  |  |  |  | 1 | 24 | 24 |  |  |  |  | 10 | 10 | 10 | 10 | 10 | 10 | 10 | 10 | 10 | 10 | 10 | 10

## VER Hourly QC
[9 empty] | January | January | January | January | January | January | January | January | January | January | January | January | January | January | January | January | January | January | January | January | January | January | January | January | February | February | February | February | February | February | February | February | February | February | February | February | February | February | February | February | February | February | February | February | February | February | February | February | March | March | March | March | March | March | March | March | March | March | March | March | March | March | March | March | March | March | March | March | March | March | March | March | April | April | April | April | April | April | April | April | April | April | April | April | April | April | April | April | April | April | April | April | April | April | April | April | May | May | May | May | May | May | May | May | May | May | May | May | May | May | May | May | May | May | May | May | May | May | May | May | June | June | June | June | June | June | June | June | June | June | June | June | June | June | June | June | June | June | June | June | June | June | June | June | July | July | July | July | July | July | July | July | July | July | July | July | July | July | July | July | July | July | July | July | July | July | July | July | August | August | August | August | August | August | August | August | August | August | August | August | August | August | August | August | August | August | August | August | August | August | August | August | September | September | September | September | September | September | September | September | September | September | September | September | September | September | September | September | September | September | September | September | September | September | September | September | October | October | October | October | October | October | October | October | October | October | October | October | October | October | October | October | October | October | October | October | October | October | October | October | November | November | November | November | November | November | November | November | November | November | November | November | November | November | November | November | November | November | November | November | November | November | November | November | December | December | December | December | December | December | December | December | December | December | December | December | December | December | December | December | December | December | December | December | December | December | December | December
Resource ID | Hybrid Sub-ID | Resource Type | Category | BAA | Path Designation | Region | Deliverability Status | Pmax/NDC | 1 | 2 | 3 | 4 | 5 | 6 | 7 | 8 | 9 | 10 | 11 | 12 | 13 | 14 | 15 | 16 | 17 | 18 | 19 | 20 | 21 | 22 | 23 | 24 | 1 | 2 | 3 | 4 | 5 | 6 | 7 | 8 | 9 | 10 | 11 | 12 | 13 | 14 | 15 | 16 | 17 | 18 | 19 | 20 | 21 | 22 | 23 | 24 | 1 | 2 | 3 | 4 | 5 | 6 | 7 | 8 | 9 | 10 | 11 | 12 | 13 | 14 | 15 | 16 | 17 | 18 | 19 | 20 | 21 | 22 | 23 | 24 | 1 | 2 | 3 | 4 | 5 | 6 | 7 | 8 | 9 | 10 | 11 | 12 | 13 | 14 | 15 | 16 | 17 | 18 | 19 | 20 | 21 | 22 | 23 | 24 | 1 | 2 | 3 | 4 | 5 | 6 | 7 | 8 | 9 | 10 | 11 | 12 | 13 | 14 | 15 | 16 | 17 | 18 | 19 | 20 | 21 | 22 | 23 | 24 | 1 | 2 | 3 | 4 | 5 | 6 | 7 | 8 | 9 | 10 | 11 | 12 | 13 | 14 | 15 | 16 | 17 | 18 | 19 | 20 | 21 | 22 | 23 | 24 | 1 | 2 | 3 | 4 | 5 | 6 | 7 | 8 | 9 | 10 | 11 | 12 | 13 | 14 | 15 | 16 | 17 | 18 | 19 | 20 | 21 | 22 | 23 | 24 | 1 | 2 | 3 | 4 | 5 | 6 | 7 | 8 | 9 | 10 | 11 | 12 | 13 | 14 | 15 | 16 | 17 | 18 | 19 | 20 | 21 | 22 | 23 | 24 | 1 | 2 | 3 | 4 | 5 | 6 | 7 | 8 | 9 | 10 | 11 | 12 | 13 | 14 | 15 | 16 | 17 | 18 | 19 | 20 | 21 | 22 | 23 | 24 | 1 | 2 | 3 | 4 | 5 | 6 | 7 | 8 | 9 | 10 | 11 | 12 | 13 | 14 | 15 | 16 | 17 | 18 | 19 | 20 | 21 | 22 | 23 | 24 | 1 | 2 | 3 | 4 | 5 | 6 | 7 | 8 | 9 | 10 | 11 | 12 | 13 | 14 | 15 | 16 | 17 | 18 | 19 | 20 | 21 | 22 | 23 | 24 | 1 | 2 | 3 | 4 | 5 | 6 | 7 | 8 | 9 | 10 | 11 | 12 | 13 | 14 | 15 | 16 | 17 | 18 | 19 | 20 | 21 | 22 | 23 | 24
7STDRD_1_SOLAR1 |  | Solar_1Axis | Solar Tracking | CISO | North | Norcal | FC | 20 | 0 | 0 | 0 | 0 | 0 | 0 | 0 | 0.47 | 3.78 | 6.7 | 8.17 | 8.83 | 9.12 | 8.51 | 7.94 | 5.45 | 1.21 | 0 | 0 | 0 | 0 | 0 | 0 | 0 | 0 | 0 | 0 | 0 | 0 | 0 | 0 | 2.54 | 10.33 | 13.25 | 13.2 | 12.6 | 12.45 | 12.42 | 12.69 | 11.02 | 5.75 | 0.31 | 0 | 0 | 0 | 0 | 0 | 0 | 0 | 0 | 0 | 0 | 0 | 0 | 0 | 1.56 | 8.8 | 13.2 | 13.92 | 13.41 | 13.52 | 12.95 | 12.31 | 11.59 | 9.7 | 2.94 | 0.61 | 0 | 0 | 0 | 0 | 0 | 0 | 0 | 0 | 0 | 0 | 0 | 0.16 | 5.14 | 12.28 | 14.45 | 14.37 | 14.15 | 14.62 | 14.54 | 14.27 | 14.46 | 13.61 | 12.09 | 5.2 | 0.21 | 0 | 0 | 0 | 0 | 0 | 0 | 0 | 0 | 0 | 0 | 1.87 | 9.98 | 14.04 | 15.02 | 15.27 | 15.15 | 15.47 | 15.49 | 15.53 | 15.74 | 15.3 | 14.35 | 8.74 | 1.16 | 0 | 0 | 0 | 0 | 0 | 0 | 0 | 0 | 0 | 0.01 | 3.11 | 11.28 | 15.22 | 16.54 | 16.76 | 16.91 | 17.02 | 16.92 | 16.8 | 16.85 | 16.21 | 15.19 | 10.96 | 2.97 | 0.03 | 0 | 0 | 0 | 0 | 0 | 0 | 0 | 0 | 0 | 1.4 | 9.24 | 15.27 | 16.86 | 17.11 | 17.16 | 17.04 | 17.03 | 16.76 | 16.75 | 16.14 | 14.93 | 10.36 | 2.39 | 0.01 | 0 | 0 | 0 | 0 | 0 | 0 | 0 | 0 | 0 | 0.21 | 5.46 | 12.76 | 15.53 | 16.15 | 16.36 | 16.34 | 16.18 | 16.16 | 16.1 | 15.4 | 12.54 | 5.51 | 0.32 | 0 | 0 | 0 | 0 | 0 | 0 | 0 | 0 | 0 | 0 | 0.01 | 2.64 | 10.19 | 13.62 | 14.43 | 14.6 | 14.43 | 14.34 | 14.38 | 14.58 | 13.13 | 8.14 | 1.04 | 0 | 0 | 0 | 0 | 0 | 0 | 0 | 0 | 0 | 0 | 0 | 0 | 0.69 | 6.51 | 11.38 | 12.55 | 12.39 | 11.93 | 12.07 | 12.44 | 12.14 | 9.52 | 2.69 | 0.02 | 0 | 0 | 0 | 0 | 0 | 0 | 0 | 0 | 0 | 0 | 0 | 0.02 | 2.15 | 7.45 | 10.16 | 10.55 | 10.11 | 10.39 | 10.64 | 10.05 | 6.13 | 0.73 | 0 | 0 | 0 | 0 | 0 | 0 | 0 | 0 | 0 | 0 | 0 | 0 | 0 | 0 | 0.5 | 3.75 | 6.13 | 7.34 | 8.04 | 7.92 | 7.63 | 6.42 | 3.42 | 0.4 | 0 | 0 | 0 | 0 | 0 | 0 | 0
ACACIA_6_SOLAR |  | Solar_Fixed | Solar Fixed | CISO | South | Socal | FC | 20 | 0 | 0 | 0 | 0 | 0 | 0 | 0.03 | 2.65 | 8.89 | 12.05 | 13.03 | 13.45 | 13.1 | 12.62 | 10.54 | 6.15 | 0.89 | 0 | 0 | 0 | 0 | 0 | 0 | 0 | 0 | 0 | 0 | 0 | 0 | 0 | 0.22 | 4.93 | 11.69 | 13.93 | 14.9 | 14.95 | 14.69 | 14.14 | 13.01 | 9.99 | 3.87 | 0.1 | 0 | 0 | 0 | 0 | 0 | 0 | 0 | 0 | 0 | 0 | 0 | 0 | 0.04 | 2.83 | 9.86 | 13.67 | 15.01 | 15.26 | 15.08 | 14.71 | 13.84 | 12.23 | 7.72 | 3.59 | 0.54 | 0 | 0 | 0 | 0 | 0 | 0 | 0 | 0 | 0 | 0 | 0 | 0.55 | 5.53 | 11.9 | 14.94 | 16.3 | 16.97 | 17 | 16.65 | 16.22 | 14.88 | 12.66 | 8.68 | 2.17 | 0.03 | 0 | 0 | 0 | 0 | 0 | 0 | 0 | 0 | 0 | 0.03 | 2.29 | 8.4 | 12.75 | 15.15 | 16.84 | 17.51 | 17.6 | 17.41 | 17.06 | 15.89 | 13.89 | 10.08 | 3.79 | 0.25 | 0 | 0 | 0 | 0 | 0 | 0 | 0 | 0 | 0 | 0.07 | 2.81 | 8.58 | 13.02 | 15.55 | 17.22 | 18 | 18.14 | 18.11 | 17.49 | 16.19 | 14.2 | 10.85 | 5.18 | 0.65 | 0 | 0 | 0 | 0 | 0 | 0 | 0 | 0 | 0 | 0 | 1.35 | 5.9 | 10.89 | 14.01 | 16.09 | 17.15 | 17.49 | 17.35 | 16.57 | 15.5 | 13.42 | 10.09 | 4.59 | 0.52 | 0 | 0 | 0 | 0 | 0 | 0 | 0 | 0 | 0 | 0 | 0.6 | 5.31 | 11.33 | 14.56 | 16.55 | 17.58 | 17.91 | 17.62 | 16.88 | 15.37 | 13 | 8.67 | 2.48 | 0.07 | 0 | 0 | 0 | 0 | 0 | 0 | 0 | 0 | 0 | 0 | 0.17 | 4.08 | 10.58 | 14.25 | 16.25 | 17.15 | 17.36 | 17.2 | 16.4 | 14.44 | 11.63 | 5.15 | 0.46 | 0 | 0 | 0 | 0 | 0 | 0 | 0 | 0 | 0 | 0 | 0 | 0.02 | 2.17 | 9.17 | 13.12 | 14.93 | 15.87 | 16.09 | 15.86 | 15.08 | 13.42 | 8.49 | 1.7 | 0.01 | 0 | 0 | 0 | 0 | 0 | 0 | 0 | 0 | 0 | 0 | 0 | 0.49 | 5.4 | 10.8 | 13.43 | 14.33 | 14.67 | 14.22 | 13.46 | 11.08 | 5.06 | 0.34 | 0 | 0 | 0 | 0 | 0 | 0 | 0 | 0 | 0 | 0 | 0 | 0 | 0 | 0.06 | 2.85 | 8 | 10.7 | 11.8 | 12.42 | 12.04 | 11.06 | 9.02 | 4.03 | 0.25 | 0 | 0 | 0 | 0 | 0 | 0 | 0
ADERA_1_SOLAR1 |  | Solar_1Axis | Solar Tracking | CISO | North | Norcal | EO | 20 | 0 | 0 | 0 | 0 | 0 | 0 | 0 | 0.47 | 3.78 | 6.7 | 8.17 | 8.83 | 9.12 | 8.51 | 7.94 | 5.45 | 1.21 | 0 | 0 | 0 | 0 | 0 | 0 | 0 | 0 | 0 | 0 | 0 | 0 | 0 | 0 | 2.54 | 10.33 | 13.25 | 13.2 | 12.6 | 12.45 | 12.42 | 12.69 | 11.02 | 5.75 | 0.31 | 0 | 0 | 0 | 0 | 0 | 0 | 0 | 0 | 0 | 0 | 0 | 0 | 0 | 1.56 | 8.8 | 13.2 | 13.92 | 13.41 | 13.52 | 12.95 | 12.31 | 11.59 | 9.7 | 2.94 | 0.61 | 0 | 0 | 0 | 0 | 0 | 0 | 0 | 0 | 0 | 0 | 0 | 0.16 | 5.14 | 12.28 | 14.45 | 14.37 | 14.15 | 14.62 | 14.54 | 14.27 | 14.46 | 13.61 | 12.09 | 5.2 | 0.21 | 0 | 0 | 0 | 0 | 0 | 0 | 0 | 0 | 0 | 0 | 1.87 | 9.98 | 14.04 | 15.02 | 15.27 | 15.15 | 15.47 | 15.49 | 15.53 | 15.74 | 15.3 | 14.35 | 8.74 | 1.16 | 0 | 0 | 0 | 0 | 0 | 0 | 0 | 0 | 0 | 0.01 | 3.11 | 11.28 | 15.22 | 16.54 | 16.76 | 16.91 | 17.02 | 16.92 | 16.8 | 16.85 | 16.21 | 15.19 | 10.96 | 2.97 | 0.03 | 0 | 0 | 0 | 0 | 0 | 0 | 0 | 0 | 0 | 1.4 | 9.24 | 15.27 | 16.86 | 17.11 | 17.16 | 17.04 | 17.03 | 16.76 | 16.75 | 16.14 | 14.93 | 10.36 | 2.39 | 0.01 | 0 | 0 | 0 | 0 | 0 | 0 | 0 | 0 | 0 | 0.21 | 5.46 | 12.76 | 15.53 | 16.15 | 16.36 | 16.34 | 16.18 | 16.16 | 16.1 | 15.4 | 12.54 | 5.51 | 0.32 | 0 | 0 | 0 | 0 | 0 | 0 | 0 | 0 | 0 | 0 | 0.01 | 2.64 | 10.19 | 13.62 | 14.43 | 14.6 | 14.43 | 14.34 | 14.38 | 14.58 | 13.13 | 8.14 | 1.04 | 0 | 0 | 0 | 0 | 0 | 0 | 0 | 0 | 0 | 0 | 0 | 0 | 0.69 | 6.51 | 11.38 | 12.55 | 12.39 | 11.93 | 12.07 | 12.44 | 12.14 | 9.52 | 2.69 | 0.02 | 0 | 0 | 0 | 0 | 0 | 0 | 0 | 0 | 0 | 0 | 0 | 0.02 | 2.15 | 7.45 | 10.16 | 10.55 | 10.11 | 10.39 | 10.64 | 10.05 | 6.13 | 0.73 | 0 | 0 | 0 | 0 | 0 | 0 | 0 | 0 | 0 | 0 | 0 | 0 | 0 | 0 | 0.5 | 3.75 | 6.13 | 7.34 | 8.04 | 7.92 | 7.63 | 6.42 | 3.42 | 0.4 | 0 | 0 | 0 | 0 | 0 | 0 | 0
ADMEST_6_SOLAR |  | Solar_Fixed | Solar Fixed | CISO | North | Norcal | ID | 19 | 0 | 0 | 0 | 0 | 0 | 0 | 0 | 0.59 | 4.1 | 8.03 | 10.12 | 10.61 | 11.06 | 9.73 | 9.15 | 6.24 | 1.46 | 0 | 0 | 0 | 0 | 0 | 0 | 0 | 0 | 0 | 0 | 0 | 0 | 0 | 0 | 2.18 | 8.48 | 11.68 | 12.81 | 13.11 | 13.45 | 12.67 | 11.8 | 9.58 | 4.85 | 0.35 | 0 | 0 | 0 | 0 | 0 | 0 | 0 | 0 | 0 | 0 | 0 | 0 | 0 | 1.21 | 6.53 | 10.64 | 12.74 | 13.04 | 12.94 | 12.48 | 11.68 | 10.41 | 8.03 | 2.84 | 0.61 | 0 | 0 | 0 | 0 | 0 | 0 | 0 | 0 | 0 | 0 | 0 | 0.11 | 3.38 | 9.53 | 12.9 | 14.4 | 14.96 | 15.45 | 15.18 | 15.12 | 14.44 | 12.78 | 9.74 | 3.75 | 0.16 | 0 | 0 | 0 | 0 | 0 | 0 | 0 | 0 | 0 | 0 | 1.08 | 6.21 | 10.88 | 13.7 | 15.08 | 15.67 | 15.63 | 15.63 | 15.62 | 15.03 | 13.4 | 10.86 | 5.69 | 0.77 | 0 | 0 | 0 | 0 | 0 | 0 | 0 | 0 | 0 | 0.01 | 1.64 | 6.93 | 11.35 | 13.95 | 15.49 | 16.26 | 16.52 | 16.65 | 16.3 | 15.66 | 14 | 11.37 | 6.92 | 1.72 | 0.02 | 0 | 0 | 0 | 0 | 0 | 0 | 0 | 0 | 0 | 0.82 | 5.88 | 11.15 | 14.24 | 15.88 | 16.71 | 17 | 16.85 | 16.48 | 15.67 | 14.13 | 11.47 | 6.89 | 1.51 | 0.01 | 0 | 0 | 0 | 0 | 0 | 0 | 0 | 0 | 0 | 0.16 | 3.65 | 9.68 | 13.35 | 15.34 | 16.21 | 16.39 | 16.37 | 16.06 | 15.26 | 13.41 | 9.86 | 4 | 0.27 | 0 | 0 | 0 | 0 | 0 | 0 | 0 | 0 | 0 | 0 | 0 | 2.04 | 8.13 | 12.29 | 14.37 | 15.15 | 15.47 | 15.29 | 14.98 | 14.17 | 11.74 | 6.61 | 1.01 | 0 | 0 | 0 | 0 | 0 | 0 | 0 | 0 | 0 | 0 | 0 | 0 | 0.65 | 5.83 | 10.62 | 12.64 | 13.28 | 13.47 | 13.36 | 12.98 | 11.73 | 8.52 | 2.6 | 0.02 | 0 | 0 | 0 | 0 | 0 | 0 | 0 | 0 | 0 | 0 | 0 | 0.02 | 2.31 | 7.83 | 11 | 12.26 | 12.49 | 12.42 | 11.72 | 10.27 | 5.87 | 0.78 | 0 | 0 | 0 | 0 | 0 | 0 | 0 | 0 | 0 | 0 | 0 | 0 | 0 | 0 | 0.74 | 4.28 | 7.46 | 9.2 | 9.82 | 9.39 | 8.49 | 7.81 | 4.02 | 0.49 | 0 | 0 | 0 | 0 | 0 | 0 | 0
ADOBEE_1_SOLAR |  | Solar_1Axis | Solar Tracking | CISO | North | Norcal | FC | 20 | 0 | 0 | 0 | 0 | 0 | 0 | 0 | 0.47 | 3.78 | 6.7 | 8.17 | 8.83 | 9.12 | 8.51 | 7.94 | 5.45 | 1.21 | 0 | 0 | 0 | 0 | 0 | 0 | 0 | 0 | 0 | 0 | 0 | 0 | 0 | 0 | 2.54 | 10.33 | 13.25 | 13.2 | 12.6 | 12.45 | 12.42 | 12.69 | 11.02 | 5.75 | 0.31 | 0 | 0 | 0 | 0 | 0 | 0 | 0 | 0 | 0 | 0 | 0 | 0 | 0 | 1.56 | 8.8 | 13.2 | 13.92 | 13.41 | 13.52 | 12.95 | 12.31 | 11.59 | 9.7 | 2.94 | 0.61 | 0 | 0 | 0 | 0 | 0 | 0 | 0 | 0 | 0 | 0 | 0 | 0.16 | 5.14 | 12.28 | 14.45 | 14.37 | 14.15 | 14.62 | 14.54 | 14.27 | 14.46 | 13.61 | 12.09 | 5.2 | 0.21 | 0 | 0 | 0 | 0 | 0 | 0 | 0 | 0 | 0 | 0 | 1.87 | 9.98 | 14.04 | 15.02 | 15.27 | 15.15 | 15.47 | 15.49 | 15.53 | 15.74 | 15.3 | 14.35 | 8.74 | 1.16 | 0 | 0 | 0 | 0 | 0 | 0 | 0 | 0 | 0 | 0.01 | 3.11 | 11.28 | 15.22 | 16.54 | 16.76 | 16.91 | 17.02 | 16.92 | 16.8 | 16.85 | 16.21 | 15.19 | 10.96 | 2.97 | 0.03 | 0 | 0 | 0 | 0 | 0 | 0 | 0 | 0 | 0 | 1.4 | 9.24 | 15.27 | 16.86 | 17.11 | 17.16 | 17.04 | 17.03 | 16.76 | 16.75 | 16.14 | 14.93 | 10.36 | 2.39 | 0.01 | 0 | 0 | 0 | 0 | 0 | 0 | 0 | 0 | 0 | 0.21 | 5.46 | 12.76 | 15.53 | 16.15 | 16.36 | 16.34 | 16.18 | 16.16 | 16.1 | 15.4 | 12.54 | 5.51 | 0.32 | 0 | 0 | 0 | 0 | 0 | 0 | 0 | 0 | 0 | 0 | 0.01 | 2.64 | 10.19 | 13.62 | 14.43 | 14.6 | 14.43 | 14.34 | 14.38 | 14.58 | 13.13 | 8.14 | 1.04 | 0 | 0 | 0 | 0 | 0 | 0 | 0 | 0 | 0 | 0 | 0 | 0 | 0.69 | 6.51 | 11.38 | 12.55 | 12.39 | 11.93 | 12.07 | 12.44 | 12.14 | 9.52 | 2.69 | 0.02 | 0 | 0 | 0 | 0 | 0 | 0 | 0 | 0 | 0 | 0 | 0 | 0.02 | 2.15 | 7.45 | 10.16 | 10.55 | 10.11 | 10.39 | 10.64 | 10.05 | 6.13 | 0.73 | 0 | 0 | 0 | 0 | 0 | 0 | 0 | 0 | 0 | 0 | 0 | 0 | 0 | 0 | 0.5 | 3.75 | 6.13 | 7.34 | 8.04 | 7.92 | 7.63 | 6.42 | 3.42 | 0.4 | 0 | 0 | 0 | 0 | 0 | 0 | 0
AGUCAL_5_SOLAR1 |  | Solar_Fixed | Solar Fixed | CISO | South | Socal | EO | 290 | 0 | 0 | 0 | 0 | 0 | 0 | 0.47 | 38.39 | 128.84 | 174.78 | 188.86 | 195.04 | 189.99 | 182.94 | 152.78 | 89.16 | 12.94 | 0.01 | 0 | 0 | 0 | 0 | 0 | 0 | 0 | 0 | 0 | 0 | 0 | 0 | 3.2 | 71.47 | 169.53 | 201.94 | 216.06 | 216.85 | 212.98 | 205.09 | 188.69 | 144.9 | 56.17 | 1.38 | 0 | 0 | 0 | 0 | 0 | 0 | 0 | 0 | 0 | 0 | 0 | 0 | 0.62 | 41 | 143.03 | 198.26 | 217.63 | 221.32 | 218.59 | 213.34 | 200.64 | 177.4 | 111.92 | 52.03 | 7.84 | 0 | 0 | 0 | 0 | 0 | 0 | 0 | 0 | 0 | 0 | 0 | 7.95 | 80.13 | 172.52 | 216.58 | 236.33 | 246.09 | 246.46 | 241.44 | 235.22 | 215.75 | 183.56 | 125.91 | 31.43 | 0.41 | 0 | 0 | 0 | 0 | 0 | 0 | 0 | 0 | 0 | 0.42 | 33.17 | 121.84 | 184.84 | 219.68 | 244.17 | 253.85 | 255.22 | 252.42 | 247.3 | 230.34 | 201.41 | 146.21 | 54.92 | 3.59 | 0 | 0 | 0 | 0 | 0 | 0 | 0 | 0 | 0 | 1.07 | 40.77 | 124.36 | 188.8 | 225.54 | 249.62 | 260.93 | 262.97 | 262.64 | 253.64 | 234.83 | 205.83 | 157.32 | 75.05 | 9.48 | 0.01 | 0 | 0 | 0 | 0 | 0 | 0 | 0 | 0 | 0.05 | 19.56 | 85.5 | 157.89 | 203.16 | 233.3 | 248.63 | 253.63 | 251.58 | 240.26 | 224.76 | 194.57 | 146.35 | 66.56 | 7.59 | 0.01 | 0 | 0 | 0 | 0 | 0 | 0 | 0 | 0 | 0 | 8.69 | 76.95 | 164.22 | 211.17 | 240 | 254.88 | 259.68 | 255.46 | 244.79 | 222.8 | 188.54 | 125.78 | 35.93 | 0.97 | 0.01 | 0.01 | 0 | 0 | 0 | 0 | 0 | 0 | 0 | 0 | 2.41 | 59.14 | 153.39 | 206.67 | 235.63 | 248.69 | 251.69 | 249.42 | 237.84 | 209.42 | 168.63 | 74.64 | 6.67 | 0.03 | 0 | 0 | 0 | 0 | 0 | 0 | 0 | 0 | 0 | 0 | 0.27 | 31.52 | 132.96 | 190.26 | 216.51 | 230.11 | 233.32 | 229.93 | 218.65 | 194.58 | 123.12 | 24.7 | 0.11 | 0 | 0 | 0 | 0 | 0 | 0 | 0 | 0 | 0 | 0 | 0 | 7.16 | 78.27 | 156.58 | 194.72 | 207.84 | 212.75 | 206.17 | 195.21 | 160.7 | 73.38 | 4.94 | 0 | 0 | 0 | 0 | 0 | 0 | 0 | 0 | 0 | 0 | 0 | 0 | 0 | 0.88 | 41.31 | 115.95 | 155.22 | 171.06 | 180.09 | 174.6 | 160.36 | 130.74 | 58.51 | 3.6 | 0 | 0 | 0 | 0 | 0 | 0 | 0
AKINGS_6_AMESR1 |  | Solar_1Axis | Solar Tracking | CISO | North | Norcal | FC | 123 | 0 | 0 | 0 | 0 | 0 | 0 | 0 | 2.88 | 23.25 | 41.18 | 50.22 | 54.29 | 56.08 | 52.31 | 48.82 | 33.5 | 7.42 | 0 | 0 | 0 | 0 | 0 | 0 | 0 | 0 | 0 | 0 | 0 | 0 | 0 | 0.03 | 15.6 | 63.54 | 81.5 | 81.21 | 77.52 | 76.54 | 76.36 | 78.03 | 67.75 | 35.38 | 1.89 | 0 | 0 | 0 | 0 | 0 | 0 | 0 | 0 | 0 | 0 | 0 | 0 | 0 | 9.59 | 54.1 | 81.21 | 85.61 | 82.49 | 83.17 | 79.64 | 75.72 | 71.27 | 59.68 | 18.08 | 3.75 | 0.01 | 0 | 0 | 0 | 0 | 0 | 0 | 0 | 0 | 0 | 0 | 0.96 | 31.63 | 75.53 | 88.86 | 88.35 | 87.03 | 89.94 | 89.43 | 87.73 | 88.9 | 83.71 | 74.38 | 31.98 | 1.27 | 0 | 0 | 0 | 0 | 0 | 0 | 0 | 0 | 0 | 0.01 | 11.49 | 61.36 | 86.33 | 92.36 | 93.9 | 93.16 | 95.13 | 95.29 | 95.51 | 96.79 | 94.07 | 88.25 | 53.76 | 7.14 | 0 | 0 | 0 | 0 | 0 | 0 | 0 | 0 | 0 | 0.07 | 19.1 | 69.39 | 93.58 | 101.73 | 103.1 | 103.99 | 104.66 | 104.05 | 103.33 | 103.64 | 99.69 | 93.39 | 67.38 | 18.24 | 0.16 | 0 | 0 | 0 | 0 | 0 | 0 | 0 | 0 | 0 | 8.58 | 56.85 | 93.89 | 103.68 | 105.25 | 105.55 | 104.77 | 104.75 | 103.09 | 103.01 | 99.29 | 91.84 | 63.7 | 14.71 | 0.08 | 0 | 0 | 0 | 0 | 0 | 0 | 0 | 0 | 0 | 1.26 | 33.6 | 78.45 | 95.54 | 99.34 | 100.6 | 100.47 | 99.54 | 99.38 | 99.02 | 94.7 | 77.12 | 33.91 | 1.98 | 0 | 0 | 0 | 0 | 0 | 0 | 0 | 0 | 0 | 0 | 0.05 | 16.25 | 62.65 | 83.76 | 88.74 | 89.79 | 88.74 | 88.17 | 88.43 | 89.7 | 80.74 | 50.06 | 6.42 | 0 | 0 | 0 | 0 | 0 | 0 | 0 | 0 | 0 | 0 | 0 | 0 | 4.24 | 40.05 | 70.01 | 77.21 | 76.17 | 73.37 | 74.24 | 76.5 | 74.68 | 58.53 | 16.53 | 0.11 | 0 | 0 | 0 | 0 | 0 | 0 | 0 | 0 | 0 | 0 | 0 | 0.13 | 13.2 | 45.8 | 62.49 | 64.9 | 62.15 | 63.93 | 65.44 | 61.81 | 37.73 | 4.51 | 0 | 0 | 0 | 0 | 0 | 0 | 0 | 0 | 0 | 0 | 0 | 0 | 0 | 0 | 3.1 | 23.04 | 37.71 | 45.17 | 49.45 | 48.72 | 46.93 | 39.46 | 21.03 | 2.47 | 0 | 0 | 0 | 0 | 0 | 0 | 0
ALMASL_2_GS1SR1 |  | Solar_1Axis | Solar Tracking | CISO | South | Socal | FC | 125 | 0 | 0 | 0 | 0 | 0 | 0 | 0.06 | 14.97 | 58.65 | 76.36 | 75.6 | 74.26 | 73.46 | 73.64 | 66.7 | 48.13 | 8.12 | 0 | 0 | 0 | 0 | 0 | 0 | 0 | 0 | 0 | 0 | 0 | 0 | 0 | 0.86 | 32.69 | 79.56 | 87.91 | 85.99 | 85.23 | 84.76 | 81.74 | 79.74 | 72.48 | 30.79 | 1.23 | 0 | 0 | 0 | 0 | 0 | 0 | 0 | 0 | 0 | 0 | 0 | 0 | 0.19 | 21.38 | 74.3 | 91.21 | 91.53 | 89.67 | 88.74 | 88.33 | 83.9 | 77.36 | 57.73 | 21.71 | 3.51 | 0 | 0 | 0 | 0 | 0 | 0 | 0 | 0 | 0 | 0 | 0 | 3.83 | 45.67 | 89.47 | 95.7 | 99.66 | 99.38 | 100.01 | 98.95 | 97.8 | 94.25 | 88.87 | 72.05 | 22.78 | 0.37 | 0 | 0 | 0 | 0 | 0 | 0 | 0 | 0 | 0 | 0.07 | 18.54 | 68.45 | 94.03 | 101.83 | 105.16 | 106.06 | 106.41 | 105.96 | 104.16 | 101.64 | 96.92 | 85.01 | 41.04 | 3.25 | 0 | 0 | 0 | 0 | 0 | 0 | 0 | 0 | 0 | 0.3 | 22.77 | 69.55 | 92.88 | 100.92 | 105.56 | 107.57 | 106.88 | 106.9 | 105.24 | 102.44 | 98.18 | 88.68 | 53.05 | 8.61 | 0 | 0 | 0 | 0 | 0 | 0 | 0 | 0 | 0 | 0.01 | 10.1 | 53.46 | 85.68 | 98.52 | 103.78 | 105.81 | 104.83 | 103.61 | 102.71 | 100.23 | 95.11 | 82.25 | 47.16 | 7.05 | 0 | 0 | 0 | 0 | 0 | 0 | 0 | 0 | 0 | 0 | 3.87 | 42.82 | 84.11 | 98.54 | 103.82 | 106.44 | 106.82 | 104.42 | 99.28 | 96.98 | 89.13 | 70.99 | 25.38 | 0.7 | 0 | 0 | 0 | 0 | 0 | 0 | 0 | 0 | 0 | 0 | 0.62 | 28.56 | 73.1 | 90.05 | 96.47 | 98.24 | 99.88 | 98.04 | 95.26 | 89.1 | 80.76 | 42.87 | 3.81 | 0 | 0 | 0 | 0 | 0 | 0 | 0 | 0 | 0 | 0 | 0 | 0.01 | 12.49 | 61.67 | 82.43 | 86.72 | 87.96 | 87.75 | 86.9 | 88.21 | 82.5 | 62.21 | 13.55 | 0.01 | 0 | 0 | 0 | 0 | 0 | 0 | 0 | 0 | 0 | 0 | 0 | 1.96 | 34.95 | 73.06 | 82.05 | 80.47 | 78.2 | 79.47 | 79.01 | 72.67 | 42.69 | 3.96 | 0 | 0 | 0 | 0 | 0 | 0 | 0 | 0 | 0 | 0 | 0 | 0 | 0 | 0.13 | 16.53 | 52.09 | 65.28 | 64.35 | 61.9 | 64.43 | 63.42 | 58.43 | 31.92 | 2.63 | 0 | 0 | 0 | 0 | 0 | 0 | 0
ALMASL_2_GS4SR4 |  | Solar_1Axis | Solar Tracking | CISO | South | Socal | FC | 100 | 0 | 0 | 0 | 0 | 0 | 0 | 0.05 | 11.98 | 46.92 | 61.09 | 60.48 | 59.41 | 58.77 | 58.91 | 53.36 | 38.5 | 6.5 | 0 | 0 | 0 | 0 | 0 | 0 | 0 | 0 | 0 | 0 | 0 | 0 | 0 | 0.69 | 26.16 | 63.64 | 70.33 | 68.79 | 68.19 | 67.81 | 65.39 | 63.79 | 57.98 | 24.63 | 0.99 | 0 | 0 | 0 | 0 | 0 | 0 | 0 | 0 | 0 | 0 | 0 | 0 | 0.15 | 17.11 | 59.44 | 72.97 | 73.23 | 71.74 | 70.99 | 70.67 | 67.12 | 61.89 | 46.18 | 17.37 | 2.81 | 0 | 0 | 0 | 0 | 0 | 0 | 0 | 0 | 0 | 0 | 0 | 3.06 | 36.53 | 71.58 | 76.56 | 79.73 | 79.5 | 80.01 | 79.16 | 78.24 | 75.4 | 71.1 | 57.64 | 18.23 | 0.29 | 0 | 0 | 0 | 0 | 0 | 0 | 0 | 0 | 0 | 0.06 | 14.83 | 54.76 | 75.22 | 81.46 | 84.13 | 84.85 | 85.13 | 84.76 | 83.33 | 81.32 | 77.54 | 68.01 | 32.83 | 2.6 | 0 | 0 | 0 | 0 | 0 | 0 | 0 | 0 | 0 | 0.24 | 18.21 | 55.64 | 74.3 | 80.74 | 84.44 | 86.06 | 85.5 | 85.52 | 84.19 | 81.95 | 78.55 | 70.95 | 42.44 | 6.89 | 0 | 0 | 0 | 0 | 0 | 0 | 0 | 0 | 0 | 0 | 8.08 | 42.76 | 68.55 | 78.82 | 83.02 | 84.65 | 83.87 | 82.89 | 82.17 | 80.19 | 76.08 | 65.8 | 37.73 | 5.64 | 0 | 0 | 0 | 0 | 0 | 0 | 0 | 0 | 0 | 0 | 3.1 | 34.25 | 67.29 | 78.83 | 83.05 | 85.15 | 85.45 | 83.54 | 79.42 | 77.58 | 71.3 | 56.79 | 20.3 | 0.56 | 0 | 0 | 0 | 0 | 0 | 0 | 0 | 0 | 0 | 0 | 0.49 | 22.84 | 58.48 | 72.04 | 77.18 | 78.59 | 79.9 | 78.43 | 76.21 | 71.28 | 64.61 | 34.3 | 3.05 | 0 | 0 | 0 | 0 | 0 | 0 | 0 | 0 | 0 | 0 | 0 | 0 | 10 | 49.34 | 65.94 | 69.37 | 70.37 | 70.2 | 69.52 | 70.56 | 66 | 49.77 | 10.84 | 0.01 | 0 | 0 | 0 | 0 | 0 | 0 | 0 | 0 | 0 | 0 | 0 | 1.57 | 27.96 | 58.45 | 65.64 | 64.37 | 62.56 | 63.57 | 63.2 | 58.14 | 34.15 | 3.17 | 0 | 0 | 0 | 0 | 0 | 0 | 0 | 0 | 0 | 0 | 0 | 0 | 0 | 0.11 | 13.23 | 41.67 | 52.23 | 51.48 | 49.52 | 51.55 | 50.73 | 46.74 | 25.54 | 2.1 | 0 | 0 | 0 | 0 | 0 | 0 | 0
ALMASL_2_GS6SR6 |  | Paired_Solar_1Axis | Solar Tracking | CISO | South | Socal | FC | 100 | 0 | 0 | 0 | 0 | 0 | 0 | 0.05 | 11.98 | 46.92 | 61.09 | 60.48 | 59.41 | 58.77 | 58.91 | 53.36 | 38.5 | 6.5 | 0 | 0 | 0 | 0 | 0 | 0 | 0 | 0 | 0 | 0 | 0 | 0 | 0 | 0.69 | 26.16 | 63.64 | 70.33 | 68.79 | 68.19 | 67.81 | 65.39 | 63.79 | 57.98 | 24.63 | 0.99 | 0 | 0 | 0 | 0 | 0 | 0 | 0 | 0 | 0 | 0 | 0 | 0 | 0.15 | 17.11 | 59.44 | 72.97 | 73.23 | 71.74 | 70.99 | 70.67 | 67.12 | 61.89 | 46.18 | 17.37 | 2.81 | 0 | 0 | 0 | 0 | 0 | 0 | 0 | 0 | 0 | 0 | 0 | 3.06 | 36.53 | 71.58 | 76.56 | 79.73 | 79.5 | 80.01 | 79.16 | 78.24 | 75.4 | 71.1 | 57.64 | 18.23 | 0.29 | 0 | 0 | 0 | 0 | 0 | 0 | 0 | 0 | 0 | 0.06 | 14.83 | 54.76 | 75.22 | 81.46 | 84.13 | 84.85 | 85.13 | 84.76 | 83.33 | 81.32 | 77.54 | 68.01 | 32.83 | 2.6 | 0 | 0 | 0 | 0 | 0 | 0 | 0 | 0 | 0 | 0.24 | 18.21 | 55.64 | 74.3 | 80.74 | 84.44 | 86.06 | 85.5 | 85.52 | 84.19 | 81.95 | 78.55 | 70.95 | 42.44 | 6.89 | 0 | 0 | 0 | 0 | 0 | 0 | 0 | 0 | 0 | 0 | 8.08 | 42.76 | 68.55 | 78.82 | 83.02 | 84.65 | 83.87 | 82.89 | 82.17 | 80.19 | 76.08 | 65.8 | 37.73 | 5.64 | 0 | 0 | 0 | 0 | 0 | 0 | 0 | 0 | 0 | 0 | 3.1 | 34.25 | 67.29 | 78.83 | 83.05 | 85.15 | 85.45 | 83.54 | 79.42 | 77.58 | 71.3 | 56.79 | 20.3 | 0.56 | 0 | 0 | 0 | 0 | 0 | 0 | 0 | 0 | 0 | 0 | 0.49 | 22.84 | 58.48 | 72.04 | 77.18 | 78.59 | 79.9 | 78.43 | 76.21 | 71.28 | 64.61 | 34.3 | 3.05 | 0 | 0 | 0 | 0 | 0 | 0 | 0 | 0 | 0 | 0 | 0 | 0 | 10 | 49.34 | 65.94 | 69.37 | 70.37 | 70.2 | 69.52 | 70.56 | 66 | 49.77 | 10.84 | 0.01 | 0 | 0 | 0 | 0 | 0 | 0 | 0 | 0 | 0 | 0 | 0 | 1.57 | 27.96 | 58.45 | 65.64 | 64.37 | 62.56 | 63.57 | 63.2 | 58.14 | 34.15 | 3.17 | 0 | 0 | 0 | 0 | 0 | 0 | 0 | 0 | 0 | 0 | 0 | 0 | 0 | 0.11 | 13.23 | 41.67 | 52.23 | 51.48 | 49.52 | 51.55 | 50.73 | 46.74 | 25.54 | 2.1 | 0 | 0 | 0 | 0 | 0 | 0 | 0
ALMASL_2_GS7SR7 |  | Solar_1Axis | Solar Tracking | CISO | South | Socal | FC | 132 | 0 | 0 | 0 | 0 | 0 | 0 | 0.07 | 15.81 | 61.93 | 80.64 | 79.83 | 78.42 | 77.57 | 77.76 | 70.43 | 50.83 | 8.58 | 0 | 0 | 0 | 0 | 0 | 0 | 0 | 0 | 0 | 0 | 0 | 0 | 0 | 0.91 | 34.53 | 84.01 | 92.83 | 90.8 | 90 | 89.51 | 86.31 | 84.21 | 76.54 | 32.51 | 1.3 | 0 | 0 | 0 | 0 | 0 | 0 | 0 | 0 | 0 | 0 | 0 | 0 | 0.2 | 22.58 | 78.46 | 96.32 | 96.66 | 94.69 | 93.71 | 93.28 | 88.6 | 81.69 | 60.96 | 22.93 | 3.7 | 0 | 0 | 0 | 0 | 0 | 0 | 0 | 0 | 0 | 0 | 0 | 4.04 | 48.22 | 94.48 | 101.06 | 105.24 | 104.94 | 105.61 | 104.49 | 103.28 | 99.53 | 93.85 | 76.08 | 24.06 | 0.39 | 0 | 0 | 0 | 0 | 0 | 0 | 0 | 0 | 0 | 0.08 | 19.57 | 72.29 | 99.29 | 107.53 | 111.05 | 112 | 112.37 | 111.89 | 109.99 | 107.34 | 102.35 | 89.77 | 43.34 | 3.44 | 0 | 0 | 0 | 0 | 0 | 0 | 0 | 0 | 0 | 0.32 | 24.04 | 73.45 | 98.08 | 106.57 | 111.47 | 113.6 | 112.86 | 112.88 | 111.13 | 108.17 | 103.68 | 93.65 | 56.02 | 9.09 | 0 | 0 | 0 | 0 | 0 | 0 | 0 | 0 | 0 | 0.01 | 10.66 | 56.45 | 90.48 | 104.04 | 109.59 | 111.73 | 110.7 | 109.41 | 108.46 | 105.85 | 100.43 | 86.85 | 49.8 | 7.45 | 0 | 0 | 0 | 0 | 0 | 0 | 0 | 0 | 0 | 0 | 4.09 | 45.21 | 88.82 | 104.06 | 109.63 | 112.4 | 112.8 | 110.27 | 104.84 | 102.41 | 94.12 | 74.97 | 26.8 | 0.74 | 0 | 0 | 0 | 0 | 0 | 0 | 0 | 0 | 0 | 0 | 0.65 | 30.15 | 77.19 | 95.09 | 101.88 | 103.74 | 105.47 | 103.53 | 100.59 | 94.08 | 85.28 | 45.27 | 4.02 | 0 | 0 | 0 | 0 | 0 | 0 | 0 | 0 | 0 | 0 | 0 | 0.01 | 13.19 | 65.13 | 87.05 | 91.57 | 92.89 | 92.67 | 91.76 | 93.15 | 87.12 | 65.69 | 14.31 | 0.01 | 0 | 0 | 0 | 0 | 0 | 0 | 0 | 0 | 0 | 0 | 0 | 2.07 | 36.91 | 77.15 | 86.65 | 84.97 | 82.57 | 83.92 | 83.43 | 76.74 | 45.08 | 4.18 | 0 | 0 | 0 | 0 | 0 | 0 | 0 | 0 | 0 | 0 | 0 | 0 | 0 | 0.14 | 17.46 | 55 | 68.94 | 67.95 | 65.37 | 68.04 | 66.97 | 61.7 | 33.71 | 2.77 | 0 | 0 | 0 | 0 | 0 | 0 | 0
ALPSLR_1_NTHSLR |  | Solar_Fixed | Solar Fixed | CISO | North | Norcal | FC | 20 | 0 | 0 | 0 | 0 | 0 | 0 | 0 | 0.62 | 4.32 | 8.46 | 10.65 | 11.16 | 11.64 | 10.25 | 9.63 | 6.57 | 1.54 | 0 | 0 | 0 | 0 | 0 | 0 | 0 | 0 | 0 | 0 | 0 | 0 | 0 | 0 | 2.29 | 8.92 | 12.29 | 13.48 | 13.8 | 14.15 | 13.34 | 12.42 | 10.08 | 5.11 | 0.37 | 0 | 0 | 0 | 0 | 0 | 0 | 0 | 0 | 0 | 0 | 0 | 0 | 0 | 1.27 | 6.87 | 11.2 | 13.42 | 13.72 | 13.62 | 13.13 | 12.3 | 10.96 | 8.45 | 2.99 | 0.64 | 0 | 0 | 0 | 0 | 0 | 0 | 0 | 0 | 0 | 0 | 0 | 0.12 | 3.56 | 10.04 | 13.58 | 15.15 | 15.75 | 16.26 | 15.98 | 15.91 | 15.2 | 13.45 | 10.25 | 3.94 | 0.17 | 0 | 0 | 0 | 0 | 0 | 0 | 0 | 0 | 0 | 0 | 1.13 | 6.54 | 11.45 | 14.42 | 15.87 | 16.49 | 16.45 | 16.45 | 16.44 | 15.82 | 14.1 | 11.43 | 5.99 | 0.81 | 0 | 0 | 0 | 0 | 0 | 0 | 0 | 0 | 0 | 0.01 | 1.73 | 7.29 | 11.94 | 14.68 | 16.3 | 17.12 | 17.39 | 17.52 | 17.15 | 16.48 | 14.73 | 11.97 | 7.29 | 1.81 | 0.02 | 0 | 0 | 0 | 0 | 0 | 0 | 0 | 0 | 0 | 0.86 | 6.19 | 11.74 | 14.99 | 16.71 | 17.59 | 17.89 | 17.73 | 17.35 | 16.49 | 14.88 | 12.07 | 7.26 | 1.59 | 0.01 | 0 | 0 | 0 | 0 | 0 | 0 | 0 | 0 | 0 | 0.17 | 3.85 | 10.19 | 14.05 | 16.15 | 17.07 | 17.25 | 17.23 | 16.91 | 16.06 | 14.11 | 10.38 | 4.21 | 0.28 | 0 | 0 | 0 | 0 | 0 | 0 | 0 | 0 | 0 | 0 | 0.01 | 2.15 | 8.56 | 12.94 | 15.13 | 15.95 | 16.28 | 16.1 | 15.77 | 14.91 | 12.36 | 6.96 | 1.06 | 0 | 0 | 0 | 0 | 0 | 0 | 0 | 0 | 0 | 0 | 0 | 0 | 0.69 | 6.13 | 11.18 | 13.3 | 13.98 | 14.18 | 14.06 | 13.66 | 12.34 | 8.97 | 2.73 | 0.02 | 0 | 0 | 0 | 0 | 0 | 0 | 0 | 0 | 0 | 0 | 0 | 0.02 | 2.43 | 8.25 | 11.58 | 12.9 | 13.15 | 13.08 | 12.33 | 10.81 | 6.18 | 0.82 | 0 | 0 | 0 | 0 | 0 | 0 | 0 | 0 | 0 | 0 | 0 | 0 | 0 | 0 | 0.78 | 4.5 | 7.85 | 9.68 | 10.34 | 9.89 | 8.93 | 8.22 | 4.24 | 0.52 | 0 | 0 | 0 | 0 | 0 | 0 | 0
ALPSLR_1_SPSSLR |  | Solar_Fixed | Solar Fixed | CISO | North | Norcal | FC | 50 | 0 | 0 | 0 | 0 | 0 | 0 | 0 | 1.54 | 10.8 | 21.14 | 26.63 | 27.91 | 29.11 | 25.61 | 24.07 | 16.42 | 3.85 | 0 | 0 | 0 | 0 | 0 | 0 | 0 | 0 | 0 | 0 | 0 | 0 | 0 | 0.01 | 5.73 | 22.31 | 30.73 | 33.7 | 34.51 | 35.39 | 33.35 | 31.04 | 25.21 | 12.77 | 0.92 | 0 | 0 | 0 | 0 | 0 | 0 | 0 | 0 | 0 | 0 | 0 | 0 | 0 | 3.17 | 17.17 | 27.99 | 33.54 | 34.31 | 34.04 | 32.83 | 30.74 | 27.4 | 21.12 | 7.48 | 1.61 | 0.01 | 0 | 0 | 0 | 0 | 0 | 0 | 0 | 0 | 0 | 0 | 0.29 | 8.9 | 25.09 | 33.95 | 37.89 | 39.36 | 40.65 | 39.95 | 39.78 | 38 | 33.63 | 25.63 | 9.86 | 0.42 | 0 | 0 | 0 | 0 | 0 | 0 | 0 | 0 | 0 | 0 | 2.83 | 16.35 | 28.63 | 36.05 | 39.69 | 41.23 | 41.13 | 41.12 | 41.11 | 39.56 | 35.26 | 28.57 | 14.98 | 2.01 | 0 | 0 | 0 | 0 | 0 | 0 | 0 | 0 | 0 | 0.02 | 4.33 | 18.24 | 29.86 | 36.71 | 40.76 | 42.79 | 43.47 | 43.81 | 42.88 | 41.2 | 36.83 | 29.93 | 18.22 | 4.52 | 0.05 | 0 | 0 | 0 | 0 | 0 | 0 | 0 | 0 | 0 | 2.15 | 15.48 | 29.34 | 37.47 | 41.79 | 43.98 | 44.73 | 44.33 | 43.37 | 41.23 | 37.19 | 30.18 | 18.14 | 3.96 | 0.02 | 0 | 0 | 0 | 0 | 0 | 0 | 0 | 0 | 0 | 0.42 | 9.61 | 25.47 | 35.13 | 40.37 | 42.66 | 43.12 | 43.09 | 42.27 | 40.15 | 35.28 | 25.96 | 10.53 | 0.7 | 0 | 0 | 0 | 0 | 0 | 0 | 0 | 0 | 0 | 0 | 0.01 | 5.38 | 21.41 | 32.35 | 37.82 | 39.86 | 40.7 | 40.24 | 39.42 | 37.28 | 30.9 | 17.39 | 2.66 | 0 | 0 | 0 | 0 | 0 | 0 | 0 | 0 | 0 | 0 | 0 | 0 | 1.71 | 15.34 | 27.96 | 33.26 | 34.95 | 35.45 | 35.16 | 34.15 | 30.86 | 22.41 | 6.83 | 0.06 | 0 | 0 | 0 | 0 | 0 | 0 | 0 | 0 | 0 | 0 | 0 | 0.05 | 6.08 | 20.62 | 28.94 | 32.25 | 32.88 | 32.69 | 30.84 | 27.03 | 15.46 | 2.05 | 0 | 0 | 0 | 0 | 0 | 0 | 0 | 0 | 0 | 0 | 0 | 0 | 0 | 0 | 1.95 | 11.26 | 19.62 | 24.2 | 25.85 | 24.72 | 22.33 | 20.54 | 10.59 | 1.29 | 0 | 0 | 0 | 0 | 0 | 0 | 0
ALT6DN_2_WIND7 |  | Wind | Wind | CISO | South | Socal | FC | 164.31 | 8.62 | 9.13 | 8.61 | 8.2 | 9.17 | 8.92 | 9.15 | 8.39 | 7.29 | 8.27 | 7.36 | 8.06 | 9.05 | 8.26 | 9.1 | 9.08 | 7.76 | 7.49 | 8.96 | 8.46 | 8.35 | 9.16 | 7.91 | 8.35 | 15.93 | 15.19 | 17.42 | 16.98 | 14.34 | 15.2 | 14.97 | 12.27 | 12.83 | 14.17 | 17.64 | 18.28 | 16.48 | 15.25 | 19.47 | 19.95 | 19.57 | 20.45 | 19.33 | 21.02 | 24.13 | 20.85 | 18.34 | 18.04 | 17.74 | 16.66 | 14.61 | 14.48 | 14.77 | 14.72 | 14.76 | 12.14 | 9.38 | 9.35 | 9.52 | 10.77 | 13.06 | 14.09 | 15.92 | 15.53 | 20.81 | 22.15 | 20.88 | 22.45 | 21.77 | 22.32 | 18.41 | 17.44 | 60.68 | 62.94 | 57.49 | 52.58 | 49.17 | 43.95 | 36.26 | 29.91 | 21.83 | 19.45 | 19.31 | 19.25 | 18.73 | 21.86 | 32.79 | 45.3 | 53.84 | 60.46 | 64.88 | 66.3 | 66.3 | 66.89 | 63.76 | 63.74 | 70.97 | 67.27 | 64.3 | 64.26 | 56.6 | 45.49 | 34.85 | 26.21 | 19.43 | 14.49 | 10.9 | 10.49 | 9 | 12.47 | 20.75 | 33.5 | 52.25 | 62.55 | 70.66 | 68.13 | 68.84 | 72.71 | 71.65 | 73.21 | 73.01 | 71.27 | 66.29 | 60.53 | 55.25 | 44.6 | 34.89 | 25.62 | 15.74 | 11.4 | 8.18 | 9.52 | 10.31 | 12.11 | 19.9 | 31.81 | 45.91 | 54.23 | 62.3 | 69.84 | 76.27 | 76.02 | 75.11 | 75.68 | 68.75 | 64.59 | 60.91 | 53.65 | 44.46 | 38.22 | 28.41 | 18.36 | 9.35 | 6.24 | 5.34 | 6.3 | 8.39 | 12.3 | 20.1 | 29.97 | 43.08 | 54.75 | 63.28 | 69.08 | 74.77 | 76.6 | 74.19 | 71.54 | 61.54 | 59.67 | 54.76 | 46.81 | 37.72 | 32.88 | 24.19 | 17.44 | 10.71 | 7.33 | 5.74 | 6.38 | 8.64 | 12.16 | 18.69 | 27.26 | 37.4 | 47.95 | 54.02 | 65.5 | 69.45 | 69.22 | 66.97 | 63.87 | 31.05 | 28.62 | 25.93 | 20.19 | 16.62 | 12.02 | 9.65 | 6.66 | 5.55 | 5.58 | 6.4 | 8.51 | 9.89 | 11.74 | 14.58 | 18 | 20.36 | 26.86 | 32.87 | 39.46 | 39.49 | 39.43 | 37.05 | 33.87 | 16.18 | 15 | 15.21 | 14.97 | 13.72 | 11.28 | 9.1 | 7.54 | 5.03 | 4.52 | 4.83 | 6.03 | 7.12 | 7.13 | 7.25 | 8.36 | 10.67 | 12.75 | 15.38 | 17.71 | 19.56 | 19.9 | 18.39 | 15.83 | 7.25 | 6.42 | 6.57 | 6.67 | 6.77 | 6.86 | 6.55 | 5.9 | 5.37 | 5.86 | 6.38 | 7.27 | 6.9 | 7.3 | 7.36 | 6.16 | 5.59 | 7.11 | 8.94 | 9.64 | 10.27 | 7.62 | 8.07 | 7.78 | 6.12 | 5.95 | 5.83 | 6.69 | 6.55 | 6.66 | 6.6 | 6.15 | 5.76 | 5.74 | 5.71 | 6.23 | 6.19 | 5.72 | 5.45 | 5.72 | 6.33 | 6.67 | 7.54 | 7.07 | 8 | 7.2 | 6.79 | 6.74
ALT6DS_2_WIND9 |  | Wind | Wind | CISO | South | Socal | FC | 132 | 6.93 | 7.34 | 6.92 | 6.59 | 7.37 | 7.16 | 7.35 | 6.74 | 5.86 | 6.64 | 5.91 | 6.47 | 7.27 | 6.63 | 7.31 | 7.29 | 6.24 | 6.01 | 7.2 | 6.8 | 6.71 | 7.36 | 6.35 | 6.7 | 12.8 | 12.2 | 14 | 13.64 | 11.52 | 12.21 | 12.02 | 9.86 | 10.31 | 11.38 | 14.17 | 14.68 | 13.24 | 12.25 | 15.64 | 16.03 | 15.72 | 16.43 | 15.53 | 16.89 | 19.38 | 16.75 | 14.73 | 14.5 | 14.25 | 13.38 | 11.74 | 11.63 | 11.87 | 11.83 | 11.86 | 9.75 | 7.54 | 7.51 | 7.64 | 8.65 | 10.49 | 11.32 | 12.79 | 12.48 | 16.72 | 17.79 | 16.77 | 18.04 | 17.49 | 17.93 | 14.79 | 14.01 | 48.75 | 50.56 | 46.19 | 42.24 | 39.5 | 35.31 | 29.13 | 24.03 | 17.54 | 15.63 | 15.51 | 15.46 | 15.05 | 17.56 | 26.34 | 36.39 | 43.25 | 48.57 | 52.12 | 53.26 | 53.27 | 53.74 | 51.22 | 51.2 | 57.01 | 54.04 | 51.66 | 51.63 | 45.47 | 36.54 | 28 | 21.06 | 15.61 | 11.64 | 8.75 | 8.43 | 7.23 | 10.02 | 16.67 | 26.92 | 41.98 | 50.25 | 56.77 | 54.73 | 55.3 | 58.41 | 57.56 | 58.82 | 58.66 | 57.25 | 53.25 | 48.62 | 44.39 | 35.83 | 28.03 | 20.59 | 12.65 | 9.16 | 6.57 | 7.65 | 8.28 | 9.73 | 15.99 | 25.55 | 36.88 | 43.57 | 50.05 | 56.11 | 61.27 | 61.07 | 60.34 | 60.79 | 55.23 | 51.89 | 48.93 | 43.1 | 35.72 | 30.7 | 22.82 | 14.75 | 7.51 | 5.01 | 4.29 | 5.06 | 6.74 | 9.88 | 16.15 | 24.08 | 34.61 | 43.99 | 50.84 | 55.49 | 60.07 | 61.54 | 59.6 | 57.47 | 49.44 | 47.94 | 43.99 | 37.61 | 30.3 | 26.42 | 19.43 | 14.01 | 8.6 | 5.89 | 4.61 | 5.13 | 6.94 | 9.77 | 15.01 | 21.9 | 30.04 | 38.52 | 43.4 | 52.62 | 55.8 | 55.61 | 53.8 | 51.31 | 24.94 | 22.99 | 20.83 | 16.22 | 13.35 | 9.66 | 7.75 | 5.35 | 4.46 | 4.48 | 5.14 | 6.84 | 7.94 | 9.43 | 11.71 | 14.46 | 16.36 | 21.58 | 26.41 | 31.7 | 31.72 | 31.67 | 29.77 | 27.21 | 13 | 12.05 | 12.22 | 12.03 | 11.02 | 9.06 | 7.31 | 6.06 | 4.04 | 3.63 | 3.88 | 4.85 | 5.72 | 5.73 | 5.82 | 6.72 | 8.57 | 10.24 | 12.36 | 14.23 | 15.71 | 15.99 | 14.78 | 12.71 | 5.82 | 5.15 | 5.27 | 5.36 | 5.44 | 5.51 | 5.26 | 4.74 | 4.31 | 4.71 | 5.13 | 5.84 | 5.54 | 5.86 | 5.91 | 4.95 | 4.49 | 5.71 | 7.19 | 7.74 | 8.25 | 6.12 | 6.49 | 6.25 | 4.92 | 4.78 | 4.69 | 5.38 | 5.26 | 5.35 | 5.3 | 4.94 | 4.63 | 4.61 | 4.58 | 5.01 | 4.97 | 4.6 | 4.38 | 4.59 | 5.09 | 5.36 | 6.06 | 5.68 | 6.43 | 5.78 | 5.46 | 5.41
ALTA3A_2_CPCE4 |  | Wind | Wind | CISO | South | Socal | FC | 102 | 5.35 | 5.67 | 5.34 | 5.09 | 5.69 | 5.54 | 5.68 | 5.21 | 4.53 | 5.13 | 4.57 | 5 | 5.62 | 5.12 | 5.65 | 5.63 | 4.82 | 4.65 | 5.56 | 5.25 | 5.18 | 5.69 | 4.91 | 5.18 | 9.89 | 9.43 | 10.81 | 10.54 | 8.9 | 9.44 | 9.29 | 7.62 | 7.96 | 8.8 | 10.95 | 11.35 | 10.23 | 9.47 | 12.09 | 12.39 | 12.15 | 12.7 | 12 | 13.05 | 14.98 | 12.94 | 11.39 | 11.2 | 11.01 | 10.34 | 9.07 | 8.99 | 9.17 | 9.14 | 9.16 | 7.54 | 5.82 | 5.81 | 5.91 | 6.68 | 8.1 | 8.75 | 9.88 | 9.64 | 12.92 | 13.75 | 12.96 | 13.94 | 13.51 | 13.86 | 11.43 | 10.83 | 37.67 | 39.07 | 35.69 | 32.64 | 30.52 | 27.28 | 22.51 | 18.57 | 13.55 | 12.07 | 11.98 | 11.95 | 11.63 | 13.57 | 20.35 | 28.12 | 33.42 | 37.53 | 40.27 | 41.16 | 41.16 | 41.52 | 39.58 | 39.57 | 44.06 | 41.76 | 39.92 | 39.89 | 35.14 | 28.24 | 21.64 | 16.27 | 12.06 | 9 | 6.76 | 6.51 | 5.59 | 7.74 | 12.88 | 20.8 | 32.44 | 38.83 | 43.86 | 42.29 | 42.73 | 45.14 | 44.48 | 45.45 | 45.33 | 44.24 | 41.15 | 37.57 | 34.3 | 27.69 | 21.66 | 15.91 | 9.77 | 7.08 | 5.08 | 5.91 | 6.4 | 7.52 | 12.35 | 19.75 | 28.5 | 33.66 | 38.67 | 43.35 | 47.35 | 47.19 | 46.63 | 46.98 | 42.68 | 40.1 | 37.81 | 33.3 | 27.6 | 23.73 | 17.63 | 11.4 | 5.8 | 3.87 | 3.31 | 3.91 | 5.21 | 7.63 | 12.48 | 18.6 | 26.74 | 33.99 | 39.28 | 42.88 | 46.41 | 47.55 | 46.06 | 44.41 | 38.2 | 37.04 | 33.99 | 29.06 | 23.41 | 20.41 | 15.02 | 10.83 | 6.65 | 4.55 | 3.57 | 3.96 | 5.36 | 7.55 | 11.6 | 16.92 | 23.21 | 29.76 | 33.53 | 40.66 | 43.12 | 42.97 | 41.57 | 39.65 | 19.27 | 17.77 | 16.1 | 12.53 | 10.32 | 7.46 | 5.99 | 4.14 | 3.45 | 3.46 | 3.97 | 5.29 | 6.14 | 7.29 | 9.05 | 11.18 | 12.64 | 16.67 | 20.41 | 24.49 | 24.51 | 24.48 | 23 | 21.03 | 10.05 | 9.31 | 9.44 | 9.29 | 8.52 | 7 | 5.65 | 4.68 | 3.13 | 2.81 | 3 | 3.75 | 4.42 | 4.43 | 4.5 | 5.19 | 6.62 | 7.91 | 9.55 | 11 | 12.14 | 12.35 | 11.42 | 9.82 | 4.5 | 3.98 | 4.08 | 4.14 | 4.2 | 4.26 | 4.07 | 3.66 | 3.33 | 3.64 | 3.96 | 4.51 | 4.28 | 4.53 | 4.57 | 3.82 | 3.47 | 4.41 | 5.55 | 5.98 | 6.38 | 4.73 | 5.01 | 4.83 | 3.8 | 3.69 | 3.62 | 4.16 | 4.07 | 4.13 | 4.1 | 3.82 | 3.58 | 3.57 | 3.54 | 3.87 | 3.84 | 3.55 | 3.38 | 3.55 | 3.93 | 4.14 | 4.68 | 4.39 | 4.97 | 4.47 | 4.22 | 4.18
ALTA3A_2_CPCE5 |  | Wind | Wind | CISO | South | Socal | FC | 168 | 8.82 | 9.34 | 8.8 | 8.39 | 9.38 | 9.12 | 9.35 | 8.58 | 7.45 | 8.46 | 7.52 | 8.24 | 9.25 | 8.44 | 9.3 | 9.28 | 7.94 | 7.66 | 9.16 | 8.65 | 8.54 | 9.37 | 8.08 | 8.53 | 16.29 | 15.53 | 17.81 | 17.36 | 14.66 | 15.54 | 15.3 | 12.55 | 13.12 | 14.49 | 18.04 | 18.69 | 16.85 | 15.59 | 19.9 | 20.4 | 20.01 | 20.91 | 19.76 | 21.49 | 24.67 | 21.31 | 18.75 | 18.45 | 18.14 | 17.03 | 14.94 | 14.81 | 15.1 | 15.05 | 15.09 | 12.41 | 9.59 | 9.56 | 9.73 | 11.01 | 13.35 | 14.41 | 16.28 | 15.88 | 21.28 | 22.65 | 21.35 | 22.96 | 22.25 | 22.82 | 18.82 | 17.83 | 62.05 | 64.35 | 58.78 | 53.76 | 50.27 | 44.94 | 37.07 | 30.58 | 22.33 | 19.89 | 19.74 | 19.68 | 19.16 | 22.35 | 33.52 | 46.32 | 55.05 | 61.82 | 66.33 | 67.78 | 67.79 | 68.39 | 65.19 | 65.17 | 72.56 | 68.78 | 65.74 | 65.71 | 57.87 | 46.51 | 35.64 | 26.8 | 19.87 | 14.82 | 11.14 | 10.73 | 9.2 | 12.75 | 21.21 | 34.26 | 53.43 | 63.96 | 72.25 | 69.66 | 70.39 | 74.34 | 73.26 | 74.86 | 74.65 | 72.87 | 67.78 | 61.88 | 56.49 | 45.6 | 35.67 | 26.2 | 16.1 | 11.66 | 8.36 | 9.74 | 10.54 | 12.38 | 20.35 | 32.52 | 46.94 | 55.45 | 63.69 | 71.41 | 77.98 | 77.72 | 76.8 | 77.37 | 70.29 | 66.04 | 62.28 | 54.85 | 45.46 | 39.08 | 29.05 | 18.77 | 9.56 | 6.38 | 5.46 | 6.44 | 8.58 | 12.57 | 20.55 | 30.64 | 44.04 | 55.98 | 64.7 | 70.63 | 76.45 | 78.32 | 75.86 | 73.14 | 62.92 | 61.01 | 55.99 | 47.86 | 38.56 | 33.62 | 24.73 | 17.83 | 10.95 | 7.5 | 5.87 | 6.52 | 8.83 | 12.44 | 19.11 | 27.87 | 38.23 | 49.02 | 55.23 | 66.97 | 71.01 | 70.78 | 68.47 | 65.3 | 31.74 | 29.26 | 26.51 | 20.64 | 16.99 | 12.29 | 9.87 | 6.81 | 5.68 | 5.7 | 6.54 | 8.7 | 10.11 | 12.01 | 14.91 | 18.41 | 20.82 | 27.46 | 33.61 | 40.34 | 40.37 | 40.31 | 37.89 | 34.63 | 16.55 | 15.34 | 15.55 | 15.31 | 14.03 | 11.54 | 9.31 | 7.71 | 5.15 | 4.62 | 4.94 | 6.17 | 7.28 | 7.29 | 7.41 | 8.55 | 10.91 | 13.03 | 15.73 | 18.11 | 20 | 20.35 | 18.81 | 16.18 | 7.41 | 6.56 | 6.71 | 6.82 | 6.92 | 7.02 | 6.7 | 6.03 | 5.49 | 5.99 | 6.53 | 7.43 | 7.06 | 7.46 | 7.53 | 6.3 | 5.72 | 7.27 | 9.14 | 9.86 | 10.5 | 7.79 | 8.26 | 7.95 | 6.26 | 6.08 | 5.96 | 6.84 | 6.7 | 6.81 | 6.75 | 6.29 | 5.89 | 5.87 | 5.84 | 6.37 | 6.33 | 5.85 | 5.57 | 5.85 | 6.47 | 6.82 | 7.71 | 7.22 | 8.18 | 7.36 | 6.95 | 6.89
ALTA3A_2_CPCE8 |  | Wind | Wind | CISO | South | Socal | FC | 150 | 7.87 | 8.34 | 7.86 | 7.49 | 8.37 | 8.14 | 8.35 | 7.66 | 6.66 | 7.55 | 6.71 | 7.36 | 8.26 | 7.54 | 8.31 | 8.29 | 7.09 | 6.84 | 8.18 | 7.72 | 7.62 | 8.37 | 7.22 | 7.62 | 14.54 | 13.87 | 15.9 | 15.5 | 13.09 | 13.88 | 13.66 | 11.2 | 11.71 | 12.94 | 16.11 | 16.68 | 15.04 | 13.92 | 17.77 | 18.21 | 17.86 | 18.67 | 17.64 | 19.19 | 22.03 | 19.03 | 16.74 | 16.47 | 16.2 | 15.21 | 13.34 | 13.22 | 13.49 | 13.44 | 13.47 | 11.08 | 8.56 | 8.54 | 8.69 | 9.83 | 11.92 | 12.87 | 14.54 | 14.18 | 19 | 20.22 | 19.06 | 20.5 | 19.87 | 20.38 | 16.8 | 15.92 | 55.4 | 57.46 | 52.48 | 48 | 44.89 | 40.12 | 33.1 | 27.31 | 19.93 | 17.76 | 17.62 | 17.57 | 17.1 | 19.96 | 29.93 | 41.35 | 49.15 | 55.19 | 59.23 | 60.52 | 60.53 | 61.06 | 58.21 | 58.19 | 64.79 | 61.41 | 58.7 | 58.67 | 51.67 | 41.53 | 31.82 | 23.93 | 17.74 | 13.23 | 9.95 | 9.58 | 8.21 | 11.39 | 18.94 | 30.59 | 47.7 | 57.11 | 64.51 | 62.2 | 62.85 | 66.38 | 65.41 | 66.84 | 66.66 | 65.06 | 60.51 | 55.25 | 50.44 | 40.72 | 31.85 | 23.39 | 14.37 | 10.41 | 7.46 | 8.69 | 9.41 | 11.06 | 18.17 | 29.04 | 41.91 | 49.51 | 56.87 | 63.76 | 69.63 | 69.4 | 68.57 | 69.08 | 62.76 | 58.97 | 55.61 | 48.98 | 40.59 | 34.89 | 25.93 | 16.76 | 8.54 | 5.7 | 4.87 | 5.75 | 7.66 | 11.23 | 18.35 | 27.36 | 39.32 | 49.98 | 57.77 | 63.06 | 68.26 | 69.93 | 67.73 | 65.31 | 56.18 | 54.48 | 49.99 | 42.74 | 34.43 | 30.02 | 22.08 | 15.92 | 9.77 | 6.69 | 5.24 | 5.82 | 7.88 | 11.1 | 17.06 | 24.88 | 34.14 | 43.77 | 49.31 | 59.8 | 63.41 | 63.19 | 61.13 | 58.3 | 28.34 | 26.13 | 23.67 | 18.43 | 15.17 | 10.98 | 8.81 | 6.08 | 5.07 | 5.09 | 5.84 | 7.77 | 9.02 | 10.72 | 13.31 | 16.44 | 18.59 | 24.52 | 30.01 | 36.02 | 36.05 | 35.99 | 33.83 | 30.92 | 14.77 | 13.69 | 13.89 | 13.67 | 12.52 | 10.3 | 8.31 | 6.88 | 4.6 | 4.13 | 4.41 | 5.51 | 6.5 | 6.51 | 6.61 | 7.64 | 9.74 | 11.64 | 14.04 | 16.17 | 17.85 | 18.17 | 16.79 | 14.45 | 6.61 | 5.86 | 5.99 | 6.09 | 6.18 | 6.27 | 5.98 | 5.38 | 4.9 | 5.35 | 5.83 | 6.64 | 6.3 | 6.66 | 6.72 | 5.62 | 5.1 | 6.49 | 8.17 | 8.8 | 9.38 | 6.96 | 7.37 | 7.1 | 5.59 | 5.43 | 5.32 | 6.11 | 5.98 | 6.08 | 6.03 | 5.62 | 5.26 | 5.24 | 5.21 | 5.69 | 5.65 | 5.22 | 4.98 | 5.22 | 5.78 | 6.09 | 6.89 | 6.45 | 7.3 | 6.57 | 6.2 | 6.15
ALTA4A_2_CPCW1 |  | Wind | Wind | CISO | South | Socal | FC | 150 | 7.87 | 8.34 | 7.86 | 7.49 | 8.37 | 8.14 | 8.35 | 7.66 | 6.66 | 7.55 | 6.71 | 7.36 | 8.26 | 7.54 | 8.31 | 8.29 | 7.09 | 6.84 | 8.18 | 7.72 | 7.62 | 8.37 | 7.22 | 7.62 | 14.54 | 13.87 | 15.9 | 15.5 | 13.09 | 13.88 | 13.66 | 11.2 | 11.71 | 12.94 | 16.11 | 16.68 | 15.04 | 13.92 | 17.77 | 18.21 | 17.86 | 18.67 | 17.64 | 19.19 | 22.03 | 19.03 | 16.74 | 16.47 | 16.2 | 15.21 | 13.34 | 13.22 | 13.49 | 13.44 | 13.47 | 11.08 | 8.56 | 8.54 | 8.69 | 9.83 | 11.92 | 12.87 | 14.54 | 14.18 | 19 | 20.22 | 19.06 | 20.5 | 19.87 | 20.38 | 16.8 | 15.92 | 55.4 | 57.46 | 52.48 | 48 | 44.89 | 40.12 | 33.1 | 27.31 | 19.93 | 17.76 | 17.62 | 17.57 | 17.1 | 19.96 | 29.93 | 41.35 | 49.15 | 55.19 | 59.23 | 60.52 | 60.53 | 61.06 | 58.21 | 58.19 | 64.79 | 61.41 | 58.7 | 58.67 | 51.67 | 41.53 | 31.82 | 23.93 | 17.74 | 13.23 | 9.95 | 9.58 | 8.21 | 11.39 | 18.94 | 30.59 | 47.7 | 57.11 | 64.51 | 62.2 | 62.85 | 66.38 | 65.41 | 66.84 | 66.66 | 65.06 | 60.51 | 55.25 | 50.44 | 40.72 | 31.85 | 23.39 | 14.37 | 10.41 | 7.46 | 8.69 | 9.41 | 11.06 | 18.17 | 29.04 | 41.91 | 49.51 | 56.87 | 63.76 | 69.63 | 69.4 | 68.57 | 69.08 | 62.76 | 58.97 | 55.61 | 48.98 | 40.59 | 34.89 | 25.93 | 16.76 | 8.54 | 5.7 | 4.87 | 5.75 | 7.66 | 11.23 | 18.35 | 27.36 | 39.32 | 49.98 | 57.77 | 63.06 | 68.26 | 69.93 | 67.73 | 65.31 | 56.18 | 54.48 | 49.99 | 42.74 | 34.43 | 30.02 | 22.08 | 15.92 | 9.77 | 6.69 | 5.24 | 5.82 | 7.88 | 11.1 | 17.06 | 24.88 | 34.14 | 43.77 | 49.31 | 59.8 | 63.41 | 63.19 | 61.13 | 58.3 | 28.34 | 26.13 | 23.67 | 18.43 | 15.17 | 10.98 | 8.81 | 6.08 | 5.07 | 5.09 | 5.84 | 7.77 | 9.02 | 10.72 | 13.31 | 16.44 | 18.59 | 24.52 | 30.01 | 36.02 | 36.05 | 35.99 | 33.83 | 30.92 | 14.77 | 13.69 | 13.89 | 13.67 | 12.52 | 10.3 | 8.31 | 6.88 | 4.6 | 4.13 | 4.41 | 5.51 | 6.5 | 6.51 | 6.61 | 7.64 | 9.74 | 11.64 | 14.04 | 16.17 | 17.85 | 18.17 | 16.79 | 14.45 | 6.61 | 5.86 | 5.99 | 6.09 | 6.18 | 6.27 | 5.98 | 5.38 | 4.9 | 5.35 | 5.83 | 6.64 | 6.3 | 6.66 | 6.72 | 5.62 | 5.1 | 6.49 | 8.17 | 8.8 | 9.38 | 6.96 | 7.37 | 7.1 | 5.59 | 5.43 | 5.32 | 6.11 | 5.98 | 6.08 | 6.03 | 5.62 | 5.26 | 5.24 | 5.21 | 5.69 | 5.65 | 5.22 | 4.98 | 5.22 | 5.78 | 6.09 | 6.89 | 6.45 | 7.3 | 6.57 | 6.2 | 6.15
ALTA4B_2_CPCW2 |  | Wind | Wind | CISO | South | Socal | FC | 150 | 7.87 | 8.34 | 7.86 | 7.49 | 8.37 | 8.14 | 8.35 | 7.66 | 6.66 | 7.55 | 6.71 | 7.36 | 8.26 | 7.54 | 8.31 | 8.29 | 7.09 | 6.84 | 8.18 | 7.72 | 7.62 | 8.37 | 7.22 | 7.62 | 14.54 | 13.87 | 15.9 | 15.5 | 13.09 | 13.88 | 13.66 | 11.2 | 11.71 | 12.94 | 16.11 | 16.68 | 15.04 | 13.92 | 17.77 | 18.21 | 17.86 | 18.67 | 17.64 | 19.19 | 22.03 | 19.03 | 16.74 | 16.47 | 16.2 | 15.21 | 13.34 | 13.22 | 13.49 | 13.44 | 13.47 | 11.08 | 8.56 | 8.54 | 8.69 | 9.83 | 11.92 | 12.87 | 14.54 | 14.18 | 19 | 20.22 | 19.06 | 20.5 | 19.87 | 20.38 | 16.8 | 15.92 | 55.4 | 57.46 | 52.48 | 48 | 44.89 | 40.12 | 33.1 | 27.31 | 19.93 | 17.76 | 17.62 | 17.57 | 17.1 | 19.96 | 29.93 | 41.35 | 49.15 | 55.19 | 59.23 | 60.52 | 60.53 | 61.06 | 58.21 | 58.19 | 64.79 | 61.41 | 58.7 | 58.67 | 51.67 | 41.53 | 31.82 | 23.93 | 17.74 | 13.23 | 9.95 | 9.58 | 8.21 | 11.39 | 18.94 | 30.59 | 47.7 | 57.11 | 64.51 | 62.2 | 62.85 | 66.38 | 65.41 | 66.84 | 66.66 | 65.06 | 60.51 | 55.25 | 50.44 | 40.72 | 31.85 | 23.39 | 14.37 | 10.41 | 7.46 | 8.69 | 9.41 | 11.06 | 18.17 | 29.04 | 41.91 | 49.51 | 56.87 | 63.76 | 69.63 | 69.4 | 68.57 | 69.08 | 62.76 | 58.97 | 55.61 | 48.98 | 40.59 | 34.89 | 25.93 | 16.76 | 8.54 | 5.7 | 4.87 | 5.75 | 7.66 | 11.23 | 18.35 | 27.36 | 39.32 | 49.98 | 57.77 | 63.06 | 68.26 | 69.93 | 67.73 | 65.31 | 56.18 | 54.48 | 49.99 | 42.74 | 34.43 | 30.02 | 22.08 | 15.92 | 9.77 | 6.69 | 5.24 | 5.82 | 7.88 | 11.1 | 17.06 | 24.88 | 34.14 | 43.77 | 49.31 | 59.8 | 63.41 | 63.19 | 61.13 | 58.3 | 28.34 | 26.13 | 23.67 | 18.43 | 15.17 | 10.98 | 8.81 | 6.08 | 5.07 | 5.09 | 5.84 | 7.77 | 9.02 | 10.72 | 13.31 | 16.44 | 18.59 | 24.52 | 30.01 | 36.02 | 36.05 | 35.99 | 33.83 | 30.92 | 14.77 | 13.69 | 13.89 | 13.67 | 12.52 | 10.3 | 8.31 | 6.88 | 4.6 | 4.13 | 4.41 | 5.51 | 6.5 | 6.51 | 6.61 | 7.64 | 9.74 | 11.64 | 14.04 | 16.17 | 17.85 | 18.17 | 16.79 | 14.45 | 6.61 | 5.86 | 5.99 | 6.09 | 6.18 | 6.27 | 5.98 | 5.38 | 4.9 | 5.35 | 5.83 | 6.64 | 6.3 | 6.66 | 6.72 | 5.62 | 5.1 | 6.49 | 8.17 | 8.8 | 9.38 | 6.96 | 7.37 | 7.1 | 5.59 | 5.43 | 5.32 | 6.11 | 5.98 | 6.08 | 6.03 | 5.62 | 5.26 | 5.24 | 5.21 | 5.69 | 5.65 | 5.22 | 4.98 | 5.22 | 5.78 | 6.09 | 6.89 | 6.45 | 7.3 | 6.57 | 6.2 | 6.15
ALTA4B_2_CPCW3 |  | Wind | Wind | CISO | South | Socal | FC | 150 | 7.87 | 8.34 | 7.86 | 7.49 | 8.37 | 8.14 | 8.35 | 7.66 | 6.66 | 7.55 | 6.71 | 7.36 | 8.26 | 7.54 | 8.31 | 8.29 | 7.09 | 6.84 | 8.18 | 7.72 | 7.62 | 8.37 | 7.22 | 7.62 | 14.54 | 13.87 | 15.9 | 15.5 | 13.09 | 13.88 | 13.66 | 11.2 | 11.71 | 12.94 | 16.11 | 16.68 | 15.04 | 13.92 | 17.77 | 18.21 | 17.86 | 18.67 | 17.64 | 19.19 | 22.03 | 19.03 | 16.74 | 16.47 | 16.2 | 15.21 | 13.34 | 13.22 | 13.49 | 13.44 | 13.47 | 11.08 | 8.56 | 8.54 | 8.69 | 9.83 | 11.92 | 12.87 | 14.54 | 14.18 | 19 | 20.22 | 19.06 | 20.5 | 19.87 | 20.38 | 16.8 | 15.92 | 55.4 | 57.46 | 52.48 | 48 | 44.89 | 40.12 | 33.1 | 27.31 | 19.93 | 17.76 | 17.62 | 17.57 | 17.1 | 19.96 | 29.93 | 41.35 | 49.15 | 55.19 | 59.23 | 60.52 | 60.53 | 61.06 | 58.21 | 58.19 | 64.79 | 61.41 | 58.7 | 58.67 | 51.67 | 41.53 | 31.82 | 23.93 | 17.74 | 13.23 | 9.95 | 9.58 | 8.21 | 11.39 | 18.94 | 30.59 | 47.7 | 57.11 | 64.51 | 62.2 | 62.85 | 66.38 | 65.41 | 66.84 | 66.66 | 65.06 | 60.51 | 55.25 | 50.44 | 40.72 | 31.85 | 23.39 | 14.37 | 10.41 | 7.46 | 8.69 | 9.41 | 11.06 | 18.17 | 29.04 | 41.91 | 49.51 | 56.87 | 63.76 | 69.63 | 69.4 | 68.57 | 69.08 | 62.76 | 58.97 | 55.61 | 48.98 | 40.59 | 34.89 | 25.93 | 16.76 | 8.54 | 5.7 | 4.87 | 5.75 | 7.66 | 11.23 | 18.35 | 27.36 | 39.32 | 49.98 | 57.77 | 63.06 | 68.26 | 69.93 | 67.73 | 65.31 | 56.18 | 54.48 | 49.99 | 42.74 | 34.43 | 30.02 | 22.08 | 15.92 | 9.77 | 6.69 | 5.24 | 5.82 | 7.88 | 11.1 | 17.06 | 24.88 | 34.14 | 43.77 | 49.31 | 59.8 | 63.41 | 63.19 | 61.13 | 58.3 | 28.34 | 26.13 | 23.67 | 18.43 | 15.17 | 10.98 | 8.81 | 6.08 | 5.07 | 5.09 | 5.84 | 7.77 | 9.02 | 10.72 | 13.31 | 16.44 | 18.59 | 24.52 | 30.01 | 36.02 | 36.05 | 35.99 | 33.83 | 30.92 | 14.77 | 13.69 | 13.89 | 13.67 | 12.52 | 10.3 | 8.31 | 6.88 | 4.6 | 4.13 | 4.41 | 5.51 | 6.5 | 6.51 | 6.61 | 7.64 | 9.74 | 11.64 | 14.04 | 16.17 | 17.85 | 18.17 | 16.79 | 14.45 | 6.61 | 5.86 | 5.99 | 6.09 | 6.18 | 6.27 | 5.98 | 5.38 | 4.9 | 5.35 | 5.83 | 6.64 | 6.3 | 6.66 | 6.72 | 5.62 | 5.1 | 6.49 | 8.17 | 8.8 | 9.38 | 6.96 | 7.37 | 7.1 | 5.59 | 5.43 | 5.32 | 6.11 | 5.98 | 6.08 | 6.03 | 5.62 | 5.26 | 5.24 | 5.21 | 5.69 | 5.65 | 5.22 | 4.98 | 5.22 | 5.78 | 6.09 | 6.89 | 6.45 | 7.3 | 6.57 | 6.2 | 6.15
ALTA4B_2_CPCW6 |  | Wind | Wind | CISO | South | Socal | FC | 150 | 7.87 | 8.34 | 7.86 | 7.49 | 8.37 | 8.14 | 8.35 | 7.66 | 6.66 | 7.55 | 6.71 | 7.36 | 8.26 | 7.54 | 8.31 | 8.29 | 7.09 | 6.84 | 8.18 | 7.72 | 7.62 | 8.37 | 7.22 | 7.62 | 14.54 | 13.87 | 15.9 | 15.5 | 13.09 | 13.88 | 13.66 | 11.2 | 11.71 | 12.94 | 16.11 | 16.68 | 15.04 | 13.92 | 17.77 | 18.21 | 17.86 | 18.67 | 17.64 | 19.19 | 22.03 | 19.03 | 16.74 | 16.47 | 16.2 | 15.21 | 13.34 | 13.22 | 13.49 | 13.44 | 13.47 | 11.08 | 8.56 | 8.54 | 8.69 | 9.83 | 11.92 | 12.87 | 14.54 | 14.18 | 19 | 20.22 | 19.06 | 20.5 | 19.87 | 20.38 | 16.8 | 15.92 | 55.4 | 57.46 | 52.48 | 48 | 44.89 | 40.12 | 33.1 | 27.31 | 19.93 | 17.76 | 17.62 | 17.57 | 17.1 | 19.96 | 29.93 | 41.35 | 49.15 | 55.19 | 59.23 | 60.52 | 60.53 | 61.06 | 58.21 | 58.19 | 64.79 | 61.41 | 58.7 | 58.67 | 51.67 | 41.53 | 31.82 | 23.93 | 17.74 | 13.23 | 9.95 | 9.58 | 8.21 | 11.39 | 18.94 | 30.59 | 47.7 | 57.11 | 64.51 | 62.2 | 62.85 | 66.38 | 65.41 | 66.84 | 66.66 | 65.06 | 60.51 | 55.25 | 50.44 | 40.72 | 31.85 | 23.39 | 14.37 | 10.41 | 7.46 | 8.69 | 9.41 | 11.06 | 18.17 | 29.04 | 41.91 | 49.51 | 56.87 | 63.76 | 69.63 | 69.4 | 68.57 | 69.08 | 62.76 | 58.97 | 55.61 | 48.98 | 40.59 | 34.89 | 25.93 | 16.76 | 8.54 | 5.7 | 4.87 | 5.75 | 7.66 | 11.23 | 18.35 | 27.36 | 39.32 | 49.98 | 57.77 | 63.06 | 68.26 | 69.93 | 67.73 | 65.31 | 56.18 | 54.48 | 49.99 | 42.74 | 34.43 | 30.02 | 22.08 | 15.92 | 9.77 | 6.69 | 5.24 | 5.82 | 7.88 | 11.1 | 17.06 | 24.88 | 34.14 | 43.77 | 49.31 | 59.8 | 63.41 | 63.19 | 61.13 | 58.3 | 28.34 | 26.13 | 23.67 | 18.43 | 15.17 | 10.98 | 8.81 | 6.08 | 5.07 | 5.09 | 5.84 | 7.77 | 9.02 | 10.72 | 13.31 | 16.44 | 18.59 | 24.52 | 30.01 | 36.02 | 36.05 | 35.99 | 33.83 | 30.92 | 14.77 | 13.69 | 13.89 | 13.67 | 12.52 | 10.3 | 8.31 | 6.88 | 4.6 | 4.13 | 4.41 | 5.51 | 6.5 | 6.51 | 6.61 | 7.64 | 9.74 | 11.64 | 14.04 | 16.17 | 17.85 | 18.17 | 16.79 | 14.45 | 6.61 | 5.86 | 5.99 | 6.09 | 6.18 | 6.27 | 5.98 | 5.38 | 4.9 | 5.35 | 5.83 | 6.64 | 6.3 | 6.66 | 6.72 | 5.62 | 5.1 | 6.49 | 8.17 | 8.8 | 9.38 | 6.96 | 7.37 | 7.1 | 5.59 | 5.43 | 5.32 | 6.11 | 5.98 | 6.08 | 6.03 | 5.62 | 5.26 | 5.24 | 5.21 | 5.69 | 5.65 | 5.22 | 4.98 | 5.22 | 5.78 | 6.09 | 6.89 | 6.45 | 7.3 | 6.57 | 6.2 | 6.15
ALTA6B_2_WIND11 |  | Wind | Wind | CISO | South | Socal | FC | 88.15 | 4.63 | 4.9 | 4.62 | 4.4 | 4.92 | 4.78 | 4.91 | 4.5 | 3.91 | 4.44 | 3.95 | 4.32 | 4.85 | 4.43 | 4.88 | 4.87 | 4.16 | 4.02 | 4.81 | 4.54 | 4.48 | 4.92 | 4.24 | 4.48 | 8.55 | 8.15 | 9.35 | 9.11 | 7.69 | 8.15 | 8.03 | 6.58 | 6.88 | 7.6 | 9.47 | 9.81 | 8.84 | 8.18 | 10.44 | 10.7 | 10.5 | 10.97 | 10.37 | 11.28 | 12.94 | 11.18 | 9.84 | 9.68 | 9.52 | 8.94 | 7.84 | 7.77 | 7.92 | 7.9 | 7.92 | 6.51 | 5.03 | 5.02 | 5.11 | 5.78 | 7 | 7.56 | 8.54 | 8.33 | 11.16 | 11.88 | 11.2 | 12.05 | 11.68 | 11.97 | 9.87 | 9.36 | 32.56 | 33.76 | 30.84 | 28.21 | 26.38 | 23.58 | 19.45 | 16.05 | 11.71 | 10.44 | 10.36 | 10.33 | 10.05 | 11.73 | 17.59 | 24.3 | 28.88 | 32.43 | 34.81 | 35.57 | 35.57 | 35.89 | 34.21 | 34.19 | 38.07 | 36.09 | 34.5 | 34.48 | 30.37 | 24.4 | 18.7 | 14.06 | 10.42 | 7.78 | 5.85 | 5.63 | 4.83 | 6.69 | 11.13 | 17.97 | 28.03 | 33.56 | 37.91 | 36.55 | 36.93 | 39.01 | 38.44 | 39.28 | 39.17 | 38.24 | 35.56 | 32.47 | 29.64 | 23.93 | 18.72 | 13.75 | 8.45 | 6.12 | 4.39 | 5.11 | 5.53 | 6.5 | 10.68 | 17.07 | 24.63 | 29.09 | 33.42 | 37.47 | 40.92 | 40.78 | 40.3 | 40.6 | 36.88 | 34.65 | 32.68 | 28.78 | 23.85 | 20.5 | 15.24 | 9.85 | 5.02 | 3.35 | 2.86 | 3.38 | 4.5 | 6.6 | 10.78 | 16.08 | 23.11 | 29.37 | 33.95 | 37.06 | 40.11 | 41.1 | 39.8 | 38.38 | 33.02 | 32.01 | 29.38 | 25.11 | 20.23 | 17.64 | 12.98 | 9.36 | 5.74 | 3.93 | 3.08 | 3.42 | 4.63 | 6.53 | 10.03 | 14.62 | 20.06 | 25.72 | 28.98 | 35.14 | 37.26 | 37.14 | 35.93 | 34.26 | 16.66 | 15.35 | 13.91 | 10.83 | 8.92 | 6.45 | 5.18 | 3.58 | 2.98 | 2.99 | 3.43 | 4.57 | 5.3 | 6.3 | 7.82 | 9.66 | 10.92 | 14.41 | 17.64 | 21.17 | 21.18 | 21.15 | 19.88 | 18.17 | 8.68 | 8.05 | 8.16 | 8.03 | 7.36 | 6.05 | 4.88 | 4.04 | 2.7 | 2.42 | 2.59 | 3.24 | 3.82 | 3.83 | 3.89 | 4.49 | 5.72 | 6.84 | 8.25 | 9.5 | 10.49 | 10.68 | 9.87 | 8.49 | 3.89 | 3.44 | 3.52 | 3.58 | 3.63 | 3.68 | 3.51 | 3.16 | 2.88 | 3.14 | 3.42 | 3.9 | 3.7 | 3.92 | 3.95 | 3.3 | 3 | 3.81 | 4.8 | 5.17 | 5.51 | 4.09 | 4.33 | 4.17 | 3.28 | 3.19 | 3.13 | 3.59 | 3.52 | 3.57 | 3.54 | 3.3 | 3.09 | 3.08 | 3.06 | 3.34 | 3.32 | 3.07 | 2.92 | 3.07 | 3.4 | 3.58 | 4.05 | 3.79 | 4.29 | 3.86 | 3.65 | 3.62
ALTA6E_2_WIND10 |  | Wind | Wind | CISO | South | Socal | FC | 134.84 | 7.08 | 7.49 | 7.06 | 6.73 | 7.53 | 7.32 | 7.51 | 6.89 | 5.98 | 6.79 | 6.04 | 6.61 | 7.43 | 6.78 | 7.47 | 7.45 | 6.37 | 6.14 | 7.35 | 6.94 | 6.85 | 7.52 | 6.49 | 6.85 | 13.07 | 12.46 | 14.3 | 13.93 | 11.77 | 12.47 | 12.28 | 10.07 | 10.53 | 11.63 | 14.48 | 15 | 13.52 | 12.52 | 15.98 | 16.37 | 16.06 | 16.78 | 15.86 | 17.25 | 19.8 | 17.11 | 15.05 | 14.81 | 14.56 | 13.67 | 11.99 | 11.88 | 12.12 | 12.08 | 12.11 | 9.96 | 7.7 | 7.68 | 7.81 | 8.84 | 10.71 | 11.57 | 13.07 | 12.75 | 17.08 | 18.18 | 17.14 | 18.43 | 17.86 | 18.32 | 15.11 | 14.31 | 49.8 | 51.65 | 47.18 | 43.15 | 40.35 | 36.07 | 29.75 | 24.55 | 17.92 | 15.96 | 15.84 | 15.8 | 15.37 | 17.94 | 26.91 | 37.17 | 44.18 | 49.61 | 53.24 | 54.41 | 54.41 | 54.89 | 52.33 | 52.3 | 58.24 | 55.2 | 52.77 | 52.74 | 46.45 | 37.33 | 28.6 | 21.51 | 15.95 | 11.89 | 8.94 | 8.61 | 7.38 | 10.23 | 17.03 | 27.5 | 42.88 | 51.33 | 57.99 | 55.91 | 56.49 | 59.67 | 58.8 | 60.08 | 59.92 | 58.49 | 54.4 | 49.67 | 45.34 | 36.6 | 28.63 | 21.03 | 12.92 | 9.36 | 6.71 | 7.82 | 8.46 | 9.94 | 16.33 | 26.1 | 37.68 | 44.5 | 51.12 | 57.31 | 62.59 | 62.38 | 61.64 | 62.1 | 56.42 | 53.01 | 49.99 | 44.03 | 36.48 | 31.36 | 23.31 | 15.06 | 7.67 | 5.12 | 4.38 | 5.17 | 6.89 | 10.09 | 16.49 | 24.59 | 35.35 | 44.93 | 51.93 | 56.69 | 61.36 | 62.86 | 60.88 | 58.71 | 50.5 | 48.97 | 44.94 | 38.42 | 30.95 | 26.99 | 19.85 | 14.31 | 8.79 | 6.02 | 4.71 | 5.24 | 7.09 | 9.98 | 15.34 | 22.37 | 30.69 | 39.35 | 44.33 | 53.75 | 57 | 56.81 | 54.95 | 52.41 | 25.48 | 23.48 | 21.28 | 16.57 | 13.64 | 9.87 | 7.92 | 5.47 | 4.56 | 4.58 | 5.25 | 6.99 | 8.11 | 9.64 | 11.97 | 14.78 | 16.71 | 22.04 | 26.98 | 32.38 | 32.41 | 32.36 | 30.41 | 27.8 | 13.28 | 12.31 | 12.48 | 12.29 | 11.26 | 9.26 | 7.47 | 6.19 | 4.13 | 3.71 | 3.97 | 4.95 | 5.84 | 5.86 | 5.95 | 6.86 | 8.76 | 10.46 | 12.62 | 14.54 | 16.05 | 16.33 | 15.09 | 12.99 | 5.95 | 5.27 | 5.39 | 5.47 | 5.55 | 5.63 | 5.38 | 4.84 | 4.4 | 4.81 | 5.24 | 5.97 | 5.66 | 5.99 | 6.04 | 5.06 | 4.59 | 5.83 | 7.34 | 7.91 | 8.43 | 6.26 | 6.63 | 6.38 | 5.02 | 4.88 | 4.79 | 5.49 | 5.38 | 5.47 | 5.42 | 5.05 | 4.73 | 4.71 | 4.68 | 5.11 | 5.08 | 4.7 | 4.47 | 4.69 | 5.19 | 5.48 | 6.19 | 5.8 | 6.57 | 5.91 | 5.58 | 5.53
ALTWD_2_AT3WD3 |  | Wind | Wind | CISO | South | Socal | FC | 9.8 | 0.51 | 0.54 | 0.51 | 0.49 | 0.55 | 0.53 | 0.55 | 0.5 | 0.43 | 0.49 | 0.44 | 0.48 | 0.54 | 0.49 | 0.54 | 0.54 | 0.46 | 0.45 | 0.53 | 0.5 | 0.5 | 0.55 | 0.47 | 0.5 | 0.95 | 0.91 | 1.04 | 1.01 | 0.86 | 0.91 | 0.89 | 0.73 | 0.77 | 0.85 | 1.05 | 1.09 | 0.98 | 0.91 | 1.16 | 1.19 | 1.17 | 1.22 | 1.15 | 1.25 | 1.44 | 1.24 | 1.09 | 1.08 | 1.06 | 0.99 | 0.87 | 0.86 | 0.88 | 0.88 | 0.88 | 0.72 | 0.56 | 0.56 | 0.57 | 0.64 | 0.78 | 0.84 | 0.95 | 0.93 | 1.24 | 1.32 | 1.25 | 1.34 | 1.3 | 1.33 | 1.1 | 1.04 | 3.62 | 3.75 | 3.43 | 3.14 | 2.93 | 2.62 | 2.16 | 1.78 | 1.3 | 1.16 | 1.15 | 1.15 | 1.12 | 1.3 | 1.96 | 2.7 | 3.21 | 3.61 | 3.87 | 3.95 | 3.95 | 3.99 | 3.8 | 3.8 | 4.23 | 4.01 | 3.84 | 3.83 | 3.38 | 2.71 | 2.08 | 1.56 | 1.16 | 0.86 | 0.65 | 0.63 | 0.54 | 0.74 | 1.24 | 2 | 3.12 | 3.73 | 4.21 | 4.06 | 4.11 | 4.34 | 4.27 | 4.37 | 4.35 | 4.25 | 3.95 | 3.61 | 3.3 | 2.66 | 2.08 | 1.53 | 0.94 | 0.68 | 0.49 | 0.57 | 0.61 | 0.72 | 1.19 | 1.9 | 2.74 | 3.23 | 3.72 | 4.17 | 4.55 | 4.53 | 4.48 | 4.51 | 4.1 | 3.85 | 3.63 | 3.2 | 2.65 | 2.28 | 1.69 | 1.09 | 0.56 | 0.37 | 0.32 | 0.38 | 0.5 | 0.73 | 1.2 | 1.79 | 2.57 | 3.27 | 3.77 | 4.12 | 4.46 | 4.57 | 4.43 | 4.27 | 3.67 | 3.56 | 3.27 | 2.79 | 2.25 | 1.96 | 1.44 | 1.04 | 0.64 | 0.44 | 0.34 | 0.38 | 0.52 | 0.73 | 1.11 | 1.63 | 2.23 | 2.86 | 3.22 | 3.91 | 4.14 | 4.13 | 3.99 | 3.81 | 1.85 | 1.71 | 1.55 | 1.2 | 0.99 | 0.72 | 0.58 | 0.4 | 0.33 | 0.33 | 0.38 | 0.51 | 0.59 | 0.7 | 0.87 | 1.07 | 1.21 | 1.6 | 1.96 | 2.35 | 2.36 | 2.35 | 2.21 | 2.02 | 0.97 | 0.89 | 0.91 | 0.89 | 0.82 | 0.67 | 0.54 | 0.45 | 0.3 | 0.27 | 0.29 | 0.36 | 0.42 | 0.43 | 0.43 | 0.5 | 0.64 | 0.76 | 0.92 | 1.06 | 1.17 | 1.19 | 1.1 | 0.94 | 0.43 | 0.38 | 0.39 | 0.4 | 0.4 | 0.41 | 0.39 | 0.35 | 0.32 | 0.35 | 0.38 | 0.43 | 0.41 | 0.44 | 0.44 | 0.37 | 0.33 | 0.42 | 0.53 | 0.57 | 0.61 | 0.45 | 0.48 | 0.46 | 0.37 | 0.35 | 0.35 | 0.4 | 0.39 | 0.4 | 0.39 | 0.37 | 0.34 | 0.34 | 0.34 | 0.37 | 0.37 | 0.34 | 0.33 | 0.34 | 0.38 | 0.4 | 0.45 | 0.42 | 0.48 | 0.43 | 0.41 | 0.4
ALTWD_2_COAWD1 |  | Wind | Wind | CISO | South | Socal | FC | 50.4 | 2.65 | 2.8 | 2.64 | 2.52 | 2.81 | 2.74 | 2.81 | 2.57 | 2.24 | 2.54 | 2.26 | 2.47 | 2.78 | 2.53 | 2.79 | 2.78 | 2.38 | 2.3 | 2.75 | 2.6 | 2.56 | 2.81 | 2.43 | 2.56 | 4.89 | 4.66 | 5.34 | 5.21 | 4.4 | 4.66 | 4.59 | 3.76 | 3.93 | 4.35 | 5.41 | 5.61 | 5.05 | 4.68 | 5.97 | 6.12 | 6 | 6.27 | 5.93 | 6.45 | 7.4 | 6.39 | 5.63 | 5.53 | 5.44 | 5.11 | 4.48 | 4.44 | 4.53 | 4.52 | 4.53 | 3.72 | 2.88 | 2.87 | 2.92 | 3.3 | 4 | 4.32 | 4.88 | 4.76 | 6.38 | 6.79 | 6.4 | 6.89 | 6.68 | 6.85 | 5.65 | 5.35 | 18.61 | 19.31 | 17.63 | 16.13 | 15.08 | 13.48 | 11.12 | 9.18 | 6.7 | 5.97 | 5.92 | 5.9 | 5.75 | 6.71 | 10.06 | 13.89 | 16.51 | 18.54 | 19.9 | 20.34 | 20.34 | 20.52 | 19.56 | 19.55 | 21.77 | 20.63 | 19.72 | 19.71 | 17.36 | 13.95 | 10.69 | 8.04 | 5.96 | 4.45 | 3.34 | 3.22 | 2.76 | 3.83 | 6.36 | 10.28 | 16.03 | 19.19 | 21.67 | 20.9 | 21.12 | 22.3 | 21.98 | 22.46 | 22.4 | 21.86 | 20.33 | 18.57 | 16.95 | 13.68 | 10.7 | 7.86 | 4.83 | 3.5 | 2.51 | 2.92 | 3.16 | 3.72 | 6.1 | 9.76 | 14.08 | 16.63 | 19.11 | 21.42 | 23.39 | 23.32 | 23.04 | 23.21 | 21.09 | 19.81 | 18.68 | 16.46 | 13.64 | 11.72 | 8.71 | 5.63 | 2.87 | 1.91 | 1.64 | 1.93 | 2.57 | 3.77 | 6.16 | 9.19 | 13.21 | 16.79 | 19.41 | 21.19 | 22.93 | 23.5 | 22.76 | 21.94 | 18.88 | 18.3 | 16.8 | 14.36 | 11.57 | 10.09 | 7.42 | 5.35 | 3.28 | 2.25 | 1.76 | 1.96 | 2.65 | 3.73 | 5.73 | 8.36 | 11.47 | 14.71 | 16.57 | 20.09 | 21.3 | 21.23 | 20.54 | 19.59 | 9.52 | 8.78 | 7.95 | 6.19 | 5.1 | 3.69 | 2.96 | 2.04 | 1.7 | 1.71 | 1.96 | 2.61 | 3.03 | 3.6 | 4.47 | 5.52 | 6.25 | 8.24 | 10.08 | 12.1 | 12.11 | 12.09 | 11.37 | 10.39 | 4.96 | 4.6 | 4.67 | 4.59 | 4.21 | 3.46 | 2.79 | 2.31 | 1.54 | 1.39 | 1.48 | 1.85 | 2.18 | 2.19 | 2.22 | 2.57 | 3.27 | 3.91 | 4.72 | 5.43 | 6 | 6.1 | 5.64 | 4.85 | 2.22 | 1.97 | 2.01 | 2.05 | 2.08 | 2.11 | 2.01 | 1.81 | 1.65 | 1.8 | 1.96 | 2.23 | 2.12 | 2.24 | 2.26 | 1.89 | 1.72 | 2.18 | 2.74 | 2.96 | 3.15 | 2.34 | 2.48 | 2.39 | 1.88 | 1.82 | 1.79 | 2.05 | 2.01 | 2.04 | 2.02 | 1.89 | 1.77 | 1.76 | 1.75 | 1.91 | 1.9 | 1.76 | 1.67 | 1.75 | 1.94 | 2.05 | 2.31 | 2.17 | 2.45 | 2.21 | 2.08 | 2.07
AQUAWS_2_AQWSR1 |  | Solar_1Axis | Solar Tracking | CISO | North | Norcal | ID | 250 | 0 | 0 | 0 | 0 | 0 | 0 | 0 | 5.86 | 47.26 | 83.71 | 102.06 | 110.34 | 113.97 | 106.33 | 99.23 | 68.09 | 15.08 | 0.01 | 0 | 0 | 0 | 0 | 0 | 0 | 0 | 0 | 0 | 0 | 0 | 0 | 0.06 | 31.7 | 129.15 | 165.65 | 165.06 | 157.55 | 155.57 | 155.19 | 158.6 | 137.7 | 71.9 | 3.83 | 0 | 0 | 0 | 0 | 0 | 0 | 0 | 0 | 0 | 0 | 0 | 0 | 0 | 19.49 | 109.96 | 165.05 | 174.01 | 167.66 | 169.04 | 161.86 | 153.9 | 144.86 | 121.3 | 36.75 | 7.61 | 0.01 | 0 | 0 | 0 | 0 | 0 | 0 | 0 | 0 | 0 | 0 | 1.96 | 64.28 | 153.52 | 180.61 | 179.57 | 176.89 | 182.8 | 181.77 | 178.32 | 180.7 | 170.13 | 151.18 | 65.01 | 2.59 | 0 | 0 | 0 | 0 | 0 | 0 | 0 | 0 | 0 | 0.01 | 23.35 | 124.71 | 175.46 | 187.72 | 190.86 | 189.35 | 193.35 | 193.67 | 194.12 | 196.73 | 191.21 | 179.37 | 109.27 | 14.51 | 0 | 0 | 0 | 0 | 0 | 0 | 0 | 0 | 0 | 0.14 | 38.83 | 141.04 | 190.21 | 206.78 | 209.56 | 211.36 | 212.72 | 211.49 | 210.02 | 210.65 | 202.63 | 189.83 | 136.95 | 37.07 | 0.32 | 0 | 0 | 0 | 0 | 0 | 0 | 0 | 0 | 0 | 17.45 | 115.55 | 190.83 | 210.73 | 213.92 | 214.53 | 212.94 | 212.9 | 209.53 | 209.36 | 201.81 | 186.66 | 129.48 | 29.89 | 0.16 | 0 | 0 | 0 | 0 | 0 | 0 | 0 | 0 | 0 | 2.56 | 68.29 | 159.46 | 194.19 | 201.91 | 204.46 | 204.2 | 202.31 | 201.99 | 201.26 | 192.48 | 156.75 | 68.92 | 4.02 | 0 | 0 | 0 | 0 | 0 | 0 | 0 | 0 | 0 | 0 | 0.09 | 33.03 | 127.33 | 170.25 | 180.36 | 182.49 | 180.36 | 179.21 | 179.74 | 182.31 | 164.11 | 101.75 | 13.05 | 0 | 0 | 0 | 0 | 0 | 0 | 0 | 0 | 0 | 0 | 0 | 0 | 8.61 | 81.41 | 142.29 | 156.93 | 154.81 | 149.12 | 150.88 | 155.48 | 151.78 | 118.97 | 33.61 | 0.22 | 0 | 0 | 0 | 0 | 0 | 0 | 0 | 0 | 0 | 0 | 0 | 0.26 | 26.82 | 93.08 | 127.02 | 131.92 | 126.31 | 129.94 | 133.01 | 125.64 | 76.68 | 9.16 | 0 | 0 | 0 | 0 | 0 | 0 | 0 | 0 | 0 | 0 | 0 | 0 | 0 | 0 | 6.3 | 46.82 | 76.65 | 91.8 | 100.5 | 99.03 | 95.39 | 80.2 | 42.73 | 5.02 | 0 | 0 | 0 | 0 | 0 | 0 | 0
ARBWD_6_QF |  | Wind | Wind | CISO | South | Socal | FC | 19.95 | 1.05 | 1.11 | 1.05 | 1 | 1.11 | 1.08 | 1.11 | 1.02 | 0.89 | 1 | 0.89 | 0.98 | 1.1 | 1 | 1.1 | 1.1 | 0.94 | 0.91 | 1.09 | 1.03 | 1.01 | 1.11 | 0.96 | 1.01 | 1.93 | 1.84 | 2.12 | 2.06 | 1.74 | 1.85 | 1.82 | 1.49 | 1.56 | 1.72 | 2.14 | 2.22 | 2 | 1.85 | 2.36 | 2.42 | 2.38 | 2.48 | 2.35 | 2.55 | 2.93 | 2.53 | 2.23 | 2.19 | 2.15 | 2.02 | 1.77 | 1.76 | 1.79 | 1.79 | 1.79 | 1.47 | 1.14 | 1.14 | 1.16 | 1.31 | 1.59 | 1.71 | 1.93 | 1.89 | 2.53 | 2.69 | 2.54 | 2.73 | 2.64 | 2.71 | 2.23 | 2.12 | 7.37 | 7.64 | 6.98 | 6.38 | 5.97 | 5.34 | 4.4 | 3.63 | 2.65 | 2.36 | 2.34 | 2.34 | 2.27 | 2.65 | 3.98 | 5.5 | 6.54 | 7.34 | 7.88 | 8.05 | 8.05 | 8.12 | 7.74 | 7.74 | 8.62 | 8.17 | 7.81 | 7.8 | 6.87 | 5.52 | 4.23 | 3.18 | 2.36 | 1.76 | 1.32 | 1.27 | 1.09 | 1.51 | 2.52 | 4.07 | 6.34 | 7.59 | 8.58 | 8.27 | 8.36 | 8.83 | 8.7 | 8.89 | 8.87 | 8.65 | 8.05 | 7.35 | 6.71 | 5.42 | 4.24 | 3.11 | 1.91 | 1.38 | 0.99 | 1.16 | 1.25 | 1.47 | 2.42 | 3.86 | 5.57 | 6.58 | 7.56 | 8.48 | 9.26 | 9.23 | 9.12 | 9.19 | 8.35 | 7.84 | 7.4 | 6.51 | 5.4 | 4.64 | 3.45 | 2.23 | 1.14 | 0.76 | 0.65 | 0.77 | 1.02 | 1.49 | 2.44 | 3.64 | 5.23 | 6.65 | 7.68 | 8.39 | 9.08 | 9.3 | 9.01 | 8.69 | 7.47 | 7.25 | 6.65 | 5.68 | 4.58 | 3.99 | 2.94 | 2.12 | 1.3 | 0.89 | 0.7 | 0.77 | 1.05 | 1.48 | 2.27 | 3.31 | 4.54 | 5.82 | 6.56 | 7.95 | 8.43 | 8.4 | 8.13 | 7.75 | 3.77 | 3.47 | 3.15 | 2.45 | 2.02 | 1.46 | 1.17 | 0.81 | 0.67 | 0.68 | 0.78 | 1.03 | 1.2 | 1.43 | 1.77 | 2.19 | 2.47 | 3.26 | 3.99 | 4.79 | 4.79 | 4.79 | 4.5 | 4.11 | 1.96 | 1.82 | 1.85 | 1.82 | 1.67 | 1.37 | 1.11 | 0.92 | 0.61 | 0.55 | 0.59 | 0.73 | 0.86 | 0.87 | 0.88 | 1.02 | 1.3 | 1.55 | 1.87 | 2.15 | 2.37 | 2.42 | 2.23 | 1.92 | 0.88 | 0.78 | 0.8 | 0.81 | 0.82 | 0.83 | 0.8 | 0.72 | 0.65 | 0.71 | 0.77 | 0.88 | 0.84 | 0.89 | 0.89 | 0.75 | 0.68 | 0.86 | 1.09 | 1.17 | 1.25 | 0.93 | 0.98 | 0.94 | 0.74 | 0.72 | 0.71 | 0.81 | 0.8 | 0.81 | 0.8 | 0.75 | 0.7 | 0.7 | 0.69 | 0.76 | 0.75 | 0.69 | 0.66 | 0.69 | 0.77 | 0.81 | 0.92 | 0.86 | 0.97 | 0.87 | 0.82 | 0.82
ARLNTN_2_AR1SR1 |  | Paired_Solar_1Axis | Solar Tracking | CISO | South | Socal | ID | 100 | 0 | 0 | 0 | 0 | 0 | 0 | 0.05 | 11.98 | 46.92 | 61.09 | 60.48 | 59.41 | 58.77 | 58.91 | 53.36 | 38.5 | 6.5 | 0 | 0 | 0 | 0 | 0 | 0 | 0 | 0 | 0 | 0 | 0 | 0 | 0 | 0.69 | 26.16 | 63.64 | 70.33 | 68.79 | 68.19 | 67.81 | 65.39 | 63.79 | 57.98 | 24.63 | 0.99 | 0 | 0 | 0 | 0 | 0 | 0 | 0 | 0 | 0 | 0 | 0 | 0 | 0.15 | 17.11 | 59.44 | 72.97 | 73.23 | 71.74 | 70.99 | 70.67 | 67.12 | 61.89 | 46.18 | 17.37 | 2.81 | 0 | 0 | 0 | 0 | 0 | 0 | 0 | 0 | 0 | 0 | 0 | 3.06 | 36.53 | 71.58 | 76.56 | 79.73 | 79.5 | 80.01 | 79.16 | 78.24 | 75.4 | 71.1 | 57.64 | 18.23 | 0.29 | 0 | 0 | 0 | 0 | 0 | 0 | 0 | 0 | 0 | 0.06 | 14.83 | 54.76 | 75.22 | 81.46 | 84.13 | 84.85 | 85.13 | 84.76 | 83.33 | 81.32 | 77.54 | 68.01 | 32.83 | 2.6 | 0 | 0 | 0 | 0 | 0 | 0 | 0 | 0 | 0 | 0.24 | 18.21 | 55.64 | 74.3 | 80.74 | 84.44 | 86.06 | 85.5 | 85.52 | 84.19 | 81.95 | 78.55 | 70.95 | 42.44 | 6.89 | 0 | 0 | 0 | 0 | 0 | 0 | 0 | 0 | 0 | 0 | 8.08 | 42.76 | 68.55 | 78.82 | 83.02 | 84.65 | 83.87 | 82.89 | 82.17 | 80.19 | 76.08 | 65.8 | 37.73 | 5.64 | 0 | 0 | 0 | 0 | 0 | 0 | 0 | 0 | 0 | 0 | 3.1 | 34.25 | 67.29 | 78.83 | 83.05 | 85.15 | 85.45 | 83.54 | 79.42 | 77.58 | 71.3 | 56.79 | 20.3 | 0.56 | 0 | 0 | 0 | 0 | 0 | 0 | 0 | 0 | 0 | 0 | 0.49 | 22.84 | 58.48 | 72.04 | 77.18 | 78.59 | 79.9 | 78.43 | 76.21 | 71.28 | 64.61 | 34.3 | 3.05 | 0 | 0 | 0 | 0 | 0 | 0 | 0 | 0 | 0 | 0 | 0 | 0 | 10 | 49.34 | 65.94 | 69.37 | 70.37 | 70.2 | 69.52 | 70.56 | 66 | 49.77 | 10.84 | 0.01 | 0 | 0 | 0 | 0 | 0 | 0 | 0 | 0 | 0 | 0 | 0 | 1.57 | 27.96 | 58.45 | 65.64 | 64.37 | 62.56 | 63.57 | 63.2 | 58.14 | 34.15 | 3.17 | 0 | 0 | 0 | 0 | 0 | 0 | 0 | 0 | 0 | 0 | 0 | 0 | 0 | 0.11 | 13.23 | 41.67 | 52.23 | 51.48 | 49.52 | 51.55 | 50.73 | 46.74 | 25.54 | 2.1 | 0 | 0 | 0 | 0 | 0 | 0 | 0
ARLNTN_2_ASUSR1 |  | Paired_Solar_1Axis | Solar Tracking | CISO | South | Socal | ID | 131 | 0 | 0 | 0 | 0 | 0 | 0 | 0.07 | 15.69 | 61.46 | 80.03 | 79.23 | 77.83 | 76.98 | 77.17 | 69.9 | 50.44 | 8.51 | 0 | 0 | 0 | 0 | 0 | 0 | 0 | 0 | 0 | 0 | 0 | 0 | 0 | 0.9 | 34.26 | 83.37 | 92.13 | 90.11 | 89.32 | 88.83 | 85.66 | 83.57 | 75.96 | 32.27 | 1.29 | 0 | 0 | 0 | 0 | 0 | 0 | 0 | 0 | 0 | 0 | 0 | 0 | 0.19 | 22.41 | 77.87 | 95.59 | 95.93 | 93.98 | 93 | 92.57 | 87.93 | 81.07 | 60.5 | 22.76 | 3.68 | 0 | 0 | 0 | 0 | 0 | 0 | 0 | 0 | 0 | 0 | 0 | 4.01 | 47.86 | 93.76 | 100.3 | 104.45 | 104.15 | 104.81 | 103.7 | 102.49 | 98.77 | 93.14 | 75.51 | 23.88 | 0.39 | 0 | 0 | 0 | 0 | 0 | 0 | 0 | 0 | 0 | 0.08 | 19.43 | 71.74 | 98.54 | 106.72 | 110.21 | 111.15 | 111.52 | 111.04 | 109.16 | 106.52 | 101.58 | 89.09 | 43.01 | 3.41 | 0 | 0 | 0 | 0 | 0 | 0 | 0 | 0 | 0 | 0.31 | 23.86 | 72.89 | 97.34 | 105.77 | 110.62 | 112.74 | 112.01 | 112.03 | 110.29 | 107.35 | 102.89 | 92.94 | 55.6 | 9.03 | 0 | 0 | 0 | 0 | 0 | 0 | 0 | 0 | 0 | 0.01 | 10.58 | 56.02 | 89.8 | 103.25 | 108.76 | 110.89 | 109.86 | 108.58 | 107.64 | 105.05 | 99.67 | 86.19 | 49.43 | 7.39 | 0 | 0 | 0 | 0 | 0 | 0 | 0 | 0 | 0 | 0 | 4.06 | 44.87 | 88.15 | 103.27 | 108.8 | 111.55 | 111.94 | 109.43 | 104.04 | 101.63 | 93.41 | 74.4 | 26.59 | 0.73 | 0 | 0 | 0 | 0 | 0 | 0 | 0 | 0 | 0 | 0 | 0.65 | 29.93 | 76.61 | 94.37 | 101.11 | 102.96 | 104.67 | 102.74 | 99.83 | 93.37 | 84.64 | 44.93 | 3.99 | 0 | 0 | 0 | 0 | 0 | 0 | 0 | 0 | 0 | 0 | 0 | 0.01 | 13.09 | 64.63 | 86.39 | 90.88 | 92.18 | 91.97 | 91.07 | 92.44 | 86.46 | 65.2 | 14.2 | 0.01 | 0 | 0 | 0 | 0 | 0 | 0 | 0 | 0 | 0 | 0 | 0 | 2.06 | 36.63 | 76.57 | 85.99 | 84.33 | 81.95 | 83.28 | 82.8 | 76.16 | 44.73 | 4.15 | 0 | 0 | 0 | 0 | 0 | 0 | 0 | 0 | 0 | 0 | 0 | 0 | 0 | 0.14 | 17.33 | 54.59 | 68.42 | 67.44 | 64.87 | 67.53 | 66.46 | 61.23 | 33.46 | 2.75 | 0 | 0 | 0 | 0 | 0 | 0 | 0
ARVINN_6_ORION1 |  | Solar_Fixed | Solar Fixed | CISO | North | Norcal | FC | 12 | 0 | 0 | 0 | 0 | 0 | 0 | 0 | 0.37 | 2.59 | 5.07 | 6.39 | 6.7 | 6.99 | 6.15 | 5.78 | 3.94 | 0.92 | 0 | 0 | 0 | 0 | 0 | 0 | 0 | 0 | 0 | 0 | 0 | 0 | 0 | 0 | 1.38 | 5.35 | 7.38 | 8.09 | 8.28 | 8.49 | 8 | 7.45 | 6.05 | 3.07 | 0.22 | 0 | 0 | 0 | 0 | 0 | 0 | 0 | 0 | 0 | 0 | 0 | 0 | 0 | 0.76 | 4.12 | 6.72 | 8.05 | 8.23 | 8.17 | 7.88 | 7.38 | 6.58 | 5.07 | 1.79 | 0.39 | 0 | 0 | 0 | 0 | 0 | 0 | 0 | 0 | 0 | 0 | 0 | 0.07 | 2.14 | 6.02 | 8.15 | 9.09 | 9.45 | 9.76 | 9.59 | 9.55 | 9.12 | 8.07 | 6.15 | 2.37 | 0.1 | 0 | 0 | 0 | 0 | 0 | 0 | 0 | 0 | 0 | 0 | 0.68 | 3.92 | 6.87 | 8.65 | 9.52 | 9.9 | 9.87 | 9.87 | 9.87 | 9.49 | 8.46 | 6.86 | 3.6 | 0.48 | 0 | 0 | 0 | 0 | 0 | 0 | 0 | 0 | 0 | 0 | 1.04 | 4.38 | 7.17 | 8.81 | 9.78 | 10.27 | 10.43 | 10.51 | 10.29 | 9.89 | 8.84 | 7.18 | 4.37 | 1.09 | 0.01 | 0 | 0 | 0 | 0 | 0 | 0 | 0 | 0 | 0 | 0.52 | 3.71 | 7.04 | 8.99 | 10.03 | 10.56 | 10.73 | 10.64 | 10.41 | 9.89 | 8.93 | 7.24 | 4.35 | 0.95 | 0.01 | 0 | 0 | 0 | 0 | 0 | 0 | 0 | 0 | 0 | 0.1 | 2.31 | 6.11 | 8.43 | 9.69 | 10.24 | 10.35 | 10.34 | 10.14 | 9.64 | 8.47 | 6.23 | 2.53 | 0.17 | 0 | 0 | 0 | 0 | 0 | 0 | 0 | 0 | 0 | 0 | 0 | 1.29 | 5.14 | 7.76 | 9.08 | 9.57 | 9.77 | 9.66 | 9.46 | 8.95 | 7.41 | 4.17 | 0.64 | 0 | 0 | 0 | 0 | 0 | 0 | 0 | 0 | 0 | 0 | 0 | 0 | 0.41 | 3.68 | 6.71 | 7.98 | 8.39 | 8.51 | 8.44 | 8.2 | 7.41 | 5.38 | 1.64 | 0.01 | 0 | 0 | 0 | 0 | 0 | 0 | 0 | 0 | 0 | 0 | 0 | 0.01 | 1.46 | 4.95 | 6.95 | 7.74 | 7.89 | 7.85 | 7.4 | 6.49 | 3.71 | 0.49 | 0 | 0 | 0 | 0 | 0 | 0 | 0 | 0 | 0 | 0 | 0 | 0 | 0 | 0 | 0.47 | 2.7 | 4.71 | 5.81 | 6.2 | 5.93 | 5.36 | 4.93 | 2.54 | 0.31 | 0 | 0 | 0 | 0 | 0 | 0 | 0
ARVINN_6_ORION2 |  | Solar_1Axis | Solar Tracking | CISO | North | Norcal | FC | 8 | 0 | 0 | 0 | 0 | 0 | 0 | 0 | 0.19 | 1.51 | 2.68 | 3.27 | 3.53 | 3.65 | 3.4 | 3.18 | 2.18 | 0.48 | 0 | 0 | 0 | 0 | 0 | 0 | 0 | 0 | 0 | 0 | 0 | 0 | 0 | 0 | 1.01 | 4.13 | 5.3 | 5.28 | 5.04 | 4.98 | 4.97 | 5.08 | 4.41 | 2.3 | 0.12 | 0 | 0 | 0 | 0 | 0 | 0 | 0 | 0 | 0 | 0 | 0 | 0 | 0 | 0.62 | 3.52 | 5.28 | 5.57 | 5.37 | 5.41 | 5.18 | 4.92 | 4.64 | 3.88 | 1.18 | 0.24 | 0 | 0 | 0 | 0 | 0 | 0 | 0 | 0 | 0 | 0 | 0 | 0.06 | 2.06 | 4.91 | 5.78 | 5.75 | 5.66 | 5.85 | 5.82 | 5.71 | 5.78 | 5.44 | 4.84 | 2.08 | 0.08 | 0 | 0 | 0 | 0 | 0 | 0 | 0 | 0 | 0 | 0 | 0.75 | 3.99 | 5.61 | 6.01 | 6.11 | 6.06 | 6.19 | 6.2 | 6.21 | 6.3 | 6.12 | 5.74 | 3.5 | 0.46 | 0 | 0 | 0 | 0 | 0 | 0 | 0 | 0 | 0 | 0 | 1.24 | 4.51 | 6.09 | 6.62 | 6.71 | 6.76 | 6.81 | 6.77 | 6.72 | 6.74 | 6.48 | 6.07 | 4.38 | 1.19 | 0.01 | 0 | 0 | 0 | 0 | 0 | 0 | 0 | 0 | 0 | 0.56 | 3.7 | 6.11 | 6.74 | 6.85 | 6.87 | 6.81 | 6.81 | 6.71 | 6.7 | 6.46 | 5.97 | 4.14 | 0.96 | 0.01 | 0 | 0 | 0 | 0 | 0 | 0 | 0 | 0 | 0 | 0.08 | 2.19 | 5.1 | 6.21 | 6.46 | 6.54 | 6.53 | 6.47 | 6.46 | 6.44 | 6.16 | 5.02 | 2.21 | 0.13 | 0 | 0 | 0 | 0 | 0 | 0 | 0 | 0 | 0 | 0 | 0 | 1.06 | 4.07 | 5.45 | 5.77 | 5.84 | 5.77 | 5.73 | 5.75 | 5.83 | 5.25 | 3.26 | 0.42 | 0 | 0 | 0 | 0 | 0 | 0 | 0 | 0 | 0 | 0 | 0 | 0 | 0.28 | 2.61 | 4.55 | 5.02 | 4.95 | 4.77 | 4.83 | 4.98 | 4.86 | 3.81 | 1.08 | 0.01 | 0 | 0 | 0 | 0 | 0 | 0 | 0 | 0 | 0 | 0 | 0 | 0.01 | 0.86 | 2.98 | 4.06 | 4.22 | 4.04 | 4.16 | 4.26 | 4.02 | 2.45 | 0.29 | 0 | 0 | 0 | 0 | 0 | 0 | 0 | 0 | 0 | 0 | 0 | 0 | 0 | 0 | 0.2 | 1.5 | 2.45 | 2.94 | 3.22 | 3.17 | 3.05 | 2.57 | 1.37 | 0.16 | 0 | 0 | 0 | 0 | 0 | 0 | 0
ASTORA_2_SOLAR1 |  | Solar_1Axis | Solar Tracking | CISO | South | Socal | FC | 100 | 0 | 0 | 0 | 0 | 0 | 0 | 0.05 | 11.98 | 46.92 | 61.09 | 60.48 | 59.41 | 58.77 | 58.91 | 53.36 | 38.5 | 6.5 | 0 | 0 | 0 | 0 | 0 | 0 | 0 | 0 | 0 | 0 | 0 | 0 | 0 | 0.69 | 26.16 | 63.64 | 70.33 | 68.79 | 68.19 | 67.81 | 65.39 | 63.79 | 57.98 | 24.63 | 0.99 | 0 | 0 | 0 | 0 | 0 | 0 | 0 | 0 | 0 | 0 | 0 | 0 | 0.15 | 17.11 | 59.44 | 72.97 | 73.23 | 71.74 | 70.99 | 70.67 | 67.12 | 61.89 | 46.18 | 17.37 | 2.81 | 0 | 0 | 0 | 0 | 0 | 0 | 0 | 0 | 0 | 0 | 0 | 3.06 | 36.53 | 71.58 | 76.56 | 79.73 | 79.5 | 80.01 | 79.16 | 78.24 | 75.4 | 71.1 | 57.64 | 18.23 | 0.29 | 0 | 0 | 0 | 0 | 0 | 0 | 0 | 0 | 0 | 0.06 | 14.83 | 54.76 | 75.22 | 81.46 | 84.13 | 84.85 | 85.13 | 84.76 | 83.33 | 81.32 | 77.54 | 68.01 | 32.83 | 2.6 | 0 | 0 | 0 | 0 | 0 | 0 | 0 | 0 | 0 | 0.24 | 18.21 | 55.64 | 74.3 | 80.74 | 84.44 | 86.06 | 85.5 | 85.52 | 84.19 | 81.95 | 78.55 | 70.95 | 42.44 | 6.89 | 0 | 0 | 0 | 0 | 0 | 0 | 0 | 0 | 0 | 0 | 8.08 | 42.76 | 68.55 | 78.82 | 83.02 | 84.65 | 83.87 | 82.89 | 82.17 | 80.19 | 76.08 | 65.8 | 37.73 | 5.64 | 0 | 0 | 0 | 0 | 0 | 0 | 0 | 0 | 0 | 0 | 3.1 | 34.25 | 67.29 | 78.83 | 83.05 | 85.15 | 85.45 | 83.54 | 79.42 | 77.58 | 71.3 | 56.79 | 20.3 | 0.56 | 0 | 0 | 0 | 0 | 0 | 0 | 0 | 0 | 0 | 0 | 0.49 | 22.84 | 58.48 | 72.04 | 77.18 | 78.59 | 79.9 | 78.43 | 76.21 | 71.28 | 64.61 | 34.3 | 3.05 | 0 | 0 | 0 | 0 | 0 | 0 | 0 | 0 | 0 | 0 | 0 | 0 | 10 | 49.34 | 65.94 | 69.37 | 70.37 | 70.2 | 69.52 | 70.56 | 66 | 49.77 | 10.84 | 0.01 | 0 | 0 | 0 | 0 | 0 | 0 | 0 | 0 | 0 | 0 | 0 | 1.57 | 27.96 | 58.45 | 65.64 | 64.37 | 62.56 | 63.57 | 63.2 | 58.14 | 34.15 | 3.17 | 0 | 0 | 0 | 0 | 0 | 0 | 0 | 0 | 0 | 0 | 0 | 0 | 0 | 0.11 | 13.23 | 41.67 | 52.23 | 51.48 | 49.52 | 51.55 | 50.73 | 46.74 | 25.54 | 2.1 | 0 | 0 | 0 | 0 | 0 | 0 | 0
ASTORA_2_SOLAR2 |  | Solar_1Axis | Solar Tracking | CISO | South | Socal | FC | 75 | 0 | 0 | 0 | 0 | 0 | 0 | 0.04 | 8.98 | 35.19 | 45.82 | 45.36 | 44.56 | 44.07 | 44.18 | 40.02 | 28.88 | 4.87 | 0 | 0 | 0 | 0 | 0 | 0 | 0 | 0 | 0 | 0 | 0 | 0 | 0 | 0.52 | 19.62 | 47.73 | 52.74 | 51.59 | 51.14 | 50.86 | 49.04 | 47.84 | 43.49 | 18.47 | 0.74 | 0 | 0 | 0 | 0 | 0 | 0 | 0 | 0 | 0 | 0 | 0 | 0 | 0.11 | 12.83 | 44.58 | 54.72 | 54.92 | 53.8 | 53.24 | 53 | 50.34 | 46.42 | 34.64 | 13.03 | 2.1 | 0 | 0 | 0 | 0 | 0 | 0 | 0 | 0 | 0 | 0 | 0 | 2.3 | 27.4 | 53.68 | 57.42 | 59.8 | 59.63 | 60 | 59.37 | 58.68 | 56.55 | 53.32 | 43.23 | 13.67 | 0.22 | 0 | 0 | 0 | 0 | 0 | 0 | 0 | 0 | 0 | 0.04 | 11.12 | 41.07 | 56.42 | 61.1 | 63.1 | 63.63 | 63.85 | 63.57 | 62.5 | 60.99 | 58.15 | 51.01 | 24.62 | 1.95 | 0 | 0 | 0 | 0 | 0 | 0 | 0 | 0 | 0 | 0.18 | 13.66 | 41.73 | 55.73 | 60.55 | 63.33 | 64.54 | 64.13 | 64.14 | 63.14 | 61.46 | 58.91 | 53.21 | 31.83 | 5.17 | 0 | 0 | 0 | 0 | 0 | 0 | 0 | 0 | 0 | 0 | 6.06 | 32.07 | 51.41 | 59.11 | 62.27 | 63.48 | 62.9 | 62.17 | 61.63 | 60.14 | 57.06 | 49.35 | 28.3 | 4.23 | 0 | 0 | 0 | 0 | 0 | 0 | 0 | 0 | 0 | 0 | 2.32 | 25.69 | 50.47 | 59.12 | 62.29 | 63.86 | 64.09 | 62.65 | 59.57 | 58.19 | 53.48 | 42.59 | 15.23 | 0.42 | 0 | 0 | 0 | 0 | 0 | 0 | 0 | 0 | 0 | 0 | 0.37 | 17.13 | 43.86 | 54.03 | 57.88 | 58.95 | 59.93 | 58.82 | 57.16 | 53.46 | 48.46 | 25.72 | 2.28 | 0 | 0 | 0 | 0 | 0 | 0 | 0 | 0 | 0 | 0 | 0 | 0 | 7.5 | 37 | 49.46 | 52.03 | 52.78 | 52.65 | 52.14 | 52.92 | 49.5 | 37.33 | 8.13 | 0.01 | 0 | 0 | 0 | 0 | 0 | 0 | 0 | 0 | 0 | 0 | 0 | 1.18 | 20.97 | 43.84 | 49.23 | 48.28 | 46.92 | 47.68 | 47.4 | 43.6 | 25.61 | 2.38 | 0 | 0 | 0 | 0 | 0 | 0 | 0 | 0 | 0 | 0 | 0 | 0 | 0 | 0.08 | 9.92 | 31.25 | 39.17 | 38.61 | 37.14 | 38.66 | 38.05 | 35.06 | 19.15 | 1.58 | 0 | 0 | 0 | 0 | 0 | 0 | 0
ATHOS_5_AP1X2 |  | Solar_1Axis | Solar Tracking | CISO | South | Socal | FC | 250 | 0 | 0 | 0 | 0 | 0 | 0 | 0.12 | 29.94 | 117.3 | 152.72 | 151.2 | 148.52 | 146.92 | 147.27 | 133.4 | 96.26 | 16.24 | 0.01 | 0 | 0 | 0 | 0 | 0 | 0 | 0 | 0 | 0 | 0 | 0 | 0 | 1.72 | 65.39 | 159.11 | 175.82 | 171.97 | 170.46 | 169.52 | 163.47 | 159.48 | 144.96 | 61.58 | 2.47 | 0 | 0 | 0 | 0 | 0 | 0 | 0 | 0 | 0 | 0 | 0 | 0 | 0.37 | 42.77 | 148.6 | 182.42 | 183.07 | 179.34 | 177.48 | 176.66 | 167.8 | 154.72 | 115.45 | 43.43 | 7.01 | 0 | 0 | 0 | 0 | 0 | 0 | 0 | 0 | 0 | 0 | 0 | 7.66 | 91.34 | 178.94 | 191.41 | 199.32 | 198.75 | 200.02 | 197.9 | 195.6 | 188.5 | 177.75 | 144.09 | 45.56 | 0.74 | 0 | 0 | 0 | 0 | 0 | 0 | 0 | 0 | 0 | 0.14 | 37.07 | 136.91 | 188.05 | 203.66 | 210.33 | 212.12 | 212.82 | 211.91 | 208.32 | 203.29 | 193.85 | 170.02 | 82.08 | 6.51 | 0 | 0 | 0 | 0 | 0 | 0 | 0 | 0 | 0 | 0.6 | 45.53 | 139.1 | 185.76 | 201.84 | 211.11 | 215.15 | 213.75 | 213.79 | 210.47 | 204.87 | 196.36 | 177.37 | 106.11 | 17.22 | 0.01 | 0 | 0 | 0 | 0 | 0 | 0 | 0 | 0 | 0.01 | 20.19 | 106.91 | 171.37 | 197.04 | 207.55 | 211.62 | 209.67 | 207.22 | 205.43 | 200.47 | 190.21 | 164.49 | 94.32 | 14.11 | 0 | 0 | 0 | 0 | 0 | 0 | 0 | 0 | 0 | 0 | 7.74 | 85.63 | 168.23 | 197.08 | 207.64 | 212.88 | 213.63 | 208.84 | 198.56 | 193.96 | 178.26 | 141.98 | 50.75 | 1.39 | 0 | 0 | 0 | 0 | 0 | 0 | 0 | 0 | 0 | 0 | 1.23 | 57.11 | 146.2 | 180.1 | 192.95 | 196.49 | 199.75 | 196.07 | 190.52 | 178.19 | 161.52 | 85.74 | 7.61 | 0 | 0 | 0 | 0 | 0 | 0 | 0 | 0 | 0 | 0 | 0 | 0.01 | 24.99 | 123.35 | 164.86 | 173.43 | 175.92 | 175.51 | 173.79 | 176.41 | 165 | 124.42 | 27.1 | 0.02 | 0 | 0 | 0 | 0 | 0 | 0 | 0 | 0 | 0 | 0 | 0 | 3.93 | 69.9 | 146.12 | 164.11 | 160.93 | 156.39 | 158.93 | 158.01 | 145.35 | 85.37 | 7.92 | 0 | 0 | 0 | 0 | 0 | 0 | 0 | 0 | 0 | 0 | 0 | 0 | 0 | 0.27 | 33.07 | 104.17 | 130.56 | 128.7 | 123.8 | 128.87 | 126.84 | 116.86 | 63.85 | 5.25 | 0 | 0 | 0 | 0 | 0 | 0 | 0
ATHOS_5_AP2X2 |  | Solar_1Axis | Solar Tracking | CISO | South | Socal | FC | 200 | 0 | 0 | 0 | 0 | 0 | 0 | 0.1 | 23.96 | 93.84 | 122.18 | 120.96 | 118.82 | 117.53 | 117.82 | 106.72 | 77.01 | 12.99 | 0 | 0 | 0 | 0 | 0 | 0 | 0 | 0 | 0 | 0 | 0 | 0 | 0 | 1.38 | 52.31 | 127.29 | 140.65 | 137.58 | 136.37 | 135.61 | 130.78 | 127.58 | 115.97 | 49.27 | 1.97 | 0 | 0 | 0 | 0 | 0 | 0 | 0 | 0 | 0 | 0 | 0 | 0 | 0.3 | 34.21 | 118.88 | 145.93 | 146.45 | 143.48 | 141.99 | 141.33 | 134.24 | 123.78 | 92.36 | 34.74 | 5.61 | 0 | 0 | 0 | 0 | 0 | 0 | 0 | 0 | 0 | 0 | 0 | 6.13 | 73.07 | 143.15 | 153.13 | 159.46 | 159 | 160.01 | 158.32 | 156.48 | 150.8 | 142.2 | 115.28 | 36.45 | 0.59 | 0 | 0 | 0 | 0 | 0 | 0 | 0 | 0 | 0 | 0.12 | 29.66 | 109.52 | 150.44 | 162.93 | 168.26 | 169.69 | 170.26 | 169.53 | 166.66 | 162.63 | 155.08 | 136.01 | 65.66 | 5.2 | 0 | 0 | 0 | 0 | 0 | 0 | 0 | 0 | 0 | 0.48 | 36.43 | 111.28 | 148.6 | 161.48 | 168.89 | 172.12 | 171 | 171.03 | 168.38 | 163.9 | 157.09 | 141.89 | 84.89 | 13.78 | 0.01 | 0 | 0 | 0 | 0 | 0 | 0 | 0 | 0 | 0.01 | 16.16 | 85.53 | 137.09 | 157.63 | 166.04 | 169.29 | 167.73 | 165.78 | 164.34 | 160.38 | 152.17 | 131.59 | 75.46 | 11.29 | 0 | 0 | 0 | 0 | 0 | 0 | 0 | 0 | 0 | 0 | 6.19 | 68.51 | 134.58 | 157.67 | 166.11 | 170.3 | 170.91 | 167.07 | 158.85 | 155.17 | 142.61 | 113.59 | 40.6 | 1.11 | 0 | 0 | 0 | 0 | 0 | 0 | 0 | 0 | 0 | 0 | 0.99 | 45.69 | 116.96 | 144.08 | 154.36 | 157.19 | 159.8 | 156.86 | 152.41 | 142.55 | 129.22 | 68.59 | 6.09 | 0 | 0 | 0 | 0 | 0 | 0 | 0 | 0 | 0 | 0 | 0 | 0.01 | 19.99 | 98.68 | 131.89 | 138.75 | 140.74 | 140.4 | 139.03 | 141.13 | 132 | 99.54 | 21.68 | 0.01 | 0 | 0 | 0 | 0 | 0 | 0 | 0 | 0 | 0 | 0 | 0 | 3.14 | 55.92 | 116.9 | 131.29 | 128.75 | 125.11 | 127.15 | 126.41 | 116.28 | 68.3 | 6.34 | 0 | 0 | 0 | 0 | 0 | 0 | 0 | 0 | 0 | 0 | 0 | 0 | 0 | 0.22 | 26.45 | 83.34 | 104.45 | 102.96 | 99.04 | 103.09 | 101.47 | 93.49 | 51.08 | 4.2 | 0 | 0 | 0 | 0 | 0 | 0 | 0
ATWEL2_1_SOLAR1 |  | Solar_1Axis | Solar Tracking | CISO | North | Norcal | FC | 20 | 0 | 0 | 0 | 0 | 0 | 0 | 0 | 0.47 | 3.78 | 6.7 | 8.17 | 8.83 | 9.12 | 8.51 | 7.94 | 5.45 | 1.21 | 0 | 0 | 0 | 0 | 0 | 0 | 0 | 0 | 0 | 0 | 0 | 0 | 0 | 0 | 2.54 | 10.33 | 13.25 | 13.2 | 12.6 | 12.45 | 12.42 | 12.69 | 11.02 | 5.75 | 0.31 | 0 | 0 | 0 | 0 | 0 | 0 | 0 | 0 | 0 | 0 | 0 | 0 | 0 | 1.56 | 8.8 | 13.2 | 13.92 | 13.41 | 13.52 | 12.95 | 12.31 | 11.59 | 9.7 | 2.94 | 0.61 | 0 | 0 | 0 | 0 | 0 | 0 | 0 | 0 | 0 | 0 | 0 | 0.16 | 5.14 | 12.28 | 14.45 | 14.37 | 14.15 | 14.62 | 14.54 | 14.27 | 14.46 | 13.61 | 12.09 | 5.2 | 0.21 | 0 | 0 | 0 | 0 | 0 | 0 | 0 | 0 | 0 | 0 | 1.87 | 9.98 | 14.04 | 15.02 | 15.27 | 15.15 | 15.47 | 15.49 | 15.53 | 15.74 | 15.3 | 14.35 | 8.74 | 1.16 | 0 | 0 | 0 | 0 | 0 | 0 | 0 | 0 | 0 | 0.01 | 3.11 | 11.28 | 15.22 | 16.54 | 16.76 | 16.91 | 17.02 | 16.92 | 16.8 | 16.85 | 16.21 | 15.19 | 10.96 | 2.97 | 0.03 | 0 | 0 | 0 | 0 | 0 | 0 | 0 | 0 | 0 | 1.4 | 9.24 | 15.27 | 16.86 | 17.11 | 17.16 | 17.04 | 17.03 | 16.76 | 16.75 | 16.14 | 14.93 | 10.36 | 2.39 | 0.01 | 0 | 0 | 0 | 0 | 0 | 0 | 0 | 0 | 0 | 0.21 | 5.46 | 12.76 | 15.53 | 16.15 | 16.36 | 16.34 | 16.18 | 16.16 | 16.1 | 15.4 | 12.54 | 5.51 | 0.32 | 0 | 0 | 0 | 0 | 0 | 0 | 0 | 0 | 0 | 0 | 0.01 | 2.64 | 10.19 | 13.62 | 14.43 | 14.6 | 14.43 | 14.34 | 14.38 | 14.58 | 13.13 | 8.14 | 1.04 | 0 | 0 | 0 | 0 | 0 | 0 | 0 | 0 | 0 | 0 | 0 | 0 | 0.69 | 6.51 | 11.38 | 12.55 | 12.39 | 11.93 | 12.07 | 12.44 | 12.14 | 9.52 | 2.69 | 0.02 | 0 | 0 | 0 | 0 | 0 | 0 | 0 | 0 | 0 | 0 | 0 | 0.02 | 2.15 | 7.45 | 10.16 | 10.55 | 10.11 | 10.39 | 10.64 | 10.05 | 6.13 | 0.73 | 0 | 0 | 0 | 0 | 0 | 0 | 0 | 0 | 0 | 0 | 0 | 0 | 0 | 0 | 0.5 | 3.75 | 6.13 | 7.34 | 8.04 | 7.92 | 7.63 | 6.42 | 3.42 | 0.4 | 0 | 0 | 0 | 0 | 0 | 0 | 0
ATWELL_1_SOLAR |  | Solar_Fixed | Solar Fixed | CISO | North | Norcal | FC | 20 | 0 | 0 | 0 | 0 | 0 | 0 | 0 | 0.62 | 4.32 | 8.46 | 10.65 | 11.16 | 11.64 | 10.25 | 9.63 | 6.57 | 1.54 | 0 | 0 | 0 | 0 | 0 | 0 | 0 | 0 | 0 | 0 | 0 | 0 | 0 | 0 | 2.29 | 8.92 | 12.29 | 13.48 | 13.8 | 14.15 | 13.34 | 12.42 | 10.08 | 5.11 | 0.37 | 0 | 0 | 0 | 0 | 0 | 0 | 0 | 0 | 0 | 0 | 0 | 0 | 0 | 1.27 | 6.87 | 11.2 | 13.42 | 13.72 | 13.62 | 13.13 | 12.3 | 10.96 | 8.45 | 2.99 | 0.64 | 0 | 0 | 0 | 0 | 0 | 0 | 0 | 0 | 0 | 0 | 0 | 0.12 | 3.56 | 10.04 | 13.58 | 15.15 | 15.75 | 16.26 | 15.98 | 15.91 | 15.2 | 13.45 | 10.25 | 3.94 | 0.17 | 0 | 0 | 0 | 0 | 0 | 0 | 0 | 0 | 0 | 0 | 1.13 | 6.54 | 11.45 | 14.42 | 15.87 | 16.49 | 16.45 | 16.45 | 16.44 | 15.82 | 14.1 | 11.43 | 5.99 | 0.81 | 0 | 0 | 0 | 0 | 0 | 0 | 0 | 0 | 0 | 0.01 | 1.73 | 7.29 | 11.94 | 14.68 | 16.3 | 17.12 | 17.39 | 17.52 | 17.15 | 16.48 | 14.73 | 11.97 | 7.29 | 1.81 | 0.02 | 0 | 0 | 0 | 0 | 0 | 0 | 0 | 0 | 0 | 0.86 | 6.19 | 11.74 | 14.99 | 16.71 | 17.59 | 17.89 | 17.73 | 17.35 | 16.49 | 14.88 | 12.07 | 7.26 | 1.59 | 0.01 | 0 | 0 | 0 | 0 | 0 | 0 | 0 | 0 | 0 | 0.17 | 3.85 | 10.19 | 14.05 | 16.15 | 17.07 | 17.25 | 17.23 | 16.91 | 16.06 | 14.11 | 10.38 | 4.21 | 0.28 | 0 | 0 | 0 | 0 | 0 | 0 | 0 | 0 | 0 | 0 | 0.01 | 2.15 | 8.56 | 12.94 | 15.13 | 15.95 | 16.28 | 16.1 | 15.77 | 14.91 | 12.36 | 6.96 | 1.06 | 0 | 0 | 0 | 0 | 0 | 0 | 0 | 0 | 0 | 0 | 0 | 0 | 0.69 | 6.13 | 11.18 | 13.3 | 13.98 | 14.18 | 14.06 | 13.66 | 12.34 | 8.97 | 2.73 | 0.02 | 0 | 0 | 0 | 0 | 0 | 0 | 0 | 0 | 0 | 0 | 0 | 0.02 | 2.43 | 8.25 | 11.58 | 12.9 | 13.15 | 13.08 | 12.33 | 10.81 | 6.18 | 0.82 | 0 | 0 | 0 | 0 | 0 | 0 | 0 | 0 | 0 | 0 | 0 | 0 | 0 | 0 | 0.78 | 4.5 | 7.85 | 9.68 | 10.34 | 9.89 | 8.93 | 8.22 | 4.24 | 0.52 | 0 | 0 | 0 | 0 | 0 | 0 | 0
AVENAL_6_AVPARK |  | Solar_Fixed | Solar Fixed | CISO | North | Norcal | ID | 6 | 0 | 0 | 0 | 0 | 0 | 0 | 0 | 0.18 | 1.3 | 2.54 | 3.2 | 3.35 | 3.49 | 3.07 | 2.89 | 1.97 | 0.46 | 0 | 0 | 0 | 0 | 0 | 0 | 0 | 0 | 0 | 0 | 0 | 0 | 0 | 0 | 0.69 | 2.68 | 3.69 | 4.04 | 4.14 | 4.25 | 4 | 3.73 | 3.03 | 1.53 | 0.11 | 0 | 0 | 0 | 0 | 0 | 0 | 0 | 0 | 0 | 0 | 0 | 0 | 0 | 0.38 | 2.06 | 3.36 | 4.02 | 4.12 | 4.09 | 3.94 | 3.69 | 3.29 | 2.53 | 0.9 | 0.19 | 0 | 0 | 0 | 0 | 0 | 0 | 0 | 0 | 0 | 0 | 0 | 0.04 | 1.07 | 3.01 | 4.07 | 4.55 | 4.72 | 4.88 | 4.79 | 4.77 | 4.56 | 4.04 | 3.08 | 1.18 | 0.05 | 0 | 0 | 0 | 0 | 0 | 0 | 0 | 0 | 0 | 0 | 0.34 | 1.96 | 3.44 | 4.33 | 4.76 | 4.95 | 4.94 | 4.93 | 4.93 | 4.75 | 4.23 | 3.43 | 1.8 | 0.24 | 0 | 0 | 0 | 0 | 0 | 0 | 0 | 0 | 0 | 0 | 0.52 | 2.19 | 3.58 | 4.4 | 4.89 | 5.13 | 5.22 | 5.26 | 5.15 | 4.94 | 4.42 | 3.59 | 2.19 | 0.54 | 0.01 | 0 | 0 | 0 | 0 | 0 | 0 | 0 | 0 | 0 | 0.26 | 1.86 | 3.52 | 4.5 | 5.01 | 5.28 | 5.37 | 5.32 | 5.2 | 4.95 | 4.46 | 3.62 | 2.18 | 0.48 | 0 | 0 | 0 | 0 | 0 | 0 | 0 | 0 | 0 | 0 | 0.05 | 1.15 | 3.06 | 4.22 | 4.84 | 5.12 | 5.17 | 5.17 | 5.07 | 4.82 | 4.23 | 3.11 | 1.26 | 0.08 | 0 | 0 | 0 | 0 | 0 | 0 | 0 | 0 | 0 | 0 | 0 | 0.65 | 2.57 | 3.88 | 4.54 | 4.78 | 4.88 | 4.83 | 4.73 | 4.47 | 3.71 | 2.09 | 0.32 | 0 | 0 | 0 | 0 | 0 | 0 | 0 | 0 | 0 | 0 | 0 | 0 | 0.21 | 1.84 | 3.36 | 3.99 | 4.19 | 4.25 | 4.22 | 4.1 | 3.7 | 2.69 | 0.82 | 0.01 | 0 | 0 | 0 | 0 | 0 | 0 | 0 | 0 | 0 | 0 | 0 | 0.01 | 0.73 | 2.47 | 3.47 | 3.87 | 3.95 | 3.92 | 3.7 | 3.24 | 1.86 | 0.25 | 0 | 0 | 0 | 0 | 0 | 0 | 0 | 0 | 0 | 0 | 0 | 0 | 0 | 0 | 0.23 | 1.35 | 2.35 | 2.9 | 3.1 | 2.97 | 2.68 | 2.46 | 1.27 | 0.16 | 0 | 0 | 0 | 0 | 0 | 0 | 0
AVENAL_6_AVSLR1 |  | Solar_1Axis | Solar Tracking | CISO | North | Norcal | EO | 7.9 | 0 | 0 | 0 | 0 | 0 | 0 | 0 | 0.19 | 1.49 | 2.65 | 3.23 | 3.49 | 3.6 | 3.36 | 3.14 | 2.15 | 0.48 | 0 | 0 | 0 | 0 | 0 | 0 | 0 | 0 | 0 | 0 | 0 | 0 | 0 | 0 | 1 | 4.08 | 5.23 | 5.22 | 4.98 | 4.92 | 4.9 | 5.01 | 4.35 | 2.27 | 0.12 | 0 | 0 | 0 | 0 | 0 | 0 | 0 | 0 | 0 | 0 | 0 | 0 | 0 | 0.62 | 3.47 | 5.22 | 5.5 | 5.3 | 5.34 | 5.11 | 4.86 | 4.58 | 3.83 | 1.16 | 0.24 | 0 | 0 | 0 | 0 | 0 | 0 | 0 | 0 | 0 | 0 | 0 | 0.06 | 2.03 | 4.85 | 5.71 | 5.67 | 5.59 | 5.78 | 5.74 | 5.63 | 5.71 | 5.38 | 4.78 | 2.05 | 0.08 | 0 | 0 | 0 | 0 | 0 | 0 | 0 | 0 | 0 | 0 | 0.74 | 3.94 | 5.54 | 5.93 | 6.03 | 5.98 | 6.11 | 6.12 | 6.13 | 6.22 | 6.04 | 5.67 | 3.45 | 0.46 | 0 | 0 | 0 | 0 | 0 | 0 | 0 | 0 | 0 | 0 | 1.23 | 4.46 | 6.01 | 6.53 | 6.62 | 6.68 | 6.72 | 6.68 | 6.64 | 6.66 | 6.4 | 6 | 4.33 | 1.17 | 0.01 | 0 | 0 | 0 | 0 | 0 | 0 | 0 | 0 | 0 | 0.55 | 3.65 | 6.03 | 6.66 | 6.76 | 6.78 | 6.73 | 6.73 | 6.62 | 6.62 | 6.38 | 5.9 | 4.09 | 0.94 | 0 | 0 | 0 | 0 | 0 | 0 | 0 | 0 | 0 | 0 | 0.08 | 2.16 | 5.04 | 6.14 | 6.38 | 6.46 | 6.45 | 6.39 | 6.38 | 6.36 | 6.08 | 4.95 | 2.18 | 0.13 | 0 | 0 | 0 | 0 | 0 | 0 | 0 | 0 | 0 | 0 | 0 | 1.04 | 4.02 | 5.38 | 5.7 | 5.77 | 5.7 | 5.66 | 5.68 | 5.76 | 5.19 | 3.22 | 0.41 | 0 | 0 | 0 | 0 | 0 | 0 | 0 | 0 | 0 | 0 | 0 | 0 | 0.27 | 2.57 | 4.5 | 4.96 | 4.89 | 4.71 | 4.77 | 4.91 | 4.8 | 3.76 | 1.06 | 0.01 | 0 | 0 | 0 | 0 | 0 | 0 | 0 | 0 | 0 | 0 | 0 | 0.01 | 0.85 | 2.94 | 4.01 | 4.17 | 3.99 | 4.11 | 4.2 | 3.97 | 2.42 | 0.29 | 0 | 0 | 0 | 0 | 0 | 0 | 0 | 0 | 0 | 0 | 0 | 0 | 0 | 0 | 0.2 | 1.48 | 2.42 | 2.9 | 3.18 | 3.13 | 3.01 | 2.53 | 1.35 | 0.16 | 0 | 0 | 0 | 0 | 0 | 0 | 0
AVENAL_6_AVSLR2 |  | Solar_1Axis | Solar Tracking | CISO | North | Norcal | EO | 7.9 | 0 | 0 | 0 | 0 | 0 | 0 | 0 | 0.19 | 1.49 | 2.65 | 3.23 | 3.49 | 3.6 | 3.36 | 3.14 | 2.15 | 0.48 | 0 | 0 | 0 | 0 | 0 | 0 | 0 | 0 | 0 | 0 | 0 | 0 | 0 | 0 | 1 | 4.08 | 5.23 | 5.22 | 4.98 | 4.92 | 4.9 | 5.01 | 4.35 | 2.27 | 0.12 | 0 | 0 | 0 | 0 | 0 | 0 | 0 | 0 | 0 | 0 | 0 | 0 | 0 | 0.62 | 3.47 | 5.22 | 5.5 | 5.3 | 5.34 | 5.11 | 4.86 | 4.58 | 3.83 | 1.16 | 0.24 | 0 | 0 | 0 | 0 | 0 | 0 | 0 | 0 | 0 | 0 | 0 | 0.06 | 2.03 | 4.85 | 5.71 | 5.67 | 5.59 | 5.78 | 5.74 | 5.63 | 5.71 | 5.38 | 4.78 | 2.05 | 0.08 | 0 | 0 | 0 | 0 | 0 | 0 | 0 | 0 | 0 | 0 | 0.74 | 3.94 | 5.54 | 5.93 | 6.03 | 5.98 | 6.11 | 6.12 | 6.13 | 6.22 | 6.04 | 5.67 | 3.45 | 0.46 | 0 | 0 | 0 | 0 | 0 | 0 | 0 | 0 | 0 | 0 | 1.23 | 4.46 | 6.01 | 6.53 | 6.62 | 6.68 | 6.72 | 6.68 | 6.64 | 6.66 | 6.4 | 6 | 4.33 | 1.17 | 0.01 | 0 | 0 | 0 | 0 | 0 | 0 | 0 | 0 | 0 | 0.55 | 3.65 | 6.03 | 6.66 | 6.76 | 6.78 | 6.73 | 6.73 | 6.62 | 6.62 | 6.38 | 5.9 | 4.09 | 0.94 | 0 | 0 | 0 | 0 | 0 | 0 | 0 | 0 | 0 | 0 | 0.08 | 2.16 | 5.04 | 6.14 | 6.38 | 6.46 | 6.45 | 6.39 | 6.38 | 6.36 | 6.08 | 4.95 | 2.18 | 0.13 | 0 | 0 | 0 | 0 | 0 | 0 | 0 | 0 | 0 | 0 | 0 | 1.04 | 4.02 | 5.38 | 5.7 | 5.77 | 5.7 | 5.66 | 5.68 | 5.76 | 5.19 | 3.22 | 0.41 | 0 | 0 | 0 | 0 | 0 | 0 | 0 | 0 | 0 | 0 | 0 | 0 | 0.27 | 2.57 | 4.5 | 4.96 | 4.89 | 4.71 | 4.77 | 4.91 | 4.8 | 3.76 | 1.06 | 0.01 | 0 | 0 | 0 | 0 | 0 | 0 | 0 | 0 | 0 | 0 | 0 | 0.01 | 0.85 | 2.94 | 4.01 | 4.17 | 3.99 | 4.11 | 4.2 | 3.97 | 2.42 | 0.29 | 0 | 0 | 0 | 0 | 0 | 0 | 0 | 0 | 0 | 0 | 0 | 0 | 0 | 0 | 0.2 | 1.48 | 2.42 | 2.9 | 3.18 | 3.13 | 3.01 | 2.53 | 1.35 | 0.16 | 0 | 0 | 0 | 0 | 0 | 0 | 0
AVENAL_6_SANDDG |  | Solar_Fixed | Solar Fixed | CISO | North | Norcal | ID | 19 | 0 | 0 | 0 | 0 | 0 | 0 | 0 | 0.59 | 4.1 | 8.03 | 10.12 | 10.61 | 11.06 | 9.73 | 9.15 | 6.24 | 1.46 | 0 | 0 | 0 | 0 | 0 | 0 | 0 | 0 | 0 | 0 | 0 | 0 | 0 | 0 | 2.18 | 8.48 | 11.68 | 12.81 | 13.11 | 13.45 | 12.67 | 11.8 | 9.58 | 4.85 | 0.35 | 0 | 0 | 0 | 0 | 0 | 0 | 0 | 0 | 0 | 0 | 0 | 0 | 0 | 1.21 | 6.53 | 10.64 | 12.74 | 13.04 | 12.94 | 12.48 | 11.68 | 10.41 | 8.03 | 2.84 | 0.61 | 0 | 0 | 0 | 0 | 0 | 0 | 0 | 0 | 0 | 0 | 0 | 0.11 | 3.38 | 9.53 | 12.9 | 14.4 | 14.96 | 15.45 | 15.18 | 15.12 | 14.44 | 12.78 | 9.74 | 3.75 | 0.16 | 0 | 0 | 0 | 0 | 0 | 0 | 0 | 0 | 0 | 0 | 1.08 | 6.21 | 10.88 | 13.7 | 15.08 | 15.67 | 15.63 | 15.63 | 15.62 | 15.03 | 13.4 | 10.86 | 5.69 | 0.77 | 0 | 0 | 0 | 0 | 0 | 0 | 0 | 0 | 0 | 0.01 | 1.64 | 6.93 | 11.35 | 13.95 | 15.49 | 16.26 | 16.52 | 16.65 | 16.3 | 15.66 | 14 | 11.37 | 6.92 | 1.72 | 0.02 | 0 | 0 | 0 | 0 | 0 | 0 | 0 | 0 | 0 | 0.82 | 5.88 | 11.15 | 14.24 | 15.88 | 16.71 | 17 | 16.85 | 16.48 | 15.67 | 14.13 | 11.47 | 6.89 | 1.51 | 0.01 | 0 | 0 | 0 | 0 | 0 | 0 | 0 | 0 | 0 | 0.16 | 3.65 | 9.68 | 13.35 | 15.34 | 16.21 | 16.39 | 16.37 | 16.06 | 15.26 | 13.41 | 9.86 | 4 | 0.27 | 0 | 0 | 0 | 0 | 0 | 0 | 0 | 0 | 0 | 0 | 0 | 2.04 | 8.13 | 12.29 | 14.37 | 15.15 | 15.47 | 15.29 | 14.98 | 14.17 | 11.74 | 6.61 | 1.01 | 0 | 0 | 0 | 0 | 0 | 0 | 0 | 0 | 0 | 0 | 0 | 0 | 0.65 | 5.83 | 10.62 | 12.64 | 13.28 | 13.47 | 13.36 | 12.98 | 11.73 | 8.52 | 2.6 | 0.02 | 0 | 0 | 0 | 0 | 0 | 0 | 0 | 0 | 0 | 0 | 0 | 0.02 | 2.31 | 7.83 | 11 | 12.26 | 12.49 | 12.42 | 11.72 | 10.27 | 5.87 | 0.78 | 0 | 0 | 0 | 0 | 0 | 0 | 0 | 0 | 0 | 0 | 0 | 0 | 0 | 0 | 0.74 | 4.28 | 7.46 | 9.2 | 9.82 | 9.39 | 8.49 | 7.81 | 4.02 | 0.49 | 0 | 0 | 0 | 0 | 0 | 0 | 0
AVENAL_6_SUNCTY |  | Solar_Fixed | Solar Fixed | CISO | North | Norcal | ID | 20 | 0 | 0 | 0 | 0 | 0 | 0 | 0 | 0.62 | 4.32 | 8.46 | 10.65 | 11.16 | 11.64 | 10.25 | 9.63 | 6.57 | 1.54 | 0 | 0 | 0 | 0 | 0 | 0 | 0 | 0 | 0 | 0 | 0 | 0 | 0 | 0 | 2.29 | 8.92 | 12.29 | 13.48 | 13.8 | 14.15 | 13.34 | 12.42 | 10.08 | 5.11 | 0.37 | 0 | 0 | 0 | 0 | 0 | 0 | 0 | 0 | 0 | 0 | 0 | 0 | 0 | 1.27 | 6.87 | 11.2 | 13.42 | 13.72 | 13.62 | 13.13 | 12.3 | 10.96 | 8.45 | 2.99 | 0.64 | 0 | 0 | 0 | 0 | 0 | 0 | 0 | 0 | 0 | 0 | 0 | 0.12 | 3.56 | 10.04 | 13.58 | 15.15 | 15.75 | 16.26 | 15.98 | 15.91 | 15.2 | 13.45 | 10.25 | 3.94 | 0.17 | 0 | 0 | 0 | 0 | 0 | 0 | 0 | 0 | 0 | 0 | 1.13 | 6.54 | 11.45 | 14.42 | 15.87 | 16.49 | 16.45 | 16.45 | 16.44 | 15.82 | 14.1 | 11.43 | 5.99 | 0.81 | 0 | 0 | 0 | 0 | 0 | 0 | 0 | 0 | 0 | 0.01 | 1.73 | 7.29 | 11.94 | 14.68 | 16.3 | 17.12 | 17.39 | 17.52 | 17.15 | 16.48 | 14.73 | 11.97 | 7.29 | 1.81 | 0.02 | 0 | 0 | 0 | 0 | 0 | 0 | 0 | 0 | 0 | 0.86 | 6.19 | 11.74 | 14.99 | 16.71 | 17.59 | 17.89 | 17.73 | 17.35 | 16.49 | 14.88 | 12.07 | 7.26 | 1.59 | 0.01 | 0 | 0 | 0 | 0 | 0 | 0 | 0 | 0 | 0 | 0.17 | 3.85 | 10.19 | 14.05 | 16.15 | 17.07 | 17.25 | 17.23 | 16.91 | 16.06 | 14.11 | 10.38 | 4.21 | 0.28 | 0 | 0 | 0 | 0 | 0 | 0 | 0 | 0 | 0 | 0 | 0.01 | 2.15 | 8.56 | 12.94 | 15.13 | 15.95 | 16.28 | 16.1 | 15.77 | 14.91 | 12.36 | 6.96 | 1.06 | 0 | 0 | 0 | 0 | 0 | 0 | 0 | 0 | 0 | 0 | 0 | 0 | 0.69 | 6.13 | 11.18 | 13.3 | 13.98 | 14.18 | 14.06 | 13.66 | 12.34 | 8.97 | 2.73 | 0.02 | 0 | 0 | 0 | 0 | 0 | 0 | 0 | 0 | 0 | 0 | 0 | 0.02 | 2.43 | 8.25 | 11.58 | 12.9 | 13.15 | 13.08 | 12.33 | 10.81 | 6.18 | 0.82 | 0 | 0 | 0 | 0 | 0 | 0 | 0 | 0 | 0 | 0 | 0 | 0 | 0 | 0 | 0.78 | 4.5 | 7.85 | 9.68 | 10.34 | 9.89 | 8.93 | 8.22 | 4.24 | 0.52 | 0 | 0 | 0 | 0 | 0 | 0 | 0
AVSOLR_2_SOLAR |  | Solar_Fixed | Solar Fixed | CISO | South | Socal | FC | 241.5 | 0 | 0 | 0 | 0 | 0 | 0 | 0.39 | 31.97 | 107.29 | 145.55 | 157.28 | 162.42 | 158.21 | 152.35 | 127.23 | 74.25 | 10.78 | 0 | 0 | 0 | 0 | 0 | 0 | 0 | 0 | 0 | 0 | 0 | 0 | 0 | 2.66 | 59.52 | 141.17 | 168.17 | 179.93 | 180.58 | 177.36 | 170.79 | 157.13 | 120.66 | 46.78 | 1.15 | 0 | 0 | 0 | 0 | 0 | 0 | 0 | 0 | 0 | 0 | 0 | 0 | 0.52 | 34.14 | 119.11 | 165.11 | 181.24 | 184.31 | 182.03 | 177.66 | 167.08 | 147.73 | 93.2 | 43.33 | 6.53 | 0 | 0 | 0 | 0 | 0 | 0 | 0 | 0 | 0 | 0 | 0 | 6.62 | 66.73 | 143.66 | 180.36 | 196.8 | 204.94 | 205.24 | 201.06 | 195.88 | 179.67 | 152.86 | 104.85 | 26.17 | 0.34 | 0 | 0 | 0 | 0 | 0 | 0 | 0 | 0 | 0 | 0.35 | 27.62 | 101.47 | 153.92 | 182.94 | 203.33 | 211.39 | 212.54 | 210.21 | 205.94 | 191.82 | 167.73 | 121.76 | 45.73 | 2.99 | 0 | 0 | 0 | 0 | 0 | 0 | 0 | 0 | 0 | 0.89 | 33.95 | 103.56 | 157.22 | 187.82 | 207.87 | 217.29 | 218.99 | 218.72 | 211.22 | 195.55 | 171.41 | 131.01 | 62.5 | 7.89 | 0.01 | 0 | 0 | 0 | 0 | 0 | 0 | 0 | 0 | 0.04 | 16.29 | 71.2 | 131.49 | 169.18 | 194.28 | 207.05 | 211.21 | 209.51 | 200.08 | 187.17 | 162.03 | 121.87 | 55.43 | 6.32 | 0.01 | 0 | 0 | 0 | 0 | 0 | 0 | 0 | 0 | 0 | 7.24 | 64.08 | 136.76 | 175.85 | 199.86 | 212.25 | 216.25 | 212.74 | 203.85 | 185.54 | 157.01 | 104.75 | 29.92 | 0.81 | 0.01 | 0 | 0 | 0 | 0 | 0 | 0 | 0 | 0 | 0 | 2 | 49.25 | 127.73 | 172.11 | 196.23 | 207.1 | 209.6 | 207.71 | 198.06 | 174.39 | 140.43 | 62.15 | 5.55 | 0.02 | 0 | 0 | 0 | 0 | 0 | 0 | 0 | 0 | 0 | 0 | 0.23 | 26.25 | 110.73 | 158.44 | 180.3 | 191.63 | 194.3 | 191.48 | 182.09 | 162.04 | 102.53 | 20.57 | 0.09 | 0 | 0 | 0 | 0 | 0 | 0 | 0 | 0 | 0 | 0 | 0 | 5.96 | 65.18 | 130.39 | 162.15 | 173.08 | 177.17 | 171.69 | 162.56 | 133.82 | 61.11 | 4.12 | 0 | 0 | 0 | 0 | 0 | 0 | 0 | 0 | 0 | 0 | 0 | 0 | 0 | 0.73 | 34.4 | 96.55 | 129.26 | 142.45 | 149.97 | 145.4 | 133.54 | 108.87 | 48.72 | 3 | 0 | 0 | 0 | 0 | 0 | 0 | 0
BAHIA_2_LKHSR1 |  | Solar_1Axis | Solar Tracking | CISO | North | Norcal | EO | 5 | 0 | 0 | 0 | 0 | 0 | 0 | 0 | 0.12 | 0.95 | 1.67 | 2.04 | 2.21 | 2.28 | 2.13 | 1.98 | 1.36 | 0.3 | 0 | 0 | 0 | 0 | 0 | 0 | 0 | 0 | 0 | 0 | 0 | 0 | 0 | 0 | 0.63 | 2.58 | 3.31 | 3.3 | 3.15 | 3.11 | 3.1 | 3.17 | 2.75 | 1.44 | 0.08 | 0 | 0 | 0 | 0 | 0 | 0 | 0 | 0 | 0 | 0 | 0 | 0 | 0 | 0.39 | 2.2 | 3.3 | 3.48 | 3.35 | 3.38 | 3.24 | 3.08 | 2.9 | 2.43 | 0.74 | 0.15 | 0 | 0 | 0 | 0 | 0 | 0 | 0 | 0 | 0 | 0 | 0 | 0.04 | 1.29 | 3.07 | 3.61 | 3.59 | 3.54 | 3.66 | 3.64 | 3.57 | 3.61 | 3.4 | 3.02 | 1.3 | 0.05 | 0 | 0 | 0 | 0 | 0 | 0 | 0 | 0 | 0 | 0 | 0.47 | 2.49 | 3.51 | 3.75 | 3.82 | 3.79 | 3.87 | 3.87 | 3.88 | 3.93 | 3.82 | 3.59 | 2.19 | 0.29 | 0 | 0 | 0 | 0 | 0 | 0 | 0 | 0 | 0 | 0 | 0.78 | 2.82 | 3.8 | 4.14 | 4.19 | 4.23 | 4.25 | 4.23 | 4.2 | 4.21 | 4.05 | 3.8 | 2.74 | 0.74 | 0.01 | 0 | 0 | 0 | 0 | 0 | 0 | 0 | 0 | 0 | 0.35 | 2.31 | 3.82 | 4.21 | 4.28 | 4.29 | 4.26 | 4.26 | 4.19 | 4.19 | 4.04 | 3.73 | 2.59 | 0.6 | 0 | 0 | 0 | 0 | 0 | 0 | 0 | 0 | 0 | 0 | 0.05 | 1.37 | 3.19 | 3.88 | 4.04 | 4.09 | 4.08 | 4.05 | 4.04 | 4.03 | 3.85 | 3.13 | 1.38 | 0.08 | 0 | 0 | 0 | 0 | 0 | 0 | 0 | 0 | 0 | 0 | 0 | 0.66 | 2.55 | 3.41 | 3.61 | 3.65 | 3.61 | 3.58 | 3.59 | 3.65 | 3.28 | 2.04 | 0.26 | 0 | 0 | 0 | 0 | 0 | 0 | 0 | 0 | 0 | 0 | 0 | 0 | 0.17 | 1.63 | 2.85 | 3.14 | 3.1 | 2.98 | 3.02 | 3.11 | 3.04 | 2.38 | 0.67 | 0 | 0 | 0 | 0 | 0 | 0 | 0 | 0 | 0 | 0 | 0 | 0 | 0.01 | 0.54 | 1.86 | 2.54 | 2.64 | 2.53 | 2.6 | 2.66 | 2.51 | 1.53 | 0.18 | 0 | 0 | 0 | 0 | 0 | 0 | 0 | 0 | 0 | 0 | 0 | 0 | 0 | 0 | 0.13 | 0.94 | 1.53 | 1.84 | 2.01 | 1.98 | 1.91 | 1.6 | 0.85 | 0.1 | 0 | 0 | 0 | 0 | 0 | 0 | 0
BGSKYN_2_AS2SR1 |  | Paired_Solar_1Axis | Solar Tracking | CISO | South | Socal | ID | 105 | 0 | 0 | 0 | 0 | 0 | 0 | 0.05 | 12.58 | 49.26 | 64.14 | 63.5 | 62.38 | 61.7 | 61.85 | 56.03 | 40.43 | 6.82 | 0 | 0 | 0 | 0 | 0 | 0 | 0 | 0 | 0 | 0 | 0 | 0 | 0 | 0.72 | 27.46 | 66.83 | 73.84 | 72.23 | 71.59 | 71.2 | 68.66 | 66.98 | 60.88 | 25.86 | 1.04 | 0 | 0 | 0 | 0 | 0 | 0 | 0 | 0 | 0 | 0 | 0 | 0 | 0.16 | 17.96 | 62.41 | 76.61 | 76.89 | 75.32 | 74.54 | 74.2 | 70.48 | 64.98 | 48.49 | 18.24 | 2.95 | 0 | 0 | 0 | 0 | 0 | 0 | 0 | 0 | 0 | 0 | 0 | 3.22 | 38.36 | 75.15 | 80.39 | 83.72 | 83.48 | 84.01 | 83.12 | 82.15 | 79.17 | 74.65 | 60.52 | 19.14 | 0.31 | 0 | 0 | 0 | 0 | 0 | 0 | 0 | 0 | 0 | 0.06 | 15.57 | 57.5 | 78.98 | 85.54 | 88.34 | 89.09 | 89.38 | 89 | 87.5 | 85.38 | 81.42 | 71.41 | 34.47 | 2.73 | 0 | 0 | 0 | 0 | 0 | 0 | 0 | 0 | 0 | 0.25 | 19.12 | 58.42 | 78.02 | 84.77 | 88.67 | 90.36 | 89.78 | 89.79 | 88.4 | 86.05 | 82.47 | 74.49 | 44.57 | 7.23 | 0 | 0 | 0 | 0 | 0 | 0 | 0 | 0 | 0 | 0.01 | 8.48 | 44.9 | 71.97 | 82.76 | 87.17 | 88.88 | 88.06 | 87.03 | 86.28 | 84.2 | 79.89 | 69.09 | 39.62 | 5.93 | 0 | 0 | 0 | 0 | 0 | 0 | 0 | 0 | 0 | 0 | 3.25 | 35.97 | 70.66 | 82.77 | 87.21 | 89.41 | 89.73 | 87.71 | 83.39 | 81.46 | 74.87 | 59.63 | 21.32 | 0.58 | 0 | 0 | 0 | 0 | 0 | 0 | 0 | 0 | 0 | 0 | 0.52 | 23.99 | 61.4 | 75.64 | 81.04 | 82.52 | 83.9 | 82.35 | 80.02 | 74.84 | 67.84 | 36.01 | 3.2 | 0 | 0 | 0 | 0 | 0 | 0 | 0 | 0 | 0 | 0 | 0 | 0 | 10.49 | 51.8 | 69.24 | 72.84 | 73.89 | 73.71 | 72.99 | 74.09 | 69.3 | 52.26 | 11.38 | 0.01 | 0 | 0 | 0 | 0 | 0 | 0 | 0 | 0 | 0 | 0 | 0 | 1.65 | 29.36 | 61.37 | 68.93 | 67.59 | 65.68 | 66.75 | 66.36 | 61.05 | 35.86 | 3.33 | 0 | 0 | 0 | 0 | 0 | 0 | 0 | 0 | 0 | 0 | 0 | 0 | 0 | 0.11 | 13.89 | 43.75 | 54.84 | 54.05 | 52 | 54.12 | 53.27 | 49.08 | 26.82 | 2.21 | 0 | 0 | 0 | 0 | 0 | 0 | 0
BGSKYN_2_ASPSR2 |  | Paired_Solar_1Axis | Solar Tracking | CISO | South | Socal | ID | 100 | 0 | 0 | 0 | 0 | 0 | 0 | 0.05 | 11.98 | 46.92 | 61.09 | 60.48 | 59.41 | 58.77 | 58.91 | 53.36 | 38.5 | 6.5 | 0 | 0 | 0 | 0 | 0 | 0 | 0 | 0 | 0 | 0 | 0 | 0 | 0 | 0.69 | 26.16 | 63.64 | 70.33 | 68.79 | 68.19 | 67.81 | 65.39 | 63.79 | 57.98 | 24.63 | 0.99 | 0 | 0 | 0 | 0 | 0 | 0 | 0 | 0 | 0 | 0 | 0 | 0 | 0.15 | 17.11 | 59.44 | 72.97 | 73.23 | 71.74 | 70.99 | 70.67 | 67.12 | 61.89 | 46.18 | 17.37 | 2.81 | 0 | 0 | 0 | 0 | 0 | 0 | 0 | 0 | 0 | 0 | 0 | 3.06 | 36.53 | 71.58 | 76.56 | 79.73 | 79.5 | 80.01 | 79.16 | 78.24 | 75.4 | 71.1 | 57.64 | 18.23 | 0.29 | 0 | 0 | 0 | 0 | 0 | 0 | 0 | 0 | 0 | 0.06 | 14.83 | 54.76 | 75.22 | 81.46 | 84.13 | 84.85 | 85.13 | 84.76 | 83.33 | 81.32 | 77.54 | 68.01 | 32.83 | 2.6 | 0 | 0 | 0 | 0 | 0 | 0 | 0 | 0 | 0 | 0.24 | 18.21 | 55.64 | 74.3 | 80.74 | 84.44 | 86.06 | 85.5 | 85.52 | 84.19 | 81.95 | 78.55 | 70.95 | 42.44 | 6.89 | 0 | 0 | 0 | 0 | 0 | 0 | 0 | 0 | 0 | 0 | 8.08 | 42.76 | 68.55 | 78.82 | 83.02 | 84.65 | 83.87 | 82.89 | 82.17 | 80.19 | 76.08 | 65.8 | 37.73 | 5.64 | 0 | 0 | 0 | 0 | 0 | 0 | 0 | 0 | 0 | 0 | 3.1 | 34.25 | 67.29 | 78.83 | 83.05 | 85.15 | 85.45 | 83.54 | 79.42 | 77.58 | 71.3 | 56.79 | 20.3 | 0.56 | 0 | 0 | 0 | 0 | 0 | 0 | 0 | 0 | 0 | 0 | 0.49 | 22.84 | 58.48 | 72.04 | 77.18 | 78.59 | 79.9 | 78.43 | 76.21 | 71.28 | 64.61 | 34.3 | 3.05 | 0 | 0 | 0 | 0 | 0 | 0 | 0 | 0 | 0 | 0 | 0 | 0 | 10 | 49.34 | 65.94 | 69.37 | 70.37 | 70.2 | 69.52 | 70.56 | 66 | 49.77 | 10.84 | 0.01 | 0 | 0 | 0 | 0 | 0 | 0 | 0 | 0 | 0 | 0 | 0 | 1.57 | 27.96 | 58.45 | 65.64 | 64.37 | 62.56 | 63.57 | 63.2 | 58.14 | 34.15 | 3.17 | 0 | 0 | 0 | 0 | 0 | 0 | 0 | 0 | 0 | 0 | 0 | 0 | 0 | 0.11 | 13.23 | 41.67 | 52.23 | 51.48 | 49.52 | 51.55 | 50.73 | 46.74 | 25.54 | 2.1 | 0 | 0 | 0 | 0 | 0 | 0 | 0
BGSKYN_2_ASSR1B |  | Paired_Solar_1Axis | Solar Tracking | CISO | South | Socal | ID | 17 | 0 | 0 | 0 | 0 | 0 | 0 | 0.01 | 2.04 | 7.98 | 10.39 | 10.28 | 10.1 | 9.99 | 10.01 | 9.07 | 6.55 | 1.1 | 0 | 0 | 0 | 0 | 0 | 0 | 0 | 0 | 0 | 0 | 0 | 0 | 0 | 0.12 | 4.45 | 10.82 | 11.96 | 11.69 | 11.59 | 11.53 | 11.12 | 10.84 | 9.86 | 4.19 | 0.17 | 0 | 0 | 0 | 0 | 0 | 0 | 0 | 0 | 0 | 0 | 0 | 0 | 0.03 | 2.91 | 10.11 | 12.4 | 12.45 | 12.2 | 12.07 | 12.01 | 11.41 | 10.52 | 7.85 | 2.95 | 0.48 | 0 | 0 | 0 | 0 | 0 | 0 | 0 | 0 | 0 | 0 | 0 | 0.52 | 6.21 | 12.17 | 13.02 | 13.55 | 13.52 | 13.6 | 13.46 | 13.3 | 12.82 | 12.09 | 9.8 | 3.1 | 0.05 | 0 | 0 | 0 | 0 | 0 | 0 | 0 | 0 | 0 | 0.01 | 2.52 | 9.31 | 12.79 | 13.85 | 14.3 | 14.42 | 14.47 | 14.41 | 14.17 | 13.82 | 13.18 | 11.56 | 5.58 | 0.44 | 0 | 0 | 0 | 0 | 0 | 0 | 0 | 0 | 0 | 0.04 | 3.1 | 9.46 | 12.63 | 13.73 | 14.36 | 14.63 | 14.54 | 14.54 | 14.31 | 13.93 | 13.35 | 12.06 | 7.22 | 1.17 | 0 | 0 | 0 | 0 | 0 | 0 | 0 | 0 | 0 | 0 | 1.37 | 7.27 | 11.65 | 13.4 | 14.11 | 14.39 | 14.26 | 14.09 | 13.97 | 13.63 | 12.93 | 11.19 | 6.41 | 0.96 | 0 | 0 | 0 | 0 | 0 | 0 | 0 | 0 | 0 | 0 | 0.53 | 5.82 | 11.44 | 13.4 | 14.12 | 14.48 | 14.53 | 14.2 | 13.5 | 13.19 | 12.12 | 9.65 | 3.45 | 0.09 | 0 | 0 | 0 | 0 | 0 | 0 | 0 | 0 | 0 | 0 | 0.08 | 3.88 | 9.94 | 12.25 | 13.12 | 13.36 | 13.58 | 13.33 | 12.96 | 12.12 | 10.98 | 5.83 | 0.52 | 0 | 0 | 0 | 0 | 0 | 0 | 0 | 0 | 0 | 0 | 0 | 0 | 1.7 | 8.39 | 11.21 | 11.79 | 11.96 | 11.93 | 11.82 | 12 | 11.22 | 8.46 | 1.84 | 0 | 0 | 0 | 0 | 0 | 0 | 0 | 0 | 0 | 0 | 0 | 0 | 0.27 | 4.75 | 9.94 | 11.16 | 10.94 | 10.63 | 10.81 | 10.74 | 9.88 | 5.81 | 0.54 | 0 | 0 | 0 | 0 | 0 | 0 | 0 | 0 | 0 | 0 | 0 | 0 | 0 | 0.02 | 2.25 | 7.08 | 8.88 | 8.75 | 8.42 | 8.76 | 8.62 | 7.95 | 4.34 | 0.36 | 0 | 0 | 0 | 0 | 0 | 0 | 0
BGSKYN_2_ASSR3A |  | Paired_Solar_1Axis | Solar Tracking | CISO | South | Socal | ID | 15 | 0 | 0 | 0 | 0 | 0 | 0 | 0.01 | 1.8 | 7.04 | 9.16 | 9.07 | 8.91 | 8.81 | 8.84 | 8 | 5.78 | 0.97 | 0 | 0 | 0 | 0 | 0 | 0 | 0 | 0 | 0 | 0 | 0 | 0 | 0 | 0.1 | 3.92 | 9.55 | 10.55 | 10.32 | 10.23 | 10.17 | 9.81 | 9.57 | 8.7 | 3.69 | 0.15 | 0 | 0 | 0 | 0 | 0 | 0 | 0 | 0 | 0 | 0 | 0 | 0 | 0.02 | 2.57 | 8.92 | 10.94 | 10.98 | 10.76 | 10.65 | 10.6 | 10.07 | 9.28 | 6.93 | 2.61 | 0.42 | 0 | 0 | 0 | 0 | 0 | 0 | 0 | 0 | 0 | 0 | 0 | 0.46 | 5.48 | 10.74 | 11.48 | 11.96 | 11.93 | 12 | 11.87 | 11.74 | 11.31 | 10.66 | 8.65 | 2.73 | 0.04 | 0 | 0 | 0 | 0 | 0 | 0 | 0 | 0 | 0 | 0.01 | 2.22 | 8.21 | 11.28 | 12.22 | 12.62 | 12.73 | 12.77 | 12.71 | 12.5 | 12.2 | 11.63 | 10.2 | 4.92 | 0.39 | 0 | 0 | 0 | 0 | 0 | 0 | 0 | 0 | 0 | 0.04 | 2.73 | 8.35 | 11.15 | 12.11 | 12.67 | 12.91 | 12.83 | 12.83 | 12.63 | 12.29 | 11.78 | 10.64 | 6.37 | 1.03 | 0 | 0 | 0 | 0 | 0 | 0 | 0 | 0 | 0 | 0 | 1.21 | 6.41 | 10.28 | 11.82 | 12.45 | 12.7 | 12.58 | 12.43 | 12.33 | 12.03 | 11.41 | 9.87 | 5.66 | 0.85 | 0 | 0 | 0 | 0 | 0 | 0 | 0 | 0 | 0 | 0 | 0.46 | 5.14 | 10.09 | 11.82 | 12.46 | 12.77 | 12.82 | 12.53 | 11.91 | 11.64 | 10.7 | 8.52 | 3.05 | 0.08 | 0 | 0 | 0 | 0 | 0 | 0 | 0 | 0 | 0 | 0 | 0.07 | 3.43 | 8.77 | 10.81 | 11.58 | 11.79 | 11.99 | 11.76 | 11.43 | 10.69 | 9.69 | 5.14 | 0.46 | 0 | 0 | 0 | 0 | 0 | 0 | 0 | 0 | 0 | 0 | 0 | 0 | 1.5 | 7.4 | 9.89 | 10.41 | 10.56 | 10.53 | 10.43 | 10.58 | 9.9 | 7.47 | 1.63 | 0 | 0 | 0 | 0 | 0 | 0 | 0 | 0 | 0 | 0 | 0 | 0 | 0.24 | 4.19 | 8.77 | 9.85 | 9.66 | 9.38 | 9.54 | 9.48 | 8.72 | 5.12 | 0.48 | 0 | 0 | 0 | 0 | 0 | 0 | 0 | 0 | 0 | 0 | 0 | 0 | 0 | 0.02 | 1.98 | 6.25 | 7.83 | 7.72 | 7.43 | 7.73 | 7.61 | 7.01 | 3.83 | 0.32 | 0 | 0 | 0 | 0 | 0 | 0 | 0
BGSKYN_2_ASSR3B |  | Paired_Solar_1Axis | Solar Tracking | CISO | South | Socal | ID | 5 | 0 | 0 | 0 | 0 | 0 | 0 | 0 | 0.6 | 2.35 | 3.05 | 3.02 | 2.97 | 2.94 | 2.95 | 2.67 | 1.93 | 0.32 | 0 | 0 | 0 | 0 | 0 | 0 | 0 | 0 | 0 | 0 | 0 | 0 | 0 | 0.03 | 1.31 | 3.18 | 3.52 | 3.44 | 3.41 | 3.39 | 3.27 | 3.19 | 2.9 | 1.23 | 0.05 | 0 | 0 | 0 | 0 | 0 | 0 | 0 | 0 | 0 | 0 | 0 | 0 | 0.01 | 0.86 | 2.97 | 3.65 | 3.66 | 3.59 | 3.55 | 3.53 | 3.36 | 3.09 | 2.31 | 0.87 | 0.14 | 0 | 0 | 0 | 0 | 0 | 0 | 0 | 0 | 0 | 0 | 0 | 0.15 | 1.83 | 3.58 | 3.83 | 3.99 | 3.98 | 4 | 3.96 | 3.91 | 3.77 | 3.55 | 2.88 | 0.91 | 0.01 | 0 | 0 | 0 | 0 | 0 | 0 | 0 | 0 | 0 | 0 | 0.74 | 2.74 | 3.76 | 4.07 | 4.21 | 4.24 | 4.26 | 4.24 | 4.17 | 4.07 | 3.88 | 3.4 | 1.64 | 0.13 | 0 | 0 | 0 | 0 | 0 | 0 | 0 | 0 | 0 | 0.01 | 0.91 | 2.78 | 3.72 | 4.04 | 4.22 | 4.3 | 4.28 | 4.28 | 4.21 | 4.1 | 3.93 | 3.55 | 2.12 | 0.34 | 0 | 0 | 0 | 0 | 0 | 0 | 0 | 0 | 0 | 0 | 0.4 | 2.14 | 3.43 | 3.94 | 4.15 | 4.23 | 4.19 | 4.14 | 4.11 | 4.01 | 3.8 | 3.29 | 1.89 | 0.28 | 0 | 0 | 0 | 0 | 0 | 0 | 0 | 0 | 0 | 0 | 0.15 | 1.71 | 3.36 | 3.94 | 4.15 | 4.26 | 4.27 | 4.18 | 3.97 | 3.88 | 3.57 | 2.84 | 1.02 | 0.03 | 0 | 0 | 0 | 0 | 0 | 0 | 0 | 0 | 0 | 0 | 0.02 | 1.14 | 2.92 | 3.6 | 3.86 | 3.93 | 4 | 3.92 | 3.81 | 3.56 | 3.23 | 1.71 | 0.15 | 0 | 0 | 0 | 0 | 0 | 0 | 0 | 0 | 0 | 0 | 0 | 0 | 0.5 | 2.47 | 3.3 | 3.47 | 3.52 | 3.51 | 3.48 | 3.53 | 3.3 | 2.49 | 0.54 | 0 | 0 | 0 | 0 | 0 | 0 | 0 | 0 | 0 | 0 | 0 | 0 | 0.08 | 1.4 | 2.92 | 3.28 | 3.22 | 3.13 | 3.18 | 3.16 | 2.91 | 1.71 | 0.16 | 0 | 0 | 0 | 0 | 0 | 0 | 0 | 0 | 0 | 0 | 0 | 0 | 0 | 0.01 | 0.66 | 2.08 | 2.61 | 2.57 | 2.48 | 2.58 | 2.54 | 2.34 | 1.28 | 0.11 | 0 | 0 | 0 | 0 | 0 | 0 | 0
BGSKYN_2_BS3SR3 |  | Paired_Solar_1Axis | Solar Tracking | CISO | South | Socal | FC | 20 | 0 | 0 | 0 | 0 | 0 | 0 | 0.01 | 2.4 | 9.38 | 12.22 | 12.1 | 11.88 | 11.75 | 11.78 | 10.67 | 7.7 | 1.3 | 0 | 0 | 0 | 0 | 0 | 0 | 0 | 0 | 0 | 0 | 0 | 0 | 0 | 0.14 | 5.23 | 12.73 | 14.07 | 13.76 | 13.64 | 13.56 | 13.08 | 12.76 | 11.6 | 4.93 | 0.2 | 0 | 0 | 0 | 0 | 0 | 0 | 0 | 0 | 0 | 0 | 0 | 0 | 0.03 | 3.42 | 11.89 | 14.59 | 14.65 | 14.35 | 14.2 | 14.13 | 13.42 | 12.38 | 9.24 | 3.47 | 0.56 | 0 | 0 | 0 | 0 | 0 | 0 | 0 | 0 | 0 | 0 | 0 | 0.61 | 7.31 | 14.32 | 15.31 | 15.95 | 15.9 | 16 | 15.83 | 15.65 | 15.08 | 14.22 | 11.53 | 3.65 | 0.06 | 0 | 0 | 0 | 0 | 0 | 0 | 0 | 0 | 0 | 0.01 | 2.97 | 10.95 | 15.04 | 16.29 | 16.83 | 16.97 | 17.03 | 16.95 | 16.67 | 16.26 | 15.51 | 13.6 | 6.57 | 0.52 | 0 | 0 | 0 | 0 | 0 | 0 | 0 | 0 | 0 | 0.05 | 3.64 | 11.13 | 14.86 | 16.15 | 16.89 | 17.21 | 17.1 | 17.1 | 16.84 | 16.39 | 15.71 | 14.19 | 8.49 | 1.38 | 0 | 0 | 0 | 0 | 0 | 0 | 0 | 0 | 0 | 0 | 1.62 | 8.55 | 13.71 | 15.76 | 16.6 | 16.93 | 16.77 | 16.58 | 16.43 | 16.04 | 15.22 | 13.16 | 7.55 | 1.13 | 0 | 0 | 0 | 0 | 0 | 0 | 0 | 0 | 0 | 0 | 0.62 | 6.85 | 13.46 | 15.77 | 16.61 | 17.03 | 17.09 | 16.71 | 15.88 | 15.52 | 14.26 | 11.36 | 4.06 | 0.11 | 0 | 0 | 0 | 0 | 0 | 0 | 0 | 0 | 0 | 0 | 0.1 | 4.57 | 11.7 | 14.41 | 15.44 | 15.72 | 15.98 | 15.69 | 15.24 | 14.26 | 12.92 | 6.86 | 0.61 | 0 | 0 | 0 | 0 | 0 | 0 | 0 | 0 | 0 | 0 | 0 | 0 | 2 | 9.87 | 13.19 | 13.87 | 14.07 | 14.04 | 13.9 | 14.11 | 13.2 | 9.95 | 2.17 | 0 | 0 | 0 | 0 | 0 | 0 | 0 | 0 | 0 | 0 | 0 | 0 | 0.31 | 5.59 | 11.69 | 13.13 | 12.87 | 12.51 | 12.71 | 12.64 | 11.63 | 6.83 | 0.63 | 0 | 0 | 0 | 0 | 0 | 0 | 0 | 0 | 0 | 0 | 0 | 0 | 0 | 0.02 | 2.65 | 8.33 | 10.45 | 10.3 | 9.9 | 10.31 | 10.15 | 9.35 | 5.11 | 0.42 | 0 | 0 | 0 | 0 | 0 | 0 | 0
BIGSKY_2_BSKSR6 |  | Paired_Solar_1Axis | Solar Tracking | CISO | South | Socal | FC | 20 | 0 | 0 | 0 | 0 | 0 | 0 | 0.01 | 2.4 | 9.38 | 12.22 | 12.1 | 11.88 | 11.75 | 11.78 | 10.67 | 7.7 | 1.3 | 0 | 0 | 0 | 0 | 0 | 0 | 0 | 0 | 0 | 0 | 0 | 0 | 0 | 0.14 | 5.23 | 12.73 | 14.07 | 13.76 | 13.64 | 13.56 | 13.08 | 12.76 | 11.6 | 4.93 | 0.2 | 0 | 0 | 0 | 0 | 0 | 0 | 0 | 0 | 0 | 0 | 0 | 0 | 0.03 | 3.42 | 11.89 | 14.59 | 14.65 | 14.35 | 14.2 | 14.13 | 13.42 | 12.38 | 9.24 | 3.47 | 0.56 | 0 | 0 | 0 | 0 | 0 | 0 | 0 | 0 | 0 | 0 | 0 | 0.61 | 7.31 | 14.32 | 15.31 | 15.95 | 15.9 | 16 | 15.83 | 15.65 | 15.08 | 14.22 | 11.53 | 3.65 | 0.06 | 0 | 0 | 0 | 0 | 0 | 0 | 0 | 0 | 0 | 0.01 | 2.97 | 10.95 | 15.04 | 16.29 | 16.83 | 16.97 | 17.03 | 16.95 | 16.67 | 16.26 | 15.51 | 13.6 | 6.57 | 0.52 | 0 | 0 | 0 | 0 | 0 | 0 | 0 | 0 | 0 | 0.05 | 3.64 | 11.13 | 14.86 | 16.15 | 16.89 | 17.21 | 17.1 | 17.1 | 16.84 | 16.39 | 15.71 | 14.19 | 8.49 | 1.38 | 0 | 0 | 0 | 0 | 0 | 0 | 0 | 0 | 0 | 0 | 1.62 | 8.55 | 13.71 | 15.76 | 16.6 | 16.93 | 16.77 | 16.58 | 16.43 | 16.04 | 15.22 | 13.16 | 7.55 | 1.13 | 0 | 0 | 0 | 0 | 0 | 0 | 0 | 0 | 0 | 0 | 0.62 | 6.85 | 13.46 | 15.77 | 16.61 | 17.03 | 17.09 | 16.71 | 15.88 | 15.52 | 14.26 | 11.36 | 4.06 | 0.11 | 0 | 0 | 0 | 0 | 0 | 0 | 0 | 0 | 0 | 0 | 0.1 | 4.57 | 11.7 | 14.41 | 15.44 | 15.72 | 15.98 | 15.69 | 15.24 | 14.26 | 12.92 | 6.86 | 0.61 | 0 | 0 | 0 | 0 | 0 | 0 | 0 | 0 | 0 | 0 | 0 | 0 | 2 | 9.87 | 13.19 | 13.87 | 14.07 | 14.04 | 13.9 | 14.11 | 13.2 | 9.95 | 2.17 | 0 | 0 | 0 | 0 | 0 | 0 | 0 | 0 | 0 | 0 | 0 | 0 | 0.31 | 5.59 | 11.69 | 13.13 | 12.87 | 12.51 | 12.71 | 12.64 | 11.63 | 6.83 | 0.63 | 0 | 0 | 0 | 0 | 0 | 0 | 0 | 0 | 0 | 0 | 0 | 0 | 0 | 0.02 | 2.65 | 8.33 | 10.45 | 10.3 | 9.9 | 10.31 | 10.15 | 9.35 | 5.11 | 0.42 | 0 | 0 | 0 | 0 | 0 | 0 | 0
BIGSKY_2_BSKSR7 |  | Paired_Solar_1Axis | Solar Tracking | CISO | South | Socal | FC | 20 | 0 | 0 | 0 | 0 | 0 | 0 | 0.01 | 2.4 | 9.38 | 12.22 | 12.1 | 11.88 | 11.75 | 11.78 | 10.67 | 7.7 | 1.3 | 0 | 0 | 0 | 0 | 0 | 0 | 0 | 0 | 0 | 0 | 0 | 0 | 0 | 0.14 | 5.23 | 12.73 | 14.07 | 13.76 | 13.64 | 13.56 | 13.08 | 12.76 | 11.6 | 4.93 | 0.2 | 0 | 0 | 0 | 0 | 0 | 0 | 0 | 0 | 0 | 0 | 0 | 0 | 0.03 | 3.42 | 11.89 | 14.59 | 14.65 | 14.35 | 14.2 | 14.13 | 13.42 | 12.38 | 9.24 | 3.47 | 0.56 | 0 | 0 | 0 | 0 | 0 | 0 | 0 | 0 | 0 | 0 | 0 | 0.61 | 7.31 | 14.32 | 15.31 | 15.95 | 15.9 | 16 | 15.83 | 15.65 | 15.08 | 14.22 | 11.53 | 3.65 | 0.06 | 0 | 0 | 0 | 0 | 0 | 0 | 0 | 0 | 0 | 0.01 | 2.97 | 10.95 | 15.04 | 16.29 | 16.83 | 16.97 | 17.03 | 16.95 | 16.67 | 16.26 | 15.51 | 13.6 | 6.57 | 0.52 | 0 | 0 | 0 | 0 | 0 | 0 | 0 | 0 | 0 | 0.05 | 3.64 | 11.13 | 14.86 | 16.15 | 16.89 | 17.21 | 17.1 | 17.1 | 16.84 | 16.39 | 15.71 | 14.19 | 8.49 | 1.38 | 0 | 0 | 0 | 0 | 0 | 0 | 0 | 0 | 0 | 0 | 1.62 | 8.55 | 13.71 | 15.76 | 16.6 | 16.93 | 16.77 | 16.58 | 16.43 | 16.04 | 15.22 | 13.16 | 7.55 | 1.13 | 0 | 0 | 0 | 0 | 0 | 0 | 0 | 0 | 0 | 0 | 0.62 | 6.85 | 13.46 | 15.77 | 16.61 | 17.03 | 17.09 | 16.71 | 15.88 | 15.52 | 14.26 | 11.36 | 4.06 | 0.11 | 0 | 0 | 0 | 0 | 0 | 0 | 0 | 0 | 0 | 0 | 0.1 | 4.57 | 11.7 | 14.41 | 15.44 | 15.72 | 15.98 | 15.69 | 15.24 | 14.26 | 12.92 | 6.86 | 0.61 | 0 | 0 | 0 | 0 | 0 | 0 | 0 | 0 | 0 | 0 | 0 | 0 | 2 | 9.87 | 13.19 | 13.87 | 14.07 | 14.04 | 13.9 | 14.11 | 13.2 | 9.95 | 2.17 | 0 | 0 | 0 | 0 | 0 | 0 | 0 | 0 | 0 | 0 | 0 | 0 | 0.31 | 5.59 | 11.69 | 13.13 | 12.87 | 12.51 | 12.71 | 12.64 | 11.63 | 6.83 | 0.63 | 0 | 0 | 0 | 0 | 0 | 0 | 0 | 0 | 0 | 0 | 0 | 0 | 0 | 0.02 | 2.65 | 8.33 | 10.45 | 10.3 | 9.9 | 10.31 | 10.15 | 9.35 | 5.11 | 0.42 | 0 | 0 | 0 | 0 | 0 | 0 | 0
BIGSKY_2_BSKSR8 |  | Paired_Solar_1Axis | Solar Tracking | CISO | South | Socal | FC | 20 | 0 | 0 | 0 | 0 | 0 | 0 | 0.01 | 2.4 | 9.38 | 12.22 | 12.1 | 11.88 | 11.75 | 11.78 | 10.67 | 7.7 | 1.3 | 0 | 0 | 0 | 0 | 0 | 0 | 0 | 0 | 0 | 0 | 0 | 0 | 0 | 0.14 | 5.23 | 12.73 | 14.07 | 13.76 | 13.64 | 13.56 | 13.08 | 12.76 | 11.6 | 4.93 | 0.2 | 0 | 0 | 0 | 0 | 0 | 0 | 0 | 0 | 0 | 0 | 0 | 0 | 0.03 | 3.42 | 11.89 | 14.59 | 14.65 | 14.35 | 14.2 | 14.13 | 13.42 | 12.38 | 9.24 | 3.47 | 0.56 | 0 | 0 | 0 | 0 | 0 | 0 | 0 | 0 | 0 | 0 | 0 | 0.61 | 7.31 | 14.32 | 15.31 | 15.95 | 15.9 | 16 | 15.83 | 15.65 | 15.08 | 14.22 | 11.53 | 3.65 | 0.06 | 0 | 0 | 0 | 0 | 0 | 0 | 0 | 0 | 0 | 0.01 | 2.97 | 10.95 | 15.04 | 16.29 | 16.83 | 16.97 | 17.03 | 16.95 | 16.67 | 16.26 | 15.51 | 13.6 | 6.57 | 0.52 | 0 | 0 | 0 | 0 | 0 | 0 | 0 | 0 | 0 | 0.05 | 3.64 | 11.13 | 14.86 | 16.15 | 16.89 | 17.21 | 17.1 | 17.1 | 16.84 | 16.39 | 15.71 | 14.19 | 8.49 | 1.38 | 0 | 0 | 0 | 0 | 0 | 0 | 0 | 0 | 0 | 0 | 1.62 | 8.55 | 13.71 | 15.76 | 16.6 | 16.93 | 16.77 | 16.58 | 16.43 | 16.04 | 15.22 | 13.16 | 7.55 | 1.13 | 0 | 0 | 0 | 0 | 0 | 0 | 0 | 0 | 0 | 0 | 0.62 | 6.85 | 13.46 | 15.77 | 16.61 | 17.03 | 17.09 | 16.71 | 15.88 | 15.52 | 14.26 | 11.36 | 4.06 | 0.11 | 0 | 0 | 0 | 0 | 0 | 0 | 0 | 0 | 0 | 0 | 0.1 | 4.57 | 11.7 | 14.41 | 15.44 | 15.72 | 15.98 | 15.69 | 15.24 | 14.26 | 12.92 | 6.86 | 0.61 | 0 | 0 | 0 | 0 | 0 | 0 | 0 | 0 | 0 | 0 | 0 | 0 | 2 | 9.87 | 13.19 | 13.87 | 14.07 | 14.04 | 13.9 | 14.11 | 13.2 | 9.95 | 2.17 | 0 | 0 | 0 | 0 | 0 | 0 | 0 | 0 | 0 | 0 | 0 | 0 | 0.31 | 5.59 | 11.69 | 13.13 | 12.87 | 12.51 | 12.71 | 12.64 | 11.63 | 6.83 | 0.63 | 0 | 0 | 0 | 0 | 0 | 0 | 0 | 0 | 0 | 0 | 0 | 0 | 0 | 0.02 | 2.65 | 8.33 | 10.45 | 10.3 | 9.9 | 10.31 | 10.15 | 9.35 | 5.11 | 0.42 | 0 | 0 | 0 | 0 | 0 | 0 | 0
BIGSKY_2_SOLAR1 |  | Paired_Solar_1Axis | Solar Tracking | CISO | South | Socal | FC | 20 | 0 | 0 | 0 | 0 | 0 | 0 | 0.01 | 2.4 | 9.38 | 12.22 | 12.1 | 11.88 | 11.75 | 11.78 | 10.67 | 7.7 | 1.3 | 0 | 0 | 0 | 0 | 0 | 0 | 0 | 0 | 0 | 0 | 0 | 0 | 0 | 0.14 | 5.23 | 12.73 | 14.07 | 13.76 | 13.64 | 13.56 | 13.08 | 12.76 | 11.6 | 4.93 | 0.2 | 0 | 0 | 0 | 0 | 0 | 0 | 0 | 0 | 0 | 0 | 0 | 0 | 0.03 | 3.42 | 11.89 | 14.59 | 14.65 | 14.35 | 14.2 | 14.13 | 13.42 | 12.38 | 9.24 | 3.47 | 0.56 | 0 | 0 | 0 | 0 | 0 | 0 | 0 | 0 | 0 | 0 | 0 | 0.61 | 7.31 | 14.32 | 15.31 | 15.95 | 15.9 | 16 | 15.83 | 15.65 | 15.08 | 14.22 | 11.53 | 3.65 | 0.06 | 0 | 0 | 0 | 0 | 0 | 0 | 0 | 0 | 0 | 0.01 | 2.97 | 10.95 | 15.04 | 16.29 | 16.83 | 16.97 | 17.03 | 16.95 | 16.67 | 16.26 | 15.51 | 13.6 | 6.57 | 0.52 | 0 | 0 | 0 | 0 | 0 | 0 | 0 | 0 | 0 | 0.05 | 3.64 | 11.13 | 14.86 | 16.15 | 16.89 | 17.21 | 17.1 | 17.1 | 16.84 | 16.39 | 15.71 | 14.19 | 8.49 | 1.38 | 0 | 0 | 0 | 0 | 0 | 0 | 0 | 0 | 0 | 0 | 1.62 | 8.55 | 13.71 | 15.76 | 16.6 | 16.93 | 16.77 | 16.58 | 16.43 | 16.04 | 15.22 | 13.16 | 7.55 | 1.13 | 0 | 0 | 0 | 0 | 0 | 0 | 0 | 0 | 0 | 0 | 0.62 | 6.85 | 13.46 | 15.77 | 16.61 | 17.03 | 17.09 | 16.71 | 15.88 | 15.52 | 14.26 | 11.36 | 4.06 | 0.11 | 0 | 0 | 0 | 0 | 0 | 0 | 0 | 0 | 0 | 0 | 0.1 | 4.57 | 11.7 | 14.41 | 15.44 | 15.72 | 15.98 | 15.69 | 15.24 | 14.26 | 12.92 | 6.86 | 0.61 | 0 | 0 | 0 | 0 | 0 | 0 | 0 | 0 | 0 | 0 | 0 | 0 | 2 | 9.87 | 13.19 | 13.87 | 14.07 | 14.04 | 13.9 | 14.11 | 13.2 | 9.95 | 2.17 | 0 | 0 | 0 | 0 | 0 | 0 | 0 | 0 | 0 | 0 | 0 | 0 | 0.31 | 5.59 | 11.69 | 13.13 | 12.87 | 12.51 | 12.71 | 12.64 | 11.63 | 6.83 | 0.63 | 0 | 0 | 0 | 0 | 0 | 0 | 0 | 0 | 0 | 0 | 0 | 0 | 0 | 0.02 | 2.65 | 8.33 | 10.45 | 10.3 | 9.9 | 10.31 | 10.15 | 9.35 | 5.11 | 0.42 | 0 | 0 | 0 | 0 | 0 | 0 | 0
BIGSKY_2_SOLAR2 |  | Paired_Solar_1Axis | Solar Tracking | CISO | South | Socal | FC | 40 | 0 | 0 | 0 | 0 | 0 | 0 | 0.02 | 4.79 | 18.77 | 24.44 | 24.19 | 23.76 | 23.51 | 23.56 | 21.34 | 15.4 | 2.6 | 0 | 0 | 0 | 0 | 0 | 0 | 0 | 0 | 0 | 0 | 0 | 0 | 0 | 0.28 | 10.46 | 25.46 | 28.13 | 27.52 | 27.27 | 27.12 | 26.16 | 25.52 | 23.19 | 9.85 | 0.39 | 0 | 0 | 0 | 0 | 0 | 0 | 0 | 0 | 0 | 0 | 0 | 0 | 0.06 | 6.84 | 23.78 | 29.19 | 29.29 | 28.7 | 28.4 | 28.27 | 26.85 | 24.76 | 18.47 | 6.95 | 1.12 | 0 | 0 | 0 | 0 | 0 | 0 | 0 | 0 | 0 | 0 | 0 | 1.23 | 14.61 | 28.63 | 30.63 | 31.89 | 31.8 | 32 | 31.66 | 31.3 | 30.16 | 28.44 | 23.06 | 7.29 | 0.12 | 0 | 0 | 0 | 0 | 0 | 0 | 0 | 0 | 0 | 0.02 | 5.93 | 21.9 | 30.09 | 32.59 | 33.65 | 33.94 | 34.05 | 33.91 | 33.33 | 32.53 | 31.02 | 27.2 | 13.13 | 1.04 | 0 | 0 | 0 | 0 | 0 | 0 | 0 | 0 | 0 | 0.1 | 7.29 | 22.26 | 29.72 | 32.3 | 33.78 | 34.42 | 34.2 | 34.21 | 33.68 | 32.78 | 31.42 | 28.38 | 16.98 | 2.76 | 0 | 0 | 0 | 0 | 0 | 0 | 0 | 0 | 0 | 0 | 3.23 | 17.11 | 27.42 | 31.53 | 33.21 | 33.86 | 33.55 | 33.16 | 32.87 | 32.08 | 30.43 | 26.32 | 15.09 | 2.26 | 0 | 0 | 0 | 0 | 0 | 0 | 0 | 0 | 0 | 0 | 1.24 | 13.7 | 26.92 | 31.53 | 33.22 | 34.06 | 34.18 | 33.41 | 31.77 | 31.03 | 28.52 | 22.72 | 8.12 | 0.22 | 0 | 0 | 0 | 0 | 0 | 0 | 0 | 0 | 0 | 0 | 0.2 | 9.14 | 23.39 | 28.82 | 30.87 | 31.44 | 31.96 | 31.37 | 30.48 | 28.51 | 25.84 | 13.72 | 1.22 | 0 | 0 | 0 | 0 | 0 | 0 | 0 | 0 | 0 | 0 | 0 | 0 | 4 | 19.74 | 26.38 | 27.75 | 28.15 | 28.08 | 27.81 | 28.23 | 26.4 | 19.91 | 4.34 | 0 | 0 | 0 | 0 | 0 | 0 | 0 | 0 | 0 | 0 | 0 | 0 | 0.63 | 11.18 | 23.38 | 26.26 | 25.75 | 25.02 | 25.43 | 25.28 | 23.26 | 13.66 | 1.27 | 0 | 0 | 0 | 0 | 0 | 0 | 0 | 0 | 0 | 0 | 0 | 0 | 0 | 0.04 | 5.29 | 16.67 | 20.89 | 20.59 | 19.81 | 20.62 | 20.29 | 18.7 | 10.22 | 0.84 | 0 | 0 | 0 | 0 | 0 | 0 | 0
BIGSKY_2_SOLAR3 |  | Paired_Solar_1Axis | Solar Tracking | CISO | South | Socal | FC | 20 | 0 | 0 | 0 | 0 | 0 | 0 | 0.01 | 2.4 | 9.38 | 12.22 | 12.1 | 11.88 | 11.75 | 11.78 | 10.67 | 7.7 | 1.3 | 0 | 0 | 0 | 0 | 0 | 0 | 0 | 0 | 0 | 0 | 0 | 0 | 0 | 0.14 | 5.23 | 12.73 | 14.07 | 13.76 | 13.64 | 13.56 | 13.08 | 12.76 | 11.6 | 4.93 | 0.2 | 0 | 0 | 0 | 0 | 0 | 0 | 0 | 0 | 0 | 0 | 0 | 0 | 0.03 | 3.42 | 11.89 | 14.59 | 14.65 | 14.35 | 14.2 | 14.13 | 13.42 | 12.38 | 9.24 | 3.47 | 0.56 | 0 | 0 | 0 | 0 | 0 | 0 | 0 | 0 | 0 | 0 | 0 | 0.61 | 7.31 | 14.32 | 15.31 | 15.95 | 15.9 | 16 | 15.83 | 15.65 | 15.08 | 14.22 | 11.53 | 3.65 | 0.06 | 0 | 0 | 0 | 0 | 0 | 0 | 0 | 0 | 0 | 0.01 | 2.97 | 10.95 | 15.04 | 16.29 | 16.83 | 16.97 | 17.03 | 16.95 | 16.67 | 16.26 | 15.51 | 13.6 | 6.57 | 0.52 | 0 | 0 | 0 | 0 | 0 | 0 | 0 | 0 | 0 | 0.05 | 3.64 | 11.13 | 14.86 | 16.15 | 16.89 | 17.21 | 17.1 | 17.1 | 16.84 | 16.39 | 15.71 | 14.19 | 8.49 | 1.38 | 0 | 0 | 0 | 0 | 0 | 0 | 0 | 0 | 0 | 0 | 1.62 | 8.55 | 13.71 | 15.76 | 16.6 | 16.93 | 16.77 | 16.58 | 16.43 | 16.04 | 15.22 | 13.16 | 7.55 | 1.13 | 0 | 0 | 0 | 0 | 0 | 0 | 0 | 0 | 0 | 0 | 0.62 | 6.85 | 13.46 | 15.77 | 16.61 | 17.03 | 17.09 | 16.71 | 15.88 | 15.52 | 14.26 | 11.36 | 4.06 | 0.11 | 0 | 0 | 0 | 0 | 0 | 0 | 0 | 0 | 0 | 0 | 0.1 | 4.57 | 11.7 | 14.41 | 15.44 | 15.72 | 15.98 | 15.69 | 15.24 | 14.26 | 12.92 | 6.86 | 0.61 | 0 | 0 | 0 | 0 | 0 | 0 | 0 | 0 | 0 | 0 | 0 | 0 | 2 | 9.87 | 13.19 | 13.87 | 14.07 | 14.04 | 13.9 | 14.11 | 13.2 | 9.95 | 2.17 | 0 | 0 | 0 | 0 | 0 | 0 | 0 | 0 | 0 | 0 | 0 | 0 | 0.31 | 5.59 | 11.69 | 13.13 | 12.87 | 12.51 | 12.71 | 12.64 | 11.63 | 6.83 | 0.63 | 0 | 0 | 0 | 0 | 0 | 0 | 0 | 0 | 0 | 0 | 0 | 0 | 0 | 0.02 | 2.65 | 8.33 | 10.45 | 10.3 | 9.9 | 10.31 | 10.15 | 9.35 | 5.11 | 0.42 | 0 | 0 | 0 | 0 | 0 | 0 | 0
BIGSKY_2_SOLAR4 |  | Paired_Solar_1Axis | Solar Tracking | CISO | South | Socal | FC | 20 | 0 | 0 | 0 | 0 | 0 | 0 | 0.01 | 2.4 | 9.38 | 12.22 | 12.1 | 11.88 | 11.75 | 11.78 | 10.67 | 7.7 | 1.3 | 0 | 0 | 0 | 0 | 0 | 0 | 0 | 0 | 0 | 0 | 0 | 0 | 0 | 0.14 | 5.23 | 12.73 | 14.07 | 13.76 | 13.64 | 13.56 | 13.08 | 12.76 | 11.6 | 4.93 | 0.2 | 0 | 0 | 0 | 0 | 0 | 0 | 0 | 0 | 0 | 0 | 0 | 0 | 0.03 | 3.42 | 11.89 | 14.59 | 14.65 | 14.35 | 14.2 | 14.13 | 13.42 | 12.38 | 9.24 | 3.47 | 0.56 | 0 | 0 | 0 | 0 | 0 | 0 | 0 | 0 | 0 | 0 | 0 | 0.61 | 7.31 | 14.32 | 15.31 | 15.95 | 15.9 | 16 | 15.83 | 15.65 | 15.08 | 14.22 | 11.53 | 3.65 | 0.06 | 0 | 0 | 0 | 0 | 0 | 0 | 0 | 0 | 0 | 0.01 | 2.97 | 10.95 | 15.04 | 16.29 | 16.83 | 16.97 | 17.03 | 16.95 | 16.67 | 16.26 | 15.51 | 13.6 | 6.57 | 0.52 | 0 | 0 | 0 | 0 | 0 | 0 | 0 | 0 | 0 | 0.05 | 3.64 | 11.13 | 14.86 | 16.15 | 16.89 | 17.21 | 17.1 | 17.1 | 16.84 | 16.39 | 15.71 | 14.19 | 8.49 | 1.38 | 0 | 0 | 0 | 0 | 0 | 0 | 0 | 0 | 0 | 0 | 1.62 | 8.55 | 13.71 | 15.76 | 16.6 | 16.93 | 16.77 | 16.58 | 16.43 | 16.04 | 15.22 | 13.16 | 7.55 | 1.13 | 0 | 0 | 0 | 0 | 0 | 0 | 0 | 0 | 0 | 0 | 0.62 | 6.85 | 13.46 | 15.77 | 16.61 | 17.03 | 17.09 | 16.71 | 15.88 | 15.52 | 14.26 | 11.36 | 4.06 | 0.11 | 0 | 0 | 0 | 0 | 0 | 0 | 0 | 0 | 0 | 0 | 0.1 | 4.57 | 11.7 | 14.41 | 15.44 | 15.72 | 15.98 | 15.69 | 15.24 | 14.26 | 12.92 | 6.86 | 0.61 | 0 | 0 | 0 | 0 | 0 | 0 | 0 | 0 | 0 | 0 | 0 | 0 | 2 | 9.87 | 13.19 | 13.87 | 14.07 | 14.04 | 13.9 | 14.11 | 13.2 | 9.95 | 2.17 | 0 | 0 | 0 | 0 | 0 | 0 | 0 | 0 | 0 | 0 | 0 | 0 | 0.31 | 5.59 | 11.69 | 13.13 | 12.87 | 12.51 | 12.71 | 12.64 | 11.63 | 6.83 | 0.63 | 0 | 0 | 0 | 0 | 0 | 0 | 0 | 0 | 0 | 0 | 0 | 0 | 0 | 0.02 | 2.65 | 8.33 | 10.45 | 10.3 | 9.9 | 10.31 | 10.15 | 9.35 | 5.11 | 0.42 | 0 | 0 | 0 | 0 | 0 | 0 | 0
BIGSKY_2_SOLAR5 |  | Paired_Solar_1Axis | Solar Tracking | CISO | South | Socal | FC | 5 | 0 | 0 | 0 | 0 | 0 | 0 | 0 | 0.6 | 2.35 | 3.05 | 3.02 | 2.97 | 2.94 | 2.95 | 2.67 | 1.93 | 0.32 | 0 | 0 | 0 | 0 | 0 | 0 | 0 | 0 | 0 | 0 | 0 | 0 | 0 | 0.03 | 1.31 | 3.18 | 3.52 | 3.44 | 3.41 | 3.39 | 3.27 | 3.19 | 2.9 | 1.23 | 0.05 | 0 | 0 | 0 | 0 | 0 | 0 | 0 | 0 | 0 | 0 | 0 | 0 | 0.01 | 0.86 | 2.97 | 3.65 | 3.66 | 3.59 | 3.55 | 3.53 | 3.36 | 3.09 | 2.31 | 0.87 | 0.14 | 0 | 0 | 0 | 0 | 0 | 0 | 0 | 0 | 0 | 0 | 0 | 0.15 | 1.83 | 3.58 | 3.83 | 3.99 | 3.98 | 4 | 3.96 | 3.91 | 3.77 | 3.55 | 2.88 | 0.91 | 0.01 | 0 | 0 | 0 | 0 | 0 | 0 | 0 | 0 | 0 | 0 | 0.74 | 2.74 | 3.76 | 4.07 | 4.21 | 4.24 | 4.26 | 4.24 | 4.17 | 4.07 | 3.88 | 3.4 | 1.64 | 0.13 | 0 | 0 | 0 | 0 | 0 | 0 | 0 | 0 | 0 | 0.01 | 0.91 | 2.78 | 3.72 | 4.04 | 4.22 | 4.3 | 4.28 | 4.28 | 4.21 | 4.1 | 3.93 | 3.55 | 2.12 | 0.34 | 0 | 0 | 0 | 0 | 0 | 0 | 0 | 0 | 0 | 0 | 0.4 | 2.14 | 3.43 | 3.94 | 4.15 | 4.23 | 4.19 | 4.14 | 4.11 | 4.01 | 3.8 | 3.29 | 1.89 | 0.28 | 0 | 0 | 0 | 0 | 0 | 0 | 0 | 0 | 0 | 0 | 0.15 | 1.71 | 3.36 | 3.94 | 4.15 | 4.26 | 4.27 | 4.18 | 3.97 | 3.88 | 3.57 | 2.84 | 1.02 | 0.03 | 0 | 0 | 0 | 0 | 0 | 0 | 0 | 0 | 0 | 0 | 0.02 | 1.14 | 2.92 | 3.6 | 3.86 | 3.93 | 4 | 3.92 | 3.81 | 3.56 | 3.23 | 1.71 | 0.15 | 0 | 0 | 0 | 0 | 0 | 0 | 0 | 0 | 0 | 0 | 0 | 0 | 0.5 | 2.47 | 3.3 | 3.47 | 3.52 | 3.51 | 3.48 | 3.53 | 3.3 | 2.49 | 0.54 | 0 | 0 | 0 | 0 | 0 | 0 | 0 | 0 | 0 | 0 | 0 | 0 | 0.08 | 1.4 | 2.92 | 3.28 | 3.22 | 3.13 | 3.18 | 3.16 | 2.91 | 1.71 | 0.16 | 0 | 0 | 0 | 0 | 0 | 0 | 0 | 0 | 0 | 0 | 0 | 0 | 0 | 0.01 | 0.66 | 2.08 | 2.61 | 2.57 | 2.48 | 2.58 | 2.54 | 2.34 | 1.28 | 0.11 | 0 | 0 | 0 | 0 | 0 | 0 | 0
BIGSKY_2_SOLAR6 |  | Paired_Solar_1Axis | Solar Tracking | CISO | South | Socal | FC | 85 | 0 | 0 | 0 | 0 | 0 | 0 | 0.04 | 10.18 | 39.88 | 51.93 | 51.41 | 50.5 | 49.95 | 50.07 | 45.35 | 32.73 | 5.52 | 0 | 0 | 0 | 0 | 0 | 0 | 0 | 0 | 0 | 0 | 0 | 0 | 0 | 0.59 | 22.23 | 54.1 | 59.78 | 58.47 | 57.96 | 57.64 | 55.58 | 54.22 | 49.29 | 20.94 | 0.84 | 0 | 0 | 0 | 0 | 0 | 0 | 0 | 0 | 0 | 0 | 0 | 0 | 0.13 | 14.54 | 50.53 | 62.02 | 62.24 | 60.98 | 60.34 | 60.07 | 57.05 | 52.61 | 39.25 | 14.77 | 2.38 | 0 | 0 | 0 | 0 | 0 | 0 | 0 | 0 | 0 | 0 | 0 | 2.6 | 31.05 | 60.84 | 65.08 | 67.77 | 67.58 | 68.01 | 67.28 | 66.5 | 64.09 | 60.43 | 48.99 | 15.49 | 0.25 | 0 | 0 | 0 | 0 | 0 | 0 | 0 | 0 | 0 | 0.05 | 12.6 | 46.55 | 63.94 | 69.24 | 71.51 | 72.12 | 72.36 | 72.05 | 70.83 | 69.12 | 65.91 | 57.81 | 27.91 | 2.21 | 0 | 0 | 0 | 0 | 0 | 0 | 0 | 0 | 0 | 0.2 | 15.48 | 47.29 | 63.16 | 68.63 | 71.78 | 73.15 | 72.68 | 72.69 | 71.56 | 69.66 | 66.76 | 60.31 | 36.08 | 5.86 | 0 | 0 | 0 | 0 | 0 | 0 | 0 | 0 | 0 | 0 | 6.87 | 36.35 | 58.27 | 66.99 | 70.57 | 71.95 | 71.29 | 70.46 | 69.84 | 68.16 | 64.67 | 55.93 | 32.07 | 4.8 | 0 | 0 | 0 | 0 | 0 | 0 | 0 | 0 | 0 | 0 | 2.63 | 29.12 | 57.2 | 67.01 | 70.6 | 72.38 | 72.64 | 71.01 | 67.51 | 65.95 | 60.61 | 48.27 | 17.26 | 0.47 | 0 | 0 | 0 | 0 | 0 | 0 | 0 | 0 | 0 | 0 | 0.42 | 19.42 | 49.71 | 61.23 | 65.6 | 66.81 | 67.92 | 66.66 | 64.78 | 60.58 | 54.92 | 29.15 | 2.59 | 0 | 0 | 0 | 0 | 0 | 0 | 0 | 0 | 0 | 0 | 0 | 0 | 8.5 | 41.94 | 56.05 | 58.97 | 59.81 | 59.67 | 59.09 | 59.98 | 56.1 | 42.3 | 9.21 | 0.01 | 0 | 0 | 0 | 0 | 0 | 0 | 0 | 0 | 0 | 0 | 0 | 1.34 | 23.77 | 49.68 | 55.8 | 54.72 | 53.17 | 54.04 | 53.72 | 49.42 | 29.03 | 2.69 | 0 | 0 | 0 | 0 | 0 | 0 | 0 | 0 | 0 | 0 | 0 | 0 | 0 | 0.09 | 11.24 | 35.42 | 44.39 | 43.76 | 42.09 | 43.81 | 43.12 | 39.73 | 21.71 | 1.79 | 0 | 0 | 0 | 0 | 0 | 0 | 0
BIGSKY_2_SOLAR7 |  | Paired_Solar_1Axis | Solar Tracking | CISO | South | Socal | FC | 50 | 0 | 0 | 0 | 0 | 0 | 0 | 0.02 | 5.99 | 23.46 | 30.54 | 30.24 | 29.7 | 29.38 | 29.45 | 26.68 | 19.25 | 3.25 | 0 | 0 | 0 | 0 | 0 | 0 | 0 | 0 | 0 | 0 | 0 | 0 | 0 | 0.34 | 13.08 | 31.82 | 35.16 | 34.39 | 34.09 | 33.9 | 32.69 | 31.9 | 28.99 | 12.32 | 0.49 | 0 | 0 | 0 | 0 | 0 | 0 | 0 | 0 | 0 | 0 | 0 | 0 | 0.07 | 8.55 | 29.72 | 36.48 | 36.61 | 35.87 | 35.5 | 35.33 | 33.56 | 30.94 | 23.09 | 8.69 | 1.4 | 0 | 0 | 0 | 0 | 0 | 0 | 0 | 0 | 0 | 0 | 0 | 1.53 | 18.27 | 35.79 | 38.28 | 39.86 | 39.75 | 40 | 39.58 | 39.12 | 37.7 | 35.55 | 28.82 | 9.11 | 0.15 | 0 | 0 | 0 | 0 | 0 | 0 | 0 | 0 | 0 | 0.03 | 7.41 | 27.38 | 37.61 | 40.73 | 42.07 | 42.42 | 42.56 | 42.38 | 41.66 | 40.66 | 38.77 | 34 | 16.42 | 1.3 | 0 | 0 | 0 | 0 | 0 | 0 | 0 | 0 | 0 | 0.12 | 9.11 | 27.82 | 37.15 | 40.37 | 42.22 | 43.03 | 42.75 | 42.76 | 42.09 | 40.97 | 39.27 | 35.47 | 21.22 | 3.44 | 0 | 0 | 0 | 0 | 0 | 0 | 0 | 0 | 0 | 0 | 4.04 | 21.38 | 34.27 | 39.41 | 41.51 | 42.32 | 41.93 | 41.44 | 41.09 | 40.09 | 38.04 | 32.9 | 18.86 | 2.82 | 0 | 0 | 0 | 0 | 0 | 0 | 0 | 0 | 0 | 0 | 1.55 | 17.13 | 33.65 | 39.42 | 41.53 | 42.58 | 42.73 | 41.77 | 39.71 | 38.79 | 35.65 | 28.4 | 10.15 | 0.28 | 0 | 0 | 0 | 0 | 0 | 0 | 0 | 0 | 0 | 0 | 0.25 | 11.42 | 29.24 | 36.02 | 38.59 | 39.3 | 39.95 | 39.21 | 38.1 | 35.64 | 32.3 | 17.15 | 1.52 | 0 | 0 | 0 | 0 | 0 | 0 | 0 | 0 | 0 | 0 | 0 | 0 | 5 | 24.67 | 32.97 | 34.69 | 35.18 | 35.1 | 34.76 | 35.28 | 33 | 24.88 | 5.42 | 0 | 0 | 0 | 0 | 0 | 0 | 0 | 0 | 0 | 0 | 0 | 0 | 0.79 | 13.98 | 29.22 | 32.82 | 32.19 | 31.28 | 31.79 | 31.6 | 29.07 | 17.07 | 1.58 | 0 | 0 | 0 | 0 | 0 | 0 | 0 | 0 | 0 | 0 | 0 | 0 | 0 | 0.05 | 6.61 | 20.83 | 26.11 | 25.74 | 24.76 | 25.77 | 25.37 | 23.37 | 12.77 | 1.05 | 0 | 0 | 0 | 0 | 0 | 0 | 0
BKRFLD_2_SOLAR1 |  | Solar_1Axis | Solar Tracking | CISO | North | Norcal | FC | 1.38 | 0 | 0 | 0 | 0 | 0 | 0 | 0 | 0.03 | 0.26 | 0.46 | 0.56 | 0.61 | 0.63 | 0.59 | 0.55 | 0.38 | 0.08 | 0 | 0 | 0 | 0 | 0 | 0 | 0 | 0 | 0 | 0 | 0 | 0 | 0 | 0 | 0.17 | 0.71 | 0.91 | 0.91 | 0.87 | 0.86 | 0.86 | 0.88 | 0.76 | 0.4 | 0.02 | 0 | 0 | 0 | 0 | 0 | 0 | 0 | 0 | 0 | 0 | 0 | 0 | 0 | 0.11 | 0.61 | 0.91 | 0.96 | 0.93 | 0.93 | 0.89 | 0.85 | 0.8 | 0.67 | 0.2 | 0.04 | 0 | 0 | 0 | 0 | 0 | 0 | 0 | 0 | 0 | 0 | 0 | 0.01 | 0.35 | 0.85 | 1 | 0.99 | 0.98 | 1.01 | 1 | 0.98 | 1 | 0.94 | 0.83 | 0.36 | 0.01 | 0 | 0 | 0 | 0 | 0 | 0 | 0 | 0 | 0 | 0 | 0.13 | 0.69 | 0.97 | 1.04 | 1.05 | 1.05 | 1.07 | 1.07 | 1.07 | 1.09 | 1.06 | 0.99 | 0.6 | 0.08 | 0 | 0 | 0 | 0 | 0 | 0 | 0 | 0 | 0 | 0 | 0.21 | 0.78 | 1.05 | 1.14 | 1.16 | 1.17 | 1.17 | 1.17 | 1.16 | 1.16 | 1.12 | 1.05 | 0.76 | 0.2 | 0 | 0 | 0 | 0 | 0 | 0 | 0 | 0 | 0 | 0 | 0.1 | 0.64 | 1.05 | 1.16 | 1.18 | 1.18 | 1.18 | 1.18 | 1.16 | 1.16 | 1.11 | 1.03 | 0.71 | 0.16 | 0 | 0 | 0 | 0 | 0 | 0 | 0 | 0 | 0 | 0 | 0.01 | 0.38 | 0.88 | 1.07 | 1.11 | 1.13 | 1.13 | 1.12 | 1.12 | 1.11 | 1.06 | 0.87 | 0.38 | 0.02 | 0 | 0 | 0 | 0 | 0 | 0 | 0 | 0 | 0 | 0 | 0 | 0.18 | 0.7 | 0.94 | 1 | 1.01 | 1 | 0.99 | 0.99 | 1.01 | 0.91 | 0.56 | 0.07 | 0 | 0 | 0 | 0 | 0 | 0 | 0 | 0 | 0 | 0 | 0 | 0 | 0.05 | 0.45 | 0.79 | 0.87 | 0.85 | 0.82 | 0.83 | 0.86 | 0.84 | 0.66 | 0.19 | 0 | 0 | 0 | 0 | 0 | 0 | 0 | 0 | 0 | 0 | 0 | 0 | 0 | 0.15 | 0.51 | 0.7 | 0.73 | 0.7 | 0.72 | 0.73 | 0.69 | 0.42 | 0.05 | 0 | 0 | 0 | 0 | 0 | 0 | 0 | 0 | 0 | 0 | 0 | 0 | 0 | 0 | 0.03 | 0.26 | 0.42 | 0.51 | 0.55 | 0.55 | 0.53 | 0.44 | 0.24 | 0.03 | 0 | 0 | 0 | 0 | 0 | 0 | 0
BLAST_1_WIND |  | Wind | Wind | CISO | South | Socal | FC | 49 | 2.57 | 2.72 | 2.57 | 2.45 | 2.73 | 2.66 | 2.73 | 2.5 | 2.17 | 2.47 | 2.19 | 2.4 | 2.7 | 2.46 | 2.71 | 2.71 | 2.31 | 2.23 | 2.67 | 2.52 | 2.49 | 2.73 | 2.36 | 2.49 | 4.75 | 4.53 | 5.2 | 5.06 | 4.28 | 4.53 | 4.46 | 3.66 | 3.83 | 4.23 | 5.26 | 5.45 | 4.91 | 4.55 | 5.81 | 5.95 | 5.84 | 6.1 | 5.76 | 6.27 | 7.2 | 6.22 | 5.47 | 5.38 | 5.29 | 4.97 | 4.36 | 4.32 | 4.41 | 4.39 | 4.4 | 3.62 | 2.8 | 2.79 | 2.84 | 3.21 | 3.89 | 4.2 | 4.75 | 4.63 | 6.21 | 6.61 | 6.23 | 6.7 | 6.49 | 6.66 | 5.49 | 5.2 | 18.1 | 18.77 | 17.14 | 15.68 | 14.66 | 13.11 | 10.81 | 8.92 | 6.51 | 5.8 | 5.76 | 5.74 | 5.59 | 6.52 | 9.78 | 13.51 | 16.06 | 18.03 | 19.35 | 19.77 | 19.77 | 19.95 | 19.01 | 19.01 | 21.16 | 20.06 | 19.18 | 19.16 | 16.88 | 13.57 | 10.39 | 7.82 | 5.79 | 4.32 | 3.25 | 3.13 | 2.68 | 3.72 | 6.19 | 9.99 | 15.58 | 18.65 | 21.07 | 20.32 | 20.53 | 21.68 | 21.37 | 21.83 | 21.77 | 21.25 | 19.77 | 18.05 | 16.48 | 13.3 | 10.4 | 7.64 | 4.69 | 3.4 | 2.44 | 2.84 | 3.07 | 3.61 | 5.93 | 9.49 | 13.69 | 16.17 | 18.58 | 20.83 | 22.74 | 22.67 | 22.4 | 22.57 | 20.5 | 19.26 | 18.16 | 16 | 13.26 | 11.4 | 8.47 | 5.47 | 2.79 | 1.86 | 1.59 | 1.88 | 2.5 | 3.67 | 5.99 | 8.94 | 12.85 | 16.33 | 18.87 | 20.6 | 22.3 | 22.84 | 22.13 | 21.33 | 18.35 | 17.8 | 16.33 | 13.96 | 11.25 | 9.81 | 7.21 | 5.2 | 3.19 | 2.19 | 1.71 | 1.9 | 2.58 | 3.63 | 5.57 | 8.13 | 11.15 | 14.3 | 16.11 | 19.53 | 20.71 | 20.64 | 19.97 | 19.05 | 9.26 | 8.53 | 7.73 | 6.02 | 4.96 | 3.59 | 2.88 | 1.99 | 1.66 | 1.66 | 1.91 | 2.54 | 2.95 | 3.5 | 4.35 | 5.37 | 6.07 | 8.01 | 9.8 | 11.77 | 11.78 | 11.76 | 11.05 | 10.1 | 4.83 | 4.47 | 4.54 | 4.46 | 4.09 | 3.36 | 2.71 | 2.25 | 1.5 | 1.35 | 1.44 | 1.8 | 2.12 | 2.13 | 2.16 | 2.49 | 3.18 | 3.8 | 4.59 | 5.28 | 5.83 | 5.93 | 5.49 | 4.72 | 2.16 | 1.91 | 1.96 | 1.99 | 2.02 | 2.05 | 1.95 | 1.76 | 1.6 | 1.75 | 1.9 | 2.17 | 2.06 | 2.18 | 2.2 | 1.84 | 1.67 | 2.12 | 2.67 | 2.87 | 3.06 | 2.27 | 2.41 | 2.32 | 1.83 | 1.77 | 1.74 | 2 | 1.95 | 1.99 | 1.97 | 1.83 | 1.72 | 1.71 | 1.7 | 1.86 | 1.85 | 1.71 | 1.63 | 1.71 | 1.89 | 1.99 | 2.25 | 2.11 | 2.39 | 2.15 | 2.03 | 2.01
BLCKWL_6_SOLAR1 |  | Solar_1Axis | Solar Tracking | CISO | North | Norcal | FC | 12 | 0 | 0 | 0 | 0 | 0 | 0 | 0 | 0.28 | 2.27 | 4.02 | 4.9 | 5.3 | 5.47 | 5.1 | 4.76 | 3.27 | 0.72 | 0 | 0 | 0 | 0 | 0 | 0 | 0 | 0 | 0 | 0 | 0 | 0 | 0 | 0 | 1.52 | 6.2 | 7.95 | 7.92 | 7.56 | 7.47 | 7.45 | 7.61 | 6.61 | 3.45 | 0.18 | 0 | 0 | 0 | 0 | 0 | 0 | 0 | 0 | 0 | 0 | 0 | 0 | 0 | 0.94 | 5.28 | 7.92 | 8.35 | 8.05 | 8.11 | 7.77 | 7.39 | 6.95 | 5.82 | 1.76 | 0.37 | 0 | 0 | 0 | 0 | 0 | 0 | 0 | 0 | 0 | 0 | 0 | 0.09 | 3.09 | 7.37 | 8.67 | 8.62 | 8.49 | 8.77 | 8.73 | 8.56 | 8.67 | 8.17 | 7.26 | 3.12 | 0.12 | 0 | 0 | 0 | 0 | 0 | 0 | 0 | 0 | 0 | 0 | 1.12 | 5.99 | 8.42 | 9.01 | 9.16 | 9.09 | 9.28 | 9.3 | 9.32 | 9.44 | 9.18 | 8.61 | 5.24 | 0.7 | 0 | 0 | 0 | 0 | 0 | 0 | 0 | 0 | 0 | 0.01 | 1.86 | 6.77 | 9.13 | 9.93 | 10.06 | 10.15 | 10.21 | 10.15 | 10.08 | 10.11 | 9.73 | 9.11 | 6.57 | 1.78 | 0.02 | 0 | 0 | 0 | 0 | 0 | 0 | 0 | 0 | 0 | 0.84 | 5.55 | 9.16 | 10.11 | 10.27 | 10.3 | 10.22 | 10.22 | 10.06 | 10.05 | 9.69 | 8.96 | 6.21 | 1.43 | 0.01 | 0 | 0 | 0 | 0 | 0 | 0 | 0 | 0 | 0 | 0.12 | 3.28 | 7.65 | 9.32 | 9.69 | 9.81 | 9.8 | 9.71 | 9.7 | 9.66 | 9.24 | 7.52 | 3.31 | 0.19 | 0 | 0 | 0 | 0 | 0 | 0 | 0 | 0 | 0 | 0 | 0 | 1.59 | 6.11 | 8.17 | 8.66 | 8.76 | 8.66 | 8.6 | 8.63 | 8.75 | 7.88 | 4.88 | 0.63 | 0 | 0 | 0 | 0 | 0 | 0 | 0 | 0 | 0 | 0 | 0 | 0 | 0.41 | 3.91 | 6.83 | 7.53 | 7.43 | 7.16 | 7.24 | 7.46 | 7.29 | 5.71 | 1.61 | 0.01 | 0 | 0 | 0 | 0 | 0 | 0 | 0 | 0 | 0 | 0 | 0 | 0.01 | 1.29 | 4.47 | 6.1 | 6.33 | 6.06 | 6.24 | 6.38 | 6.03 | 3.68 | 0.44 | 0 | 0 | 0 | 0 | 0 | 0 | 0 | 0 | 0 | 0 | 0 | 0 | 0 | 0 | 0.3 | 2.25 | 3.68 | 4.41 | 4.82 | 4.75 | 4.58 | 3.85 | 2.05 | 0.24 | 0 | 0 | 0 | 0 | 0 | 0 | 0
BLKCRK_2_SOLAR1 |  | Paired_Solar_1Axis | Solar Tracking | CISO | South | Socal | EO | 250 | 0 | 0 | 0 | 0 | 0 | 0 | 0.12 | 29.94 | 117.3 | 152.72 | 151.2 | 148.52 | 146.92 | 147.27 | 133.4 | 96.26 | 16.24 | 0.01 | 0 | 0 | 0 | 0 | 0 | 0 | 0 | 0 | 0 | 0 | 0 | 0 | 1.72 | 65.39 | 159.11 | 175.82 | 171.97 | 170.46 | 169.52 | 163.47 | 159.48 | 144.96 | 61.58 | 2.47 | 0 | 0 | 0 | 0 | 0 | 0 | 0 | 0 | 0 | 0 | 0 | 0 | 0.37 | 42.77 | 148.6 | 182.42 | 183.07 | 179.34 | 177.48 | 176.66 | 167.8 | 154.72 | 115.45 | 43.43 | 7.01 | 0 | 0 | 0 | 0 | 0 | 0 | 0 | 0 | 0 | 0 | 0 | 7.66 | 91.34 | 178.94 | 191.41 | 199.32 | 198.75 | 200.02 | 197.9 | 195.6 | 188.5 | 177.75 | 144.09 | 45.56 | 0.74 | 0 | 0 | 0 | 0 | 0 | 0 | 0 | 0 | 0 | 0.14 | 37.07 | 136.91 | 188.05 | 203.66 | 210.33 | 212.12 | 212.82 | 211.91 | 208.32 | 203.29 | 193.85 | 170.02 | 82.08 | 6.51 | 0 | 0 | 0 | 0 | 0 | 0 | 0 | 0 | 0 | 0.6 | 45.53 | 139.1 | 185.76 | 201.84 | 211.11 | 215.15 | 213.75 | 213.79 | 210.47 | 204.87 | 196.36 | 177.37 | 106.11 | 17.22 | 0.01 | 0 | 0 | 0 | 0 | 0 | 0 | 0 | 0 | 0.01 | 20.19 | 106.91 | 171.37 | 197.04 | 207.55 | 211.62 | 209.67 | 207.22 | 205.43 | 200.47 | 190.21 | 164.49 | 94.32 | 14.11 | 0 | 0 | 0 | 0 | 0 | 0 | 0 | 0 | 0 | 0 | 7.74 | 85.63 | 168.23 | 197.08 | 207.64 | 212.88 | 213.63 | 208.84 | 198.56 | 193.96 | 178.26 | 141.98 | 50.75 | 1.39 | 0 | 0 | 0 | 0 | 0 | 0 | 0 | 0 | 0 | 0 | 1.23 | 57.11 | 146.2 | 180.1 | 192.95 | 196.49 | 199.75 | 196.07 | 190.52 | 178.19 | 161.52 | 85.74 | 7.61 | 0 | 0 | 0 | 0 | 0 | 0 | 0 | 0 | 0 | 0 | 0 | 0.01 | 24.99 | 123.35 | 164.86 | 173.43 | 175.92 | 175.51 | 173.79 | 176.41 | 165 | 124.42 | 27.1 | 0.02 | 0 | 0 | 0 | 0 | 0 | 0 | 0 | 0 | 0 | 0 | 0 | 3.93 | 69.9 | 146.12 | 164.11 | 160.93 | 156.39 | 158.93 | 158.01 | 145.35 | 85.37 | 7.92 | 0 | 0 | 0 | 0 | 0 | 0 | 0 | 0 | 0 | 0 | 0 | 0 | 0 | 0.27 | 33.07 | 104.17 | 130.56 | 128.7 | 123.8 | 128.87 | 126.84 | 116.86 | 63.85 | 5.25 | 0 | 0 | 0 | 0 | 0 | 0 | 0
BLYTHE_1_SOLAR1 |  | Solar_Fixed | Solar Fixed | CISO | South | Socal | EO | 21 | 0 | 0 | 0 | 0 | 0 | 0 | 0.03 | 2.78 | 9.33 | 12.66 | 13.68 | 14.12 | 13.76 | 13.25 | 11.06 | 6.46 | 0.94 | 0 | 0 | 0 | 0 | 0 | 0 | 0 | 0 | 0 | 0 | 0 | 0 | 0 | 0.23 | 5.18 | 12.28 | 14.62 | 15.65 | 15.7 | 15.42 | 14.85 | 13.66 | 10.49 | 4.07 | 0.1 | 0 | 0 | 0 | 0 | 0 | 0 | 0 | 0 | 0 | 0 | 0 | 0 | 0.05 | 2.97 | 10.36 | 14.36 | 15.76 | 16.03 | 15.83 | 15.45 | 14.53 | 12.85 | 8.1 | 3.77 | 0.57 | 0 | 0 | 0 | 0 | 0 | 0 | 0 | 0 | 0 | 0 | 0 | 0.58 | 5.8 | 12.49 | 15.68 | 17.11 | 17.82 | 17.85 | 17.48 | 17.03 | 15.62 | 13.29 | 9.12 | 2.28 | 0.03 | 0 | 0 | 0 | 0 | 0 | 0 | 0 | 0 | 0 | 0.03 | 2.4 | 8.82 | 13.38 | 15.91 | 17.68 | 18.38 | 18.48 | 18.28 | 17.91 | 16.68 | 14.58 | 10.59 | 3.98 | 0.26 | 0 | 0 | 0 | 0 | 0 | 0 | 0 | 0 | 0 | 0.08 | 2.95 | 9.01 | 13.67 | 16.33 | 18.08 | 18.89 | 19.04 | 19.02 | 18.37 | 17 | 14.9 | 11.39 | 5.43 | 0.69 | 0 | 0 | 0 | 0 | 0 | 0 | 0 | 0 | 0 | 0 | 1.42 | 6.19 | 11.43 | 14.71 | 16.89 | 18 | 18.37 | 18.22 | 17.4 | 16.28 | 14.09 | 10.6 | 4.82 | 0.55 | 0 | 0 | 0 | 0 | 0 | 0 | 0 | 0 | 0 | 0 | 0.63 | 5.57 | 11.89 | 15.29 | 17.38 | 18.46 | 18.8 | 18.5 | 17.73 | 16.13 | 13.65 | 9.11 | 2.6 | 0.07 | 0 | 0 | 0 | 0 | 0 | 0 | 0 | 0 | 0 | 0 | 0.17 | 4.28 | 11.11 | 14.97 | 17.06 | 18.01 | 18.23 | 18.06 | 17.22 | 15.16 | 12.21 | 5.4 | 0.48 | 0 | 0 | 0 | 0 | 0 | 0 | 0 | 0 | 0 | 0 | 0 | 0.02 | 2.28 | 9.63 | 13.78 | 15.68 | 16.66 | 16.9 | 16.65 | 15.83 | 14.09 | 8.92 | 1.79 | 0.01 | 0 | 0 | 0 | 0 | 0 | 0 | 0 | 0 | 0 | 0 | 0 | 0.52 | 5.67 | 11.34 | 14.1 | 15.05 | 15.41 | 14.93 | 14.14 | 11.64 | 5.31 | 0.36 | 0 | 0 | 0 | 0 | 0 | 0 | 0 | 0 | 0 | 0 | 0 | 0 | 0 | 0.06 | 2.99 | 8.4 | 11.24 | 12.39 | 13.04 | 12.64 | 11.61 | 9.47 | 4.24 | 0.26 | 0 | 0 | 0 | 0 | 0 | 0 | 0
BLYTHE_1_SOLAR2 |  | Solar_1Axis | Solar Tracking | CISO | South | Socal | EO | 20 | 0 | 0 | 0 | 0 | 0 | 0 | 0.01 | 2.4 | 9.38 | 12.22 | 12.1 | 11.88 | 11.75 | 11.78 | 10.67 | 7.7 | 1.3 | 0 | 0 | 0 | 0 | 0 | 0 | 0 | 0 | 0 | 0 | 0 | 0 | 0 | 0.14 | 5.23 | 12.73 | 14.07 | 13.76 | 13.64 | 13.56 | 13.08 | 12.76 | 11.6 | 4.93 | 0.2 | 0 | 0 | 0 | 0 | 0 | 0 | 0 | 0 | 0 | 0 | 0 | 0 | 0.03 | 3.42 | 11.89 | 14.59 | 14.65 | 14.35 | 14.2 | 14.13 | 13.42 | 12.38 | 9.24 | 3.47 | 0.56 | 0 | 0 | 0 | 0 | 0 | 0 | 0 | 0 | 0 | 0 | 0 | 0.61 | 7.31 | 14.32 | 15.31 | 15.95 | 15.9 | 16 | 15.83 | 15.65 | 15.08 | 14.22 | 11.53 | 3.65 | 0.06 | 0 | 0 | 0 | 0 | 0 | 0 | 0 | 0 | 0 | 0.01 | 2.97 | 10.95 | 15.04 | 16.29 | 16.83 | 16.97 | 17.03 | 16.95 | 16.67 | 16.26 | 15.51 | 13.6 | 6.57 | 0.52 | 0 | 0 | 0 | 0 | 0 | 0 | 0 | 0 | 0 | 0.05 | 3.64 | 11.13 | 14.86 | 16.15 | 16.89 | 17.21 | 17.1 | 17.1 | 16.84 | 16.39 | 15.71 | 14.19 | 8.49 | 1.38 | 0 | 0 | 0 | 0 | 0 | 0 | 0 | 0 | 0 | 0 | 1.62 | 8.55 | 13.71 | 15.76 | 16.6 | 16.93 | 16.77 | 16.58 | 16.43 | 16.04 | 15.22 | 13.16 | 7.55 | 1.13 | 0 | 0 | 0 | 0 | 0 | 0 | 0 | 0 | 0 | 0 | 0.62 | 6.85 | 13.46 | 15.77 | 16.61 | 17.03 | 17.09 | 16.71 | 15.88 | 15.52 | 14.26 | 11.36 | 4.06 | 0.11 | 0 | 0 | 0 | 0 | 0 | 0 | 0 | 0 | 0 | 0 | 0.1 | 4.57 | 11.7 | 14.41 | 15.44 | 15.72 | 15.98 | 15.69 | 15.24 | 14.26 | 12.92 | 6.86 | 0.61 | 0 | 0 | 0 | 0 | 0 | 0 | 0 | 0 | 0 | 0 | 0 | 0 | 2 | 9.87 | 13.19 | 13.87 | 14.07 | 14.04 | 13.9 | 14.11 | 13.2 | 9.95 | 2.17 | 0 | 0 | 0 | 0 | 0 | 0 | 0 | 0 | 0 | 0 | 0 | 0 | 0.31 | 5.59 | 11.69 | 13.13 | 12.87 | 12.51 | 12.71 | 12.64 | 11.63 | 6.83 | 0.63 | 0 | 0 | 0 | 0 | 0 | 0 | 0 | 0 | 0 | 0 | 0 | 0 | 0 | 0.02 | 2.65 | 8.33 | 10.45 | 10.3 | 9.9 | 10.31 | 10.15 | 9.35 | 5.11 | 0.42 | 0 | 0 | 0 | 0 | 0 | 0 | 0
BRDSLD_2_HIWIND |  | Wind | Wind | CISO | North | Norcal | FC | 162 | 8.6 | 8.2 | 7.11 | 6.71 | 7.37 | 7.6 | 7.5 | 7.91 | 7.24 | 6.2 | 6.48 | 6.87 | 5.91 | 5.43 | 4.86 | 4.23 | 4.39 | 5.78 | 6.87 | 7.55 | 7.02 | 7.49 | 8.18 | 8.23 | 19.57 | 20.74 | 19.59 | 16.53 | 15.15 | 15.46 | 15.46 | 16.48 | 13.2 | 12.4 | 13.11 | 11.7 | 10.92 | 10.59 | 9.77 | 10.19 | 9.78 | 11.17 | 11.87 | 12.37 | 13.67 | 17.09 | 18.3 | 19.88 | 22.52 | 21.35 | 19.29 | 18.22 | 16.23 | 12.8 | 12.32 | 11.4 | 11.33 | 9.42 | 7.95 | 8.05 | 7.85 | 8.45 | 8.72 | 8.81 | 10.22 | 11.55 | 15.97 | 21.58 | 25.91 | 24.64 | 24.29 | 22.7 | 61.11 | 55.66 | 54.8 | 45.41 | 40.23 | 35.27 | 32.74 | 25.83 | 18.77 | 19.81 | 17.5 | 13.88 | 14.24 | 16.46 | 19.38 | 25.78 | 34.53 | 44.12 | 47.1 | 49.51 | 55.41 | 56.5 | 60.2 | 62.66 | 78.83 | 74.75 | 74.34 | 73.11 | 62.5 | 53.6 | 49.22 | 40.66 | 41.07 | 35.84 | 29.14 | 23.03 | 25.98 | 30.2 | 33.99 | 45.56 | 60.86 | 70.57 | 77.89 | 75.64 | 77.76 | 81.61 | 78.2 | 74.82 | 59.97 | 64.09 | 57.04 | 52.45 | 47.19 | 43.03 | 36.41 | 25.47 | 20.29 | 14.18 | 12.16 | 8.64 | 6.99 | 9.28 | 10.28 | 15.65 | 26.6 | 39.88 | 49.77 | 51.96 | 56.87 | 57.77 | 57.97 | 60.29 | 96.65 | 94.27 | 87.3 | 77.91 | 73.53 | 68.83 | 58.66 | 48.91 | 34.8 | 28.24 | 17.96 | 12.81 | 11.62 | 17.88 | 21.14 | 30.89 | 50.58 | 63.8 | 67.52 | 70.64 | 80.97 | 83.91 | 92.12 | 96.92 | 78.98 | 75.51 | 70.96 | 62.92 | 54.52 | 47.06 | 40.72 | 34.7 | 22.15 | 16.47 | 12.05 | 8.04 | 5 | 7.02 | 8.68 | 13.43 | 22.11 | 34.85 | 47.14 | 61.32 | 74.73 | 78.85 | 79.9 | 81.38 | 29.81 | 29.33 | 27.64 | 25.77 | 19.8 | 15.94 | 15.36 | 12.01 | 8.95 | 5.45 | 4.22 | 2.1 | 1.44 | 2.22 | 3.42 | 4.76 | 8.28 | 10.7 | 12.02 | 18.17 | 24.04 | 26.71 | 27.78 | 28.31 | 12.41 | 11.41 | 8.39 | 6.76 | 5.55 | 4.62 | 5.3 | 4.43 | 4.07 | 2.75 | 1.67 | 1.34 | 1.07 | 1.12 | 1.51 | 1.6 | 1.43 | 1.61 | 2.91 | 3.95 | 5.74 | 6.94 | 8.93 | 10.22 | 9.34 | 8.22 | 7.47 | 8.87 | 8.13 | 8.08 | 7.66 | 8.41 | 6.96 | 5.41 | 4.81 | 4.25 | 4.27 | 3.82 | 4.15 | 4.66 | 4.36 | 4.58 | 5.54 | 5.73 | 7.65 | 8.31 | 9.53 | 9.47 | 8.85 | 8.84 | 8.51 | 7.55 | 8.22 | 8.47 | 7.39 | 8.42 | 7.91 | 6.48 | 6.14 | 5.19 | 5.29 | 5.14 | 5.51 | 5.84 | 5.41 | 5.54 | 6.94 | 8.34 | 9.58 | 9.19 | 8.46 | 9.72
BRDSLD_2_MTZUM2 |  | Wind | Wind | CISO | North | Norcal | FC | 78.2 | 4.15 | 3.96 | 3.43 | 3.24 | 3.56 | 3.67 | 3.62 | 3.82 | 3.5 | 2.99 | 3.13 | 3.32 | 2.85 | 2.62 | 2.34 | 2.04 | 2.12 | 2.79 | 3.31 | 3.64 | 3.39 | 3.61 | 3.95 | 3.97 | 9.45 | 10.01 | 9.46 | 7.98 | 7.31 | 7.46 | 7.46 | 7.95 | 6.37 | 5.99 | 6.33 | 5.65 | 5.27 | 5.11 | 4.71 | 4.92 | 4.72 | 5.39 | 5.73 | 5.97 | 6.6 | 8.25 | 8.83 | 9.6 | 10.87 | 10.31 | 9.31 | 8.79 | 7.84 | 6.18 | 5.95 | 5.5 | 5.47 | 4.55 | 3.84 | 3.89 | 3.79 | 4.08 | 4.21 | 4.25 | 4.93 | 5.58 | 7.71 | 10.42 | 12.51 | 11.89 | 11.72 | 10.96 | 29.5 | 26.87 | 26.45 | 21.92 | 19.42 | 17.02 | 15.8 | 12.47 | 9.06 | 9.56 | 8.45 | 6.7 | 6.88 | 7.94 | 9.36 | 12.44 | 16.67 | 21.3 | 22.74 | 23.9 | 26.75 | 27.27 | 29.06 | 30.24 | 38.05 | 36.08 | 35.88 | 35.29 | 30.17 | 25.87 | 23.76 | 19.63 | 19.82 | 17.3 | 14.07 | 11.11 | 12.54 | 14.58 | 16.41 | 21.99 | 29.38 | 34.07 | 37.6 | 36.51 | 37.54 | 39.39 | 37.75 | 36.12 | 28.95 | 30.94 | 27.53 | 25.32 | 22.78 | 20.77 | 17.58 | 12.29 | 9.8 | 6.85 | 5.87 | 4.17 | 3.38 | 4.48 | 4.96 | 7.55 | 12.84 | 19.25 | 24.02 | 25.08 | 27.45 | 27.89 | 27.98 | 29.1 | 46.65 | 45.5 | 42.14 | 37.61 | 35.49 | 33.23 | 28.32 | 23.61 | 16.8 | 13.63 | 8.67 | 6.18 | 5.61 | 8.63 | 10.2 | 14.91 | 24.42 | 30.8 | 32.59 | 34.1 | 39.09 | 40.5 | 44.47 | 46.79 | 38.12 | 36.45 | 34.25 | 30.37 | 26.32 | 22.72 | 19.66 | 16.75 | 10.69 | 7.95 | 5.82 | 3.88 | 2.41 | 3.39 | 4.19 | 6.49 | 10.67 | 16.82 | 22.76 | 29.6 | 36.07 | 38.06 | 38.57 | 39.28 | 14.39 | 14.16 | 13.34 | 12.44 | 9.56 | 7.69 | 7.42 | 5.8 | 4.32 | 2.63 | 2.04 | 1.01 | 0.7 | 1.07 | 1.65 | 2.3 | 4 | 5.17 | 5.8 | 8.77 | 11.6 | 12.89 | 13.41 | 13.66 | 5.99 | 5.51 | 4.05 | 3.26 | 2.68 | 2.23 | 2.56 | 2.14 | 1.96 | 1.33 | 0.81 | 0.65 | 0.51 | 0.54 | 0.73 | 0.77 | 0.69 | 0.78 | 1.41 | 1.91 | 2.77 | 3.35 | 4.31 | 4.93 | 4.51 | 3.97 | 3.61 | 4.28 | 3.93 | 3.9 | 3.7 | 4.06 | 3.36 | 2.61 | 2.32 | 2.05 | 2.06 | 1.84 | 2 | 2.25 | 2.11 | 2.21 | 2.67 | 2.77 | 3.69 | 4.01 | 4.6 | 4.57 | 4.27 | 4.27 | 4.11 | 3.65 | 3.97 | 4.09 | 3.57 | 4.06 | 3.82 | 3.13 | 2.96 | 2.51 | 2.55 | 2.48 | 2.66 | 2.82 | 2.61 | 2.67 | 3.35 | 4.03 | 4.62 | 4.43 | 4.08 | 4.69
BRDSLD_2_MTZUMA |  | Wind | Wind | CISO | North | Norcal | FC | 36.8 | 1.95 | 1.86 | 1.61 | 1.52 | 1.67 | 1.73 | 1.7 | 1.8 | 1.65 | 1.41 | 1.47 | 1.56 | 1.34 | 1.23 | 1.1 | 0.96 | 1 | 1.31 | 1.56 | 1.71 | 1.59 | 1.7 | 1.86 | 1.87 | 4.44 | 4.71 | 4.45 | 3.76 | 3.44 | 3.51 | 3.51 | 3.74 | 3 | 2.82 | 2.98 | 2.66 | 2.48 | 2.41 | 2.22 | 2.32 | 2.22 | 2.54 | 2.7 | 2.81 | 3.1 | 3.88 | 4.16 | 4.52 | 5.12 | 4.85 | 4.38 | 4.14 | 3.69 | 2.91 | 2.8 | 2.59 | 2.57 | 2.14 | 1.81 | 1.83 | 1.78 | 1.92 | 1.98 | 2 | 2.32 | 2.62 | 3.63 | 4.9 | 5.89 | 5.6 | 5.52 | 5.16 | 13.88 | 12.64 | 12.45 | 10.31 | 9.14 | 8.01 | 7.44 | 5.87 | 4.26 | 4.5 | 3.97 | 3.15 | 3.24 | 3.74 | 4.4 | 5.86 | 7.84 | 10.02 | 10.7 | 11.25 | 12.59 | 12.83 | 13.67 | 14.23 | 17.91 | 16.98 | 16.89 | 16.61 | 14.2 | 12.18 | 11.18 | 9.24 | 9.33 | 8.14 | 6.62 | 5.23 | 5.9 | 6.86 | 7.72 | 10.35 | 13.82 | 16.03 | 17.69 | 17.18 | 17.66 | 18.54 | 17.76 | 17 | 13.62 | 14.56 | 12.96 | 11.91 | 10.72 | 9.77 | 8.27 | 5.79 | 4.61 | 3.22 | 2.76 | 1.96 | 1.59 | 2.11 | 2.33 | 3.55 | 6.04 | 9.06 | 11.3 | 11.8 | 12.92 | 13.12 | 13.17 | 13.7 | 21.95 | 21.41 | 19.83 | 17.7 | 16.7 | 15.64 | 13.33 | 11.11 | 7.9 | 6.42 | 4.08 | 2.91 | 2.64 | 4.06 | 4.8 | 7.02 | 11.49 | 14.49 | 15.34 | 16.05 | 18.39 | 19.06 | 20.93 | 22.02 | 17.94 | 17.15 | 16.12 | 14.29 | 12.38 | 10.69 | 9.25 | 7.88 | 5.03 | 3.74 | 2.74 | 1.83 | 1.14 | 1.59 | 1.97 | 3.05 | 5.02 | 7.92 | 10.71 | 13.93 | 16.98 | 17.91 | 18.15 | 18.49 | 6.77 | 6.66 | 6.28 | 5.85 | 4.5 | 3.62 | 3.49 | 2.73 | 2.03 | 1.24 | 0.96 | 0.48 | 0.33 | 0.51 | 0.78 | 1.08 | 1.88 | 2.43 | 2.73 | 4.13 | 5.46 | 6.07 | 6.31 | 6.43 | 2.82 | 2.59 | 1.91 | 1.54 | 1.26 | 1.05 | 1.21 | 1.01 | 0.92 | 0.62 | 0.38 | 0.31 | 0.24 | 0.26 | 0.34 | 0.36 | 0.32 | 0.37 | 0.66 | 0.9 | 1.31 | 1.58 | 2.03 | 2.32 | 2.12 | 1.87 | 1.7 | 2.01 | 1.85 | 1.84 | 1.74 | 1.91 | 1.58 | 1.23 | 1.09 | 0.96 | 0.97 | 0.87 | 0.94 | 1.06 | 0.99 | 1.04 | 1.26 | 1.3 | 1.74 | 1.89 | 2.16 | 2.15 | 2.01 | 2.01 | 1.93 | 1.72 | 1.87 | 1.92 | 1.68 | 1.91 | 1.8 | 1.47 | 1.39 | 1.18 | 1.2 | 1.17 | 1.25 | 1.33 | 1.23 | 1.26 | 1.58 | 1.89 | 2.18 | 2.09 | 1.92 | 2.21
BRDSLD_2_SHILO1 |  | Wind | Wind | CISO | North | Norcal | FC | 150 | 7.96 | 7.6 | 6.58 | 6.21 | 6.83 | 7.03 | 6.95 | 7.33 | 6.71 | 5.74 | 6 | 6.36 | 5.47 | 5.02 | 4.5 | 3.92 | 4.07 | 5.36 | 6.36 | 6.99 | 6.5 | 6.93 | 7.57 | 7.62 | 18.12 | 19.2 | 18.14 | 15.31 | 14.03 | 14.31 | 14.31 | 15.26 | 12.22 | 11.48 | 12.14 | 10.84 | 10.11 | 9.81 | 9.04 | 9.44 | 9.05 | 10.35 | 10.99 | 11.45 | 12.66 | 15.82 | 16.94 | 18.41 | 20.85 | 19.77 | 17.86 | 16.87 | 15.03 | 11.85 | 11.41 | 10.56 | 10.49 | 8.72 | 7.36 | 7.46 | 7.27 | 7.82 | 8.07 | 8.15 | 9.46 | 10.7 | 14.79 | 19.98 | 23.99 | 22.82 | 22.49 | 21.02 | 56.58 | 51.54 | 50.74 | 42.04 | 37.25 | 32.65 | 30.31 | 23.92 | 17.38 | 18.34 | 16.2 | 12.85 | 13.19 | 15.24 | 17.95 | 23.87 | 31.97 | 40.86 | 43.61 | 45.85 | 51.3 | 52.31 | 55.74 | 58.01 | 72.99 | 69.21 | 68.83 | 67.69 | 57.87 | 49.63 | 45.57 | 37.65 | 38.03 | 33.19 | 26.99 | 21.32 | 24.05 | 27.97 | 31.48 | 42.19 | 56.35 | 65.34 | 72.12 | 70.04 | 72 | 75.56 | 72.41 | 69.28 | 55.52 | 59.34 | 52.81 | 48.56 | 43.7 | 39.84 | 33.71 | 23.58 | 18.79 | 13.13 | 11.26 | 8 | 6.48 | 8.59 | 9.52 | 14.49 | 24.63 | 36.93 | 46.08 | 48.11 | 52.66 | 53.49 | 53.68 | 55.83 | 89.49 | 87.29 | 80.84 | 72.14 | 68.08 | 63.73 | 54.32 | 45.29 | 32.22 | 26.15 | 16.63 | 11.86 | 10.76 | 16.56 | 19.57 | 28.6 | 46.84 | 59.07 | 62.52 | 65.41 | 74.97 | 77.69 | 85.3 | 89.74 | 73.13 | 69.91 | 65.7 | 58.26 | 50.48 | 43.57 | 37.71 | 32.13 | 20.51 | 15.25 | 11.16 | 7.44 | 4.63 | 6.5 | 8.03 | 12.44 | 20.47 | 32.26 | 43.65 | 56.78 | 69.19 | 73.01 | 73.98 | 75.35 | 27.6 | 27.15 | 25.59 | 23.86 | 18.33 | 14.75 | 14.23 | 11.12 | 8.29 | 5.04 | 3.9 | 1.94 | 1.34 | 2.06 | 3.17 | 4.41 | 7.66 | 9.91 | 11.13 | 16.82 | 22.26 | 24.73 | 25.73 | 26.21 | 11.49 | 10.57 | 7.77 | 6.26 | 5.14 | 4.28 | 4.91 | 4.1 | 3.76 | 2.54 | 1.55 | 1.24 | 0.99 | 1.04 | 1.4 | 1.49 | 1.32 | 1.49 | 2.7 | 3.66 | 5.32 | 6.42 | 8.27 | 9.46 | 8.65 | 7.61 | 6.92 | 8.21 | 7.53 | 7.48 | 7.09 | 7.78 | 6.45 | 5.01 | 4.45 | 3.93 | 3.95 | 3.54 | 3.84 | 4.32 | 4.04 | 4.24 | 5.13 | 5.31 | 7.08 | 7.7 | 8.82 | 8.77 | 8.2 | 8.18 | 7.88 | 6.99 | 7.62 | 7.84 | 6.84 | 7.79 | 7.32 | 6 | 5.68 | 4.81 | 4.9 | 4.76 | 5.1 | 5.41 | 5.01 | 5.13 | 6.42 | 7.72 | 8.87 | 8.51 | 7.83 | 9
BRDSLD_2_SHILO2 |  | Wind | Wind | CISO | North | Norcal | FC | 150 | 7.96 | 7.6 | 6.58 | 6.21 | 6.83 | 7.03 | 6.95 | 7.33 | 6.71 | 5.74 | 6 | 6.36 | 5.47 | 5.02 | 4.5 | 3.92 | 4.07 | 5.36 | 6.36 | 6.99 | 6.5 | 6.93 | 7.57 | 7.62 | 18.12 | 19.2 | 18.14 | 15.31 | 14.03 | 14.31 | 14.31 | 15.26 | 12.22 | 11.48 | 12.14 | 10.84 | 10.11 | 9.81 | 9.04 | 9.44 | 9.05 | 10.35 | 10.99 | 11.45 | 12.66 | 15.82 | 16.94 | 18.41 | 20.85 | 19.77 | 17.86 | 16.87 | 15.03 | 11.85 | 11.41 | 10.56 | 10.49 | 8.72 | 7.36 | 7.46 | 7.27 | 7.82 | 8.07 | 8.15 | 9.46 | 10.7 | 14.79 | 19.98 | 23.99 | 22.82 | 22.49 | 21.02 | 56.58 | 51.54 | 50.74 | 42.04 | 37.25 | 32.65 | 30.31 | 23.92 | 17.38 | 18.34 | 16.2 | 12.85 | 13.19 | 15.24 | 17.95 | 23.87 | 31.97 | 40.86 | 43.61 | 45.85 | 51.3 | 52.31 | 55.74 | 58.01 | 72.99 | 69.21 | 68.83 | 67.69 | 57.87 | 49.63 | 45.57 | 37.65 | 38.03 | 33.19 | 26.99 | 21.32 | 24.05 | 27.97 | 31.48 | 42.19 | 56.35 | 65.34 | 72.12 | 70.04 | 72 | 75.56 | 72.41 | 69.28 | 55.52 | 59.34 | 52.81 | 48.56 | 43.7 | 39.84 | 33.71 | 23.58 | 18.79 | 13.13 | 11.26 | 8 | 6.48 | 8.59 | 9.52 | 14.49 | 24.63 | 36.93 | 46.08 | 48.11 | 52.66 | 53.49 | 53.68 | 55.83 | 89.49 | 87.29 | 80.84 | 72.14 | 68.08 | 63.73 | 54.32 | 45.29 | 32.22 | 26.15 | 16.63 | 11.86 | 10.76 | 16.56 | 19.57 | 28.6 | 46.84 | 59.07 | 62.52 | 65.41 | 74.97 | 77.69 | 85.3 | 89.74 | 73.13 | 69.91 | 65.7 | 58.26 | 50.48 | 43.57 | 37.71 | 32.13 | 20.51 | 15.25 | 11.16 | 7.44 | 4.63 | 6.5 | 8.03 | 12.44 | 20.47 | 32.26 | 43.65 | 56.78 | 69.19 | 73.01 | 73.98 | 75.35 | 27.6 | 27.15 | 25.59 | 23.86 | 18.33 | 14.75 | 14.23 | 11.12 | 8.29 | 5.04 | 3.9 | 1.94 | 1.34 | 2.06 | 3.17 | 4.41 | 7.66 | 9.91 | 11.13 | 16.82 | 22.26 | 24.73 | 25.73 | 26.21 | 11.49 | 10.57 | 7.77 | 6.26 | 5.14 | 4.28 | 4.91 | 4.1 | 3.76 | 2.54 | 1.55 | 1.24 | 0.99 | 1.04 | 1.4 | 1.49 | 1.32 | 1.49 | 2.7 | 3.66 | 5.32 | 6.42 | 8.27 | 9.46 | 8.65 | 7.61 | 6.92 | 8.21 | 7.53 | 7.48 | 7.09 | 7.78 | 6.45 | 5.01 | 4.45 | 3.93 | 3.95 | 3.54 | 3.84 | 4.32 | 4.04 | 4.24 | 5.13 | 5.31 | 7.08 | 7.7 | 8.82 | 8.77 | 8.2 | 8.18 | 7.88 | 6.99 | 7.62 | 7.84 | 6.84 | 7.79 | 7.32 | 6 | 5.68 | 4.81 | 4.9 | 4.76 | 5.1 | 5.41 | 5.01 | 5.13 | 6.42 | 7.72 | 8.87 | 8.51 | 7.83 | 9
BRDSLD_2_SHLO3A |  | Wind | Wind | CISO | North | Norcal | FC | 102.5 | 5.44 | 5.19 | 4.5 | 4.24 | 4.66 | 4.81 | 4.75 | 5.01 | 4.58 | 3.92 | 4.1 | 4.35 | 3.74 | 3.43 | 3.07 | 2.68 | 2.78 | 3.66 | 4.34 | 4.77 | 4.44 | 4.74 | 5.17 | 5.21 | 12.38 | 13.12 | 12.39 | 10.46 | 9.58 | 9.78 | 9.78 | 10.43 | 8.35 | 7.85 | 8.3 | 7.41 | 6.91 | 6.7 | 6.18 | 6.45 | 6.18 | 7.07 | 7.51 | 7.82 | 8.65 | 10.81 | 11.58 | 12.58 | 14.25 | 13.51 | 12.21 | 11.53 | 10.27 | 8.1 | 7.8 | 7.22 | 7.17 | 5.96 | 5.03 | 5.1 | 4.97 | 5.35 | 5.51 | 5.57 | 6.46 | 7.31 | 10.11 | 13.65 | 16.4 | 15.59 | 15.37 | 14.37 | 38.67 | 35.22 | 34.67 | 28.73 | 25.45 | 22.31 | 20.71 | 16.34 | 11.88 | 12.53 | 11.07 | 8.78 | 9.01 | 10.41 | 12.26 | 16.31 | 21.85 | 27.92 | 29.8 | 31.33 | 35.06 | 35.75 | 38.09 | 39.64 | 49.88 | 47.29 | 47.03 | 46.26 | 39.54 | 33.91 | 31.14 | 25.73 | 25.98 | 22.68 | 18.44 | 14.57 | 16.43 | 19.11 | 21.51 | 28.83 | 38.51 | 44.65 | 49.28 | 47.86 | 49.2 | 51.63 | 49.48 | 47.34 | 37.94 | 40.55 | 36.09 | 33.19 | 29.86 | 27.22 | 23.04 | 16.12 | 12.84 | 8.97 | 7.7 | 5.47 | 4.43 | 5.87 | 6.5 | 9.9 | 16.83 | 25.24 | 31.49 | 32.88 | 35.98 | 36.55 | 36.68 | 38.15 | 61.15 | 59.64 | 55.24 | 49.3 | 46.52 | 43.55 | 37.12 | 30.94 | 22.02 | 17.87 | 11.37 | 8.11 | 7.35 | 11.31 | 13.37 | 19.55 | 32.01 | 40.37 | 42.72 | 44.7 | 51.23 | 53.09 | 58.29 | 61.32 | 49.97 | 47.77 | 44.9 | 39.81 | 34.5 | 29.77 | 25.77 | 21.95 | 14.01 | 10.42 | 7.63 | 5.09 | 3.16 | 4.44 | 5.49 | 8.5 | 13.99 | 22.05 | 29.83 | 38.8 | 47.28 | 49.89 | 50.55 | 51.49 | 18.86 | 18.56 | 17.49 | 16.3 | 12.53 | 10.08 | 9.72 | 7.6 | 5.66 | 3.45 | 2.67 | 1.33 | 0.91 | 1.41 | 2.16 | 3.01 | 5.24 | 6.77 | 7.6 | 11.5 | 15.21 | 16.9 | 17.58 | 17.91 | 7.85 | 7.22 | 5.31 | 4.28 | 3.51 | 2.92 | 3.36 | 2.8 | 2.57 | 1.74 | 1.06 | 0.85 | 0.67 | 0.71 | 0.96 | 1.02 | 0.9 | 1.02 | 1.84 | 2.5 | 3.63 | 4.39 | 5.65 | 6.47 | 5.91 | 5.2 | 4.73 | 5.61 | 5.15 | 5.11 | 4.85 | 5.32 | 4.4 | 3.42 | 3.04 | 2.69 | 2.7 | 2.42 | 2.63 | 2.95 | 2.76 | 2.9 | 3.5 | 3.63 | 4.84 | 5.26 | 6.03 | 5.99 | 5.6 | 5.59 | 5.38 | 4.78 | 5.2 | 5.36 | 4.68 | 5.33 | 5 | 4.1 | 3.88 | 3.29 | 3.35 | 3.25 | 3.49 | 3.69 | 3.42 | 3.5 | 4.39 | 5.28 | 6.06 | 5.81 | 5.35 | 6.15
BRDSLD_2_SHLO3B |  | Wind | Wind | CISO | North | Norcal | FC | 100 | 5.31 | 5.06 | 4.39 | 4.14 | 4.55 | 4.69 | 4.63 | 4.88 | 4.47 | 3.83 | 4 | 4.24 | 3.65 | 3.35 | 3 | 2.61 | 2.71 | 3.57 | 4.24 | 4.66 | 4.33 | 4.62 | 5.05 | 5.08 | 12.08 | 12.8 | 12.09 | 10.21 | 9.35 | 9.54 | 9.54 | 10.17 | 8.15 | 7.66 | 8.09 | 7.22 | 6.74 | 6.54 | 6.03 | 6.29 | 6.03 | 6.9 | 7.33 | 7.63 | 8.44 | 10.55 | 11.3 | 12.27 | 13.9 | 13.18 | 11.91 | 11.24 | 10.02 | 7.9 | 7.61 | 7.04 | 7 | 5.81 | 4.91 | 4.97 | 4.85 | 5.22 | 5.38 | 5.44 | 6.31 | 7.13 | 9.86 | 13.32 | 16 | 15.21 | 14.99 | 14.01 | 37.72 | 34.36 | 33.83 | 28.03 | 24.83 | 21.77 | 20.21 | 15.94 | 11.59 | 12.23 | 10.8 | 8.57 | 8.79 | 10.16 | 11.96 | 15.91 | 21.31 | 27.24 | 29.08 | 30.56 | 34.2 | 34.88 | 37.16 | 38.68 | 48.66 | 46.14 | 45.89 | 45.13 | 38.58 | 33.09 | 30.38 | 25.1 | 25.35 | 22.13 | 17.99 | 14.21 | 16.03 | 18.64 | 20.98 | 28.13 | 37.57 | 43.56 | 48.08 | 46.69 | 48 | 50.38 | 48.27 | 46.19 | 37.02 | 39.56 | 35.21 | 32.38 | 29.13 | 26.56 | 22.48 | 15.72 | 12.53 | 8.75 | 7.51 | 5.34 | 4.32 | 5.73 | 6.34 | 9.66 | 16.42 | 24.62 | 30.72 | 32.07 | 35.1 | 35.66 | 35.79 | 37.22 | 59.66 | 58.19 | 53.89 | 48.09 | 45.39 | 42.49 | 36.21 | 30.19 | 21.48 | 17.43 | 11.09 | 7.91 | 7.17 | 11.04 | 13.05 | 19.07 | 31.22 | 39.38 | 41.68 | 43.6 | 49.98 | 51.79 | 56.87 | 59.83 | 48.75 | 46.61 | 43.8 | 38.84 | 33.65 | 29.05 | 25.14 | 21.42 | 13.67 | 10.17 | 7.44 | 4.96 | 3.09 | 4.33 | 5.36 | 8.29 | 13.65 | 21.51 | 29.1 | 37.85 | 46.13 | 48.67 | 49.32 | 50.23 | 18.4 | 18.1 | 17.06 | 15.91 | 12.22 | 9.84 | 9.48 | 7.42 | 5.52 | 3.36 | 2.6 | 1.3 | 0.89 | 1.37 | 2.11 | 2.94 | 5.11 | 6.61 | 7.42 | 11.21 | 14.84 | 16.49 | 17.15 | 17.47 | 7.66 | 7.04 | 5.18 | 4.17 | 3.43 | 2.85 | 3.27 | 2.73 | 2.51 | 1.7 | 1.03 | 0.83 | 0.66 | 0.69 | 0.93 | 0.99 | 0.88 | 0.99 | 1.8 | 2.44 | 3.55 | 4.28 | 5.52 | 6.31 | 5.77 | 5.08 | 4.61 | 5.47 | 5.02 | 4.99 | 4.73 | 5.19 | 4.3 | 3.34 | 2.97 | 2.62 | 2.63 | 2.36 | 2.56 | 2.88 | 2.69 | 2.83 | 3.42 | 3.54 | 4.72 | 5.13 | 5.88 | 5.85 | 5.47 | 5.45 | 5.25 | 4.66 | 5.08 | 5.23 | 4.56 | 5.2 | 4.88 | 4 | 3.79 | 3.21 | 3.27 | 3.17 | 3.4 | 3.6 | 3.34 | 3.42 | 4.28 | 5.15 | 5.91 | 5.67 | 5.22 | 6
BREGGO_6_DEGRSL |  | Solar_2Axis | Solar Tracking | CISO | South | Socal | FC | 6.3 | 0 | 0 | 0 | 0 | 0 | 0 | 0 | 0.75 | 2.96 | 3.85 | 3.81 | 3.74 | 3.7 | 3.71 | 3.36 | 2.43 | 0.41 | 0 | 0 | 0 | 0 | 0 | 0 | 0 | 0 | 0 | 0 | 0 | 0 | 0 | 0.04 | 1.65 | 4.01 | 4.43 | 4.33 | 4.3 | 4.27 | 4.12 | 4.02 | 3.65 | 1.55 | 0.06 | 0 | 0 | 0 | 0 | 0 | 0 | 0 | 0 | 0 | 0 | 0 | 0 | 0.01 | 1.08 | 3.74 | 4.6 | 4.61 | 4.52 | 4.47 | 4.45 | 4.23 | 3.9 | 2.91 | 1.09 | 0.18 | 0 | 0 | 0 | 0 | 0 | 0 | 0 | 0 | 0 | 0 | 0 | 0.19 | 2.3 | 4.51 | 4.82 | 5.02 | 5.01 | 5.04 | 4.99 | 4.93 | 4.75 | 4.48 | 3.63 | 1.15 | 0.02 | 0 | 0 | 0 | 0 | 0 | 0 | 0 | 0 | 0 | 0 | 0.93 | 3.45 | 4.74 | 5.13 | 5.3 | 5.35 | 5.36 | 5.34 | 5.25 | 5.12 | 4.88 | 4.28 | 2.07 | 0.16 | 0 | 0 | 0 | 0 | 0 | 0 | 0 | 0 | 0 | 0.02 | 1.15 | 3.51 | 4.68 | 5.09 | 5.32 | 5.42 | 5.39 | 5.39 | 5.3 | 5.16 | 4.95 | 4.47 | 2.67 | 0.43 | 0 | 0 | 0 | 0 | 0 | 0 | 0 | 0 | 0 | 0 | 0.51 | 2.69 | 4.32 | 4.97 | 5.23 | 5.33 | 5.28 | 5.22 | 5.18 | 5.05 | 4.79 | 4.15 | 2.38 | 0.36 | 0 | 0 | 0 | 0 | 0 | 0 | 0 | 0 | 0 | 0 | 0.2 | 2.16 | 4.24 | 4.97 | 5.23 | 5.36 | 5.38 | 5.26 | 5 | 4.89 | 4.49 | 3.58 | 1.28 | 0.04 | 0 | 0 | 0 | 0 | 0 | 0 | 0 | 0 | 0 | 0 | 0.03 | 1.44 | 3.68 | 4.54 | 4.86 | 4.95 | 5.03 | 4.94 | 4.8 | 4.49 | 4.07 | 2.16 | 0.19 | 0 | 0 | 0 | 0 | 0 | 0 | 0 | 0 | 0 | 0 | 0 | 0 | 0.63 | 3.11 | 4.15 | 4.37 | 4.43 | 4.42 | 4.38 | 4.45 | 4.16 | 3.14 | 0.68 | 0 | 0 | 0 | 0 | 0 | 0 | 0 | 0 | 0 | 0 | 0 | 0 | 0.1 | 1.76 | 3.68 | 4.14 | 4.06 | 3.94 | 4.01 | 3.98 | 3.66 | 2.15 | 0.2 | 0 | 0 | 0 | 0 | 0 | 0 | 0 | 0 | 0 | 0 | 0 | 0 | 0 | 0.01 | 0.83 | 2.63 | 3.29 | 3.24 | 3.12 | 3.25 | 3.2 | 2.94 | 1.61 | 0.13 | 0 | 0 | 0 | 0 | 0 | 0 | 0
BREGGO_6_SOLAR |  | Solar_Fixed | Solar Fixed | CISO | South | Socal | FC | 26 | 0 | 0 | 0 | 0 | 0 | 0 | 0.04 | 3.44 | 11.55 | 15.67 | 16.93 | 17.49 | 17.03 | 16.4 | 13.7 | 7.99 | 1.16 | 0 | 0 | 0 | 0 | 0 | 0 | 0 | 0 | 0 | 0 | 0 | 0 | 0 | 0.29 | 6.41 | 15.2 | 18.11 | 19.37 | 19.44 | 19.1 | 18.39 | 16.92 | 12.99 | 5.04 | 0.12 | 0 | 0 | 0 | 0 | 0 | 0 | 0 | 0 | 0 | 0 | 0 | 0 | 0.06 | 3.68 | 12.82 | 17.78 | 19.51 | 19.84 | 19.6 | 19.13 | 17.99 | 15.91 | 10.03 | 4.66 | 0.7 | 0 | 0 | 0 | 0 | 0 | 0 | 0 | 0 | 0 | 0 | 0 | 0.71 | 7.18 | 15.47 | 19.42 | 21.19 | 22.06 | 22.1 | 21.65 | 21.09 | 19.34 | 16.46 | 11.29 | 2.82 | 0.04 | 0 | 0 | 0 | 0 | 0 | 0 | 0 | 0 | 0 | 0.04 | 2.97 | 10.92 | 16.57 | 19.7 | 21.89 | 22.76 | 22.88 | 22.63 | 22.17 | 20.65 | 18.06 | 13.11 | 4.92 | 0.32 | 0 | 0 | 0 | 0 | 0 | 0 | 0 | 0 | 0 | 0.1 | 3.66 | 11.15 | 16.93 | 20.22 | 22.38 | 23.39 | 23.58 | 23.55 | 22.74 | 21.05 | 18.45 | 14.1 | 6.73 | 0.85 | 0 | 0 | 0 | 0 | 0 | 0 | 0 | 0 | 0 | 0 | 1.75 | 7.67 | 14.16 | 18.21 | 20.92 | 22.29 | 22.74 | 22.56 | 21.54 | 20.15 | 17.44 | 13.12 | 5.97 | 0.68 | 0 | 0 | 0 | 0 | 0 | 0 | 0 | 0 | 0 | 0 | 0.78 | 6.9 | 14.72 | 18.93 | 21.52 | 22.85 | 23.28 | 22.9 | 21.95 | 19.98 | 16.9 | 11.28 | 3.22 | 0.09 | 0 | 0 | 0 | 0 | 0 | 0 | 0 | 0 | 0 | 0 | 0.22 | 5.3 | 13.75 | 18.53 | 21.13 | 22.3 | 22.57 | 22.36 | 21.32 | 18.78 | 15.12 | 6.69 | 0.6 | 0 | 0 | 0 | 0 | 0 | 0 | 0 | 0 | 0 | 0 | 0 | 0.02 | 2.83 | 11.92 | 17.06 | 19.41 | 20.63 | 20.92 | 20.61 | 19.6 | 17.45 | 11.04 | 2.21 | 0.01 | 0 | 0 | 0 | 0 | 0 | 0 | 0 | 0 | 0 | 0 | 0 | 0.64 | 7.02 | 14.04 | 17.46 | 18.63 | 19.07 | 18.48 | 17.5 | 14.41 | 6.58 | 0.44 | 0 | 0 | 0 | 0 | 0 | 0 | 0 | 0 | 0 | 0 | 0 | 0 | 0 | 0.08 | 3.7 | 10.4 | 13.92 | 15.34 | 16.15 | 15.65 | 14.38 | 11.72 | 5.25 | 0.32 | 0 | 0 | 0 | 0 | 0 | 0 | 0
BRODIE_2_WIND |  | Wind | Wind | CISO | South | Socal | FC | 102 | 5.35 | 5.67 | 5.34 | 5.09 | 5.69 | 5.54 | 5.68 | 5.21 | 4.53 | 5.13 | 4.57 | 5 | 5.62 | 5.12 | 5.65 | 5.63 | 4.82 | 4.65 | 5.56 | 5.25 | 5.18 | 5.69 | 4.91 | 5.18 | 9.89 | 9.43 | 10.81 | 10.54 | 8.9 | 9.44 | 9.29 | 7.62 | 7.96 | 8.8 | 10.95 | 11.35 | 10.23 | 9.47 | 12.09 | 12.39 | 12.15 | 12.7 | 12 | 13.05 | 14.98 | 12.94 | 11.39 | 11.2 | 11.01 | 10.34 | 9.07 | 8.99 | 9.17 | 9.14 | 9.16 | 7.54 | 5.82 | 5.81 | 5.91 | 6.68 | 8.1 | 8.75 | 9.88 | 9.64 | 12.92 | 13.75 | 12.96 | 13.94 | 13.51 | 13.86 | 11.43 | 10.83 | 37.67 | 39.07 | 35.69 | 32.64 | 30.52 | 27.28 | 22.51 | 18.57 | 13.55 | 12.07 | 11.98 | 11.95 | 11.63 | 13.57 | 20.35 | 28.12 | 33.42 | 37.53 | 40.27 | 41.16 | 41.16 | 41.52 | 39.58 | 39.57 | 44.06 | 41.76 | 39.92 | 39.89 | 35.14 | 28.24 | 21.64 | 16.27 | 12.06 | 9 | 6.76 | 6.51 | 5.59 | 7.74 | 12.88 | 20.8 | 32.44 | 38.83 | 43.86 | 42.29 | 42.73 | 45.14 | 44.48 | 45.45 | 45.33 | 44.24 | 41.15 | 37.57 | 34.3 | 27.69 | 21.66 | 15.91 | 9.77 | 7.08 | 5.08 | 5.91 | 6.4 | 7.52 | 12.35 | 19.75 | 28.5 | 33.66 | 38.67 | 43.35 | 47.35 | 47.19 | 46.63 | 46.98 | 42.68 | 40.1 | 37.81 | 33.3 | 27.6 | 23.73 | 17.63 | 11.4 | 5.8 | 3.87 | 3.31 | 3.91 | 5.21 | 7.63 | 12.48 | 18.6 | 26.74 | 33.99 | 39.28 | 42.88 | 46.41 | 47.55 | 46.06 | 44.41 | 38.2 | 37.04 | 33.99 | 29.06 | 23.41 | 20.41 | 15.02 | 10.83 | 6.65 | 4.55 | 3.57 | 3.96 | 5.36 | 7.55 | 11.6 | 16.92 | 23.21 | 29.76 | 33.53 | 40.66 | 43.12 | 42.97 | 41.57 | 39.65 | 19.27 | 17.77 | 16.1 | 12.53 | 10.32 | 7.46 | 5.99 | 4.14 | 3.45 | 3.46 | 3.97 | 5.29 | 6.14 | 7.29 | 9.05 | 11.18 | 12.64 | 16.67 | 20.41 | 24.49 | 24.51 | 24.48 | 23 | 21.03 | 10.05 | 9.31 | 9.44 | 9.29 | 8.52 | 7 | 5.65 | 4.68 | 3.13 | 2.81 | 3 | 3.75 | 4.42 | 4.43 | 4.5 | 5.19 | 6.62 | 7.91 | 9.55 | 11 | 12.14 | 12.35 | 11.42 | 9.82 | 4.5 | 3.98 | 4.08 | 4.14 | 4.2 | 4.26 | 4.07 | 3.66 | 3.33 | 3.64 | 3.96 | 4.51 | 4.28 | 4.53 | 4.57 | 3.82 | 3.47 | 4.41 | 5.55 | 5.98 | 6.38 | 4.73 | 5.01 | 4.83 | 3.8 | 3.69 | 3.62 | 4.16 | 4.07 | 4.13 | 4.1 | 3.82 | 3.58 | 3.57 | 3.54 | 3.87 | 3.84 | 3.55 | 3.38 | 3.55 | 3.93 | 4.14 | 4.68 | 4.39 | 4.97 | 4.47 | 4.22 | 4.18
BUCKWD_1_NPALM1 |  | Solar_1Axis | Solar Tracking | CISO | South | Socal | FC | 2.4 | 0 | 0 | 0 | 0 | 0 | 0 | 0 | 0.29 | 1.13 | 1.47 | 1.45 | 1.43 | 1.41 | 1.41 | 1.28 | 0.92 | 0.16 | 0 | 0 | 0 | 0 | 0 | 0 | 0 | 0 | 0 | 0 | 0 | 0 | 0 | 0.02 | 0.63 | 1.53 | 1.69 | 1.65 | 1.64 | 1.63 | 1.57 | 1.53 | 1.39 | 0.59 | 0.02 | 0 | 0 | 0 | 0 | 0 | 0 | 0 | 0 | 0 | 0 | 0 | 0 | 0 | 0.41 | 1.43 | 1.75 | 1.76 | 1.72 | 1.7 | 1.7 | 1.61 | 1.49 | 1.11 | 0.42 | 0.07 | 0 | 0 | 0 | 0 | 0 | 0 | 0 | 0 | 0 | 0 | 0 | 0.07 | 0.88 | 1.72 | 1.84 | 1.91 | 1.91 | 1.92 | 1.9 | 1.88 | 1.81 | 1.71 | 1.38 | 0.44 | 0.01 | 0 | 0 | 0 | 0 | 0 | 0 | 0 | 0 | 0 | 0 | 0.36 | 1.31 | 1.81 | 1.96 | 2.02 | 2.04 | 2.04 | 2.03 | 2 | 1.95 | 1.86 | 1.63 | 0.79 | 0.06 | 0 | 0 | 0 | 0 | 0 | 0 | 0 | 0 | 0 | 0.01 | 0.44 | 1.34 | 1.78 | 1.94 | 2.03 | 2.07 | 2.05 | 2.05 | 2.02 | 1.97 | 1.89 | 1.7 | 1.02 | 0.17 | 0 | 0 | 0 | 0 | 0 | 0 | 0 | 0 | 0 | 0 | 0.19 | 1.03 | 1.65 | 1.89 | 1.99 | 2.03 | 2.01 | 1.99 | 1.97 | 1.92 | 1.83 | 1.58 | 0.91 | 0.14 | 0 | 0 | 0 | 0 | 0 | 0 | 0 | 0 | 0 | 0 | 0.07 | 0.82 | 1.61 | 1.89 | 1.99 | 2.04 | 2.05 | 2 | 1.91 | 1.86 | 1.71 | 1.36 | 0.49 | 0.01 | 0 | 0 | 0 | 0 | 0 | 0 | 0 | 0 | 0 | 0 | 0.01 | 0.55 | 1.4 | 1.73 | 1.85 | 1.89 | 1.92 | 1.88 | 1.83 | 1.71 | 1.55 | 0.82 | 0.07 | 0 | 0 | 0 | 0 | 0 | 0 | 0 | 0 | 0 | 0 | 0 | 0 | 0.24 | 1.18 | 1.58 | 1.66 | 1.69 | 1.68 | 1.67 | 1.69 | 1.58 | 1.19 | 0.26 | 0 | 0 | 0 | 0 | 0 | 0 | 0 | 0 | 0 | 0 | 0 | 0 | 0.04 | 0.67 | 1.4 | 1.58 | 1.54 | 1.5 | 1.53 | 1.52 | 1.4 | 0.82 | 0.08 | 0 | 0 | 0 | 0 | 0 | 0 | 0 | 0 | 0 | 0 | 0 | 0 | 0 | 0 | 0.32 | 1 | 1.25 | 1.24 | 1.19 | 1.24 | 1.22 | 1.12 | 0.61 | 0.05 | 0 | 0 | 0 | 0 | 0 | 0 | 0
BUCKWD_1_QF |  | Wind | Wind | CISO | South | Socal | FC | 16.5 | 0.87 | 0.92 | 0.86 | 0.82 | 0.92 | 0.9 | 0.92 | 0.84 | 0.73 | 0.83 | 0.74 | 0.81 | 0.91 | 0.83 | 0.91 | 0.91 | 0.78 | 0.75 | 0.9 | 0.85 | 0.84 | 0.92 | 0.79 | 0.84 | 1.6 | 1.53 | 1.75 | 1.71 | 1.44 | 1.53 | 1.5 | 1.23 | 1.29 | 1.42 | 1.77 | 1.84 | 1.65 | 1.53 | 1.95 | 2 | 1.96 | 2.05 | 1.94 | 2.11 | 2.42 | 2.09 | 1.84 | 1.81 | 1.78 | 1.67 | 1.47 | 1.45 | 1.48 | 1.48 | 1.48 | 1.22 | 0.94 | 0.94 | 0.96 | 1.08 | 1.31 | 1.42 | 1.6 | 1.56 | 2.09 | 2.22 | 2.1 | 2.25 | 2.19 | 2.24 | 1.85 | 1.75 | 6.09 | 6.32 | 5.77 | 5.28 | 4.94 | 4.41 | 3.64 | 3 | 2.19 | 1.95 | 1.94 | 1.93 | 1.88 | 2.2 | 3.29 | 4.55 | 5.41 | 6.07 | 6.51 | 6.66 | 6.66 | 6.72 | 6.4 | 6.4 | 7.13 | 6.75 | 6.46 | 6.45 | 5.68 | 4.57 | 3.5 | 2.63 | 1.95 | 1.46 | 1.09 | 1.05 | 0.9 | 1.25 | 2.08 | 3.36 | 5.25 | 6.28 | 7.1 | 6.84 | 6.91 | 7.3 | 7.2 | 7.35 | 7.33 | 7.16 | 6.66 | 6.08 | 5.55 | 4.48 | 3.5 | 2.57 | 1.58 | 1.14 | 0.82 | 0.96 | 1.03 | 1.22 | 2 | 3.19 | 4.61 | 5.45 | 6.26 | 7.01 | 7.66 | 7.63 | 7.54 | 7.6 | 6.9 | 6.49 | 6.12 | 5.39 | 4.46 | 3.84 | 2.85 | 1.84 | 0.94 | 0.63 | 0.54 | 0.63 | 0.84 | 1.23 | 2.02 | 3.01 | 4.33 | 5.5 | 6.35 | 6.94 | 7.51 | 7.69 | 7.45 | 7.18 | 6.18 | 5.99 | 5.5 | 4.7 | 3.79 | 3.3 | 2.43 | 1.75 | 1.08 | 0.74 | 0.58 | 0.64 | 0.87 | 1.22 | 1.88 | 2.74 | 3.76 | 4.81 | 5.42 | 6.58 | 6.97 | 6.95 | 6.72 | 6.41 | 3.12 | 2.87 | 2.6 | 2.03 | 1.67 | 1.21 | 0.97 | 0.67 | 0.56 | 0.56 | 0.64 | 0.85 | 0.99 | 1.18 | 1.46 | 1.81 | 2.04 | 2.7 | 3.3 | 3.96 | 3.97 | 3.96 | 3.72 | 3.4 | 1.63 | 1.51 | 1.53 | 1.5 | 1.38 | 1.13 | 0.91 | 0.76 | 0.51 | 0.45 | 0.49 | 0.61 | 0.71 | 0.72 | 0.73 | 0.84 | 1.07 | 1.28 | 1.54 | 1.78 | 1.96 | 2 | 1.85 | 1.59 | 0.73 | 0.64 | 0.66 | 0.67 | 0.68 | 0.69 | 0.66 | 0.59 | 0.54 | 0.59 | 0.64 | 0.73 | 0.69 | 0.73 | 0.74 | 0.62 | 0.56 | 0.71 | 0.9 | 0.97 | 1.03 | 0.77 | 0.81 | 0.78 | 0.61 | 0.6 | 0.59 | 0.67 | 0.66 | 0.67 | 0.66 | 0.62 | 0.58 | 0.58 | 0.57 | 0.63 | 0.62 | 0.57 | 0.55 | 0.57 | 0.64 | 0.67 | 0.76 | 0.71 | 0.8 | 0.72 | 0.68 | 0.68
BUCKWD_7_WINTCV |  | Wind | Wind | CISO | South | Socal | FC | 1.32 | 0.07 | 0.07 | 0.07 | 0.07 | 0.07 | 0.07 | 0.07 | 0.07 | 0.06 | 0.07 | 0.06 | 0.06 | 0.07 | 0.07 | 0.07 | 0.07 | 0.06 | 0.06 | 0.07 | 0.07 | 0.07 | 0.07 | 0.06 | 0.07 | 0.13 | 0.12 | 0.14 | 0.14 | 0.12 | 0.12 | 0.12 | 0.1 | 0.1 | 0.11 | 0.14 | 0.15 | 0.13 | 0.12 | 0.16 | 0.16 | 0.16 | 0.16 | 0.16 | 0.17 | 0.19 | 0.17 | 0.15 | 0.14 | 0.14 | 0.13 | 0.12 | 0.12 | 0.12 | 0.12 | 0.12 | 0.1 | 0.08 | 0.08 | 0.08 | 0.09 | 0.1 | 0.11 | 0.13 | 0.12 | 0.17 | 0.18 | 0.17 | 0.18 | 0.17 | 0.18 | 0.15 | 0.14 | 0.49 | 0.51 | 0.46 | 0.42 | 0.4 | 0.35 | 0.29 | 0.24 | 0.18 | 0.16 | 0.16 | 0.15 | 0.15 | 0.18 | 0.26 | 0.36 | 0.43 | 0.49 | 0.52 | 0.53 | 0.53 | 0.54 | 0.51 | 0.51 | 0.57 | 0.54 | 0.52 | 0.52 | 0.45 | 0.37 | 0.28 | 0.21 | 0.16 | 0.12 | 0.09 | 0.08 | 0.07 | 0.1 | 0.17 | 0.27 | 0.42 | 0.5 | 0.57 | 0.55 | 0.55 | 0.58 | 0.58 | 0.59 | 0.59 | 0.57 | 0.53 | 0.49 | 0.44 | 0.36 | 0.28 | 0.21 | 0.13 | 0.09 | 0.07 | 0.08 | 0.08 | 0.1 | 0.16 | 0.26 | 0.37 | 0.44 | 0.5 | 0.56 | 0.61 | 0.61 | 0.6 | 0.61 | 0.55 | 0.52 | 0.49 | 0.43 | 0.36 | 0.31 | 0.23 | 0.15 | 0.08 | 0.05 | 0.04 | 0.05 | 0.07 | 0.1 | 0.16 | 0.24 | 0.35 | 0.44 | 0.51 | 0.55 | 0.6 | 0.62 | 0.6 | 0.57 | 0.49 | 0.48 | 0.44 | 0.38 | 0.3 | 0.26 | 0.19 | 0.14 | 0.09 | 0.06 | 0.05 | 0.05 | 0.07 | 0.1 | 0.15 | 0.22 | 0.3 | 0.39 | 0.43 | 0.53 | 0.56 | 0.56 | 0.54 | 0.51 | 0.25 | 0.23 | 0.21 | 0.16 | 0.13 | 0.1 | 0.08 | 0.05 | 0.04 | 0.04 | 0.05 | 0.07 | 0.08 | 0.09 | 0.12 | 0.14 | 0.16 | 0.22 | 0.26 | 0.32 | 0.32 | 0.32 | 0.3 | 0.27 | 0.13 | 0.12 | 0.12 | 0.12 | 0.11 | 0.09 | 0.07 | 0.06 | 0.04 | 0.04 | 0.04 | 0.05 | 0.06 | 0.06 | 0.06 | 0.07 | 0.09 | 0.1 | 0.12 | 0.14 | 0.16 | 0.16 | 0.15 | 0.13 | 0.06 | 0.05 | 0.05 | 0.05 | 0.05 | 0.06 | 0.05 | 0.05 | 0.04 | 0.05 | 0.05 | 0.06 | 0.06 | 0.06 | 0.06 | 0.05 | 0.04 | 0.06 | 0.07 | 0.08 | 0.08 | 0.06 | 0.06 | 0.06 | 0.05 | 0.05 | 0.05 | 0.05 | 0.05 | 0.05 | 0.05 | 0.05 | 0.05 | 0.05 | 0.05 | 0.05 | 0.05 | 0.05 | 0.04 | 0.05 | 0.05 | 0.05 | 0.06 | 0.06 | 0.06 | 0.06 | 0.05 | 0.05
CABALO_2_M2BSR1 |  | Solar_1Axis | Solar Tracking | CISO | North | Norcal | ID | 50 | 0 | 0 | 0 | 0 | 0 | 0 | 0 | 1.17 | 9.45 | 16.74 | 20.41 | 22.07 | 22.79 | 21.27 | 19.85 | 13.62 | 3.02 | 0 | 0 | 0 | 0 | 0 | 0 | 0 | 0 | 0 | 0 | 0 | 0 | 0 | 0.01 | 6.34 | 25.83 | 33.13 | 33.01 | 31.51 | 31.11 | 31.04 | 31.72 | 27.54 | 14.38 | 0.77 | 0 | 0 | 0 | 0 | 0 | 0 | 0 | 0 | 0 | 0 | 0 | 0 | 0 | 3.9 | 21.99 | 33.01 | 34.8 | 33.53 | 33.81 | 32.37 | 30.78 | 28.97 | 24.26 | 7.35 | 1.52 | 0 | 0 | 0 | 0 | 0 | 0 | 0 | 0 | 0 | 0 | 0 | 0.39 | 12.86 | 30.7 | 36.12 | 35.91 | 35.38 | 36.56 | 36.35 | 35.66 | 36.14 | 34.03 | 30.24 | 13 | 0.52 | 0 | 0 | 0 | 0 | 0 | 0 | 0 | 0 | 0 | 0 | 4.67 | 24.94 | 35.09 | 37.54 | 38.17 | 37.87 | 38.67 | 38.73 | 38.82 | 39.35 | 38.24 | 35.87 | 21.85 | 2.9 | 0 | 0 | 0 | 0 | 0 | 0 | 0 | 0 | 0 | 0.03 | 7.77 | 28.21 | 38.04 | 41.36 | 41.91 | 42.27 | 42.54 | 42.3 | 42 | 42.13 | 40.53 | 37.97 | 27.39 | 7.41 | 0.06 | 0 | 0 | 0 | 0 | 0 | 0 | 0 | 0 | 0 | 3.49 | 23.11 | 38.17 | 42.15 | 42.78 | 42.91 | 42.59 | 42.58 | 41.91 | 41.87 | 40.36 | 37.33 | 25.9 | 5.98 | 0.03 | 0 | 0 | 0 | 0 | 0 | 0 | 0 | 0 | 0 | 0.51 | 13.66 | 31.89 | 38.84 | 40.38 | 40.89 | 40.84 | 40.46 | 40.4 | 40.25 | 38.5 | 31.35 | 13.78 | 0.8 | 0 | 0 | 0 | 0 | 0 | 0 | 0 | 0 | 0 | 0 | 0.02 | 6.61 | 25.47 | 34.05 | 36.07 | 36.5 | 36.07 | 35.84 | 35.95 | 36.46 | 32.82 | 20.35 | 2.61 | 0 | 0 | 0 | 0 | 0 | 0 | 0 | 0 | 0 | 0 | 0 | 0 | 1.72 | 16.28 | 28.46 | 31.39 | 30.96 | 29.82 | 30.18 | 31.1 | 30.36 | 23.79 | 6.72 | 0.04 | 0 | 0 | 0 | 0 | 0 | 0 | 0 | 0 | 0 | 0 | 0 | 0.05 | 5.36 | 18.62 | 25.4 | 26.38 | 25.26 | 25.99 | 26.6 | 25.13 | 15.34 | 1.83 | 0 | 0 | 0 | 0 | 0 | 0 | 0 | 0 | 0 | 0 | 0 | 0 | 0 | 0 | 1.26 | 9.36 | 15.33 | 18.36 | 20.1 | 19.81 | 19.08 | 16.04 | 8.55 | 1 | 0 | 0 | 0 | 0 | 0 | 0 | 0
CABALO_2_M2WSR2 |  | Solar_1Axis | Solar Tracking | CISO | North | Norcal | ID | 100 | 0 | 0 | 0 | 0 | 0 | 0 | 0 | 2.35 | 18.9 | 33.48 | 40.83 | 44.14 | 45.59 | 42.53 | 39.69 | 27.24 | 6.03 | 0 | 0 | 0 | 0 | 0 | 0 | 0 | 0 | 0 | 0 | 0 | 0 | 0 | 0.02 | 12.68 | 51.66 | 66.26 | 66.02 | 63.02 | 62.23 | 62.08 | 63.44 | 55.08 | 28.76 | 1.53 | 0 | 0 | 0 | 0 | 0 | 0 | 0 | 0 | 0 | 0 | 0 | 0 | 0 | 7.79 | 43.98 | 66.02 | 69.6 | 67.06 | 67.62 | 64.74 | 61.56 | 57.94 | 48.52 | 14.7 | 3.05 | 0 | 0 | 0 | 0 | 0 | 0 | 0 | 0 | 0 | 0 | 0 | 0.78 | 25.71 | 61.41 | 72.25 | 71.83 | 70.75 | 73.12 | 72.71 | 71.33 | 72.28 | 68.05 | 60.47 | 26 | 1.04 | 0 | 0 | 0 | 0 | 0 | 0 | 0 | 0 | 0 | 0 | 9.34 | 49.88 | 70.19 | 75.09 | 76.34 | 75.74 | 77.34 | 77.47 | 77.65 | 78.69 | 76.48 | 71.75 | 43.71 | 5.8 | 0 | 0 | 0 | 0 | 0 | 0 | 0 | 0 | 0 | 0.06 | 15.53 | 56.42 | 76.09 | 82.71 | 83.82 | 84.54 | 85.09 | 84.6 | 84.01 | 84.26 | 81.05 | 75.93 | 54.78 | 14.83 | 0.13 | 0 | 0 | 0 | 0 | 0 | 0 | 0 | 0 | 0 | 6.98 | 46.22 | 76.33 | 84.29 | 85.57 | 85.81 | 85.18 | 85.16 | 83.81 | 83.75 | 80.72 | 74.66 | 51.79 | 11.96 | 0.06 | 0 | 0 | 0 | 0 | 0 | 0 | 0 | 0 | 0 | 1.03 | 27.32 | 63.78 | 77.67 | 80.76 | 81.79 | 81.68 | 80.92 | 80.8 | 80.5 | 76.99 | 62.7 | 27.57 | 1.61 | 0 | 0 | 0 | 0 | 0 | 0 | 0 | 0 | 0 | 0 | 0.04 | 13.21 | 50.93 | 68.1 | 72.15 | 73 | 72.14 | 71.69 | 71.89 | 72.92 | 65.64 | 40.7 | 5.22 | 0 | 0 | 0 | 0 | 0 | 0 | 0 | 0 | 0 | 0 | 0 | 0 | 3.45 | 32.56 | 56.92 | 62.77 | 61.93 | 59.65 | 60.35 | 62.19 | 60.71 | 47.59 | 13.44 | 0.09 | 0 | 0 | 0 | 0 | 0 | 0 | 0 | 0 | 0 | 0 | 0 | 0.1 | 10.73 | 37.23 | 50.81 | 52.77 | 50.53 | 51.97 | 53.2 | 50.25 | 30.67 | 3.66 | 0 | 0 | 0 | 0 | 0 | 0 | 0 | 0 | 0 | 0 | 0 | 0 | 0 | 0 | 2.52 | 18.73 | 30.66 | 36.72 | 40.2 | 39.61 | 38.16 | 32.08 | 17.09 | 2.01 | 0 | 0 | 0 | 0 | 0 | 0 | 0
CABZON_1_WINDA1 |  | Wind | Wind | CISO | South | Socal | FC | 41 | 2.15 | 2.28 | 2.15 | 2.05 | 2.29 | 2.22 | 2.28 | 2.09 | 1.82 | 2.06 | 1.84 | 2.01 | 2.26 | 2.06 | 2.27 | 2.27 | 1.94 | 1.87 | 2.24 | 2.11 | 2.08 | 2.29 | 1.97 | 2.08 | 3.97 | 3.79 | 4.35 | 4.24 | 3.58 | 3.79 | 3.73 | 3.06 | 3.2 | 3.54 | 4.4 | 4.56 | 4.11 | 3.81 | 4.86 | 4.98 | 4.88 | 5.1 | 4.82 | 5.25 | 6.02 | 5.2 | 4.58 | 4.5 | 4.43 | 4.16 | 3.65 | 3.61 | 3.69 | 3.67 | 3.68 | 3.03 | 2.34 | 2.33 | 2.37 | 2.69 | 3.26 | 3.52 | 3.97 | 3.88 | 5.19 | 5.53 | 5.21 | 5.6 | 5.43 | 5.57 | 4.59 | 4.35 | 15.14 | 15.7 | 14.35 | 13.12 | 12.27 | 10.97 | 9.05 | 7.46 | 5.45 | 4.85 | 4.82 | 4.8 | 4.67 | 5.46 | 8.18 | 11.3 | 13.43 | 15.09 | 16.19 | 16.54 | 16.54 | 16.69 | 15.91 | 15.9 | 17.71 | 16.78 | 16.04 | 16.04 | 14.12 | 11.35 | 8.7 | 6.54 | 4.85 | 3.62 | 2.72 | 2.62 | 2.25 | 3.11 | 5.18 | 8.36 | 13.04 | 15.61 | 17.63 | 17 | 17.18 | 18.14 | 17.88 | 18.27 | 18.22 | 17.78 | 16.54 | 15.1 | 13.79 | 11.13 | 8.7 | 6.39 | 3.93 | 2.85 | 2.04 | 2.38 | 2.57 | 3.02 | 4.97 | 7.94 | 11.46 | 13.53 | 15.54 | 17.43 | 19.03 | 18.97 | 18.74 | 18.88 | 17.15 | 16.12 | 15.2 | 13.39 | 11.09 | 9.54 | 7.09 | 4.58 | 2.33 | 1.56 | 1.33 | 1.57 | 2.09 | 3.07 | 5.02 | 7.48 | 10.75 | 13.66 | 15.79 | 17.24 | 18.66 | 19.11 | 18.51 | 17.85 | 15.36 | 14.89 | 13.66 | 11.68 | 9.41 | 8.21 | 6.04 | 4.35 | 2.67 | 1.83 | 1.43 | 1.59 | 2.15 | 3.04 | 4.66 | 6.8 | 9.33 | 11.96 | 13.48 | 16.34 | 17.33 | 17.27 | 16.71 | 15.94 | 7.75 | 7.14 | 6.47 | 5.04 | 4.15 | 3 | 2.41 | 1.66 | 1.39 | 1.39 | 1.6 | 2.12 | 2.47 | 2.93 | 3.64 | 4.49 | 5.08 | 6.7 | 8.2 | 9.85 | 9.85 | 9.84 | 9.25 | 8.45 | 4.04 | 3.74 | 3.8 | 3.74 | 3.42 | 2.82 | 2.27 | 1.88 | 1.26 | 1.13 | 1.21 | 1.51 | 1.78 | 1.78 | 1.81 | 2.09 | 2.66 | 3.18 | 3.84 | 4.42 | 4.88 | 4.97 | 4.59 | 3.95 | 1.81 | 1.6 | 1.64 | 1.66 | 1.69 | 1.71 | 1.63 | 1.47 | 1.34 | 1.46 | 1.59 | 1.81 | 1.72 | 1.82 | 1.84 | 1.54 | 1.4 | 1.77 | 2.23 | 2.41 | 2.56 | 1.9 | 2.01 | 1.94 | 1.53 | 1.48 | 1.46 | 1.67 | 1.64 | 1.66 | 1.65 | 1.54 | 1.44 | 1.43 | 1.42 | 1.56 | 1.54 | 1.43 | 1.36 | 1.43 | 1.58 | 1.67 | 1.88 | 1.76 | 2 | 1.8 | 1.7 | 1.68
CALFTN_2_SOLAR |  | Paired_Solar_Fixed | Solar Fixed | CISO | North | Norcal | ID | 130 | 0 | 0 | 0 | 0 | 0 | 0 | 0 | 4.01 | 28.08 | 54.96 | 69.23 | 72.56 | 75.68 | 66.59 | 62.58 | 42.68 | 10.02 | 0.01 | 0 | 0 | 0 | 0 | 0 | 0 | 0 | 0 | 0 | 0 | 0 | 0 | 0.02 | 14.91 | 58 | 79.9 | 87.63 | 89.72 | 92 | 86.7 | 80.71 | 65.54 | 33.21 | 2.39 | 0 | 0 | 0 | 0 | 0 | 0 | 0 | 0 | 0 | 0 | 0 | 0 | 0 | 8.25 | 44.65 | 72.79 | 87.2 | 89.2 | 88.51 | 85.37 | 79.93 | 71.23 | 54.92 | 19.44 | 4.19 | 0.01 | 0 | 0 | 0 | 0 | 0 | 0 | 0 | 0 | 0 | 0 | 0.76 | 23.14 | 65.23 | 88.27 | 98.51 | 102.34 | 105.68 | 103.86 | 103.43 | 98.81 | 87.45 | 66.63 | 25.63 | 1.09 | 0 | 0 | 0 | 0 | 0 | 0 | 0 | 0 | 0 | 0 | 7.36 | 42.5 | 74.44 | 93.72 | 103.19 | 107.21 | 106.94 | 106.92 | 106.88 | 102.85 | 91.68 | 74.29 | 38.96 | 5.24 | 0 | 0 | 0 | 0 | 0 | 0 | 0 | 0 | 0 | 0.04 | 11.25 | 47.41 | 77.63 | 95.44 | 105.98 | 111.25 | 113.02 | 113.9 | 111.5 | 107.13 | 95.76 | 77.82 | 47.36 | 11.76 | 0.13 | 0 | 0 | 0 | 0 | 0 | 0 | 0 | 0 | 0 | 5.58 | 40.24 | 76.28 | 97.43 | 108.65 | 114.36 | 116.29 | 115.26 | 112.75 | 107.19 | 96.69 | 78.46 | 47.16 | 10.31 | 0.06 | 0 | 0 | 0 | 0 | 0 | 0 | 0 | 0 | 0 | 1.08 | 25 | 66.22 | 91.33 | 104.96 | 110.93 | 112.12 | 112.02 | 109.9 | 104.39 | 91.74 | 67.49 | 27.37 | 1.83 | 0 | 0 | 0 | 0 | 0 | 0 | 0 | 0 | 0 | 0 | 0.03 | 13.99 | 55.66 | 84.1 | 98.32 | 103.65 | 105.82 | 104.62 | 102.49 | 96.92 | 80.33 | 45.22 | 6.92 | 0 | 0 | 0 | 0 | 0 | 0 | 0 | 0 | 0 | 0 | 0 | 0 | 4.45 | 39.87 | 72.69 | 86.48 | 90.86 | 92.16 | 91.41 | 88.8 | 80.23 | 58.27 | 17.76 | 0.15 | 0 | 0 | 0 | 0 | 0 | 0 | 0 | 0 | 0 | 0 | 0 | 0.14 | 15.81 | 53.6 | 75.24 | 83.86 | 85.48 | 85.01 | 80.17 | 70.28 | 40.19 | 5.33 | 0 | 0 | 0 | 0 | 0 | 0 | 0 | 0 | 0 | 0 | 0 | 0 | 0 | 0 | 5.07 | 29.28 | 51.02 | 62.92 | 67.21 | 64.26 | 58.07 | 53.41 | 27.53 | 3.37 | 0 | 0 | 0 | 0 | 0 | 0 | 0
CALFTS_2_CFSSR1 |  | Solar_1Axis | Solar Tracking | CISO | North | Norcal | FC | 150 | 0 | 0 | 0 | 0 | 0 | 0 | 0 | 3.52 | 28.36 | 50.22 | 61.24 | 66.2 | 68.38 | 63.8 | 59.54 | 40.85 | 9.05 | 0.01 | 0 | 0 | 0 | 0 | 0 | 0 | 0 | 0 | 0 | 0 | 0 | 0 | 0.03 | 19.02 | 77.49 | 99.39 | 99.03 | 94.53 | 93.34 | 93.12 | 95.16 | 82.62 | 43.14 | 2.3 | 0 | 0 | 0 | 0 | 0 | 0 | 0 | 0 | 0 | 0 | 0 | 0 | 0 | 11.69 | 65.98 | 99.03 | 104.41 | 100.6 | 101.42 | 97.12 | 92.34 | 86.91 | 72.78 | 22.05 | 4.57 | 0.01 | 0 | 0 | 0 | 0 | 0 | 0 | 0 | 0 | 0 | 0 | 1.18 | 38.57 | 92.11 | 108.37 | 107.74 | 106.13 | 109.68 | 109.06 | 106.99 | 108.42 | 102.08 | 90.71 | 39 | 1.55 | 0 | 0 | 0 | 0 | 0 | 0 | 0 | 0 | 0 | 0.01 | 14.01 | 74.83 | 105.28 | 112.63 | 114.52 | 113.61 | 116.01 | 116.2 | 116.47 | 118.04 | 114.73 | 107.62 | 65.56 | 8.7 | 0 | 0 | 0 | 0 | 0 | 0 | 0 | 0 | 0 | 0.08 | 23.3 | 84.62 | 114.13 | 124.07 | 125.73 | 126.82 | 127.63 | 126.9 | 126.01 | 126.39 | 121.58 | 113.9 | 82.17 | 22.24 | 0.19 | 0 | 0 | 0 | 0 | 0 | 0 | 0 | 0 | 0 | 10.47 | 69.33 | 114.5 | 126.44 | 128.35 | 128.72 | 127.76 | 127.74 | 125.72 | 125.62 | 121.09 | 112 | 77.69 | 17.93 | 0.09 | 0 | 0 | 0 | 0 | 0 | 0 | 0 | 0 | 0 | 1.54 | 40.97 | 95.67 | 116.51 | 121.15 | 122.68 | 122.52 | 121.38 | 121.2 | 120.76 | 115.49 | 94.05 | 41.35 | 2.41 | 0 | 0 | 0 | 0 | 0 | 0 | 0 | 0 | 0 | 0 | 0.06 | 19.82 | 76.4 | 102.15 | 108.22 | 109.5 | 108.21 | 107.53 | 107.84 | 109.39 | 98.46 | 61.05 | 7.83 | 0 | 0 | 0 | 0 | 0 | 0 | 0 | 0 | 0 | 0 | 0 | 0 | 5.17 | 48.84 | 85.38 | 94.16 | 92.89 | 89.47 | 90.53 | 93.29 | 91.07 | 71.38 | 20.16 | 0.13 | 0 | 0 | 0 | 0 | 0 | 0 | 0 | 0 | 0 | 0 | 0 | 0.16 | 16.09 | 55.85 | 76.21 | 79.15 | 75.79 | 77.96 | 79.81 | 75.38 | 46.01 | 5.5 | 0 | 0 | 0 | 0 | 0 | 0 | 0 | 0 | 0 | 0 | 0 | 0 | 0 | 0 | 3.78 | 28.09 | 45.99 | 55.08 | 60.3 | 59.42 | 57.24 | 48.12 | 25.64 | 3.01 | 0 | 0 | 0 | 0 | 0 | 0 | 0
CAMLOT_2_SOLAR1 |  | Solar_Fixed | Solar Fixed | CISO | South | Socal | FC | 45 | 0 | 0 | 0 | 0 | 0 | 0 | 0.07 | 5.96 | 19.99 | 27.12 | 29.31 | 30.27 | 29.48 | 28.39 | 23.71 | 13.83 | 2.01 | 0 | 0 | 0 | 0 | 0 | 0 | 0 | 0 | 0 | 0 | 0 | 0 | 0 | 0.5 | 11.09 | 26.31 | 31.34 | 33.53 | 33.65 | 33.05 | 31.82 | 29.28 | 22.48 | 8.72 | 0.21 | 0 | 0 | 0 | 0 | 0 | 0 | 0 | 0 | 0 | 0 | 0 | 0 | 0.1 | 6.36 | 22.19 | 30.77 | 33.77 | 34.34 | 33.92 | 33.1 | 31.13 | 27.53 | 17.37 | 8.07 | 1.22 | 0 | 0 | 0 | 0 | 0 | 0 | 0 | 0 | 0 | 0 | 0 | 1.23 | 12.43 | 26.77 | 33.61 | 36.67 | 38.19 | 38.24 | 37.46 | 36.5 | 33.48 | 28.48 | 19.54 | 4.88 | 0.06 | 0 | 0 | 0 | 0 | 0 | 0 | 0 | 0 | 0 | 0.06 | 5.15 | 18.91 | 28.68 | 34.09 | 37.89 | 39.39 | 39.6 | 39.17 | 38.37 | 35.74 | 31.25 | 22.69 | 8.52 | 0.56 | 0 | 0 | 0 | 0 | 0 | 0 | 0 | 0 | 0 | 0.17 | 6.33 | 19.3 | 29.3 | 35 | 38.73 | 40.49 | 40.81 | 40.76 | 39.36 | 36.44 | 31.94 | 24.41 | 11.65 | 1.47 | 0 | 0 | 0 | 0 | 0 | 0 | 0 | 0 | 0 | 0.01 | 3.03 | 13.27 | 24.5 | 31.52 | 36.2 | 38.58 | 39.36 | 39.04 | 37.28 | 34.88 | 30.19 | 22.71 | 10.33 | 1.18 | 0 | 0 | 0 | 0 | 0 | 0 | 0 | 0 | 0 | 0 | 1.35 | 11.94 | 25.48 | 32.77 | 37.24 | 39.55 | 40.3 | 39.64 | 37.98 | 34.57 | 29.26 | 19.52 | 5.58 | 0.15 | 0 | 0 | 0 | 0 | 0 | 0 | 0 | 0 | 0 | 0 | 0.37 | 9.18 | 23.8 | 32.07 | 36.56 | 38.59 | 39.06 | 38.7 | 36.91 | 32.5 | 26.17 | 11.58 | 1.03 | 0 | 0 | 0 | 0 | 0 | 0 | 0 | 0 | 0 | 0 | 0 | 0.04 | 4.89 | 20.63 | 29.52 | 33.6 | 35.71 | 36.2 | 35.68 | 33.93 | 30.19 | 19.1 | 3.83 | 0.02 | 0 | 0 | 0 | 0 | 0 | 0 | 0 | 0 | 0 | 0 | 0 | 1.11 | 12.15 | 24.3 | 30.21 | 32.25 | 33.01 | 31.99 | 30.29 | 24.94 | 11.39 | 0.77 | 0 | 0 | 0 | 0 | 0 | 0 | 0 | 0 | 0 | 0 | 0 | 0 | 0 | 0.14 | 6.41 | 17.99 | 24.09 | 26.54 | 27.95 | 27.09 | 24.88 | 20.29 | 9.08 | 0.56 | 0 | 0 | 0 | 0 | 0 | 0 | 0
CAMLOT_2_SOLAR2 |  | Solar_Fixed | Solar Fixed | CISO | South | Socal | FC | 15 | 0 | 0 | 0 | 0 | 0 | 0 | 0.02 | 1.99 | 6.66 | 9.04 | 9.77 | 10.09 | 9.83 | 9.46 | 7.9 | 4.61 | 0.67 | 0 | 0 | 0 | 0 | 0 | 0 | 0 | 0 | 0 | 0 | 0 | 0 | 0 | 0.17 | 3.7 | 8.77 | 10.45 | 11.18 | 11.22 | 11.02 | 10.61 | 9.76 | 7.49 | 2.91 | 0.07 | 0 | 0 | 0 | 0 | 0 | 0 | 0 | 0 | 0 | 0 | 0 | 0 | 0.03 | 2.12 | 7.4 | 10.26 | 11.26 | 11.45 | 11.31 | 11.03 | 10.38 | 9.18 | 5.79 | 2.69 | 0.41 | 0 | 0 | 0 | 0 | 0 | 0 | 0 | 0 | 0 | 0 | 0 | 0.41 | 4.14 | 8.92 | 11.2 | 12.22 | 12.73 | 12.75 | 12.49 | 12.17 | 11.16 | 9.49 | 6.51 | 1.63 | 0.02 | 0 | 0 | 0 | 0 | 0 | 0 | 0 | 0 | 0 | 0.02 | 1.72 | 6.3 | 9.56 | 11.36 | 12.63 | 13.13 | 13.2 | 13.06 | 12.79 | 11.91 | 10.42 | 7.56 | 2.84 | 0.19 | 0 | 0 | 0 | 0 | 0 | 0 | 0 | 0 | 0 | 0.06 | 2.11 | 6.43 | 9.77 | 11.67 | 12.91 | 13.5 | 13.6 | 13.59 | 13.12 | 12.15 | 10.65 | 8.14 | 3.88 | 0.49 | 0 | 0 | 0 | 0 | 0 | 0 | 0 | 0 | 0 | 0 | 1.01 | 4.42 | 8.17 | 10.51 | 12.07 | 12.86 | 13.12 | 13.01 | 12.43 | 11.63 | 10.06 | 7.57 | 3.44 | 0.39 | 0 | 0 | 0 | 0 | 0 | 0 | 0 | 0 | 0 | 0 | 0.45 | 3.98 | 8.49 | 10.92 | 12.41 | 13.18 | 13.43 | 13.21 | 12.66 | 11.52 | 9.75 | 6.51 | 1.86 | 0.05 | 0 | 0 | 0 | 0 | 0 | 0 | 0 | 0 | 0 | 0 | 0.12 | 3.06 | 7.93 | 10.69 | 12.19 | 12.86 | 13.02 | 12.9 | 12.3 | 10.83 | 8.72 | 3.86 | 0.34 | 0 | 0 | 0 | 0 | 0 | 0 | 0 | 0 | 0 | 0 | 0 | 0.01 | 1.63 | 6.88 | 9.84 | 11.2 | 11.9 | 12.07 | 11.89 | 11.31 | 10.06 | 6.37 | 1.28 | 0.01 | 0 | 0 | 0 | 0 | 0 | 0 | 0 | 0 | 0 | 0 | 0 | 0.37 | 4.05 | 8.1 | 10.07 | 10.75 | 11 | 10.66 | 10.1 | 8.31 | 3.8 | 0.26 | 0 | 0 | 0 | 0 | 0 | 0 | 0 | 0 | 0 | 0 | 0 | 0 | 0 | 0.05 | 2.14 | 6 | 8.03 | 8.85 | 9.32 | 9.03 | 8.29 | 6.76 | 3.03 | 0.19 | 0 | 0 | 0 | 0 | 0 | 0 | 0
CANTUA_1_SOLAR |  | Solar_Fixed | Solar Fixed | CISO | North | Norcal | FC | 20 | 0 | 0 | 0 | 0 | 0 | 0 | 0 | 0.62 | 4.32 | 8.46 | 10.65 | 11.16 | 11.64 | 10.25 | 9.63 | 6.57 | 1.54 | 0 | 0 | 0 | 0 | 0 | 0 | 0 | 0 | 0 | 0 | 0 | 0 | 0 | 0 | 2.29 | 8.92 | 12.29 | 13.48 | 13.8 | 14.15 | 13.34 | 12.42 | 10.08 | 5.11 | 0.37 | 0 | 0 | 0 | 0 | 0 | 0 | 0 | 0 | 0 | 0 | 0 | 0 | 0 | 1.27 | 6.87 | 11.2 | 13.42 | 13.72 | 13.62 | 13.13 | 12.3 | 10.96 | 8.45 | 2.99 | 0.64 | 0 | 0 | 0 | 0 | 0 | 0 | 0 | 0 | 0 | 0 | 0 | 0.12 | 3.56 | 10.04 | 13.58 | 15.15 | 15.75 | 16.26 | 15.98 | 15.91 | 15.2 | 13.45 | 10.25 | 3.94 | 0.17 | 0 | 0 | 0 | 0 | 0 | 0 | 0 | 0 | 0 | 0 | 1.13 | 6.54 | 11.45 | 14.42 | 15.87 | 16.49 | 16.45 | 16.45 | 16.44 | 15.82 | 14.1 | 11.43 | 5.99 | 0.81 | 0 | 0 | 0 | 0 | 0 | 0 | 0 | 0 | 0 | 0.01 | 1.73 | 7.29 | 11.94 | 14.68 | 16.3 | 17.12 | 17.39 | 17.52 | 17.15 | 16.48 | 14.73 | 11.97 | 7.29 | 1.81 | 0.02 | 0 | 0 | 0 | 0 | 0 | 0 | 0 | 0 | 0 | 0.86 | 6.19 | 11.74 | 14.99 | 16.71 | 17.59 | 17.89 | 17.73 | 17.35 | 16.49 | 14.88 | 12.07 | 7.26 | 1.59 | 0.01 | 0 | 0 | 0 | 0 | 0 | 0 | 0 | 0 | 0 | 0.17 | 3.85 | 10.19 | 14.05 | 16.15 | 17.07 | 17.25 | 17.23 | 16.91 | 16.06 | 14.11 | 10.38 | 4.21 | 0.28 | 0 | 0 | 0 | 0 | 0 | 0 | 0 | 0 | 0 | 0 | 0.01 | 2.15 | 8.56 | 12.94 | 15.13 | 15.95 | 16.28 | 16.1 | 15.77 | 14.91 | 12.36 | 6.96 | 1.06 | 0 | 0 | 0 | 0 | 0 | 0 | 0 | 0 | 0 | 0 | 0 | 0 | 0.69 | 6.13 | 11.18 | 13.3 | 13.98 | 14.18 | 14.06 | 13.66 | 12.34 | 8.97 | 2.73 | 0.02 | 0 | 0 | 0 | 0 | 0 | 0 | 0 | 0 | 0 | 0 | 0 | 0.02 | 2.43 | 8.25 | 11.58 | 12.9 | 13.15 | 13.08 | 12.33 | 10.81 | 6.18 | 0.82 | 0 | 0 | 0 | 0 | 0 | 0 | 0 | 0 | 0 | 0 | 0 | 0 | 0 | 0 | 0.78 | 4.5 | 7.85 | 9.68 | 10.34 | 9.89 | 8.93 | 8.22 | 4.24 | 0.52 | 0 | 0 | 0 | 0 | 0 | 0 | 0
CAPWD_1_QF |  | Wind | Wind | CISO | South | Socal | FC | 19.55 | 1.03 | 1.09 | 1.02 | 0.98 | 1.09 | 1.06 | 1.09 | 1 | 0.87 | 0.98 | 0.88 | 0.96 | 1.08 | 0.98 | 1.08 | 1.08 | 0.92 | 0.89 | 1.07 | 1.01 | 0.99 | 1.09 | 0.94 | 0.99 | 1.9 | 1.81 | 2.07 | 2.02 | 1.71 | 1.81 | 1.78 | 1.46 | 1.53 | 1.69 | 2.1 | 2.17 | 1.96 | 1.81 | 2.32 | 2.37 | 2.33 | 2.43 | 2.3 | 2.5 | 2.87 | 2.48 | 2.18 | 2.15 | 2.11 | 1.98 | 1.74 | 1.72 | 1.76 | 1.75 | 1.76 | 1.44 | 1.12 | 1.11 | 1.13 | 1.28 | 1.55 | 1.68 | 1.89 | 1.85 | 2.48 | 2.64 | 2.48 | 2.67 | 2.59 | 2.66 | 2.19 | 2.07 | 7.22 | 7.49 | 6.84 | 6.26 | 5.85 | 5.23 | 4.31 | 3.56 | 2.6 | 2.31 | 2.3 | 2.29 | 2.23 | 2.6 | 3.9 | 5.39 | 6.41 | 7.19 | 7.72 | 7.89 | 7.89 | 7.96 | 7.59 | 7.58 | 8.44 | 8 | 7.65 | 7.65 | 6.73 | 5.41 | 4.15 | 3.12 | 2.31 | 1.72 | 1.3 | 1.25 | 1.07 | 1.48 | 2.47 | 3.99 | 6.22 | 7.44 | 8.41 | 8.11 | 8.19 | 8.65 | 8.53 | 8.71 | 8.69 | 8.48 | 7.89 | 7.2 | 6.57 | 5.31 | 4.15 | 3.05 | 1.87 | 1.36 | 0.97 | 1.13 | 1.23 | 1.44 | 2.37 | 3.78 | 5.46 | 6.45 | 7.41 | 8.31 | 9.07 | 9.04 | 8.94 | 9 | 8.18 | 7.69 | 7.25 | 6.38 | 5.29 | 4.55 | 3.38 | 2.18 | 1.11 | 0.74 | 0.64 | 0.75 | 1 | 1.46 | 2.39 | 3.57 | 5.13 | 6.51 | 7.53 | 8.22 | 8.9 | 9.11 | 8.83 | 8.51 | 7.32 | 7.1 | 6.52 | 5.57 | 4.49 | 3.91 | 2.88 | 2.08 | 1.27 | 0.87 | 0.68 | 0.76 | 1.03 | 1.45 | 2.22 | 3.24 | 4.45 | 5.7 | 6.43 | 7.79 | 8.26 | 8.24 | 7.97 | 7.6 | 3.69 | 3.4 | 3.09 | 2.4 | 1.98 | 1.43 | 1.15 | 0.79 | 0.66 | 0.66 | 0.76 | 1.01 | 1.18 | 1.4 | 1.73 | 2.14 | 2.42 | 3.2 | 3.91 | 4.69 | 4.7 | 4.69 | 4.41 | 4.03 | 1.93 | 1.78 | 1.81 | 1.78 | 1.63 | 1.34 | 1.08 | 0.9 | 0.6 | 0.54 | 0.58 | 0.72 | 0.85 | 0.85 | 0.86 | 1 | 1.27 | 1.52 | 1.83 | 2.11 | 2.33 | 2.37 | 2.19 | 1.88 | 0.86 | 0.76 | 0.78 | 0.79 | 0.81 | 0.82 | 0.78 | 0.7 | 0.64 | 0.7 | 0.76 | 0.86 | 0.82 | 0.87 | 0.88 | 0.73 | 0.67 | 0.85 | 1.06 | 1.15 | 1.22 | 0.91 | 0.96 | 0.93 | 0.73 | 0.71 | 0.69 | 0.8 | 0.78 | 0.79 | 0.79 | 0.73 | 0.69 | 0.68 | 0.68 | 0.74 | 0.74 | 0.68 | 0.65 | 0.68 | 0.75 | 0.79 | 0.9 | 0.84 | 0.95 | 0.86 | 0.81 | 0.8
CATLNA_2_SOLAR |  | Solar_Fixed | Solar Fixed | CISO | South | Socal | FC | 110 | 0 | 0 | 0 | 0 | 0 | 0 | 0.18 | 14.56 | 48.87 | 66.3 | 71.64 | 73.98 | 72.06 | 69.39 | 57.95 | 33.82 | 4.91 | 0 | 0 | 0 | 0 | 0 | 0 | 0 | 0 | 0 | 0 | 0 | 0 | 0 | 1.21 | 27.11 | 64.3 | 76.6 | 81.95 | 82.25 | 80.79 | 77.79 | 71.57 | 54.96 | 21.31 | 0.53 | 0 | 0 | 0 | 0 | 0 | 0 | 0 | 0 | 0 | 0 | 0 | 0 | 0.24 | 15.55 | 54.25 | 75.2 | 82.55 | 83.95 | 82.91 | 80.92 | 76.1 | 67.29 | 42.45 | 19.74 | 2.97 | 0 | 0 | 0 | 0 | 0 | 0 | 0 | 0 | 0 | 0 | 0 | 3.01 | 30.39 | 65.44 | 82.15 | 89.64 | 93.35 | 93.49 | 91.58 | 89.22 | 81.84 | 69.62 | 47.76 | 11.92 | 0.16 | 0 | 0 | 0 | 0 | 0 | 0 | 0 | 0 | 0 | 0.16 | 12.58 | 46.22 | 70.11 | 83.33 | 92.62 | 96.29 | 96.81 | 95.75 | 93.8 | 87.37 | 76.4 | 55.46 | 20.83 | 1.36 | 0 | 0 | 0 | 0 | 0 | 0 | 0 | 0 | 0 | 0.41 | 15.46 | 47.17 | 71.61 | 85.55 | 94.68 | 98.97 | 99.75 | 99.62 | 96.21 | 89.07 | 78.07 | 59.67 | 28.47 | 3.59 | 0.01 | 0 | 0 | 0 | 0 | 0 | 0 | 0 | 0 | 0.02 | 7.42 | 32.43 | 59.89 | 77.06 | 88.49 | 94.31 | 96.2 | 95.43 | 91.13 | 85.25 | 73.8 | 55.51 | 25.25 | 2.88 | 0 | 0 | 0 | 0 | 0 | 0 | 0 | 0 | 0 | 0 | 3.3 | 29.19 | 62.29 | 80.1 | 91.03 | 96.68 | 98.5 | 96.9 | 92.85 | 84.51 | 71.52 | 47.71 | 13.63 | 0.37 | 0 | 0 | 0 | 0 | 0 | 0 | 0 | 0 | 0 | 0 | 0.91 | 22.43 | 58.18 | 78.39 | 89.38 | 94.33 | 95.47 | 94.61 | 90.21 | 79.43 | 63.96 | 28.31 | 2.53 | 0.01 | 0 | 0 | 0 | 0 | 0 | 0 | 0 | 0 | 0 | 0 | 0.1 | 11.96 | 50.43 | 72.17 | 82.12 | 87.28 | 88.5 | 87.22 | 82.94 | 73.81 | 46.7 | 9.37 | 0.04 | 0 | 0 | 0 | 0 | 0 | 0 | 0 | 0 | 0 | 0 | 0 | 2.72 | 29.69 | 59.39 | 73.86 | 78.84 | 80.7 | 78.2 | 74.04 | 60.95 | 27.84 | 1.88 | 0 | 0 | 0 | 0 | 0 | 0 | 0 | 0 | 0 | 0 | 0 | 0 | 0 | 0.33 | 15.67 | 43.98 | 58.88 | 64.88 | 68.31 | 66.23 | 60.83 | 49.59 | 22.19 | 1.37 | 0 | 0 | 0 | 0 | 0 | 0 | 0
CATLNA_2_SOLAR2 |  | Solar_1Axis | Solar Tracking | CISO | South | Socal | FC | 18 | 0 | 0 | 0 | 0 | 0 | 0 | 0.01 | 2.16 | 8.45 | 11 | 10.89 | 10.69 | 10.58 | 10.6 | 9.6 | 6.93 | 1.17 | 0 | 0 | 0 | 0 | 0 | 0 | 0 | 0 | 0 | 0 | 0 | 0 | 0 | 0.12 | 4.71 | 11.46 | 12.66 | 12.38 | 12.27 | 12.21 | 11.77 | 11.48 | 10.44 | 4.43 | 0.18 | 0 | 0 | 0 | 0 | 0 | 0 | 0 | 0 | 0 | 0 | 0 | 0 | 0.03 | 3.08 | 10.7 | 13.13 | 13.18 | 12.91 | 12.78 | 12.72 | 12.08 | 11.14 | 8.31 | 3.13 | 0.5 | 0 | 0 | 0 | 0 | 0 | 0 | 0 | 0 | 0 | 0 | 0 | 0.55 | 6.58 | 12.88 | 13.78 | 14.35 | 14.31 | 14.4 | 14.25 | 14.08 | 13.57 | 12.8 | 10.37 | 3.28 | 0.05 | 0 | 0 | 0 | 0 | 0 | 0 | 0 | 0 | 0 | 0.01 | 2.67 | 9.86 | 13.54 | 14.66 | 15.14 | 15.27 | 15.32 | 15.26 | 15 | 14.64 | 13.96 | 12.24 | 5.91 | 0.47 | 0 | 0 | 0 | 0 | 0 | 0 | 0 | 0 | 0 | 0.04 | 3.28 | 10.02 | 13.37 | 14.53 | 15.2 | 15.49 | 15.39 | 15.39 | 15.15 | 14.75 | 14.14 | 12.77 | 7.64 | 1.24 | 0 | 0 | 0 | 0 | 0 | 0 | 0 | 0 | 0 | 0 | 1.45 | 7.7 | 12.34 | 14.19 | 14.94 | 15.24 | 15.1 | 14.92 | 14.79 | 14.43 | 13.7 | 11.84 | 6.79 | 1.02 | 0 | 0 | 0 | 0 | 0 | 0 | 0 | 0 | 0 | 0 | 0.56 | 6.17 | 12.11 | 14.19 | 14.95 | 15.33 | 15.38 | 15.04 | 14.3 | 13.96 | 12.83 | 10.22 | 3.65 | 0.1 | 0 | 0 | 0 | 0 | 0 | 0 | 0 | 0 | 0 | 0 | 0.09 | 4.11 | 10.53 | 12.97 | 13.89 | 14.15 | 14.38 | 14.12 | 13.72 | 12.83 | 11.63 | 6.17 | 0.55 | 0 | 0 | 0 | 0 | 0 | 0 | 0 | 0 | 0 | 0 | 0 | 0 | 1.8 | 8.88 | 11.87 | 12.49 | 12.67 | 12.64 | 12.51 | 12.7 | 11.88 | 8.96 | 1.95 | 0 | 0 | 0 | 0 | 0 | 0 | 0 | 0 | 0 | 0 | 0 | 0 | 0.28 | 5.03 | 10.52 | 11.82 | 11.59 | 11.26 | 11.44 | 11.38 | 10.47 | 6.15 | 0.57 | 0 | 0 | 0 | 0 | 0 | 0 | 0 | 0 | 0 | 0 | 0 | 0 | 0 | 0.02 | 2.38 | 7.5 | 9.4 | 9.27 | 8.91 | 9.28 | 9.13 | 8.41 | 4.6 | 0.38 | 0 | 0 | 0 | 0 | 0 | 0 | 0
CAVLSR_2_BSOLAR |  | Solar_Fixed | Solar Fixed | CISO | North | Norcal | FC | 40 | 0 | 0 | 0 | 0 | 0 | 0 | 0 | 1.23 | 8.64 | 16.91 | 21.3 | 22.33 | 23.29 | 20.49 | 19.25 | 13.13 | 3.08 | 0 | 0 | 0 | 0 | 0 | 0 | 0 | 0 | 0 | 0 | 0 | 0 | 0 | 0.01 | 4.59 | 17.85 | 24.58 | 26.96 | 27.61 | 28.31 | 26.68 | 24.83 | 20.17 | 10.22 | 0.73 | 0 | 0 | 0 | 0 | 0 | 0 | 0 | 0 | 0 | 0 | 0 | 0 | 0 | 2.54 | 13.74 | 22.4 | 26.83 | 27.45 | 27.23 | 26.27 | 24.59 | 21.92 | 16.9 | 5.98 | 1.29 | 0 | 0 | 0 | 0 | 0 | 0 | 0 | 0 | 0 | 0 | 0 | 0.24 | 7.12 | 20.07 | 27.16 | 30.31 | 31.49 | 32.52 | 31.96 | 31.82 | 30.4 | 26.91 | 20.5 | 7.89 | 0.34 | 0 | 0 | 0 | 0 | 0 | 0 | 0 | 0 | 0 | 0 | 2.26 | 13.08 | 22.9 | 28.84 | 31.75 | 32.99 | 32.91 | 32.9 | 32.89 | 31.65 | 28.21 | 22.86 | 11.99 | 1.61 | 0 | 0 | 0 | 0 | 0 | 0 | 0 | 0 | 0 | 0.01 | 3.46 | 14.59 | 23.89 | 29.37 | 32.61 | 34.23 | 34.77 | 35.05 | 34.31 | 32.96 | 29.47 | 23.95 | 14.57 | 3.62 | 0.04 | 0 | 0 | 0 | 0 | 0 | 0 | 0 | 0 | 0 | 1.72 | 12.38 | 23.47 | 29.98 | 33.43 | 35.19 | 35.78 | 35.47 | 34.69 | 32.98 | 29.75 | 24.14 | 14.51 | 3.17 | 0.02 | 0 | 0 | 0 | 0 | 0 | 0 | 0 | 0 | 0 | 0.33 | 7.69 | 20.38 | 28.1 | 32.3 | 34.13 | 34.5 | 34.47 | 33.82 | 32.12 | 28.23 | 20.77 | 8.42 | 0.56 | 0 | 0 | 0 | 0 | 0 | 0 | 0 | 0 | 0 | 0 | 0.01 | 4.3 | 17.13 | 25.88 | 30.25 | 31.89 | 32.56 | 32.19 | 31.54 | 29.82 | 24.72 | 13.91 | 2.13 | 0 | 0 | 0 | 0 | 0 | 0 | 0 | 0 | 0 | 0 | 0 | 0 | 1.37 | 12.27 | 22.37 | 26.61 | 27.96 | 28.36 | 28.13 | 27.32 | 24.69 | 17.93 | 5.46 | 0.05 | 0 | 0 | 0 | 0 | 0 | 0 | 0 | 0 | 0 | 0 | 0 | 0.04 | 4.87 | 16.49 | 23.15 | 25.8 | 26.3 | 26.16 | 24.67 | 21.62 | 12.37 | 1.64 | 0 | 0 | 0 | 0 | 0 | 0 | 0 | 0 | 0 | 0 | 0 | 0 | 0 | 0 | 1.56 | 9.01 | 15.7 | 19.36 | 20.68 | 19.77 | 17.87 | 16.43 | 8.47 | 1.04 | 0 | 0 | 0 | 0 | 0 | 0 | 0
CAVLSR_2_RSOLAR |  | Solar_Fixed | Solar Fixed | CISO | North | Norcal | FC | 210 | 0 | 0 | 0 | 0 | 0 | 0 | 0 | 6.47 | 45.36 | 88.78 | 111.83 | 117.21 | 122.26 | 107.57 | 101.09 | 68.95 | 16.18 | 0.01 | 0 | 0 | 0 | 0 | 0 | 0 | 0 | 0 | 0 | 0 | 0 | 0 | 0.03 | 24.09 | 93.69 | 129.06 | 141.55 | 144.94 | 148.62 | 140.05 | 130.38 | 105.88 | 53.64 | 3.85 | 0 | 0 | 0 | 0 | 0 | 0 | 0 | 0 | 0 | 0 | 0 | 0 | 0 | 13.33 | 72.13 | 117.58 | 140.86 | 144.1 | 142.98 | 137.9 | 129.12 | 115.06 | 88.72 | 31.4 | 6.77 | 0.02 | 0 | 0 | 0 | 0 | 0 | 0 | 0 | 0 | 0 | 0 | 1.24 | 37.39 | 105.38 | 142.6 | 159.13 | 165.33 | 170.72 | 167.78 | 167.08 | 159.61 | 141.26 | 107.63 | 41.4 | 1.76 | 0 | 0 | 0 | 0 | 0 | 0 | 0 | 0 | 0 | 0 | 11.89 | 68.65 | 120.25 | 151.4 | 166.69 | 173.18 | 172.75 | 172.72 | 172.65 | 166.14 | 148.1 | 120.01 | 62.93 | 8.46 | 0 | 0 | 0 | 0 | 0 | 0 | 0 | 0 | 0 | 0.07 | 18.17 | 76.59 | 125.41 | 154.17 | 171.19 | 179.71 | 182.57 | 183.99 | 180.11 | 173.05 | 154.7 | 125.72 | 76.51 | 18.99 | 0.21 | 0 | 0 | 0 | 0 | 0 | 0 | 0 | 0 | 0 | 9.01 | 65.01 | 123.22 | 157.39 | 175.5 | 184.74 | 187.86 | 186.19 | 182.14 | 173.15 | 156.19 | 126.75 | 76.19 | 16.65 | 0.09 | 0 | 0 | 0 | 0 | 0 | 0 | 0 | 0 | 0 | 1.74 | 40.38 | 106.97 | 147.53 | 169.55 | 179.19 | 181.12 | 180.96 | 177.54 | 168.63 | 148.19 | 109.02 | 44.22 | 2.96 | 0 | 0 | 0 | 0 | 0 | 0 | 0 | 0 | 0 | 0 | 0.05 | 22.6 | 89.91 | 135.86 | 158.83 | 167.43 | 170.94 | 169.01 | 165.56 | 156.57 | 129.76 | 73.05 | 11.17 | 0 | 0 | 0 | 0 | 0 | 0 | 0 | 0 | 0 | 0 | 0 | 0 | 7.19 | 64.41 | 117.43 | 139.69 | 146.77 | 148.88 | 147.66 | 143.44 | 129.6 | 94.14 | 28.69 | 0.25 | 0 | 0 | 0 | 0 | 0 | 0 | 0 | 0 | 0 | 0 | 0 | 0.23 | 25.54 | 86.59 | 121.54 | 135.46 | 138.08 | 137.32 | 129.51 | 113.53 | 64.93 | 8.61 | 0 | 0 | 0 | 0 | 0 | 0 | 0 | 0 | 0 | 0 | 0 | 0 | 0 | 0 | 8.19 | 47.3 | 82.41 | 101.64 | 108.58 | 103.8 | 93.81 | 86.27 | 44.47 | 5.44 | 0 | 0 | 0 | 0 | 0 | 0 | 0
CEDUCR_2_SOLAR1 |  | Solar_1Axis | Solar Tracking | CISO | South | Socal | EO | 20 | 0 | 0 | 0 | 0 | 0 | 0 | 0.01 | 2.4 | 9.38 | 12.22 | 12.1 | 11.88 | 11.75 | 11.78 | 10.67 | 7.7 | 1.3 | 0 | 0 | 0 | 0 | 0 | 0 | 0 | 0 | 0 | 0 | 0 | 0 | 0 | 0.14 | 5.23 | 12.73 | 14.07 | 13.76 | 13.64 | 13.56 | 13.08 | 12.76 | 11.6 | 4.93 | 0.2 | 0 | 0 | 0 | 0 | 0 | 0 | 0 | 0 | 0 | 0 | 0 | 0 | 0.03 | 3.42 | 11.89 | 14.59 | 14.65 | 14.35 | 14.2 | 14.13 | 13.42 | 12.38 | 9.24 | 3.47 | 0.56 | 0 | 0 | 0 | 0 | 0 | 0 | 0 | 0 | 0 | 0 | 0 | 0.61 | 7.31 | 14.32 | 15.31 | 15.95 | 15.9 | 16 | 15.83 | 15.65 | 15.08 | 14.22 | 11.53 | 3.65 | 0.06 | 0 | 0 | 0 | 0 | 0 | 0 | 0 | 0 | 0 | 0.01 | 2.97 | 10.95 | 15.04 | 16.29 | 16.83 | 16.97 | 17.03 | 16.95 | 16.67 | 16.26 | 15.51 | 13.6 | 6.57 | 0.52 | 0 | 0 | 0 | 0 | 0 | 0 | 0 | 0 | 0 | 0.05 | 3.64 | 11.13 | 14.86 | 16.15 | 16.89 | 17.21 | 17.1 | 17.1 | 16.84 | 16.39 | 15.71 | 14.19 | 8.49 | 1.38 | 0 | 0 | 0 | 0 | 0 | 0 | 0 | 0 | 0 | 0 | 1.62 | 8.55 | 13.71 | 15.76 | 16.6 | 16.93 | 16.77 | 16.58 | 16.43 | 16.04 | 15.22 | 13.16 | 7.55 | 1.13 | 0 | 0 | 0 | 0 | 0 | 0 | 0 | 0 | 0 | 0 | 0.62 | 6.85 | 13.46 | 15.77 | 16.61 | 17.03 | 17.09 | 16.71 | 15.88 | 15.52 | 14.26 | 11.36 | 4.06 | 0.11 | 0 | 0 | 0 | 0 | 0 | 0 | 0 | 0 | 0 | 0 | 0.1 | 4.57 | 11.7 | 14.41 | 15.44 | 15.72 | 15.98 | 15.69 | 15.24 | 14.26 | 12.92 | 6.86 | 0.61 | 0 | 0 | 0 | 0 | 0 | 0 | 0 | 0 | 0 | 0 | 0 | 0 | 2 | 9.87 | 13.19 | 13.87 | 14.07 | 14.04 | 13.9 | 14.11 | 13.2 | 9.95 | 2.17 | 0 | 0 | 0 | 0 | 0 | 0 | 0 | 0 | 0 | 0 | 0 | 0 | 0.31 | 5.59 | 11.69 | 13.13 | 12.87 | 12.51 | 12.71 | 12.64 | 11.63 | 6.83 | 0.63 | 0 | 0 | 0 | 0 | 0 | 0 | 0 | 0 | 0 | 0 | 0 | 0 | 0 | 0.02 | 2.65 | 8.33 | 10.45 | 10.3 | 9.9 | 10.31 | 10.15 | 9.35 | 5.11 | 0.42 | 0 | 0 | 0 | 0 | 0 | 0 | 0
CEDUCR_2_SOLAR2 |  | Solar_1Axis | Solar Tracking | CISO | South | Socal | EO | 20 | 0 | 0 | 0 | 0 | 0 | 0 | 0.01 | 2.4 | 9.38 | 12.22 | 12.1 | 11.88 | 11.75 | 11.78 | 10.67 | 7.7 | 1.3 | 0 | 0 | 0 | 0 | 0 | 0 | 0 | 0 | 0 | 0 | 0 | 0 | 0 | 0.14 | 5.23 | 12.73 | 14.07 | 13.76 | 13.64 | 13.56 | 13.08 | 12.76 | 11.6 | 4.93 | 0.2 | 0 | 0 | 0 | 0 | 0 | 0 | 0 | 0 | 0 | 0 | 0 | 0 | 0.03 | 3.42 | 11.89 | 14.59 | 14.65 | 14.35 | 14.2 | 14.13 | 13.42 | 12.38 | 9.24 | 3.47 | 0.56 | 0 | 0 | 0 | 0 | 0 | 0 | 0 | 0 | 0 | 0 | 0 | 0.61 | 7.31 | 14.32 | 15.31 | 15.95 | 15.9 | 16 | 15.83 | 15.65 | 15.08 | 14.22 | 11.53 | 3.65 | 0.06 | 0 | 0 | 0 | 0 | 0 | 0 | 0 | 0 | 0 | 0.01 | 2.97 | 10.95 | 15.04 | 16.29 | 16.83 | 16.97 | 17.03 | 16.95 | 16.67 | 16.26 | 15.51 | 13.6 | 6.57 | 0.52 | 0 | 0 | 0 | 0 | 0 | 0 | 0 | 0 | 0 | 0.05 | 3.64 | 11.13 | 14.86 | 16.15 | 16.89 | 17.21 | 17.1 | 17.1 | 16.84 | 16.39 | 15.71 | 14.19 | 8.49 | 1.38 | 0 | 0 | 0 | 0 | 0 | 0 | 0 | 0 | 0 | 0 | 1.62 | 8.55 | 13.71 | 15.76 | 16.6 | 16.93 | 16.77 | 16.58 | 16.43 | 16.04 | 15.22 | 13.16 | 7.55 | 1.13 | 0 | 0 | 0 | 0 | 0 | 0 | 0 | 0 | 0 | 0 | 0.62 | 6.85 | 13.46 | 15.77 | 16.61 | 17.03 | 17.09 | 16.71 | 15.88 | 15.52 | 14.26 | 11.36 | 4.06 | 0.11 | 0 | 0 | 0 | 0 | 0 | 0 | 0 | 0 | 0 | 0 | 0.1 | 4.57 | 11.7 | 14.41 | 15.44 | 15.72 | 15.98 | 15.69 | 15.24 | 14.26 | 12.92 | 6.86 | 0.61 | 0 | 0 | 0 | 0 | 0 | 0 | 0 | 0 | 0 | 0 | 0 | 0 | 2 | 9.87 | 13.19 | 13.87 | 14.07 | 14.04 | 13.9 | 14.11 | 13.2 | 9.95 | 2.17 | 0 | 0 | 0 | 0 | 0 | 0 | 0 | 0 | 0 | 0 | 0 | 0 | 0.31 | 5.59 | 11.69 | 13.13 | 12.87 | 12.51 | 12.71 | 12.64 | 11.63 | 6.83 | 0.63 | 0 | 0 | 0 | 0 | 0 | 0 | 0 | 0 | 0 | 0 | 0 | 0 | 0 | 0.02 | 2.65 | 8.33 | 10.45 | 10.3 | 9.9 | 10.31 | 10.15 | 9.35 | 5.11 | 0.42 | 0 | 0 | 0 | 0 | 0 | 0 | 0
CEDUCR_2_SOLAR3 |  | Solar_1Axis | Solar Tracking | CISO | South | Socal | EO | 15 | 0 | 0 | 0 | 0 | 0 | 0 | 0.01 | 1.8 | 7.04 | 9.16 | 9.07 | 8.91 | 8.81 | 8.84 | 8 | 5.78 | 0.97 | 0 | 0 | 0 | 0 | 0 | 0 | 0 | 0 | 0 | 0 | 0 | 0 | 0 | 0.1 | 3.92 | 9.55 | 10.55 | 10.32 | 10.23 | 10.17 | 9.81 | 9.57 | 8.7 | 3.69 | 0.15 | 0 | 0 | 0 | 0 | 0 | 0 | 0 | 0 | 0 | 0 | 0 | 0 | 0.02 | 2.57 | 8.92 | 10.94 | 10.98 | 10.76 | 10.65 | 10.6 | 10.07 | 9.28 | 6.93 | 2.61 | 0.42 | 0 | 0 | 0 | 0 | 0 | 0 | 0 | 0 | 0 | 0 | 0 | 0.46 | 5.48 | 10.74 | 11.48 | 11.96 | 11.93 | 12 | 11.87 | 11.74 | 11.31 | 10.66 | 8.65 | 2.73 | 0.04 | 0 | 0 | 0 | 0 | 0 | 0 | 0 | 0 | 0 | 0.01 | 2.22 | 8.21 | 11.28 | 12.22 | 12.62 | 12.73 | 12.77 | 12.71 | 12.5 | 12.2 | 11.63 | 10.2 | 4.92 | 0.39 | 0 | 0 | 0 | 0 | 0 | 0 | 0 | 0 | 0 | 0.04 | 2.73 | 8.35 | 11.15 | 12.11 | 12.67 | 12.91 | 12.83 | 12.83 | 12.63 | 12.29 | 11.78 | 10.64 | 6.37 | 1.03 | 0 | 0 | 0 | 0 | 0 | 0 | 0 | 0 | 0 | 0 | 1.21 | 6.41 | 10.28 | 11.82 | 12.45 | 12.7 | 12.58 | 12.43 | 12.33 | 12.03 | 11.41 | 9.87 | 5.66 | 0.85 | 0 | 0 | 0 | 0 | 0 | 0 | 0 | 0 | 0 | 0 | 0.46 | 5.14 | 10.09 | 11.82 | 12.46 | 12.77 | 12.82 | 12.53 | 11.91 | 11.64 | 10.7 | 8.52 | 3.05 | 0.08 | 0 | 0 | 0 | 0 | 0 | 0 | 0 | 0 | 0 | 0 | 0.07 | 3.43 | 8.77 | 10.81 | 11.58 | 11.79 | 11.99 | 11.76 | 11.43 | 10.69 | 9.69 | 5.14 | 0.46 | 0 | 0 | 0 | 0 | 0 | 0 | 0 | 0 | 0 | 0 | 0 | 0 | 1.5 | 7.4 | 9.89 | 10.41 | 10.56 | 10.53 | 10.43 | 10.58 | 9.9 | 7.47 | 1.63 | 0 | 0 | 0 | 0 | 0 | 0 | 0 | 0 | 0 | 0 | 0 | 0 | 0.24 | 4.19 | 8.77 | 9.85 | 9.66 | 9.38 | 9.54 | 9.48 | 8.72 | 5.12 | 0.48 | 0 | 0 | 0 | 0 | 0 | 0 | 0 | 0 | 0 | 0 | 0 | 0 | 0 | 0.02 | 1.98 | 6.25 | 7.83 | 7.72 | 7.43 | 7.73 | 7.61 | 7.01 | 3.83 | 0.32 | 0 | 0 | 0 | 0 | 0 | 0 | 0
CEDUCR_2_SOLAR4 |  | Solar_1Axis | Solar Tracking | CISO | South | Socal | EO | 20 | 0 | 0 | 0 | 0 | 0 | 0 | 0.01 | 2.4 | 9.38 | 12.22 | 12.1 | 11.88 | 11.75 | 11.78 | 10.67 | 7.7 | 1.3 | 0 | 0 | 0 | 0 | 0 | 0 | 0 | 0 | 0 | 0 | 0 | 0 | 0 | 0.14 | 5.23 | 12.73 | 14.07 | 13.76 | 13.64 | 13.56 | 13.08 | 12.76 | 11.6 | 4.93 | 0.2 | 0 | 0 | 0 | 0 | 0 | 0 | 0 | 0 | 0 | 0 | 0 | 0 | 0.03 | 3.42 | 11.89 | 14.59 | 14.65 | 14.35 | 14.2 | 14.13 | 13.42 | 12.38 | 9.24 | 3.47 | 0.56 | 0 | 0 | 0 | 0 | 0 | 0 | 0 | 0 | 0 | 0 | 0 | 0.61 | 7.31 | 14.32 | 15.31 | 15.95 | 15.9 | 16 | 15.83 | 15.65 | 15.08 | 14.22 | 11.53 | 3.65 | 0.06 | 0 | 0 | 0 | 0 | 0 | 0 | 0 | 0 | 0 | 0.01 | 2.97 | 10.95 | 15.04 | 16.29 | 16.83 | 16.97 | 17.03 | 16.95 | 16.67 | 16.26 | 15.51 | 13.6 | 6.57 | 0.52 | 0 | 0 | 0 | 0 | 0 | 0 | 0 | 0 | 0 | 0.05 | 3.64 | 11.13 | 14.86 | 16.15 | 16.89 | 17.21 | 17.1 | 17.1 | 16.84 | 16.39 | 15.71 | 14.19 | 8.49 | 1.38 | 0 | 0 | 0 | 0 | 0 | 0 | 0 | 0 | 0 | 0 | 1.62 | 8.55 | 13.71 | 15.76 | 16.6 | 16.93 | 16.77 | 16.58 | 16.43 | 16.04 | 15.22 | 13.16 | 7.55 | 1.13 | 0 | 0 | 0 | 0 | 0 | 0 | 0 | 0 | 0 | 0 | 0.62 | 6.85 | 13.46 | 15.77 | 16.61 | 17.03 | 17.09 | 16.71 | 15.88 | 15.52 | 14.26 | 11.36 | 4.06 | 0.11 | 0 | 0 | 0 | 0 | 0 | 0 | 0 | 0 | 0 | 0 | 0.1 | 4.57 | 11.7 | 14.41 | 15.44 | 15.72 | 15.98 | 15.69 | 15.24 | 14.26 | 12.92 | 6.86 | 0.61 | 0 | 0 | 0 | 0 | 0 | 0 | 0 | 0 | 0 | 0 | 0 | 0 | 2 | 9.87 | 13.19 | 13.87 | 14.07 | 14.04 | 13.9 | 14.11 | 13.2 | 9.95 | 2.17 | 0 | 0 | 0 | 0 | 0 | 0 | 0 | 0 | 0 | 0 | 0 | 0 | 0.31 | 5.59 | 11.69 | 13.13 | 12.87 | 12.51 | 12.71 | 12.64 | 11.63 | 6.83 | 0.63 | 0 | 0 | 0 | 0 | 0 | 0 | 0 | 0 | 0 | 0 | 0 | 0 | 0 | 0.02 | 2.65 | 8.33 | 10.45 | 10.3 | 9.9 | 10.31 | 10.15 | 9.35 | 5.11 | 0.42 | 0 | 0 | 0 | 0 | 0 | 0 | 0
CENT40_1_C40SR1 |  | Solar_1Axis | Solar Tracking | CISO | North | Norcal | FC | 40 | 0 | 0 | 0 | 0 | 0 | 0 | 0 | 0.94 | 7.56 | 13.39 | 16.33 | 17.65 | 18.24 | 17.01 | 15.88 | 10.89 | 2.41 | 0 | 0 | 0 | 0 | 0 | 0 | 0 | 0 | 0 | 0 | 0 | 0 | 0 | 0.01 | 5.07 | 20.66 | 26.5 | 26.41 | 25.21 | 24.89 | 24.83 | 25.38 | 22.03 | 11.5 | 0.61 | 0 | 0 | 0 | 0 | 0 | 0 | 0 | 0 | 0 | 0 | 0 | 0 | 0 | 3.12 | 17.59 | 26.41 | 27.84 | 26.83 | 27.05 | 25.9 | 24.62 | 23.18 | 19.41 | 5.88 | 1.22 | 0 | 0 | 0 | 0 | 0 | 0 | 0 | 0 | 0 | 0 | 0 | 0.31 | 10.29 | 24.56 | 28.9 | 28.73 | 28.3 | 29.25 | 29.08 | 28.53 | 28.91 | 27.22 | 24.19 | 10.4 | 0.41 | 0 | 0 | 0 | 0 | 0 | 0 | 0 | 0 | 0 | 0 | 3.74 | 19.95 | 28.07 | 30.03 | 30.54 | 30.3 | 30.94 | 30.99 | 31.06 | 31.48 | 30.59 | 28.7 | 17.48 | 2.32 | 0 | 0 | 0 | 0 | 0 | 0 | 0 | 0 | 0 | 0.02 | 6.21 | 22.57 | 30.43 | 33.08 | 33.53 | 33.82 | 34.03 | 33.84 | 33.6 | 33.7 | 32.42 | 30.37 | 21.91 | 5.93 | 0.05 | 0 | 0 | 0 | 0 | 0 | 0 | 0 | 0 | 0 | 2.79 | 18.49 | 30.53 | 33.72 | 34.23 | 34.33 | 34.07 | 34.06 | 33.53 | 33.5 | 32.29 | 29.87 | 20.72 | 4.78 | 0.03 | 0 | 0 | 0 | 0 | 0 | 0 | 0 | 0 | 0 | 0.41 | 10.93 | 25.51 | 31.07 | 32.31 | 32.71 | 32.67 | 32.37 | 32.32 | 32.2 | 30.8 | 25.08 | 11.03 | 0.64 | 0 | 0 | 0 | 0 | 0 | 0 | 0 | 0 | 0 | 0 | 0.02 | 5.28 | 20.37 | 27.24 | 28.86 | 29.2 | 28.86 | 28.67 | 28.76 | 29.17 | 26.26 | 16.28 | 2.09 | 0 | 0 | 0 | 0 | 0 | 0 | 0 | 0 | 0 | 0 | 0 | 0 | 1.38 | 13.03 | 22.77 | 25.11 | 24.77 | 23.86 | 24.14 | 24.88 | 24.29 | 19.03 | 5.38 | 0.04 | 0 | 0 | 0 | 0 | 0 | 0 | 0 | 0 | 0 | 0 | 0 | 0.04 | 4.29 | 14.89 | 20.32 | 21.11 | 20.21 | 20.79 | 21.28 | 20.1 | 12.27 | 1.47 | 0 | 0 | 0 | 0 | 0 | 0 | 0 | 0 | 0 | 0 | 0 | 0 | 0 | 0 | 1.01 | 7.49 | 12.26 | 14.69 | 16.08 | 15.84 | 15.26 | 12.83 | 6.84 | 0.8 | 0 | 0 | 0 | 0 | 0 | 0 | 0
CENTER_2_SOLAR1 |  | Solar_1Axis | Solar Tracking | CISO | South | Socal | EO | 0.9 | 0 | 0 | 0 | 0 | 0 | 0 | 0 | 0.11 | 0.42 | 0.55 | 0.54 | 0.53 | 0.53 | 0.53 | 0.48 | 0.35 | 0.06 | 0 | 0 | 0 | 0 | 0 | 0 | 0 | 0 | 0 | 0 | 0 | 0 | 0 | 0.01 | 0.24 | 0.57 | 0.63 | 0.62 | 0.61 | 0.61 | 0.59 | 0.57 | 0.52 | 0.22 | 0.01 | 0 | 0 | 0 | 0 | 0 | 0 | 0 | 0 | 0 | 0 | 0 | 0 | 0 | 0.15 | 0.53 | 0.66 | 0.66 | 0.65 | 0.64 | 0.64 | 0.6 | 0.56 | 0.42 | 0.16 | 0.03 | 0 | 0 | 0 | 0 | 0 | 0 | 0 | 0 | 0 | 0 | 0 | 0.03 | 0.33 | 0.64 | 0.69 | 0.72 | 0.72 | 0.72 | 0.71 | 0.7 | 0.68 | 0.64 | 0.52 | 0.16 | 0 | 0 | 0 | 0 | 0 | 0 | 0 | 0 | 0 | 0 | 0 | 0.13 | 0.49 | 0.68 | 0.73 | 0.76 | 0.76 | 0.77 | 0.76 | 0.75 | 0.73 | 0.7 | 0.61 | 0.3 | 0.02 | 0 | 0 | 0 | 0 | 0 | 0 | 0 | 0 | 0 | 0 | 0.16 | 0.5 | 0.67 | 0.73 | 0.76 | 0.77 | 0.77 | 0.77 | 0.76 | 0.74 | 0.71 | 0.64 | 0.38 | 0.06 | 0 | 0 | 0 | 0 | 0 | 0 | 0 | 0 | 0 | 0 | 0.07 | 0.38 | 0.62 | 0.71 | 0.75 | 0.76 | 0.75 | 0.75 | 0.74 | 0.72 | 0.68 | 0.59 | 0.34 | 0.05 | 0 | 0 | 0 | 0 | 0 | 0 | 0 | 0 | 0 | 0 | 0.03 | 0.31 | 0.61 | 0.71 | 0.75 | 0.77 | 0.77 | 0.75 | 0.71 | 0.7 | 0.64 | 0.51 | 0.18 | 0.01 | 0 | 0 | 0 | 0 | 0 | 0 | 0 | 0 | 0 | 0 | 0 | 0.21 | 0.53 | 0.65 | 0.69 | 0.71 | 0.72 | 0.71 | 0.69 | 0.64 | 0.58 | 0.31 | 0.03 | 0 | 0 | 0 | 0 | 0 | 0 | 0 | 0 | 0 | 0 | 0 | 0 | 0.09 | 0.44 | 0.59 | 0.62 | 0.63 | 0.63 | 0.63 | 0.64 | 0.59 | 0.45 | 0.1 | 0 | 0 | 0 | 0 | 0 | 0 | 0 | 0 | 0 | 0 | 0 | 0 | 0.01 | 0.25 | 0.53 | 0.59 | 0.58 | 0.56 | 0.57 | 0.57 | 0.52 | 0.31 | 0.03 | 0 | 0 | 0 | 0 | 0 | 0 | 0 | 0 | 0 | 0 | 0 | 0 | 0 | 0 | 0.12 | 0.38 | 0.47 | 0.46 | 0.45 | 0.46 | 0.46 | 0.42 | 0.23 | 0.02 | 0 | 0 | 0 | 0 | 0 | 0 | 0
CENTPD_2_BMSSX2 |  | Paired_Solar_1Axis | Solar Tracking | CISO | South | Socal | FC | 223.6 | 0 | 0 | 0 | 0 | 0 | 0 | 0.11 | 26.78 | 104.91 | 136.6 | 135.23 | 132.84 | 131.4 | 131.72 | 119.31 | 86.1 | 14.53 | 0.01 | 0 | 0 | 0 | 0 | 0 | 0 | 0 | 0 | 0 | 0 | 0 | 0 | 1.54 | 58.48 | 142.31 | 157.25 | 153.81 | 152.46 | 151.62 | 146.21 | 142.64 | 129.65 | 55.08 | 2.21 | 0 | 0 | 0 | 0 | 0 | 0 | 0 | 0 | 0 | 0 | 0 | 0 | 0.33 | 38.25 | 132.91 | 163.15 | 163.74 | 160.41 | 158.74 | 158.01 | 150.08 | 138.38 | 103.26 | 38.84 | 6.27 | 0 | 0 | 0 | 0 | 0 | 0 | 0 | 0 | 0 | 0 | 0 | 6.85 | 81.69 | 160.04 | 171.19 | 178.28 | 177.76 | 178.89 | 177 | 174.94 | 168.59 | 158.98 | 128.88 | 40.75 | 0.66 | 0 | 0 | 0 | 0 | 0 | 0 | 0 | 0 | 0 | 0.13 | 33.16 | 122.45 | 168.19 | 182.15 | 188.12 | 189.72 | 190.35 | 189.53 | 186.32 | 181.82 | 173.38 | 152.06 | 73.41 | 5.82 | 0 | 0 | 0 | 0 | 0 | 0 | 0 | 0 | 0 | 0.54 | 40.73 | 124.41 | 166.14 | 180.53 | 188.82 | 192.43 | 191.18 | 191.22 | 188.25 | 183.24 | 175.63 | 158.64 | 94.9 | 15.41 | 0.01 | 0 | 0 | 0 | 0 | 0 | 0 | 0 | 0 | 0.01 | 18.06 | 95.62 | 153.27 | 176.24 | 185.63 | 189.27 | 187.52 | 185.34 | 183.73 | 179.3 | 170.13 | 147.12 | 84.36 | 12.62 | 0 | 0 | 0 | 0 | 0 | 0 | 0 | 0 | 0 | 0 | 6.92 | 76.59 | 150.46 | 176.27 | 185.71 | 190.4 | 191.07 | 186.79 | 177.59 | 173.48 | 159.44 | 126.99 | 45.39 | 1.25 | 0 | 0 | 0 | 0 | 0 | 0 | 0 | 0 | 0 | 0 | 1.1 | 51.08 | 130.76 | 161.08 | 172.57 | 175.74 | 178.66 | 175.37 | 170.4 | 159.37 | 144.46 | 76.69 | 6.81 | 0 | 0 | 0 | 0 | 0 | 0 | 0 | 0 | 0 | 0 | 0 | 0.01 | 22.35 | 110.32 | 147.45 | 155.12 | 157.34 | 156.97 | 155.44 | 157.78 | 147.57 | 111.28 | 24.24 | 0.02 | 0 | 0 | 0 | 0 | 0 | 0 | 0 | 0 | 0 | 0 | 0 | 3.51 | 62.52 | 130.69 | 146.78 | 143.94 | 139.88 | 142.15 | 141.33 | 130 | 76.36 | 7.09 | 0 | 0 | 0 | 0 | 0 | 0 | 0 | 0 | 0 | 0 | 0 | 0 | 0 | 0.24 | 29.57 | 93.17 | 116.78 | 115.11 | 110.73 | 115.26 | 113.44 | 104.52 | 57.11 | 4.7 | 0 | 0 | 0 | 0 | 0 | 0 | 0
CHINO_2_JURUPA |  | Solar_Fixed | Solar Fixed | CISO | South | Socal | EO | 1.5 | 0 | 0 | 0 | 0 | 0 | 0 | 0 | 0.2 | 0.67 | 0.9 | 0.98 | 1.01 | 0.98 | 0.95 | 0.79 | 0.46 | 0.07 | 0 | 0 | 0 | 0 | 0 | 0 | 0 | 0 | 0 | 0 | 0 | 0 | 0 | 0.02 | 0.37 | 0.88 | 1.04 | 1.12 | 1.12 | 1.1 | 1.06 | 0.98 | 0.75 | 0.29 | 0.01 | 0 | 0 | 0 | 0 | 0 | 0 | 0 | 0 | 0 | 0 | 0 | 0 | 0 | 0.21 | 0.74 | 1.03 | 1.13 | 1.14 | 1.13 | 1.1 | 1.04 | 0.92 | 0.58 | 0.27 | 0.04 | 0 | 0 | 0 | 0 | 0 | 0 | 0 | 0 | 0 | 0 | 0 | 0.04 | 0.41 | 0.89 | 1.12 | 1.22 | 1.27 | 1.27 | 1.25 | 1.22 | 1.12 | 0.95 | 0.65 | 0.16 | 0 | 0 | 0 | 0 | 0 | 0 | 0 | 0 | 0 | 0 | 0 | 0.17 | 0.63 | 0.96 | 1.14 | 1.26 | 1.31 | 1.32 | 1.31 | 1.28 | 1.19 | 1.04 | 0.76 | 0.28 | 0.02 | 0 | 0 | 0 | 0 | 0 | 0 | 0 | 0 | 0 | 0.01 | 0.21 | 0.64 | 0.98 | 1.17 | 1.29 | 1.35 | 1.36 | 1.36 | 1.31 | 1.21 | 1.06 | 0.81 | 0.39 | 0.05 | 0 | 0 | 0 | 0 | 0 | 0 | 0 | 0 | 0 | 0 | 0.1 | 0.44 | 0.82 | 1.05 | 1.21 | 1.29 | 1.31 | 1.3 | 1.24 | 1.16 | 1.01 | 0.76 | 0.34 | 0.04 | 0 | 0 | 0 | 0 | 0 | 0 | 0 | 0 | 0 | 0 | 0.04 | 0.4 | 0.85 | 1.09 | 1.24 | 1.32 | 1.34 | 1.32 | 1.27 | 1.15 | 0.98 | 0.65 | 0.19 | 0.01 | 0 | 0 | 0 | 0 | 0 | 0 | 0 | 0 | 0 | 0 | 0.01 | 0.31 | 0.79 | 1.07 | 1.22 | 1.29 | 1.3 | 1.29 | 1.23 | 1.08 | 0.87 | 0.39 | 0.03 | 0 | 0 | 0 | 0 | 0 | 0 | 0 | 0 | 0 | 0 | 0 | 0 | 0.16 | 0.69 | 0.98 | 1.12 | 1.19 | 1.21 | 1.19 | 1.13 | 1.01 | 0.64 | 0.13 | 0 | 0 | 0 | 0 | 0 | 0 | 0 | 0 | 0 | 0 | 0 | 0 | 0.04 | 0.4 | 0.81 | 1.01 | 1.08 | 1.1 | 1.07 | 1.01 | 0.83 | 0.38 | 0.03 | 0 | 0 | 0 | 0 | 0 | 0 | 0 | 0 | 0 | 0 | 0 | 0 | 0 | 0 | 0.21 | 0.6 | 0.8 | 0.88 | 0.93 | 0.9 | 0.83 | 0.68 | 0.3 | 0.02 | 0 | 0 | 0 | 0 | 0 | 0 | 0
CHINO_2_SASOLR |  | Solar_Fixed | Solar Fixed | CISO | South | Socal | EO | 1.5 | 0 | 0 | 0 | 0 | 0 | 0 | 0 | 0.2 | 0.67 | 0.9 | 0.98 | 1.01 | 0.98 | 0.95 | 0.79 | 0.46 | 0.07 | 0 | 0 | 0 | 0 | 0 | 0 | 0 | 0 | 0 | 0 | 0 | 0 | 0 | 0.02 | 0.37 | 0.88 | 1.04 | 1.12 | 1.12 | 1.1 | 1.06 | 0.98 | 0.75 | 0.29 | 0.01 | 0 | 0 | 0 | 0 | 0 | 0 | 0 | 0 | 0 | 0 | 0 | 0 | 0 | 0.21 | 0.74 | 1.03 | 1.13 | 1.14 | 1.13 | 1.1 | 1.04 | 0.92 | 0.58 | 0.27 | 0.04 | 0 | 0 | 0 | 0 | 0 | 0 | 0 | 0 | 0 | 0 | 0 | 0.04 | 0.41 | 0.89 | 1.12 | 1.22 | 1.27 | 1.27 | 1.25 | 1.22 | 1.12 | 0.95 | 0.65 | 0.16 | 0 | 0 | 0 | 0 | 0 | 0 | 0 | 0 | 0 | 0 | 0 | 0.17 | 0.63 | 0.96 | 1.14 | 1.26 | 1.31 | 1.32 | 1.31 | 1.28 | 1.19 | 1.04 | 0.76 | 0.28 | 0.02 | 0 | 0 | 0 | 0 | 0 | 0 | 0 | 0 | 0 | 0.01 | 0.21 | 0.64 | 0.98 | 1.17 | 1.29 | 1.35 | 1.36 | 1.36 | 1.31 | 1.21 | 1.06 | 0.81 | 0.39 | 0.05 | 0 | 0 | 0 | 0 | 0 | 0 | 0 | 0 | 0 | 0 | 0.1 | 0.44 | 0.82 | 1.05 | 1.21 | 1.29 | 1.31 | 1.3 | 1.24 | 1.16 | 1.01 | 0.76 | 0.34 | 0.04 | 0 | 0 | 0 | 0 | 0 | 0 | 0 | 0 | 0 | 0 | 0.04 | 0.4 | 0.85 | 1.09 | 1.24 | 1.32 | 1.34 | 1.32 | 1.27 | 1.15 | 0.98 | 0.65 | 0.19 | 0.01 | 0 | 0 | 0 | 0 | 0 | 0 | 0 | 0 | 0 | 0 | 0.01 | 0.31 | 0.79 | 1.07 | 1.22 | 1.29 | 1.3 | 1.29 | 1.23 | 1.08 | 0.87 | 0.39 | 0.03 | 0 | 0 | 0 | 0 | 0 | 0 | 0 | 0 | 0 | 0 | 0 | 0 | 0.16 | 0.69 | 0.98 | 1.12 | 1.19 | 1.21 | 1.19 | 1.13 | 1.01 | 0.64 | 0.13 | 0 | 0 | 0 | 0 | 0 | 0 | 0 | 0 | 0 | 0 | 0 | 0 | 0.04 | 0.4 | 0.81 | 1.01 | 1.08 | 1.1 | 1.07 | 1.01 | 0.83 | 0.38 | 0.03 | 0 | 0 | 0 | 0 | 0 | 0 | 0 | 0 | 0 | 0 | 0 | 0 | 0 | 0 | 0.21 | 0.6 | 0.8 | 0.88 | 0.93 | 0.9 | 0.83 | 0.68 | 0.3 | 0.02 | 0 | 0 | 0 | 0 | 0 | 0 | 0
CHINO_2_SOLAR2 |  | Solar_1Axis | Solar Tracking | CISO | South | Socal | EO | 1.49 | 0 | 0 | 0 | 0 | 0 | 0 | 0 | 0.18 | 0.7 | 0.91 | 0.9 | 0.89 | 0.88 | 0.88 | 0.8 | 0.57 | 0.1 | 0 | 0 | 0 | 0 | 0 | 0 | 0 | 0 | 0 | 0 | 0 | 0 | 0 | 0.01 | 0.39 | 0.95 | 1.05 | 1.02 | 1.02 | 1.01 | 0.97 | 0.95 | 0.86 | 0.37 | 0.01 | 0 | 0 | 0 | 0 | 0 | 0 | 0 | 0 | 0 | 0 | 0 | 0 | 0 | 0.25 | 0.89 | 1.09 | 1.09 | 1.07 | 1.06 | 1.05 | 1 | 0.92 | 0.69 | 0.26 | 0.04 | 0 | 0 | 0 | 0 | 0 | 0 | 0 | 0 | 0 | 0 | 0 | 0.05 | 0.54 | 1.07 | 1.14 | 1.19 | 1.18 | 1.19 | 1.18 | 1.17 | 1.12 | 1.06 | 0.86 | 0.27 | 0 | 0 | 0 | 0 | 0 | 0 | 0 | 0 | 0 | 0 | 0 | 0.22 | 0.82 | 1.12 | 1.21 | 1.25 | 1.26 | 1.27 | 1.26 | 1.24 | 1.21 | 1.16 | 1.01 | 0.49 | 0.04 | 0 | 0 | 0 | 0 | 0 | 0 | 0 | 0 | 0 | 0 | 0.27 | 0.83 | 1.11 | 1.2 | 1.26 | 1.28 | 1.27 | 1.27 | 1.25 | 1.22 | 1.17 | 1.06 | 0.63 | 0.1 | 0 | 0 | 0 | 0 | 0 | 0 | 0 | 0 | 0 | 0 | 0.12 | 0.64 | 1.02 | 1.17 | 1.24 | 1.26 | 1.25 | 1.24 | 1.22 | 1.19 | 1.13 | 0.98 | 0.56 | 0.08 | 0 | 0 | 0 | 0 | 0 | 0 | 0 | 0 | 0 | 0 | 0.05 | 0.51 | 1 | 1.17 | 1.24 | 1.27 | 1.27 | 1.24 | 1.18 | 1.16 | 1.06 | 0.85 | 0.3 | 0.01 | 0 | 0 | 0 | 0 | 0 | 0 | 0 | 0 | 0 | 0 | 0.01 | 0.34 | 0.87 | 1.07 | 1.15 | 1.17 | 1.19 | 1.17 | 1.14 | 1.06 | 0.96 | 0.51 | 0.05 | 0 | 0 | 0 | 0 | 0 | 0 | 0 | 0 | 0 | 0 | 0 | 0 | 0.15 | 0.74 | 0.98 | 1.03 | 1.05 | 1.05 | 1.04 | 1.05 | 0.98 | 0.74 | 0.16 | 0 | 0 | 0 | 0 | 0 | 0 | 0 | 0 | 0 | 0 | 0 | 0 | 0.02 | 0.42 | 0.87 | 0.98 | 0.96 | 0.93 | 0.95 | 0.94 | 0.87 | 0.51 | 0.05 | 0 | 0 | 0 | 0 | 0 | 0 | 0 | 0 | 0 | 0 | 0 | 0 | 0 | 0 | 0.2 | 0.62 | 0.78 | 0.77 | 0.74 | 0.77 | 0.76 | 0.7 | 0.38 | 0.03 | 0 | 0 | 0 | 0 | 0 | 0 | 0
CLOVDL_1_SOLAR |  | Solar_Fixed | Solar Fixed | CISO | North | Norcal | FC | 1.5 | 0 | 0 | 0 | 0 | 0 | 0 | 0 | 0.05 | 0.32 | 0.63 | 0.8 | 0.84 | 0.87 | 0.77 | 0.72 | 0.49 | 0.12 | 0 | 0 | 0 | 0 | 0 | 0 | 0 | 0 | 0 | 0 | 0 | 0 | 0 | 0 | 0.17 | 0.67 | 0.92 | 1.01 | 1.04 | 1.06 | 1 | 0.93 | 0.76 | 0.38 | 0.03 | 0 | 0 | 0 | 0 | 0 | 0 | 0 | 0 | 0 | 0 | 0 | 0 | 0 | 0.1 | 0.52 | 0.84 | 1.01 | 1.03 | 1.02 | 0.99 | 0.92 | 0.82 | 0.63 | 0.22 | 0.05 | 0 | 0 | 0 | 0 | 0 | 0 | 0 | 0 | 0 | 0 | 0 | 0.01 | 0.27 | 0.75 | 1.02 | 1.14 | 1.18 | 1.22 | 1.2 | 1.19 | 1.14 | 1.01 | 0.77 | 0.3 | 0.01 | 0 | 0 | 0 | 0 | 0 | 0 | 0 | 0 | 0 | 0 | 0.08 | 0.49 | 0.86 | 1.08 | 1.19 | 1.24 | 1.23 | 1.23 | 1.23 | 1.19 | 1.06 | 0.86 | 0.45 | 0.06 | 0 | 0 | 0 | 0 | 0 | 0 | 0 | 0 | 0 | 0 | 0.13 | 0.55 | 0.9 | 1.1 | 1.22 | 1.28 | 1.3 | 1.31 | 1.29 | 1.24 | 1.1 | 0.9 | 0.55 | 0.14 | 0 | 0 | 0 | 0 | 0 | 0 | 0 | 0 | 0 | 0 | 0.06 | 0.46 | 0.88 | 1.12 | 1.25 | 1.32 | 1.34 | 1.33 | 1.3 | 1.24 | 1.12 | 0.91 | 0.54 | 0.12 | 0 | 0 | 0 | 0 | 0 | 0 | 0 | 0 | 0 | 0 | 0.01 | 0.29 | 0.76 | 1.05 | 1.21 | 1.28 | 1.29 | 1.29 | 1.27 | 1.2 | 1.06 | 0.78 | 0.32 | 0.02 | 0 | 0 | 0 | 0 | 0 | 0 | 0 | 0 | 0 | 0 | 0 | 0.16 | 0.64 | 0.97 | 1.13 | 1.2 | 1.22 | 1.21 | 1.18 | 1.12 | 0.93 | 0.52 | 0.08 | 0 | 0 | 0 | 0 | 0 | 0 | 0 | 0 | 0 | 0 | 0 | 0 | 0.05 | 0.46 | 0.84 | 1 | 1.05 | 1.06 | 1.05 | 1.02 | 0.93 | 0.67 | 0.2 | 0 | 0 | 0 | 0 | 0 | 0 | 0 | 0 | 0 | 0 | 0 | 0 | 0 | 0.18 | 0.62 | 0.87 | 0.97 | 0.99 | 0.98 | 0.93 | 0.81 | 0.46 | 0.06 | 0 | 0 | 0 | 0 | 0 | 0 | 0 | 0 | 0 | 0 | 0 | 0 | 0 | 0 | 0.06 | 0.34 | 0.59 | 0.73 | 0.78 | 0.74 | 0.67 | 0.62 | 0.32 | 0.04 | 0 | 0 | 0 | 0 | 0 | 0 | 0
CNTNLA_2_SOLAR1 |  | Solar_Fixed | Solar Fixed | CISO | South | Socal | FC | 125 | 0 | 0 | 0 | 0 | 0 | 0 | 0.2 | 16.55 | 55.53 | 75.34 | 81.41 | 84.07 | 81.89 | 78.85 | 65.85 | 38.43 | 5.58 | 0 | 0 | 0 | 0 | 0 | 0 | 0 | 0 | 0 | 0 | 0 | 0 | 0 | 1.38 | 30.81 | 73.07 | 87.04 | 93.13 | 93.47 | 91.8 | 88.4 | 81.33 | 62.46 | 24.21 | 0.6 | 0 | 0 | 0 | 0 | 0 | 0 | 0 | 0 | 0 | 0 | 0 | 0 | 0.27 | 17.67 | 61.65 | 85.46 | 93.81 | 95.4 | 94.22 | 91.96 | 86.48 | 76.47 | 48.24 | 22.43 | 3.38 | 0 | 0 | 0 | 0 | 0 | 0 | 0 | 0 | 0 | 0 | 0 | 3.43 | 34.54 | 74.36 | 93.35 | 101.87 | 106.07 | 106.23 | 104.07 | 101.39 | 93 | 79.12 | 54.27 | 13.55 | 0.18 | 0 | 0 | 0 | 0 | 0 | 0 | 0 | 0 | 0 | 0.18 | 14.3 | 52.52 | 79.67 | 94.69 | 105.24 | 109.42 | 110.01 | 108.8 | 106.6 | 99.29 | 86.81 | 63.02 | 23.67 | 1.55 | 0 | 0 | 0 | 0 | 0 | 0 | 0 | 0 | 0 | 0.46 | 17.57 | 53.6 | 81.38 | 97.21 | 107.59 | 112.47 | 113.35 | 113.21 | 109.33 | 101.22 | 88.72 | 67.81 | 32.35 | 4.08 | 0.01 | 0 | 0 | 0 | 0 | 0 | 0 | 0 | 0 | 0.02 | 8.43 | 36.85 | 68.06 | 87.57 | 100.56 | 107.17 | 109.32 | 108.44 | 103.56 | 96.88 | 83.87 | 63.08 | 28.69 | 3.27 | 0 | 0 | 0 | 0 | 0 | 0 | 0 | 0 | 0 | 0 | 3.75 | 33.17 | 70.78 | 91.02 | 103.45 | 109.86 | 111.93 | 110.11 | 105.51 | 96.04 | 81.27 | 54.22 | 15.49 | 0.42 | 0 | 0 | 0 | 0 | 0 | 0 | 0 | 0 | 0 | 0 | 1.04 | 25.49 | 66.11 | 89.08 | 101.57 | 107.2 | 108.49 | 107.51 | 102.52 | 90.27 | 72.69 | 32.17 | 2.87 | 0.01 | 0 | 0 | 0 | 0 | 0 | 0 | 0 | 0 | 0 | 0 | 0.12 | 13.59 | 57.31 | 82.01 | 93.32 | 99.19 | 100.57 | 99.11 | 94.25 | 83.87 | 53.07 | 10.65 | 0.05 | 0 | 0 | 0 | 0 | 0 | 0 | 0 | 0 | 0 | 0 | 0 | 3.09 | 33.74 | 67.49 | 83.93 | 89.59 | 91.7 | 88.87 | 84.14 | 69.27 | 31.63 | 2.13 | 0 | 0 | 0 | 0 | 0 | 0 | 0 | 0 | 0 | 0 | 0 | 0 | 0 | 0.38 | 17.8 | 49.98 | 66.9 | 73.73 | 77.63 | 75.26 | 69.12 | 56.35 | 25.22 | 1.55 | 0 | 0 | 0 | 0 | 0 | 0 | 0
CNTNLA_2_SOLAR2 |  | Solar_Fixed | Solar Fixed | CISO | South | Socal | FC | 45.6 | 0 | 0 | 0 | 0 | 0 | 0 | 0.07 | 6.04 | 20.26 | 27.48 | 29.7 | 30.67 | 29.87 | 28.77 | 24.02 | 14.02 | 2.04 | 0 | 0 | 0 | 0 | 0 | 0 | 0 | 0 | 0 | 0 | 0 | 0 | 0 | 0.5 | 11.24 | 26.66 | 31.75 | 33.97 | 34.1 | 33.49 | 32.25 | 29.67 | 22.78 | 8.83 | 0.22 | 0 | 0 | 0 | 0 | 0 | 0 | 0 | 0 | 0 | 0 | 0 | 0 | 0.1 | 6.45 | 22.49 | 31.18 | 34.22 | 34.8 | 34.37 | 33.55 | 31.55 | 27.9 | 17.6 | 8.18 | 1.23 | 0 | 0 | 0 | 0 | 0 | 0 | 0 | 0 | 0 | 0 | 0 | 1.25 | 12.6 | 27.13 | 34.05 | 37.16 | 38.7 | 38.75 | 37.96 | 36.99 | 33.92 | 28.86 | 19.8 | 4.94 | 0.07 | 0 | 0 | 0 | 0 | 0 | 0 | 0 | 0 | 0 | 0.07 | 5.22 | 19.16 | 29.06 | 34.54 | 38.39 | 39.92 | 40.13 | 39.69 | 38.89 | 36.22 | 31.67 | 22.99 | 8.64 | 0.56 | 0 | 0 | 0 | 0 | 0 | 0 | 0 | 0 | 0 | 0.17 | 6.41 | 19.55 | 29.69 | 35.46 | 39.25 | 41.03 | 41.35 | 41.3 | 39.88 | 36.92 | 32.37 | 24.74 | 11.8 | 1.49 | 0 | 0 | 0 | 0 | 0 | 0 | 0 | 0 | 0 | 0.01 | 3.07 | 13.44 | 24.83 | 31.94 | 36.68 | 39.1 | 39.88 | 39.56 | 37.78 | 35.34 | 30.6 | 23.01 | 10.47 | 1.19 | 0 | 0 | 0 | 0 | 0 | 0 | 0 | 0 | 0 | 0 | 1.37 | 12.1 | 25.82 | 33.2 | 37.74 | 40.08 | 40.83 | 40.17 | 38.49 | 35.03 | 29.65 | 19.78 | 5.65 | 0.15 | 0 | 0 | 0 | 0 | 0 | 0 | 0 | 0 | 0 | 0 | 0.38 | 9.3 | 24.12 | 32.5 | 37.05 | 39.11 | 39.58 | 39.22 | 37.4 | 32.93 | 26.52 | 11.74 | 1.05 | 0 | 0 | 0 | 0 | 0 | 0 | 0 | 0 | 0 | 0 | 0 | 0.04 | 4.96 | 20.91 | 29.92 | 34.04 | 36.18 | 36.69 | 36.15 | 34.38 | 30.6 | 19.36 | 3.88 | 0.02 | 0 | 0 | 0 | 0 | 0 | 0 | 0 | 0 | 0 | 0 | 0 | 1.13 | 12.31 | 24.62 | 30.62 | 32.68 | 33.45 | 32.42 | 30.69 | 25.27 | 11.54 | 0.78 | 0 | 0 | 0 | 0 | 0 | 0 | 0 | 0 | 0 | 0 | 0 | 0 | 0 | 0.14 | 6.49 | 18.23 | 24.41 | 26.9 | 28.32 | 27.45 | 25.22 | 20.56 | 9.2 | 0.57 | 0 | 0 | 0 | 0 | 0 | 0 | 0
COCOSB_6_SOLAR |  | Solar_Fixed | Solar Fixed | CISO | North | Norcal | EO | 1.5 | 0 | 0 | 0 | 0 | 0 | 0 | 0 | 0.05 | 0.32 | 0.63 | 0.8 | 0.84 | 0.87 | 0.77 | 0.72 | 0.49 | 0.12 | 0 | 0 | 0 | 0 | 0 | 0 | 0 | 0 | 0 | 0 | 0 | 0 | 0 | 0 | 0.17 | 0.67 | 0.92 | 1.01 | 1.04 | 1.06 | 1 | 0.93 | 0.76 | 0.38 | 0.03 | 0 | 0 | 0 | 0 | 0 | 0 | 0 | 0 | 0 | 0 | 0 | 0 | 0 | 0.1 | 0.52 | 0.84 | 1.01 | 1.03 | 1.02 | 0.99 | 0.92 | 0.82 | 0.63 | 0.22 | 0.05 | 0 | 0 | 0 | 0 | 0 | 0 | 0 | 0 | 0 | 0 | 0 | 0.01 | 0.27 | 0.75 | 1.02 | 1.14 | 1.18 | 1.22 | 1.2 | 1.19 | 1.14 | 1.01 | 0.77 | 0.3 | 0.01 | 0 | 0 | 0 | 0 | 0 | 0 | 0 | 0 | 0 | 0 | 0.08 | 0.49 | 0.86 | 1.08 | 1.19 | 1.24 | 1.23 | 1.23 | 1.23 | 1.19 | 1.06 | 0.86 | 0.45 | 0.06 | 0 | 0 | 0 | 0 | 0 | 0 | 0 | 0 | 0 | 0 | 0.13 | 0.55 | 0.9 | 1.1 | 1.22 | 1.28 | 1.3 | 1.31 | 1.29 | 1.24 | 1.1 | 0.9 | 0.55 | 0.14 | 0 | 0 | 0 | 0 | 0 | 0 | 0 | 0 | 0 | 0 | 0.06 | 0.46 | 0.88 | 1.12 | 1.25 | 1.32 | 1.34 | 1.33 | 1.3 | 1.24 | 1.12 | 0.91 | 0.54 | 0.12 | 0 | 0 | 0 | 0 | 0 | 0 | 0 | 0 | 0 | 0 | 0.01 | 0.29 | 0.76 | 1.05 | 1.21 | 1.28 | 1.29 | 1.29 | 1.27 | 1.2 | 1.06 | 0.78 | 0.32 | 0.02 | 0 | 0 | 0 | 0 | 0 | 0 | 0 | 0 | 0 | 0 | 0 | 0.16 | 0.64 | 0.97 | 1.13 | 1.2 | 1.22 | 1.21 | 1.18 | 1.12 | 0.93 | 0.52 | 0.08 | 0 | 0 | 0 | 0 | 0 | 0 | 0 | 0 | 0 | 0 | 0 | 0 | 0.05 | 0.46 | 0.84 | 1 | 1.05 | 1.06 | 1.05 | 1.02 | 0.93 | 0.67 | 0.2 | 0 | 0 | 0 | 0 | 0 | 0 | 0 | 0 | 0 | 0 | 0 | 0 | 0 | 0.18 | 0.62 | 0.87 | 0.97 | 0.99 | 0.98 | 0.93 | 0.81 | 0.46 | 0.06 | 0 | 0 | 0 | 0 | 0 | 0 | 0 | 0 | 0 | 0 | 0 | 0 | 0 | 0 | 0.06 | 0.34 | 0.59 | 0.73 | 0.78 | 0.74 | 0.67 | 0.62 | 0.32 | 0.04 | 0 | 0 | 0 | 0 | 0 | 0 | 0
COPMT2_2_SOLAR2 |  | Solar_Fixed | Solar Fixed | CISO | South | Socal | FC | 155 | 0 | 0 | 0 | 0 | 0 | 0 | 0.25 | 20.52 | 68.86 | 93.42 | 100.94 | 104.25 | 101.55 | 97.78 | 81.66 | 47.65 | 6.92 | 0 | 0 | 0 | 0 | 0 | 0 | 0 | 0 | 0 | 0 | 0 | 0 | 0 | 1.71 | 38.2 | 90.61 | 107.93 | 115.48 | 115.9 | 113.84 | 109.62 | 100.85 | 77.44 | 30.02 | 0.74 | 0 | 0 | 0 | 0 | 0 | 0 | 0 | 0 | 0 | 0 | 0 | 0 | 0.33 | 21.91 | 76.45 | 105.97 | 116.32 | 118.29 | 116.83 | 114.03 | 107.24 | 94.82 | 59.82 | 27.81 | 4.19 | 0 | 0 | 0 | 0 | 0 | 0 | 0 | 0 | 0 | 0 | 0 | 4.25 | 42.83 | 92.21 | 115.76 | 126.31 | 131.53 | 131.73 | 129.04 | 125.72 | 115.31 | 98.11 | 67.3 | 16.8 | 0.22 | 0 | 0 | 0 | 0 | 0 | 0 | 0 | 0 | 0 | 0.22 | 17.73 | 65.12 | 98.79 | 117.42 | 130.5 | 135.68 | 136.41 | 134.92 | 132.18 | 123.11 | 107.65 | 78.15 | 29.35 | 1.92 | 0 | 0 | 0 | 0 | 0 | 0 | 0 | 0 | 0 | 0.57 | 21.79 | 66.47 | 100.91 | 120.55 | 133.42 | 139.46 | 140.55 | 140.38 | 135.57 | 125.51 | 110.01 | 84.08 | 40.11 | 5.07 | 0.01 | 0 | 0 | 0 | 0 | 0 | 0 | 0 | 0 | 0.03 | 10.45 | 45.7 | 84.39 | 108.58 | 124.69 | 132.89 | 135.56 | 134.47 | 128.42 | 120.13 | 104 | 78.22 | 35.58 | 4.06 | 0 | 0 | 0 | 0 | 0 | 0 | 0 | 0 | 0 | 0 | 4.64 | 41.13 | 87.77 | 112.86 | 128.27 | 136.23 | 138.8 | 136.54 | 130.83 | 119.08 | 100.77 | 67.23 | 19.21 | 0.52 | 0 | 0 | 0 | 0 | 0 | 0 | 0 | 0 | 0 | 0 | 1.29 | 31.61 | 81.98 | 110.46 | 125.94 | 132.92 | 134.52 | 133.31 | 127.12 | 111.93 | 90.13 | 39.89 | 3.56 | 0.01 | 0 | 0 | 0 | 0 | 0 | 0 | 0 | 0 | 0 | 0 | 0.15 | 16.85 | 71.07 | 101.69 | 115.72 | 122.99 | 124.7 | 122.89 | 116.87 | 104 | 65.81 | 13.2 | 0.06 | 0 | 0 | 0 | 0 | 0 | 0 | 0 | 0 | 0 | 0 | 0 | 3.83 | 41.83 | 83.69 | 104.07 | 111.09 | 113.71 | 110.19 | 104.33 | 85.89 | 39.22 | 2.64 | 0 | 0 | 0 | 0 | 0 | 0 | 0 | 0 | 0 | 0 | 0 | 0 | 0 | 0.47 | 22.08 | 61.97 | 82.96 | 91.43 | 96.26 | 93.32 | 85.71 | 69.88 | 31.27 | 1.93 | 0 | 0 | 0 | 0 | 0 | 0 | 0
COPMT4_2_SOLAR4 |  | Solar_Fixed | Solar Fixed | CISO | South | Socal | FC | 92 | 0 | 0 | 0 | 0 | 0 | 0 | 0.15 | 12.18 | 40.87 | 55.45 | 59.92 | 61.88 | 60.27 | 58.04 | 48.47 | 28.28 | 4.11 | 0 | 0 | 0 | 0 | 0 | 0 | 0 | 0 | 0 | 0 | 0 | 0 | 0 | 1.01 | 22.67 | 53.78 | 64.06 | 68.54 | 68.79 | 67.57 | 65.06 | 59.86 | 45.97 | 17.82 | 0.44 | 0 | 0 | 0 | 0 | 0 | 0 | 0 | 0 | 0 | 0 | 0 | 0 | 0.2 | 13.01 | 45.37 | 62.9 | 69.04 | 70.21 | 69.35 | 67.68 | 63.65 | 56.28 | 35.51 | 16.51 | 2.49 | 0 | 0 | 0 | 0 | 0 | 0 | 0 | 0 | 0 | 0 | 0 | 2.52 | 25.42 | 54.73 | 68.71 | 74.97 | 78.07 | 78.19 | 76.59 | 74.62 | 68.44 | 58.23 | 39.94 | 9.97 | 0.13 | 0 | 0 | 0 | 0 | 0 | 0 | 0 | 0 | 0 | 0.13 | 10.52 | 38.65 | 58.64 | 69.69 | 77.46 | 80.53 | 80.97 | 80.08 | 78.45 | 73.07 | 63.9 | 46.38 | 17.42 | 1.14 | 0 | 0 | 0 | 0 | 0 | 0 | 0 | 0 | 0 | 0.34 | 12.93 | 39.45 | 59.9 | 71.55 | 79.19 | 82.78 | 83.42 | 83.32 | 80.47 | 74.5 | 65.3 | 49.91 | 23.81 | 3.01 | 0 | 0 | 0 | 0 | 0 | 0 | 0 | 0 | 0 | 0.02 | 6.2 | 27.12 | 50.09 | 64.45 | 74.01 | 78.88 | 80.46 | 79.81 | 76.22 | 71.3 | 61.73 | 46.43 | 21.12 | 2.41 | 0 | 0 | 0 | 0 | 0 | 0 | 0 | 0 | 0 | 0 | 2.76 | 24.41 | 52.1 | 66.99 | 76.14 | 80.86 | 82.38 | 81.04 | 77.66 | 70.68 | 59.81 | 39.9 | 11.4 | 0.31 | 0 | 0 | 0 | 0 | 0 | 0 | 0 | 0 | 0 | 0 | 0.76 | 18.76 | 48.66 | 65.57 | 74.75 | 78.9 | 79.85 | 79.13 | 75.45 | 66.44 | 53.5 | 23.68 | 2.11 | 0.01 | 0 | 0 | 0 | 0 | 0 | 0 | 0 | 0 | 0 | 0 | 0.09 | 10 | 42.18 | 60.36 | 68.69 | 73 | 74.02 | 72.94 | 69.37 | 61.73 | 39.06 | 7.84 | 0.04 | 0 | 0 | 0 | 0 | 0 | 0 | 0 | 0 | 0 | 0 | 0 | 2.27 | 24.83 | 49.67 | 61.77 | 65.94 | 67.49 | 65.4 | 61.93 | 50.98 | 23.28 | 1.57 | 0 | 0 | 0 | 0 | 0 | 0 | 0 | 0 | 0 | 0 | 0 | 0 | 0 | 0.28 | 13.1 | 36.78 | 49.24 | 54.27 | 57.13 | 55.39 | 50.87 | 41.48 | 18.56 | 1.14 | 0 | 0 | 0 | 0 | 0 | 0 | 0
COPMTN_2_CM10 |  | Solar_Fixed | Solar Fixed | CISO | South | Socal | PD | 10 | 0 | 0 | 0 | 0 | 0 | 0 | 0.02 | 1.32 | 4.44 | 6.03 | 6.51 | 6.73 | 6.55 | 6.31 | 5.27 | 3.07 | 0.45 | 0 | 0 | 0 | 0 | 0 | 0 | 0 | 0 | 0 | 0 | 0 | 0 | 0 | 0.11 | 2.46 | 5.85 | 6.96 | 7.45 | 7.48 | 7.34 | 7.07 | 6.51 | 5 | 1.94 | 0.05 | 0 | 0 | 0 | 0 | 0 | 0 | 0 | 0 | 0 | 0 | 0 | 0 | 0.02 | 1.41 | 4.93 | 6.84 | 7.5 | 7.63 | 7.54 | 7.36 | 6.92 | 6.12 | 3.86 | 1.79 | 0.27 | 0 | 0 | 0 | 0 | 0 | 0 | 0 | 0 | 0 | 0 | 0 | 0.27 | 2.76 | 5.95 | 7.47 | 8.15 | 8.49 | 8.5 | 8.33 | 8.11 | 7.44 | 6.33 | 4.34 | 1.08 | 0.01 | 0 | 0 | 0 | 0 | 0 | 0 | 0 | 0 | 0 | 0.01 | 1.14 | 4.2 | 6.37 | 7.58 | 8.42 | 8.75 | 8.8 | 8.7 | 8.53 | 7.94 | 6.95 | 5.04 | 1.89 | 0.12 | 0 | 0 | 0 | 0 | 0 | 0 | 0 | 0 | 0 | 0.04 | 1.41 | 4.29 | 6.51 | 7.78 | 8.61 | 9 | 9.07 | 9.06 | 8.75 | 8.1 | 7.1 | 5.42 | 2.59 | 0.33 | 0 | 0 | 0 | 0 | 0 | 0 | 0 | 0 | 0 | 0 | 0.67 | 2.95 | 5.44 | 7.01 | 8.04 | 8.57 | 8.75 | 8.68 | 8.28 | 7.75 | 6.71 | 5.05 | 2.3 | 0.26 | 0 | 0 | 0 | 0 | 0 | 0 | 0 | 0 | 0 | 0 | 0.3 | 2.65 | 5.66 | 7.28 | 8.28 | 8.79 | 8.95 | 8.81 | 8.44 | 7.68 | 6.5 | 4.34 | 1.24 | 0.03 | 0 | 0 | 0 | 0 | 0 | 0 | 0 | 0 | 0 | 0 | 0.08 | 2.04 | 5.29 | 7.13 | 8.13 | 8.58 | 8.68 | 8.6 | 8.2 | 7.22 | 5.81 | 2.57 | 0.23 | 0 | 0 | 0 | 0 | 0 | 0 | 0 | 0 | 0 | 0 | 0 | 0.01 | 1.09 | 4.58 | 6.56 | 7.47 | 7.93 | 8.05 | 7.93 | 7.54 | 6.71 | 4.25 | 0.85 | 0 | 0 | 0 | 0 | 0 | 0 | 0 | 0 | 0 | 0 | 0 | 0 | 0.25 | 2.7 | 5.4 | 6.71 | 7.17 | 7.34 | 7.11 | 6.73 | 5.54 | 2.53 | 0.17 | 0 | 0 | 0 | 0 | 0 | 0 | 0 | 0 | 0 | 0 | 0 | 0 | 0 | 0.03 | 1.42 | 4 | 5.35 | 5.9 | 6.21 | 6.02 | 5.53 | 4.51 | 2.02 | 0.12 | 0 | 0 | 0 | 0 | 0 | 0 | 0
COPMTN_2_SOLAR1 |  | Solar_Fixed | Solar Fixed | CISO | South | Socal | PD | 48 | 0 | 0 | 0 | 0 | 0 | 0 | 0.08 | 6.35 | 21.32 | 28.93 | 31.26 | 32.28 | 31.45 | 30.28 | 25.29 | 14.76 | 2.14 | 0 | 0 | 0 | 0 | 0 | 0 | 0 | 0 | 0 | 0 | 0 | 0 | 0 | 0.53 | 11.83 | 28.06 | 33.42 | 35.76 | 35.89 | 35.25 | 33.95 | 31.23 | 23.98 | 9.3 | 0.23 | 0 | 0 | 0 | 0 | 0 | 0 | 0 | 0 | 0 | 0 | 0 | 0 | 0.1 | 6.79 | 23.67 | 32.82 | 36.02 | 36.63 | 36.18 | 35.31 | 33.21 | 29.36 | 18.52 | 8.61 | 1.3 | 0 | 0 | 0 | 0 | 0 | 0 | 0 | 0 | 0 | 0 | 0 | 1.32 | 13.26 | 28.55 | 35.85 | 39.12 | 40.73 | 40.79 | 39.96 | 38.93 | 35.71 | 30.38 | 20.84 | 5.2 | 0.07 | 0 | 0 | 0 | 0 | 0 | 0 | 0 | 0 | 0 | 0.07 | 5.49 | 20.17 | 30.59 | 36.36 | 40.41 | 42.02 | 42.24 | 41.78 | 40.93 | 38.13 | 33.34 | 24.2 | 9.09 | 0.59 | 0 | 0 | 0 | 0 | 0 | 0 | 0 | 0 | 0 | 0.18 | 6.75 | 20.58 | 31.25 | 37.33 | 41.32 | 43.19 | 43.53 | 43.47 | 41.98 | 38.87 | 34.07 | 26.04 | 12.42 | 1.57 | 0 | 0 | 0 | 0 | 0 | 0 | 0 | 0 | 0 | 0.01 | 3.24 | 14.15 | 26.13 | 33.63 | 38.61 | 41.15 | 41.98 | 41.64 | 39.77 | 37.2 | 32.21 | 24.22 | 11.02 | 1.26 | 0 | 0 | 0 | 0 | 0 | 0 | 0 | 0 | 0 | 0 | 1.44 | 12.74 | 27.18 | 34.95 | 39.72 | 42.19 | 42.98 | 42.28 | 40.52 | 36.88 | 31.21 | 20.82 | 5.95 | 0.16 | 0 | 0 | 0 | 0 | 0 | 0 | 0 | 0 | 0 | 0 | 0.4 | 9.79 | 25.39 | 34.21 | 39 | 41.16 | 41.66 | 41.28 | 39.37 | 34.66 | 27.91 | 12.35 | 1.1 | 0 | 0 | 0 | 0 | 0 | 0 | 0 | 0 | 0 | 0 | 0 | 0.04 | 5.22 | 22.01 | 31.49 | 35.84 | 38.09 | 38.62 | 38.06 | 36.19 | 32.21 | 20.38 | 4.09 | 0.02 | 0 | 0 | 0 | 0 | 0 | 0 | 0 | 0 | 0 | 0 | 0 | 1.19 | 12.95 | 25.92 | 32.23 | 34.4 | 35.21 | 34.12 | 32.31 | 26.6 | 12.15 | 0.82 | 0 | 0 | 0 | 0 | 0 | 0 | 0 | 0 | 0 | 0 | 0 | 0 | 0 | 0.15 | 6.84 | 19.19 | 25.69 | 28.31 | 29.81 | 28.9 | 26.54 | 21.64 | 9.68 | 0.6 | 0 | 0 | 0 | 0 | 0 | 0 | 0
CORCAN_1_SOLAR1 |  | Solar_Fixed | Solar Fixed | CISO | North | Norcal | FC | 20 | 0 | 0 | 0 | 0 | 0 | 0 | 0 | 0.62 | 4.32 | 8.46 | 10.65 | 11.16 | 11.64 | 10.25 | 9.63 | 6.57 | 1.54 | 0 | 0 | 0 | 0 | 0 | 0 | 0 | 0 | 0 | 0 | 0 | 0 | 0 | 0 | 2.29 | 8.92 | 12.29 | 13.48 | 13.8 | 14.15 | 13.34 | 12.42 | 10.08 | 5.11 | 0.37 | 0 | 0 | 0 | 0 | 0 | 0 | 0 | 0 | 0 | 0 | 0 | 0 | 0 | 1.27 | 6.87 | 11.2 | 13.42 | 13.72 | 13.62 | 13.13 | 12.3 | 10.96 | 8.45 | 2.99 | 0.64 | 0 | 0 | 0 | 0 | 0 | 0 | 0 | 0 | 0 | 0 | 0 | 0.12 | 3.56 | 10.04 | 13.58 | 15.15 | 15.75 | 16.26 | 15.98 | 15.91 | 15.2 | 13.45 | 10.25 | 3.94 | 0.17 | 0 | 0 | 0 | 0 | 0 | 0 | 0 | 0 | 0 | 0 | 1.13 | 6.54 | 11.45 | 14.42 | 15.87 | 16.49 | 16.45 | 16.45 | 16.44 | 15.82 | 14.1 | 11.43 | 5.99 | 0.81 | 0 | 0 | 0 | 0 | 0 | 0 | 0 | 0 | 0 | 0.01 | 1.73 | 7.29 | 11.94 | 14.68 | 16.3 | 17.12 | 17.39 | 17.52 | 17.15 | 16.48 | 14.73 | 11.97 | 7.29 | 1.81 | 0.02 | 0 | 0 | 0 | 0 | 0 | 0 | 0 | 0 | 0 | 0.86 | 6.19 | 11.74 | 14.99 | 16.71 | 17.59 | 17.89 | 17.73 | 17.35 | 16.49 | 14.88 | 12.07 | 7.26 | 1.59 | 0.01 | 0 | 0 | 0 | 0 | 0 | 0 | 0 | 0 | 0 | 0.17 | 3.85 | 10.19 | 14.05 | 16.15 | 17.07 | 17.25 | 17.23 | 16.91 | 16.06 | 14.11 | 10.38 | 4.21 | 0.28 | 0 | 0 | 0 | 0 | 0 | 0 | 0 | 0 | 0 | 0 | 0.01 | 2.15 | 8.56 | 12.94 | 15.13 | 15.95 | 16.28 | 16.1 | 15.77 | 14.91 | 12.36 | 6.96 | 1.06 | 0 | 0 | 0 | 0 | 0 | 0 | 0 | 0 | 0 | 0 | 0 | 0 | 0.69 | 6.13 | 11.18 | 13.3 | 13.98 | 14.18 | 14.06 | 13.66 | 12.34 | 8.97 | 2.73 | 0.02 | 0 | 0 | 0 | 0 | 0 | 0 | 0 | 0 | 0 | 0 | 0 | 0.02 | 2.43 | 8.25 | 11.58 | 12.9 | 13.15 | 13.08 | 12.33 | 10.81 | 6.18 | 0.82 | 0 | 0 | 0 | 0 | 0 | 0 | 0 | 0 | 0 | 0 | 0 | 0 | 0 | 0 | 0.78 | 4.5 | 7.85 | 9.68 | 10.34 | 9.89 | 8.93 | 8.22 | 4.24 | 0.52 | 0 | 0 | 0 | 0 | 0 | 0 | 0
CORCAN_1_SOLAR2 |  | Solar_1Axis | Solar Tracking | CISO | North | Norcal | FC | 11 | 0 | 0 | 0 | 0 | 0 | 0 | 0 | 0.26 | 2.08 | 3.68 | 4.49 | 4.86 | 5.01 | 4.68 | 4.37 | 3 | 0.66 | 0 | 0 | 0 | 0 | 0 | 0 | 0 | 0 | 0 | 0 | 0 | 0 | 0 | 0 | 1.39 | 5.68 | 7.29 | 7.26 | 6.93 | 6.85 | 6.83 | 6.98 | 6.06 | 3.16 | 0.17 | 0 | 0 | 0 | 0 | 0 | 0 | 0 | 0 | 0 | 0 | 0 | 0 | 0 | 0.86 | 4.84 | 7.26 | 7.66 | 7.38 | 7.44 | 7.12 | 6.77 | 6.37 | 5.34 | 1.62 | 0.33 | 0 | 0 | 0 | 0 | 0 | 0 | 0 | 0 | 0 | 0 | 0 | 0.09 | 2.83 | 6.76 | 7.95 | 7.9 | 7.78 | 8.04 | 8 | 7.85 | 7.95 | 7.49 | 6.65 | 2.86 | 0.11 | 0 | 0 | 0 | 0 | 0 | 0 | 0 | 0 | 0 | 0 | 1.03 | 5.49 | 7.72 | 8.26 | 8.4 | 8.33 | 8.51 | 8.52 | 8.54 | 8.66 | 8.41 | 7.89 | 4.81 | 0.64 | 0 | 0 | 0 | 0 | 0 | 0 | 0 | 0 | 0 | 0.01 | 1.71 | 6.21 | 8.37 | 9.1 | 9.22 | 9.3 | 9.36 | 9.31 | 9.24 | 9.27 | 8.92 | 8.35 | 6.03 | 1.63 | 0.01 | 0 | 0 | 0 | 0 | 0 | 0 | 0 | 0 | 0 | 0.77 | 5.08 | 8.4 | 9.27 | 9.41 | 9.44 | 9.37 | 9.37 | 9.22 | 9.21 | 8.88 | 8.21 | 5.7 | 1.32 | 0.01 | 0 | 0 | 0 | 0 | 0 | 0 | 0 | 0 | 0 | 0.11 | 3 | 7.02 | 8.54 | 8.88 | 9 | 8.98 | 8.9 | 8.89 | 8.86 | 8.47 | 6.9 | 3.03 | 0.18 | 0 | 0 | 0 | 0 | 0 | 0 | 0 | 0 | 0 | 0 | 0 | 1.45 | 5.6 | 7.49 | 7.94 | 8.03 | 7.94 | 7.89 | 7.91 | 8.02 | 7.22 | 4.48 | 0.57 | 0 | 0 | 0 | 0 | 0 | 0 | 0 | 0 | 0 | 0 | 0 | 0 | 0.38 | 3.58 | 6.26 | 6.9 | 6.81 | 6.56 | 6.64 | 6.84 | 6.68 | 5.23 | 1.48 | 0.01 | 0 | 0 | 0 | 0 | 0 | 0 | 0 | 0 | 0 | 0 | 0 | 0.01 | 1.18 | 4.1 | 5.59 | 5.8 | 5.56 | 5.72 | 5.85 | 5.53 | 3.37 | 0.4 | 0 | 0 | 0 | 0 | 0 | 0 | 0 | 0 | 0 | 0 | 0 | 0 | 0 | 0 | 0.28 | 2.06 | 3.37 | 4.04 | 4.42 | 4.36 | 4.2 | 3.53 | 1.88 | 0.22 | 0 | 0 | 0 | 0 | 0 | 0 | 0
CORONS_2_SOLAR |  | Solar_Fixed | Solar Fixed | CISO | South | Socal | EO | 0.99 | 0 | 0 | 0 | 0 | 0 | 0 | 0 | 0.13 | 0.44 | 0.6 | 0.64 | 0.67 | 0.65 | 0.62 | 0.52 | 0.3 | 0.04 | 0 | 0 | 0 | 0 | 0 | 0 | 0 | 0 | 0 | 0 | 0 | 0 | 0 | 0.01 | 0.24 | 0.58 | 0.69 | 0.74 | 0.74 | 0.73 | 0.7 | 0.64 | 0.49 | 0.19 | 0 | 0 | 0 | 0 | 0 | 0 | 0 | 0 | 0 | 0 | 0 | 0 | 0 | 0 | 0.14 | 0.49 | 0.68 | 0.74 | 0.76 | 0.75 | 0.73 | 0.68 | 0.61 | 0.38 | 0.18 | 0.03 | 0 | 0 | 0 | 0 | 0 | 0 | 0 | 0 | 0 | 0 | 0 | 0.03 | 0.27 | 0.59 | 0.74 | 0.81 | 0.84 | 0.84 | 0.82 | 0.8 | 0.74 | 0.63 | 0.43 | 0.11 | 0 | 0 | 0 | 0 | 0 | 0 | 0 | 0 | 0 | 0 | 0 | 0.11 | 0.42 | 0.63 | 0.75 | 0.83 | 0.87 | 0.87 | 0.86 | 0.84 | 0.79 | 0.69 | 0.5 | 0.19 | 0.01 | 0 | 0 | 0 | 0 | 0 | 0 | 0 | 0 | 0 | 0 | 0.14 | 0.42 | 0.64 | 0.77 | 0.85 | 0.89 | 0.9 | 0.9 | 0.87 | 0.8 | 0.7 | 0.54 | 0.26 | 0.03 | 0 | 0 | 0 | 0 | 0 | 0 | 0 | 0 | 0 | 0 | 0.07 | 0.29 | 0.54 | 0.69 | 0.8 | 0.85 | 0.87 | 0.86 | 0.82 | 0.77 | 0.66 | 0.5 | 0.23 | 0.03 | 0 | 0 | 0 | 0 | 0 | 0 | 0 | 0 | 0 | 0 | 0.03 | 0.26 | 0.56 | 0.72 | 0.82 | 0.87 | 0.89 | 0.87 | 0.84 | 0.76 | 0.64 | 0.43 | 0.12 | 0 | 0 | 0 | 0 | 0 | 0 | 0 | 0 | 0 | 0 | 0 | 0.01 | 0.2 | 0.52 | 0.71 | 0.8 | 0.85 | 0.86 | 0.85 | 0.81 | 0.71 | 0.58 | 0.25 | 0.02 | 0 | 0 | 0 | 0 | 0 | 0 | 0 | 0 | 0 | 0 | 0 | 0 | 0.11 | 0.45 | 0.65 | 0.74 | 0.79 | 0.8 | 0.78 | 0.75 | 0.66 | 0.42 | 0.08 | 0 | 0 | 0 | 0 | 0 | 0 | 0 | 0 | 0 | 0 | 0 | 0 | 0.02 | 0.27 | 0.53 | 0.66 | 0.71 | 0.73 | 0.7 | 0.67 | 0.55 | 0.25 | 0.02 | 0 | 0 | 0 | 0 | 0 | 0 | 0 | 0 | 0 | 0 | 0 | 0 | 0 | 0 | 0.14 | 0.4 | 0.53 | 0.58 | 0.61 | 0.6 | 0.55 | 0.45 | 0.2 | 0.01 | 0 | 0 | 0 | 0 | 0 | 0 | 0
CPVERD_2_SOLAR |  | Solar_Fixed | Solar Fixed | CISO | South | Socal | FC | 139 | 0 | 0 | 0 | 0 | 0 | 0 | 0.22 | 18.4 | 61.75 | 83.78 | 90.52 | 93.49 | 91.06 | 87.69 | 73.23 | 42.73 | 6.2 | 0 | 0 | 0 | 0 | 0 | 0 | 0 | 0 | 0 | 0 | 0 | 0 | 0 | 1.53 | 34.26 | 81.26 | 96.79 | 103.56 | 103.94 | 102.09 | 98.3 | 90.44 | 69.45 | 26.92 | 0.66 | 0 | 0 | 0 | 0 | 0 | 0 | 0 | 0 | 0 | 0 | 0 | 0 | 0.3 | 19.65 | 68.55 | 95.03 | 104.31 | 106.08 | 104.77 | 102.26 | 96.17 | 85.03 | 53.64 | 24.94 | 3.76 | 0 | 0 | 0 | 0 | 0 | 0 | 0 | 0 | 0 | 0 | 0 | 3.81 | 38.41 | 82.69 | 103.81 | 113.27 | 117.96 | 118.13 | 115.72 | 112.74 | 103.41 | 87.98 | 60.35 | 15.06 | 0.2 | 0 | 0 | 0 | 0 | 0 | 0 | 0 | 0 | 0 | 0.2 | 15.9 | 58.4 | 88.59 | 105.29 | 117.03 | 121.67 | 122.33 | 120.99 | 118.53 | 110.41 | 96.54 | 70.08 | 26.32 | 1.72 | 0 | 0 | 0 | 0 | 0 | 0 | 0 | 0 | 0 | 0.51 | 19.54 | 59.61 | 90.49 | 108.1 | 119.65 | 125.07 | 126.04 | 125.89 | 121.57 | 112.55 | 98.66 | 75.4 | 35.97 | 4.54 | 0.01 | 0 | 0 | 0 | 0 | 0 | 0 | 0 | 0 | 0.02 | 9.37 | 40.98 | 75.68 | 97.37 | 111.82 | 119.17 | 121.57 | 120.59 | 115.16 | 107.73 | 93.26 | 70.14 | 31.9 | 3.64 | 0 | 0 | 0 | 0 | 0 | 0 | 0 | 0 | 0 | 0 | 4.16 | 36.88 | 78.71 | 101.21 | 115.03 | 122.17 | 124.47 | 122.45 | 117.33 | 106.79 | 90.37 | 60.29 | 17.22 | 0.47 | 0 | 0 | 0 | 0 | 0 | 0 | 0 | 0 | 0 | 0 | 1.15 | 28.35 | 73.52 | 99.06 | 112.94 | 119.2 | 120.64 | 119.55 | 114 | 100.38 | 80.83 | 35.77 | 3.2 | 0.01 | 0 | 0 | 0 | 0 | 0 | 0 | 0 | 0 | 0 | 0 | 0.13 | 15.11 | 63.73 | 91.19 | 103.77 | 110.3 | 111.83 | 110.21 | 104.8 | 93.27 | 59.01 | 11.84 | 0.05 | 0 | 0 | 0 | 0 | 0 | 0 | 0 | 0 | 0 | 0 | 0 | 3.43 | 37.52 | 75.05 | 93.33 | 99.62 | 101.98 | 98.82 | 93.56 | 77.02 | 35.17 | 2.37 | 0 | 0 | 0 | 0 | 0 | 0 | 0 | 0 | 0 | 0 | 0 | 0 | 0 | 0.42 | 19.8 | 55.57 | 74.4 | 81.99 | 86.32 | 83.69 | 76.86 | 62.66 | 28.04 | 1.73 | 0 | 0 | 0 | 0 | 0 | 0 | 0
CRELMN_6_RAMON1 |  | Solar_Fixed | Solar Fixed | CISO | South | Socal | FC | 2 | 0 | 0 | 0 | 0 | 0 | 0 | 0 | 0.26 | 0.89 | 1.21 | 1.3 | 1.35 | 1.31 | 1.26 | 1.05 | 0.61 | 0.09 | 0 | 0 | 0 | 0 | 0 | 0 | 0 | 0 | 0 | 0 | 0 | 0 | 0 | 0.02 | 0.49 | 1.17 | 1.39 | 1.49 | 1.5 | 1.47 | 1.41 | 1.3 | 1 | 0.39 | 0.01 | 0 | 0 | 0 | 0 | 0 | 0 | 0 | 0 | 0 | 0 | 0 | 0 | 0 | 0.28 | 0.99 | 1.37 | 1.5 | 1.53 | 1.51 | 1.47 | 1.38 | 1.22 | 0.77 | 0.36 | 0.05 | 0 | 0 | 0 | 0 | 0 | 0 | 0 | 0 | 0 | 0 | 0 | 0.05 | 0.55 | 1.19 | 1.49 | 1.63 | 1.7 | 1.7 | 1.67 | 1.62 | 1.49 | 1.27 | 0.87 | 0.22 | 0 | 0 | 0 | 0 | 0 | 0 | 0 | 0 | 0 | 0 | 0 | 0.23 | 0.84 | 1.27 | 1.52 | 1.68 | 1.75 | 1.76 | 1.74 | 1.71 | 1.59 | 1.39 | 1.01 | 0.38 | 0.02 | 0 | 0 | 0 | 0 | 0 | 0 | 0 | 0 | 0 | 0.01 | 0.28 | 0.86 | 1.3 | 1.56 | 1.72 | 1.8 | 1.81 | 1.81 | 1.75 | 1.62 | 1.42 | 1.08 | 0.52 | 0.07 | 0 | 0 | 0 | 0 | 0 | 0 | 0 | 0 | 0 | 0 | 0.13 | 0.59 | 1.09 | 1.4 | 1.61 | 1.71 | 1.75 | 1.74 | 1.66 | 1.55 | 1.34 | 1.01 | 0.46 | 0.05 | 0 | 0 | 0 | 0 | 0 | 0 | 0 | 0 | 0 | 0 | 0.06 | 0.53 | 1.13 | 1.46 | 1.66 | 1.76 | 1.79 | 1.76 | 1.69 | 1.54 | 1.3 | 0.87 | 0.25 | 0.01 | 0 | 0 | 0 | 0 | 0 | 0 | 0 | 0 | 0 | 0 | 0.02 | 0.41 | 1.06 | 1.43 | 1.63 | 1.72 | 1.74 | 1.72 | 1.64 | 1.44 | 1.16 | 0.51 | 0.05 | 0 | 0 | 0 | 0 | 0 | 0 | 0 | 0 | 0 | 0 | 0 | 0 | 0.22 | 0.92 | 1.31 | 1.49 | 1.59 | 1.61 | 1.59 | 1.51 | 1.34 | 0.85 | 0.17 | 0 | 0 | 0 | 0 | 0 | 0 | 0 | 0 | 0 | 0 | 0 | 0 | 0.05 | 0.54 | 1.08 | 1.34 | 1.43 | 1.47 | 1.42 | 1.35 | 1.11 | 0.51 | 0.03 | 0 | 0 | 0 | 0 | 0 | 0 | 0 | 0 | 0 | 0 | 0 | 0 | 0 | 0.01 | 0.28 | 0.8 | 1.07 | 1.18 | 1.24 | 1.2 | 1.11 | 0.9 | 0.4 | 0.02 | 0 | 0 | 0 | 0 | 0 | 0 | 0
CRELMN_6_RAMON2 |  | Solar_Fixed | Solar Fixed | CISO | South | Socal | FC | 5 | 0 | 0 | 0 | 0 | 0 | 0 | 0.01 | 0.66 | 2.22 | 3.01 | 3.26 | 3.36 | 3.28 | 3.15 | 2.63 | 1.54 | 0.22 | 0 | 0 | 0 | 0 | 0 | 0 | 0 | 0 | 0 | 0 | 0 | 0 | 0 | 0.06 | 1.23 | 2.92 | 3.48 | 3.73 | 3.74 | 3.67 | 3.54 | 3.25 | 2.5 | 0.97 | 0.02 | 0 | 0 | 0 | 0 | 0 | 0 | 0 | 0 | 0 | 0 | 0 | 0 | 0.01 | 0.71 | 2.47 | 3.42 | 3.75 | 3.82 | 3.77 | 3.68 | 3.46 | 3.06 | 1.93 | 0.9 | 0.14 | 0 | 0 | 0 | 0 | 0 | 0 | 0 | 0 | 0 | 0 | 0 | 0.14 | 1.38 | 2.97 | 3.73 | 4.07 | 4.24 | 4.25 | 4.16 | 4.06 | 3.72 | 3.16 | 2.17 | 0.54 | 0.01 | 0 | 0 | 0 | 0 | 0 | 0 | 0 | 0 | 0 | 0.01 | 0.57 | 2.1 | 3.19 | 3.79 | 4.21 | 4.38 | 4.4 | 4.35 | 4.26 | 3.97 | 3.47 | 2.52 | 0.95 | 0.06 | 0 | 0 | 0 | 0 | 0 | 0 | 0 | 0 | 0 | 0.02 | 0.7 | 2.14 | 3.26 | 3.89 | 4.3 | 4.5 | 4.53 | 4.53 | 4.37 | 4.05 | 3.55 | 2.71 | 1.29 | 0.16 | 0 | 0 | 0 | 0 | 0 | 0 | 0 | 0 | 0 | 0 | 0.34 | 1.47 | 2.72 | 3.5 | 4.02 | 4.29 | 4.37 | 4.34 | 4.14 | 3.88 | 3.35 | 2.52 | 1.15 | 0.13 | 0 | 0 | 0 | 0 | 0 | 0 | 0 | 0 | 0 | 0 | 0.15 | 1.33 | 2.83 | 3.64 | 4.14 | 4.39 | 4.48 | 4.4 | 4.22 | 3.84 | 3.25 | 2.17 | 0.62 | 0.02 | 0 | 0 | 0 | 0 | 0 | 0 | 0 | 0 | 0 | 0 | 0.04 | 1.02 | 2.64 | 3.56 | 4.06 | 4.29 | 4.34 | 4.3 | 4.1 | 3.61 | 2.91 | 1.29 | 0.11 | 0 | 0 | 0 | 0 | 0 | 0 | 0 | 0 | 0 | 0 | 0 | 0 | 0.54 | 2.29 | 3.28 | 3.73 | 3.97 | 4.02 | 3.96 | 3.77 | 3.35 | 2.12 | 0.43 | 0 | 0 | 0 | 0 | 0 | 0 | 0 | 0 | 0 | 0 | 0 | 0 | 0.12 | 1.35 | 2.7 | 3.36 | 3.58 | 3.67 | 3.55 | 3.37 | 2.77 | 1.27 | 0.09 | 0 | 0 | 0 | 0 | 0 | 0 | 0 | 0 | 0 | 0 | 0 | 0 | 0 | 0.02 | 0.71 | 2 | 2.68 | 2.95 | 3.11 | 3.01 | 2.76 | 2.25 | 1.01 | 0.06 | 0 | 0 | 0 | 0 | 0 | 0 | 0
CRELMN_6_RAMSR3 |  | Solar_1Axis | Solar Tracking | CISO | South | Socal | PD | 4.32 | 0 | 0 | 0 | 0 | 0 | 0 | 0 | 0.52 | 2.03 | 2.64 | 2.61 | 2.57 | 2.54 | 2.54 | 2.31 | 1.66 | 0.28 | 0 | 0 | 0 | 0 | 0 | 0 | 0 | 0 | 0 | 0 | 0 | 0 | 0 | 0.03 | 1.13 | 2.75 | 3.04 | 2.97 | 2.95 | 2.93 | 2.82 | 2.76 | 2.5 | 1.06 | 0.04 | 0 | 0 | 0 | 0 | 0 | 0 | 0 | 0 | 0 | 0 | 0 | 0 | 0.01 | 0.74 | 2.57 | 3.15 | 3.16 | 3.1 | 3.07 | 3.05 | 2.9 | 2.67 | 2 | 0.75 | 0.12 | 0 | 0 | 0 | 0 | 0 | 0 | 0 | 0 | 0 | 0 | 0 | 0.13 | 1.58 | 3.09 | 3.31 | 3.44 | 3.43 | 3.46 | 3.42 | 3.38 | 3.26 | 3.07 | 2.49 | 0.79 | 0.01 | 0 | 0 | 0 | 0 | 0 | 0 | 0 | 0 | 0 | 0 | 0.64 | 2.37 | 3.25 | 3.52 | 3.63 | 3.67 | 3.68 | 3.66 | 3.6 | 3.51 | 3.35 | 2.94 | 1.42 | 0.11 | 0 | 0 | 0 | 0 | 0 | 0 | 0 | 0 | 0 | 0.01 | 0.79 | 2.4 | 3.21 | 3.49 | 3.65 | 3.72 | 3.69 | 3.69 | 3.64 | 3.54 | 3.39 | 3.06 | 1.83 | 0.3 | 0 | 0 | 0 | 0 | 0 | 0 | 0 | 0 | 0 | 0 | 0.35 | 1.85 | 2.96 | 3.4 | 3.59 | 3.66 | 3.62 | 3.58 | 3.55 | 3.46 | 3.29 | 2.84 | 1.63 | 0.24 | 0 | 0 | 0 | 0 | 0 | 0 | 0 | 0 | 0 | 0 | 0.13 | 1.48 | 2.91 | 3.41 | 3.59 | 3.68 | 3.69 | 3.61 | 3.43 | 3.35 | 3.08 | 2.45 | 0.88 | 0.02 | 0 | 0 | 0 | 0 | 0 | 0 | 0 | 0 | 0 | 0 | 0.02 | 0.99 | 2.53 | 3.11 | 3.33 | 3.4 | 3.45 | 3.39 | 3.29 | 3.08 | 2.79 | 1.48 | 0.13 | 0 | 0 | 0 | 0 | 0 | 0 | 0 | 0 | 0 | 0 | 0 | 0 | 0.43 | 2.13 | 2.85 | 3 | 3.04 | 3.03 | 3 | 3.05 | 2.85 | 2.15 | 0.47 | 0 | 0 | 0 | 0 | 0 | 0 | 0 | 0 | 0 | 0 | 0 | 0 | 0.07 | 1.21 | 2.52 | 2.84 | 2.78 | 2.7 | 2.75 | 2.73 | 2.51 | 1.48 | 0.14 | 0 | 0 | 0 | 0 | 0 | 0 | 0 | 0 | 0 | 0 | 0 | 0 | 0 | 0 | 0.57 | 1.8 | 2.26 | 2.22 | 2.14 | 2.23 | 2.19 | 2.02 | 1.1 | 0.09 | 0 | 0 | 0 | 0 | 0 | 0 | 0
CRSTWD_6_KUMYAY |  | Wind | Wind | CISO | South | Socal | FC | 50 | 2.62 | 2.78 | 2.62 | 2.5 | 2.79 | 2.71 | 2.78 | 2.55 | 2.22 | 2.52 | 2.24 | 2.45 | 2.75 | 2.51 | 2.77 | 2.76 | 2.36 | 2.28 | 2.73 | 2.57 | 2.54 | 2.79 | 2.41 | 2.54 | 4.85 | 4.62 | 5.3 | 5.17 | 4.36 | 4.63 | 4.55 | 3.73 | 3.9 | 4.31 | 5.37 | 5.56 | 5.01 | 4.64 | 5.92 | 6.07 | 5.95 | 6.22 | 5.88 | 6.4 | 7.34 | 6.34 | 5.58 | 5.49 | 5.4 | 5.07 | 4.45 | 4.41 | 4.5 | 4.48 | 4.49 | 3.69 | 2.85 | 2.85 | 2.9 | 3.28 | 3.97 | 4.29 | 4.85 | 4.73 | 6.33 | 6.74 | 6.35 | 6.83 | 6.62 | 6.79 | 5.6 | 5.31 | 18.47 | 19.15 | 17.49 | 16 | 14.96 | 13.37 | 11.03 | 9.1 | 6.64 | 5.92 | 5.87 | 5.86 | 5.7 | 6.65 | 9.98 | 13.78 | 16.38 | 18.4 | 19.74 | 20.17 | 20.18 | 20.35 | 19.4 | 19.4 | 21.6 | 20.47 | 19.57 | 19.56 | 17.22 | 13.84 | 10.61 | 7.98 | 5.91 | 4.41 | 3.32 | 3.19 | 2.74 | 3.8 | 6.31 | 10.2 | 15.9 | 19.04 | 21.5 | 20.73 | 20.95 | 22.13 | 21.8 | 22.28 | 22.22 | 21.69 | 20.17 | 18.42 | 16.81 | 13.57 | 10.62 | 7.8 | 4.79 | 3.47 | 2.49 | 2.9 | 3.14 | 3.69 | 6.06 | 9.68 | 13.97 | 16.5 | 18.96 | 21.25 | 23.21 | 23.13 | 22.86 | 23.03 | 20.92 | 19.66 | 18.54 | 16.33 | 13.53 | 11.63 | 8.64 | 5.59 | 2.85 | 1.9 | 1.62 | 1.92 | 2.55 | 3.74 | 6.12 | 9.12 | 13.11 | 16.66 | 19.26 | 21.02 | 22.75 | 23.31 | 22.58 | 21.77 | 18.73 | 18.16 | 16.66 | 14.25 | 11.48 | 10.01 | 7.36 | 5.31 | 3.26 | 2.23 | 1.75 | 1.94 | 2.63 | 3.7 | 5.69 | 8.29 | 11.38 | 14.59 | 16.44 | 19.93 | 21.14 | 21.06 | 20.38 | 19.43 | 9.45 | 8.71 | 7.89 | 6.14 | 5.06 | 3.66 | 2.94 | 2.03 | 1.69 | 1.7 | 1.95 | 2.59 | 3.01 | 3.57 | 4.44 | 5.48 | 6.2 | 8.17 | 10 | 12.01 | 12.02 | 12 | 11.28 | 10.31 | 4.92 | 4.56 | 4.63 | 4.56 | 4.17 | 3.43 | 2.77 | 2.29 | 1.53 | 1.38 | 1.47 | 1.84 | 2.17 | 2.17 | 2.2 | 2.55 | 3.25 | 3.88 | 4.68 | 5.39 | 5.95 | 6.06 | 5.6 | 4.82 | 2.2 | 1.95 | 2 | 2.03 | 2.06 | 2.09 | 1.99 | 1.79 | 1.63 | 1.78 | 1.94 | 2.21 | 2.1 | 2.22 | 2.24 | 1.87 | 1.7 | 2.16 | 2.72 | 2.93 | 3.13 | 2.32 | 2.46 | 2.37 | 1.86 | 1.81 | 1.77 | 2.04 | 1.99 | 2.03 | 2.01 | 1.87 | 1.75 | 1.75 | 1.74 | 1.9 | 1.88 | 1.74 | 1.66 | 1.74 | 1.93 | 2.03 | 2.3 | 2.15 | 2.43 | 2.19 | 2.07 | 2.05
CRWCKS_1_SOLAR1 |  | Solar_1Axis | Solar Tracking | CISO | North | Norcal | EO | 20 | 0 | 0 | 0 | 0 | 0 | 0 | 0 | 0.47 | 3.78 | 6.7 | 8.17 | 8.83 | 9.12 | 8.51 | 7.94 | 5.45 | 1.21 | 0 | 0 | 0 | 0 | 0 | 0 | 0 | 0 | 0 | 0 | 0 | 0 | 0 | 0 | 2.54 | 10.33 | 13.25 | 13.2 | 12.6 | 12.45 | 12.42 | 12.69 | 11.02 | 5.75 | 0.31 | 0 | 0 | 0 | 0 | 0 | 0 | 0 | 0 | 0 | 0 | 0 | 0 | 0 | 1.56 | 8.8 | 13.2 | 13.92 | 13.41 | 13.52 | 12.95 | 12.31 | 11.59 | 9.7 | 2.94 | 0.61 | 0 | 0 | 0 | 0 | 0 | 0 | 0 | 0 | 0 | 0 | 0 | 0.16 | 5.14 | 12.28 | 14.45 | 14.37 | 14.15 | 14.62 | 14.54 | 14.27 | 14.46 | 13.61 | 12.09 | 5.2 | 0.21 | 0 | 0 | 0 | 0 | 0 | 0 | 0 | 0 | 0 | 0 | 1.87 | 9.98 | 14.04 | 15.02 | 15.27 | 15.15 | 15.47 | 15.49 | 15.53 | 15.74 | 15.3 | 14.35 | 8.74 | 1.16 | 0 | 0 | 0 | 0 | 0 | 0 | 0 | 0 | 0 | 0.01 | 3.11 | 11.28 | 15.22 | 16.54 | 16.76 | 16.91 | 17.02 | 16.92 | 16.8 | 16.85 | 16.21 | 15.19 | 10.96 | 2.97 | 0.03 | 0 | 0 | 0 | 0 | 0 | 0 | 0 | 0 | 0 | 1.4 | 9.24 | 15.27 | 16.86 | 17.11 | 17.16 | 17.04 | 17.03 | 16.76 | 16.75 | 16.14 | 14.93 | 10.36 | 2.39 | 0.01 | 0 | 0 | 0 | 0 | 0 | 0 | 0 | 0 | 0 | 0.21 | 5.46 | 12.76 | 15.53 | 16.15 | 16.36 | 16.34 | 16.18 | 16.16 | 16.1 | 15.4 | 12.54 | 5.51 | 0.32 | 0 | 0 | 0 | 0 | 0 | 0 | 0 | 0 | 0 | 0 | 0.01 | 2.64 | 10.19 | 13.62 | 14.43 | 14.6 | 14.43 | 14.34 | 14.38 | 14.58 | 13.13 | 8.14 | 1.04 | 0 | 0 | 0 | 0 | 0 | 0 | 0 | 0 | 0 | 0 | 0 | 0 | 0.69 | 6.51 | 11.38 | 12.55 | 12.39 | 11.93 | 12.07 | 12.44 | 12.14 | 9.52 | 2.69 | 0.02 | 0 | 0 | 0 | 0 | 0 | 0 | 0 | 0 | 0 | 0 | 0 | 0.02 | 2.15 | 7.45 | 10.16 | 10.55 | 10.11 | 10.39 | 10.64 | 10.05 | 6.13 | 0.73 | 0 | 0 | 0 | 0 | 0 | 0 | 0 | 0 | 0 | 0 | 0 | 0 | 0 | 0 | 0.5 | 3.75 | 6.13 | 7.34 | 8.04 | 7.92 | 7.63 | 6.42 | 3.42 | 0.4 | 0 | 0 | 0 | 0 | 0 | 0 | 0
CSLR4S_2_SOLAR |  | Solar_Fixed | Solar Fixed | CISO | South | Socal | FC | 130 | 0 | 0 | 0 | 0 | 0 | 0 | 0.21 | 17.21 | 57.75 | 78.35 | 84.66 | 87.43 | 85.17 | 82.01 | 68.49 | 39.97 | 5.8 | 0 | 0 | 0 | 0 | 0 | 0 | 0 | 0 | 0 | 0 | 0 | 0 | 0 | 1.43 | 32.04 | 75.99 | 90.53 | 96.86 | 97.21 | 95.48 | 91.94 | 84.59 | 64.95 | 25.18 | 0.62 | 0 | 0 | 0 | 0 | 0 | 0 | 0 | 0 | 0 | 0 | 0 | 0 | 0.28 | 18.38 | 64.12 | 88.88 | 97.56 | 99.21 | 97.99 | 95.64 | 89.94 | 79.53 | 50.17 | 23.32 | 3.52 | 0 | 0 | 0 | 0 | 0 | 0 | 0 | 0 | 0 | 0 | 0 | 3.56 | 35.92 | 77.34 | 97.09 | 105.94 | 110.32 | 110.48 | 108.23 | 105.44 | 96.71 | 82.28 | 56.44 | 14.09 | 0.19 | 0 | 0 | 0 | 0 | 0 | 0 | 0 | 0 | 0 | 0.19 | 14.87 | 54.62 | 82.86 | 98.48 | 109.45 | 113.79 | 114.41 | 113.16 | 110.86 | 103.26 | 90.29 | 65.54 | 24.62 | 1.61 | 0 | 0 | 0 | 0 | 0 | 0 | 0 | 0 | 0 | 0.48 | 18.28 | 55.75 | 84.63 | 101.1 | 111.9 | 116.97 | 117.88 | 117.74 | 113.7 | 105.27 | 92.27 | 70.52 | 33.64 | 4.25 | 0.01 | 0 | 0 | 0 | 0 | 0 | 0 | 0 | 0 | 0.02 | 8.77 | 38.33 | 70.78 | 91.07 | 104.58 | 111.46 | 113.69 | 112.78 | 107.7 | 100.75 | 87.22 | 65.6 | 29.84 | 3.4 | 0 | 0 | 0 | 0 | 0 | 0 | 0 | 0 | 0 | 0 | 3.9 | 34.49 | 73.62 | 94.66 | 107.58 | 114.26 | 116.41 | 114.52 | 109.73 | 99.88 | 84.52 | 56.39 | 16.11 | 0.44 | 0 | 0 | 0 | 0 | 0 | 0 | 0 | 0 | 0 | 0 | 1.08 | 26.51 | 68.76 | 92.65 | 105.63 | 111.48 | 112.83 | 111.81 | 106.62 | 93.88 | 75.59 | 33.46 | 2.99 | 0.01 | 0 | 0 | 0 | 0 | 0 | 0 | 0 | 0 | 0 | 0 | 0.12 | 14.13 | 59.6 | 85.29 | 97.06 | 103.15 | 104.59 | 103.07 | 98.02 | 87.23 | 55.19 | 11.07 | 0.05 | 0 | 0 | 0 | 0 | 0 | 0 | 0 | 0 | 0 | 0 | 0 | 3.21 | 35.09 | 70.19 | 87.29 | 93.17 | 95.37 | 92.42 | 87.51 | 72.04 | 32.9 | 2.22 | 0 | 0 | 0 | 0 | 0 | 0 | 0 | 0 | 0 | 0 | 0 | 0 | 0 | 0.39 | 18.52 | 51.98 | 69.58 | 76.68 | 80.73 | 78.27 | 71.89 | 58.61 | 26.23 | 1.62 | 0 | 0 | 0 | 0 | 0 | 0 | 0
CUMBIA_1_SOLAR |  | Solar_1Axis | Solar Tracking | CISO | North | Norcal | FC | 19 | 0 | 0 | 0 | 0 | 0 | 0 | 0 | 0.45 | 3.59 | 6.36 | 7.76 | 8.39 | 8.66 | 8.08 | 7.54 | 5.17 | 1.15 | 0 | 0 | 0 | 0 | 0 | 0 | 0 | 0 | 0 | 0 | 0 | 0 | 0 | 0 | 2.41 | 9.82 | 12.59 | 12.54 | 11.97 | 11.82 | 11.79 | 12.05 | 10.47 | 5.46 | 0.29 | 0 | 0 | 0 | 0 | 0 | 0 | 0 | 0 | 0 | 0 | 0 | 0 | 0 | 1.48 | 8.36 | 12.54 | 13.22 | 12.74 | 12.85 | 12.3 | 11.7 | 11.01 | 9.22 | 2.79 | 0.58 | 0 | 0 | 0 | 0 | 0 | 0 | 0 | 0 | 0 | 0 | 0 | 0.15 | 4.89 | 11.67 | 13.73 | 13.65 | 13.44 | 13.89 | 13.81 | 13.55 | 13.73 | 12.93 | 11.49 | 4.94 | 0.2 | 0 | 0 | 0 | 0 | 0 | 0 | 0 | 0 | 0 | 0 | 1.77 | 9.48 | 13.34 | 14.27 | 14.51 | 14.39 | 14.69 | 14.72 | 14.75 | 14.95 | 14.53 | 13.63 | 8.3 | 1.1 | 0 | 0 | 0 | 0 | 0 | 0 | 0 | 0 | 0 | 0.01 | 2.95 | 10.72 | 14.46 | 15.72 | 15.93 | 16.06 | 16.17 | 16.07 | 15.96 | 16.01 | 15.4 | 14.43 | 10.41 | 2.82 | 0.02 | 0 | 0 | 0 | 0 | 0 | 0 | 0 | 0 | 0 | 1.33 | 8.78 | 14.5 | 16.02 | 16.26 | 16.3 | 16.18 | 16.18 | 15.92 | 15.91 | 15.34 | 14.19 | 9.84 | 2.27 | 0.01 | 0 | 0 | 0 | 0 | 0 | 0 | 0 | 0 | 0 | 0.19 | 5.19 | 12.12 | 14.76 | 15.35 | 15.54 | 15.52 | 15.38 | 15.35 | 15.3 | 14.63 | 11.91 | 5.24 | 0.31 | 0 | 0 | 0 | 0 | 0 | 0 | 0 | 0 | 0 | 0 | 0.01 | 2.51 | 9.68 | 12.94 | 13.71 | 13.87 | 13.71 | 13.62 | 13.66 | 13.86 | 12.47 | 7.73 | 0.99 | 0 | 0 | 0 | 0 | 0 | 0 | 0 | 0 | 0 | 0 | 0 | 0 | 0.65 | 6.19 | 10.81 | 11.93 | 11.77 | 11.33 | 11.47 | 11.82 | 11.54 | 9.04 | 2.55 | 0.02 | 0 | 0 | 0 | 0 | 0 | 0 | 0 | 0 | 0 | 0 | 0 | 0.02 | 2.04 | 7.07 | 9.65 | 10.03 | 9.6 | 9.88 | 10.11 | 9.55 | 5.83 | 0.7 | 0 | 0 | 0 | 0 | 0 | 0 | 0 | 0 | 0 | 0 | 0 | 0 | 0 | 0 | 0.48 | 3.56 | 5.83 | 6.98 | 7.64 | 7.53 | 7.25 | 6.1 | 3.25 | 0.38 | 0 | 0 | 0 | 0 | 0 | 0 | 0
CUYAMS_6_CUYSR1 |  | Solar_1Axis | Solar Tracking | CISO | North | Norcal | FC | 40 | 0 | 0 | 0 | 0 | 0 | 0 | 0 | 0.94 | 7.56 | 13.39 | 16.33 | 17.65 | 18.24 | 17.01 | 15.88 | 10.89 | 2.41 | 0 | 0 | 0 | 0 | 0 | 0 | 0 | 0 | 0 | 0 | 0 | 0 | 0 | 0.01 | 5.07 | 20.66 | 26.5 | 26.41 | 25.21 | 24.89 | 24.83 | 25.38 | 22.03 | 11.5 | 0.61 | 0 | 0 | 0 | 0 | 0 | 0 | 0 | 0 | 0 | 0 | 0 | 0 | 0 | 3.12 | 17.59 | 26.41 | 27.84 | 26.83 | 27.05 | 25.9 | 24.62 | 23.18 | 19.41 | 5.88 | 1.22 | 0 | 0 | 0 | 0 | 0 | 0 | 0 | 0 | 0 | 0 | 0 | 0.31 | 10.29 | 24.56 | 28.9 | 28.73 | 28.3 | 29.25 | 29.08 | 28.53 | 28.91 | 27.22 | 24.19 | 10.4 | 0.41 | 0 | 0 | 0 | 0 | 0 | 0 | 0 | 0 | 0 | 0 | 3.74 | 19.95 | 28.07 | 30.03 | 30.54 | 30.3 | 30.94 | 30.99 | 31.06 | 31.48 | 30.59 | 28.7 | 17.48 | 2.32 | 0 | 0 | 0 | 0 | 0 | 0 | 0 | 0 | 0 | 0.02 | 6.21 | 22.57 | 30.43 | 33.08 | 33.53 | 33.82 | 34.03 | 33.84 | 33.6 | 33.7 | 32.42 | 30.37 | 21.91 | 5.93 | 0.05 | 0 | 0 | 0 | 0 | 0 | 0 | 0 | 0 | 0 | 2.79 | 18.49 | 30.53 | 33.72 | 34.23 | 34.33 | 34.07 | 34.06 | 33.53 | 33.5 | 32.29 | 29.87 | 20.72 | 4.78 | 0.03 | 0 | 0 | 0 | 0 | 0 | 0 | 0 | 0 | 0 | 0.41 | 10.93 | 25.51 | 31.07 | 32.31 | 32.71 | 32.67 | 32.37 | 32.32 | 32.2 | 30.8 | 25.08 | 11.03 | 0.64 | 0 | 0 | 0 | 0 | 0 | 0 | 0 | 0 | 0 | 0 | 0.02 | 5.28 | 20.37 | 27.24 | 28.86 | 29.2 | 28.86 | 28.67 | 28.76 | 29.17 | 26.26 | 16.28 | 2.09 | 0 | 0 | 0 | 0 | 0 | 0 | 0 | 0 | 0 | 0 | 0 | 0 | 1.38 | 13.03 | 22.77 | 25.11 | 24.77 | 23.86 | 24.14 | 24.88 | 24.29 | 19.03 | 5.38 | 0.04 | 0 | 0 | 0 | 0 | 0 | 0 | 0 | 0 | 0 | 0 | 0 | 0.04 | 4.29 | 14.89 | 20.32 | 21.11 | 20.21 | 20.79 | 21.28 | 20.1 | 12.27 | 1.47 | 0 | 0 | 0 | 0 | 0 | 0 | 0 | 0 | 0 | 0 | 0 | 0 | 0 | 0 | 1.01 | 7.49 | 12.26 | 14.69 | 16.08 | 15.84 | 15.26 | 12.83 | 6.84 | 0.8 | 0 | 0 | 0 | 0 | 0 | 0 | 0
DAIRLD_1_MD1SL1 |  | Solar_1Axis | Solar Tracking | CISO | North | Norcal | EO | 1.5 | 0 | 0 | 0 | 0 | 0 | 0 | 0 | 0.04 | 0.28 | 0.5 | 0.61 | 0.66 | 0.68 | 0.64 | 0.6 | 0.41 | 0.09 | 0 | 0 | 0 | 0 | 0 | 0 | 0 | 0 | 0 | 0 | 0 | 0 | 0 | 0 | 0.19 | 0.77 | 0.99 | 0.99 | 0.95 | 0.93 | 0.93 | 0.95 | 0.83 | 0.43 | 0.02 | 0 | 0 | 0 | 0 | 0 | 0 | 0 | 0 | 0 | 0 | 0 | 0 | 0 | 0.12 | 0.66 | 0.99 | 1.04 | 1.01 | 1.01 | 0.97 | 0.92 | 0.87 | 0.73 | 0.22 | 0.05 | 0 | 0 | 0 | 0 | 0 | 0 | 0 | 0 | 0 | 0 | 0 | 0.01 | 0.39 | 0.92 | 1.08 | 1.08 | 1.06 | 1.1 | 1.09 | 1.07 | 1.08 | 1.02 | 0.91 | 0.39 | 0.02 | 0 | 0 | 0 | 0 | 0 | 0 | 0 | 0 | 0 | 0 | 0.14 | 0.75 | 1.05 | 1.13 | 1.15 | 1.14 | 1.16 | 1.16 | 1.16 | 1.18 | 1.15 | 1.08 | 0.66 | 0.09 | 0 | 0 | 0 | 0 | 0 | 0 | 0 | 0 | 0 | 0 | 0.23 | 0.85 | 1.14 | 1.24 | 1.26 | 1.27 | 1.28 | 1.27 | 1.26 | 1.26 | 1.22 | 1.14 | 0.82 | 0.22 | 0 | 0 | 0 | 0 | 0 | 0 | 0 | 0 | 0 | 0 | 0.1 | 0.69 | 1.15 | 1.26 | 1.28 | 1.29 | 1.28 | 1.28 | 1.26 | 1.26 | 1.21 | 1.12 | 0.78 | 0.18 | 0 | 0 | 0 | 0 | 0 | 0 | 0 | 0 | 0 | 0 | 0.02 | 0.41 | 0.96 | 1.17 | 1.21 | 1.23 | 1.23 | 1.21 | 1.21 | 1.21 | 1.15 | 0.94 | 0.41 | 0.02 | 0 | 0 | 0 | 0 | 0 | 0 | 0 | 0 | 0 | 0 | 0 | 0.2 | 0.76 | 1.02 | 1.08 | 1.09 | 1.08 | 1.08 | 1.08 | 1.09 | 0.98 | 0.61 | 0.08 | 0 | 0 | 0 | 0 | 0 | 0 | 0 | 0 | 0 | 0 | 0 | 0 | 0.05 | 0.49 | 0.85 | 0.94 | 0.93 | 0.89 | 0.91 | 0.93 | 0.91 | 0.71 | 0.2 | 0 | 0 | 0 | 0 | 0 | 0 | 0 | 0 | 0 | 0 | 0 | 0 | 0 | 0.16 | 0.56 | 0.76 | 0.79 | 0.76 | 0.78 | 0.8 | 0.75 | 0.46 | 0.05 | 0 | 0 | 0 | 0 | 0 | 0 | 0 | 0 | 0 | 0 | 0 | 0 | 0 | 0 | 0.04 | 0.28 | 0.46 | 0.55 | 0.6 | 0.59 | 0.57 | 0.48 | 0.26 | 0.03 | 0 | 0 | 0 | 0 | 0 | 0 | 0
DAVIS_1_SOLAR1 |  | Solar_2Axis | Solar Tracking | CISO | North | Norcal | EO | 1 | 0 | 0 | 0 | 0 | 0 | 0 | 0 | 0.02 | 0.19 | 0.33 | 0.41 | 0.44 | 0.46 | 0.43 | 0.4 | 0.27 | 0.06 | 0 | 0 | 0 | 0 | 0 | 0 | 0 | 0 | 0 | 0 | 0 | 0 | 0 | 0 | 0.13 | 0.52 | 0.66 | 0.66 | 0.63 | 0.62 | 0.62 | 0.63 | 0.55 | 0.29 | 0.02 | 0 | 0 | 0 | 0 | 0 | 0 | 0 | 0 | 0 | 0 | 0 | 0 | 0 | 0.08 | 0.44 | 0.66 | 0.7 | 0.67 | 0.68 | 0.65 | 0.62 | 0.58 | 0.49 | 0.15 | 0.03 | 0 | 0 | 0 | 0 | 0 | 0 | 0 | 0 | 0 | 0 | 0 | 0.01 | 0.26 | 0.61 | 0.72 | 0.72 | 0.71 | 0.73 | 0.73 | 0.71 | 0.72 | 0.68 | 0.6 | 0.26 | 0.01 | 0 | 0 | 0 | 0 | 0 | 0 | 0 | 0 | 0 | 0 | 0.09 | 0.5 | 0.7 | 0.75 | 0.76 | 0.76 | 0.77 | 0.77 | 0.78 | 0.79 | 0.76 | 0.72 | 0.44 | 0.06 | 0 | 0 | 0 | 0 | 0 | 0 | 0 | 0 | 0 | 0 | 0.16 | 0.56 | 0.76 | 0.83 | 0.84 | 0.85 | 0.85 | 0.85 | 0.84 | 0.84 | 0.81 | 0.76 | 0.55 | 0.15 | 0 | 0 | 0 | 0 | 0 | 0 | 0 | 0 | 0 | 0 | 0.07 | 0.46 | 0.76 | 0.84 | 0.86 | 0.86 | 0.85 | 0.85 | 0.84 | 0.84 | 0.81 | 0.75 | 0.52 | 0.12 | 0 | 0 | 0 | 0 | 0 | 0 | 0 | 0 | 0 | 0 | 0.01 | 0.27 | 0.64 | 0.78 | 0.81 | 0.82 | 0.82 | 0.81 | 0.81 | 0.81 | 0.77 | 0.63 | 0.28 | 0.02 | 0 | 0 | 0 | 0 | 0 | 0 | 0 | 0 | 0 | 0 | 0 | 0.13 | 0.51 | 0.68 | 0.72 | 0.73 | 0.72 | 0.72 | 0.72 | 0.73 | 0.66 | 0.41 | 0.05 | 0 | 0 | 0 | 0 | 0 | 0 | 0 | 0 | 0 | 0 | 0 | 0 | 0.03 | 0.33 | 0.57 | 0.63 | 0.62 | 0.6 | 0.6 | 0.62 | 0.61 | 0.48 | 0.13 | 0 | 0 | 0 | 0 | 0 | 0 | 0 | 0 | 0 | 0 | 0 | 0 | 0 | 0.11 | 0.37 | 0.51 | 0.53 | 0.51 | 0.52 | 0.53 | 0.5 | 0.31 | 0.04 | 0 | 0 | 0 | 0 | 0 | 0 | 0 | 0 | 0 | 0 | 0 | 0 | 0 | 0 | 0.03 | 0.19 | 0.31 | 0.37 | 0.4 | 0.4 | 0.38 | 0.32 | 0.17 | 0.02 | 0 | 0 | 0 | 0 | 0 | 0 | 0
DAVIS_1_SOLAR2 |  | Solar_2Axis | Solar Tracking | CISO | North | Norcal | EO | 1 | 0 | 0 | 0 | 0 | 0 | 0 | 0 | 0.02 | 0.19 | 0.33 | 0.41 | 0.44 | 0.46 | 0.43 | 0.4 | 0.27 | 0.06 | 0 | 0 | 0 | 0 | 0 | 0 | 0 | 0 | 0 | 0 | 0 | 0 | 0 | 0 | 0.13 | 0.52 | 0.66 | 0.66 | 0.63 | 0.62 | 0.62 | 0.63 | 0.55 | 0.29 | 0.02 | 0 | 0 | 0 | 0 | 0 | 0 | 0 | 0 | 0 | 0 | 0 | 0 | 0 | 0.08 | 0.44 | 0.66 | 0.7 | 0.67 | 0.68 | 0.65 | 0.62 | 0.58 | 0.49 | 0.15 | 0.03 | 0 | 0 | 0 | 0 | 0 | 0 | 0 | 0 | 0 | 0 | 0 | 0.01 | 0.26 | 0.61 | 0.72 | 0.72 | 0.71 | 0.73 | 0.73 | 0.71 | 0.72 | 0.68 | 0.6 | 0.26 | 0.01 | 0 | 0 | 0 | 0 | 0 | 0 | 0 | 0 | 0 | 0 | 0.09 | 0.5 | 0.7 | 0.75 | 0.76 | 0.76 | 0.77 | 0.77 | 0.78 | 0.79 | 0.76 | 0.72 | 0.44 | 0.06 | 0 | 0 | 0 | 0 | 0 | 0 | 0 | 0 | 0 | 0 | 0.16 | 0.56 | 0.76 | 0.83 | 0.84 | 0.85 | 0.85 | 0.85 | 0.84 | 0.84 | 0.81 | 0.76 | 0.55 | 0.15 | 0 | 0 | 0 | 0 | 0 | 0 | 0 | 0 | 0 | 0 | 0.07 | 0.46 | 0.76 | 0.84 | 0.86 | 0.86 | 0.85 | 0.85 | 0.84 | 0.84 | 0.81 | 0.75 | 0.52 | 0.12 | 0 | 0 | 0 | 0 | 0 | 0 | 0 | 0 | 0 | 0 | 0.01 | 0.27 | 0.64 | 0.78 | 0.81 | 0.82 | 0.82 | 0.81 | 0.81 | 0.81 | 0.77 | 0.63 | 0.28 | 0.02 | 0 | 0 | 0 | 0 | 0 | 0 | 0 | 0 | 0 | 0 | 0 | 0.13 | 0.51 | 0.68 | 0.72 | 0.73 | 0.72 | 0.72 | 0.72 | 0.73 | 0.66 | 0.41 | 0.05 | 0 | 0 | 0 | 0 | 0 | 0 | 0 | 0 | 0 | 0 | 0 | 0 | 0.03 | 0.33 | 0.57 | 0.63 | 0.62 | 0.6 | 0.6 | 0.62 | 0.61 | 0.48 | 0.13 | 0 | 0 | 0 | 0 | 0 | 0 | 0 | 0 | 0 | 0 | 0 | 0 | 0 | 0.11 | 0.37 | 0.51 | 0.53 | 0.51 | 0.52 | 0.53 | 0.5 | 0.31 | 0.04 | 0 | 0 | 0 | 0 | 0 | 0 | 0 | 0 | 0 | 0 | 0 | 0 | 0 | 0 | 0.03 | 0.19 | 0.31 | 0.37 | 0.4 | 0.4 | 0.38 | 0.32 | 0.17 | 0.02 | 0 | 0 | 0 | 0 | 0 | 0 | 0
DELAMO_2_SOLAR1 |  | Solar_1Axis | Solar Tracking | CISO | South | Socal | FC | 1.5 | 0 | 0 | 0 | 0 | 0 | 0 | 0 | 0.18 | 0.7 | 0.92 | 0.91 | 0.89 | 0.88 | 0.88 | 0.8 | 0.58 | 0.1 | 0 | 0 | 0 | 0 | 0 | 0 | 0 | 0 | 0 | 0 | 0 | 0 | 0 | 0.01 | 0.39 | 0.95 | 1.05 | 1.03 | 1.02 | 1.02 | 0.98 | 0.96 | 0.87 | 0.37 | 0.01 | 0 | 0 | 0 | 0 | 0 | 0 | 0 | 0 | 0 | 0 | 0 | 0 | 0 | 0.26 | 0.89 | 1.09 | 1.1 | 1.08 | 1.06 | 1.06 | 1.01 | 0.93 | 0.69 | 0.26 | 0.04 | 0 | 0 | 0 | 0 | 0 | 0 | 0 | 0 | 0 | 0 | 0 | 0.05 | 0.55 | 1.07 | 1.15 | 1.2 | 1.19 | 1.2 | 1.19 | 1.17 | 1.13 | 1.07 | 0.86 | 0.27 | 0 | 0 | 0 | 0 | 0 | 0 | 0 | 0 | 0 | 0 | 0 | 0.22 | 0.82 | 1.13 | 1.22 | 1.26 | 1.27 | 1.28 | 1.27 | 1.25 | 1.22 | 1.16 | 1.02 | 0.49 | 0.04 | 0 | 0 | 0 | 0 | 0 | 0 | 0 | 0 | 0 | 0 | 0.27 | 0.83 | 1.11 | 1.21 | 1.27 | 1.29 | 1.28 | 1.28 | 1.26 | 1.23 | 1.18 | 1.06 | 0.64 | 0.1 | 0 | 0 | 0 | 0 | 0 | 0 | 0 | 0 | 0 | 0 | 0.12 | 0.64 | 1.03 | 1.18 | 1.25 | 1.27 | 1.26 | 1.24 | 1.23 | 1.2 | 1.14 | 0.99 | 0.57 | 0.08 | 0 | 0 | 0 | 0 | 0 | 0 | 0 | 0 | 0 | 0 | 0.05 | 0.51 | 1.01 | 1.18 | 1.25 | 1.28 | 1.28 | 1.25 | 1.19 | 1.16 | 1.07 | 0.85 | 0.3 | 0.01 | 0 | 0 | 0 | 0 | 0 | 0 | 0 | 0 | 0 | 0 | 0.01 | 0.34 | 0.88 | 1.08 | 1.16 | 1.18 | 1.2 | 1.18 | 1.14 | 1.07 | 0.97 | 0.51 | 0.05 | 0 | 0 | 0 | 0 | 0 | 0 | 0 | 0 | 0 | 0 | 0 | 0 | 0.15 | 0.74 | 0.99 | 1.04 | 1.06 | 1.05 | 1.04 | 1.06 | 0.99 | 0.75 | 0.16 | 0 | 0 | 0 | 0 | 0 | 0 | 0 | 0 | 0 | 0 | 0 | 0 | 0.02 | 0.42 | 0.88 | 0.98 | 0.97 | 0.94 | 0.95 | 0.95 | 0.87 | 0.51 | 0.05 | 0 | 0 | 0 | 0 | 0 | 0 | 0 | 0 | 0 | 0 | 0 | 0 | 0 | 0 | 0.2 | 0.63 | 0.78 | 0.77 | 0.74 | 0.77 | 0.76 | 0.7 | 0.38 | 0.03 | 0 | 0 | 0 | 0 | 0 | 0 | 0
DELAMO_2_SOLAR2 |  | Solar_1Axis | Solar Tracking | CISO | South | Socal | FC | 1.75 | 0 | 0 | 0 | 0 | 0 | 0 | 0 | 0.21 | 0.82 | 1.07 | 1.06 | 1.04 | 1.03 | 1.03 | 0.93 | 0.67 | 0.11 | 0 | 0 | 0 | 0 | 0 | 0 | 0 | 0 | 0 | 0 | 0 | 0 | 0 | 0.01 | 0.46 | 1.11 | 1.23 | 1.2 | 1.19 | 1.19 | 1.14 | 1.12 | 1.01 | 0.43 | 0.02 | 0 | 0 | 0 | 0 | 0 | 0 | 0 | 0 | 0 | 0 | 0 | 0 | 0 | 0.3 | 1.04 | 1.28 | 1.28 | 1.26 | 1.24 | 1.24 | 1.17 | 1.08 | 0.81 | 0.3 | 0.05 | 0 | 0 | 0 | 0 | 0 | 0 | 0 | 0 | 0 | 0 | 0 | 0.05 | 0.64 | 1.25 | 1.34 | 1.4 | 1.39 | 1.4 | 1.39 | 1.37 | 1.32 | 1.24 | 1.01 | 0.32 | 0.01 | 0 | 0 | 0 | 0 | 0 | 0 | 0 | 0 | 0 | 0 | 0.26 | 0.96 | 1.32 | 1.43 | 1.47 | 1.48 | 1.49 | 1.48 | 1.46 | 1.42 | 1.36 | 1.19 | 0.57 | 0.05 | 0 | 0 | 0 | 0 | 0 | 0 | 0 | 0 | 0 | 0 | 0.32 | 0.97 | 1.3 | 1.41 | 1.48 | 1.51 | 1.5 | 1.5 | 1.47 | 1.43 | 1.37 | 1.24 | 0.74 | 0.12 | 0 | 0 | 0 | 0 | 0 | 0 | 0 | 0 | 0 | 0 | 0.14 | 0.75 | 1.2 | 1.38 | 1.45 | 1.48 | 1.47 | 1.45 | 1.44 | 1.4 | 1.33 | 1.15 | 0.66 | 0.1 | 0 | 0 | 0 | 0 | 0 | 0 | 0 | 0 | 0 | 0 | 0.05 | 0.6 | 1.18 | 1.38 | 1.45 | 1.49 | 1.5 | 1.46 | 1.39 | 1.36 | 1.25 | 0.99 | 0.36 | 0.01 | 0 | 0 | 0 | 0 | 0 | 0 | 0 | 0 | 0 | 0 | 0.01 | 0.4 | 1.02 | 1.26 | 1.35 | 1.38 | 1.4 | 1.37 | 1.33 | 1.25 | 1.13 | 0.6 | 0.05 | 0 | 0 | 0 | 0 | 0 | 0 | 0 | 0 | 0 | 0 | 0 | 0 | 0.17 | 0.86 | 1.15 | 1.21 | 1.23 | 1.23 | 1.22 | 1.23 | 1.15 | 0.87 | 0.19 | 0 | 0 | 0 | 0 | 0 | 0 | 0 | 0 | 0 | 0 | 0 | 0 | 0.03 | 0.49 | 1.02 | 1.15 | 1.13 | 1.09 | 1.11 | 1.11 | 1.02 | 0.6 | 0.06 | 0 | 0 | 0 | 0 | 0 | 0 | 0 | 0 | 0 | 0 | 0 | 0 | 0 | 0 | 0.23 | 0.73 | 0.91 | 0.9 | 0.87 | 0.9 | 0.89 | 0.82 | 0.45 | 0.04 | 0 | 0 | 0 | 0 | 0 | 0 | 0
DELAMO_2_SOLAR3 |  | Solar_1Axis | Solar Tracking | CISO | South | Socal | FC | 1.25 | 0 | 0 | 0 | 0 | 0 | 0 | 0 | 0.15 | 0.59 | 0.76 | 0.76 | 0.74 | 0.73 | 0.74 | 0.67 | 0.48 | 0.08 | 0 | 0 | 0 | 0 | 0 | 0 | 0 | 0 | 0 | 0 | 0 | 0 | 0 | 0.01 | 0.33 | 0.8 | 0.88 | 0.86 | 0.85 | 0.85 | 0.82 | 0.8 | 0.72 | 0.31 | 0.01 | 0 | 0 | 0 | 0 | 0 | 0 | 0 | 0 | 0 | 0 | 0 | 0 | 0 | 0.21 | 0.74 | 0.91 | 0.92 | 0.9 | 0.89 | 0.88 | 0.84 | 0.77 | 0.58 | 0.22 | 0.04 | 0 | 0 | 0 | 0 | 0 | 0 | 0 | 0 | 0 | 0 | 0 | 0.04 | 0.46 | 0.89 | 0.96 | 1 | 0.99 | 1 | 0.99 | 0.98 | 0.94 | 0.89 | 0.72 | 0.23 | 0 | 0 | 0 | 0 | 0 | 0 | 0 | 0 | 0 | 0 | 0 | 0.19 | 0.68 | 0.94 | 1.02 | 1.05 | 1.06 | 1.06 | 1.06 | 1.04 | 1.02 | 0.97 | 0.85 | 0.41 | 0.03 | 0 | 0 | 0 | 0 | 0 | 0 | 0 | 0 | 0 | 0 | 0.23 | 0.7 | 0.93 | 1.01 | 1.06 | 1.08 | 1.07 | 1.07 | 1.05 | 1.02 | 0.98 | 0.89 | 0.53 | 0.09 | 0 | 0 | 0 | 0 | 0 | 0 | 0 | 0 | 0 | 0 | 0.1 | 0.53 | 0.86 | 0.99 | 1.04 | 1.06 | 1.05 | 1.04 | 1.03 | 1 | 0.95 | 0.82 | 0.47 | 0.07 | 0 | 0 | 0 | 0 | 0 | 0 | 0 | 0 | 0 | 0 | 0.04 | 0.43 | 0.84 | 0.99 | 1.04 | 1.06 | 1.07 | 1.04 | 0.99 | 0.97 | 0.89 | 0.71 | 0.25 | 0.01 | 0 | 0 | 0 | 0 | 0 | 0 | 0 | 0 | 0 | 0 | 0.01 | 0.29 | 0.73 | 0.9 | 0.96 | 0.98 | 1 | 0.98 | 0.95 | 0.89 | 0.81 | 0.43 | 0.04 | 0 | 0 | 0 | 0 | 0 | 0 | 0 | 0 | 0 | 0 | 0 | 0 | 0.12 | 0.62 | 0.82 | 0.87 | 0.88 | 0.88 | 0.87 | 0.88 | 0.82 | 0.62 | 0.14 | 0 | 0 | 0 | 0 | 0 | 0 | 0 | 0 | 0 | 0 | 0 | 0 | 0.02 | 0.35 | 0.73 | 0.82 | 0.8 | 0.78 | 0.79 | 0.79 | 0.73 | 0.43 | 0.04 | 0 | 0 | 0 | 0 | 0 | 0 | 0 | 0 | 0 | 0 | 0 | 0 | 0 | 0 | 0.17 | 0.52 | 0.65 | 0.64 | 0.62 | 0.64 | 0.63 | 0.58 | 0.32 | 0.03 | 0 | 0 | 0 | 0 | 0 | 0 | 0
DELAMO_2_SOLAR4 |  | Solar_1Axis | Solar Tracking | CISO | South | Socal | FC | 1.3 | 0 | 0 | 0 | 0 | 0 | 0 | 0 | 0.16 | 0.61 | 0.79 | 0.79 | 0.77 | 0.76 | 0.77 | 0.69 | 0.5 | 0.08 | 0 | 0 | 0 | 0 | 0 | 0 | 0 | 0 | 0 | 0 | 0 | 0 | 0 | 0.01 | 0.34 | 0.83 | 0.91 | 0.89 | 0.89 | 0.88 | 0.85 | 0.83 | 0.75 | 0.32 | 0.01 | 0 | 0 | 0 | 0 | 0 | 0 | 0 | 0 | 0 | 0 | 0 | 0 | 0 | 0.22 | 0.77 | 0.95 | 0.95 | 0.93 | 0.92 | 0.92 | 0.87 | 0.8 | 0.6 | 0.23 | 0.04 | 0 | 0 | 0 | 0 | 0 | 0 | 0 | 0 | 0 | 0 | 0 | 0.04 | 0.47 | 0.93 | 1 | 1.04 | 1.03 | 1.04 | 1.03 | 1.02 | 0.98 | 0.92 | 0.75 | 0.24 | 0 | 0 | 0 | 0 | 0 | 0 | 0 | 0 | 0 | 0 | 0 | 0.19 | 0.71 | 0.98 | 1.06 | 1.09 | 1.1 | 1.11 | 1.1 | 1.08 | 1.06 | 1.01 | 0.88 | 0.43 | 0.03 | 0 | 0 | 0 | 0 | 0 | 0 | 0 | 0 | 0 | 0 | 0.24 | 0.72 | 0.97 | 1.05 | 1.1 | 1.12 | 1.11 | 1.11 | 1.09 | 1.07 | 1.02 | 0.92 | 0.55 | 0.09 | 0 | 0 | 0 | 0 | 0 | 0 | 0 | 0 | 0 | 0 | 0.11 | 0.56 | 0.89 | 1.02 | 1.08 | 1.1 | 1.09 | 1.08 | 1.07 | 1.04 | 0.99 | 0.86 | 0.49 | 0.07 | 0 | 0 | 0 | 0 | 0 | 0 | 0 | 0 | 0 | 0 | 0.04 | 0.45 | 0.87 | 1.02 | 1.08 | 1.11 | 1.11 | 1.09 | 1.03 | 1.01 | 0.93 | 0.74 | 0.26 | 0.01 | 0 | 0 | 0 | 0 | 0 | 0 | 0 | 0 | 0 | 0 | 0.01 | 0.3 | 0.76 | 0.94 | 1 | 1.02 | 1.04 | 1.02 | 0.99 | 0.93 | 0.84 | 0.45 | 0.04 | 0 | 0 | 0 | 0 | 0 | 0 | 0 | 0 | 0 | 0 | 0 | 0 | 0.13 | 0.64 | 0.86 | 0.9 | 0.91 | 0.91 | 0.9 | 0.92 | 0.86 | 0.65 | 0.14 | 0 | 0 | 0 | 0 | 0 | 0 | 0 | 0 | 0 | 0 | 0 | 0 | 0.02 | 0.36 | 0.76 | 0.85 | 0.84 | 0.81 | 0.83 | 0.82 | 0.76 | 0.44 | 0.04 | 0 | 0 | 0 | 0 | 0 | 0 | 0 | 0 | 0 | 0 | 0 | 0 | 0 | 0 | 0.17 | 0.54 | 0.68 | 0.67 | 0.64 | 0.67 | 0.66 | 0.61 | 0.33 | 0.03 | 0 | 0 | 0 | 0 | 0 | 0 | 0
DELAMO_2_SOLAR5 |  | Solar_1Axis | Solar Tracking | CISO | South | Socal | FC | 1 | 0 | 0 | 0 | 0 | 0 | 0 | 0 | 0.12 | 0.47 | 0.61 | 0.6 | 0.59 | 0.59 | 0.59 | 0.53 | 0.39 | 0.06 | 0 | 0 | 0 | 0 | 0 | 0 | 0 | 0 | 0 | 0 | 0 | 0 | 0 | 0.01 | 0.26 | 0.64 | 0.7 | 0.69 | 0.68 | 0.68 | 0.65 | 0.64 | 0.58 | 0.25 | 0.01 | 0 | 0 | 0 | 0 | 0 | 0 | 0 | 0 | 0 | 0 | 0 | 0 | 0 | 0.17 | 0.59 | 0.73 | 0.73 | 0.72 | 0.71 | 0.71 | 0.67 | 0.62 | 0.46 | 0.17 | 0.03 | 0 | 0 | 0 | 0 | 0 | 0 | 0 | 0 | 0 | 0 | 0 | 0.03 | 0.37 | 0.72 | 0.77 | 0.8 | 0.8 | 0.8 | 0.79 | 0.78 | 0.75 | 0.71 | 0.58 | 0.18 | 0 | 0 | 0 | 0 | 0 | 0 | 0 | 0 | 0 | 0 | 0 | 0.15 | 0.55 | 0.75 | 0.81 | 0.84 | 0.85 | 0.85 | 0.85 | 0.83 | 0.81 | 0.78 | 0.68 | 0.33 | 0.03 | 0 | 0 | 0 | 0 | 0 | 0 | 0 | 0 | 0 | 0 | 0.18 | 0.56 | 0.74 | 0.81 | 0.84 | 0.86 | 0.86 | 0.86 | 0.84 | 0.82 | 0.79 | 0.71 | 0.42 | 0.07 | 0 | 0 | 0 | 0 | 0 | 0 | 0 | 0 | 0 | 0 | 0.08 | 0.43 | 0.69 | 0.79 | 0.83 | 0.85 | 0.84 | 0.83 | 0.82 | 0.8 | 0.76 | 0.66 | 0.38 | 0.06 | 0 | 0 | 0 | 0 | 0 | 0 | 0 | 0 | 0 | 0 | 0.03 | 0.34 | 0.67 | 0.79 | 0.83 | 0.85 | 0.85 | 0.84 | 0.79 | 0.78 | 0.71 | 0.57 | 0.2 | 0.01 | 0 | 0 | 0 | 0 | 0 | 0 | 0 | 0 | 0 | 0 | 0 | 0.23 | 0.58 | 0.72 | 0.77 | 0.79 | 0.8 | 0.78 | 0.76 | 0.71 | 0.65 | 0.34 | 0.03 | 0 | 0 | 0 | 0 | 0 | 0 | 0 | 0 | 0 | 0 | 0 | 0 | 0.1 | 0.49 | 0.66 | 0.69 | 0.7 | 0.7 | 0.7 | 0.71 | 0.66 | 0.5 | 0.11 | 0 | 0 | 0 | 0 | 0 | 0 | 0 | 0 | 0 | 0 | 0 | 0 | 0.02 | 0.28 | 0.58 | 0.66 | 0.64 | 0.63 | 0.64 | 0.63 | 0.58 | 0.34 | 0.03 | 0 | 0 | 0 | 0 | 0 | 0 | 0 | 0 | 0 | 0 | 0 | 0 | 0 | 0 | 0.13 | 0.42 | 0.52 | 0.51 | 0.5 | 0.52 | 0.51 | 0.47 | 0.26 | 0.02 | 0 | 0 | 0 | 0 | 0 | 0 | 0
DELAMO_2_SOLAR6 |  | Solar_1Axis | Solar Tracking | CISO | South | Socal | FC | 2 | 0 | 0 | 0 | 0 | 0 | 0 | 0 | 0.24 | 0.94 | 1.22 | 1.21 | 1.19 | 1.18 | 1.18 | 1.07 | 0.77 | 0.13 | 0 | 0 | 0 | 0 | 0 | 0 | 0 | 0 | 0 | 0 | 0 | 0 | 0 | 0.01 | 0.52 | 1.27 | 1.41 | 1.38 | 1.36 | 1.36 | 1.31 | 1.28 | 1.16 | 0.49 | 0.02 | 0 | 0 | 0 | 0 | 0 | 0 | 0 | 0 | 0 | 0 | 0 | 0 | 0 | 0.34 | 1.19 | 1.46 | 1.46 | 1.43 | 1.42 | 1.41 | 1.34 | 1.24 | 0.92 | 0.35 | 0.06 | 0 | 0 | 0 | 0 | 0 | 0 | 0 | 0 | 0 | 0 | 0 | 0.06 | 0.73 | 1.43 | 1.53 | 1.59 | 1.59 | 1.6 | 1.58 | 1.56 | 1.51 | 1.42 | 1.15 | 0.36 | 0.01 | 0 | 0 | 0 | 0 | 0 | 0 | 0 | 0 | 0 | 0 | 0.3 | 1.1 | 1.5 | 1.63 | 1.68 | 1.7 | 1.7 | 1.7 | 1.67 | 1.63 | 1.55 | 1.36 | 0.66 | 0.05 | 0 | 0 | 0 | 0 | 0 | 0 | 0 | 0 | 0 | 0 | 0.36 | 1.11 | 1.49 | 1.61 | 1.69 | 1.72 | 1.71 | 1.71 | 1.68 | 1.64 | 1.57 | 1.42 | 0.85 | 0.14 | 0 | 0 | 0 | 0 | 0 | 0 | 0 | 0 | 0 | 0 | 0.16 | 0.86 | 1.37 | 1.58 | 1.66 | 1.69 | 1.68 | 1.66 | 1.64 | 1.6 | 1.52 | 1.32 | 0.75 | 0.11 | 0 | 0 | 0 | 0 | 0 | 0 | 0 | 0 | 0 | 0 | 0.06 | 0.69 | 1.35 | 1.58 | 1.66 | 1.7 | 1.71 | 1.67 | 1.59 | 1.55 | 1.43 | 1.14 | 0.41 | 0.01 | 0 | 0 | 0 | 0 | 0 | 0 | 0 | 0 | 0 | 0 | 0.01 | 0.46 | 1.17 | 1.44 | 1.54 | 1.57 | 1.6 | 1.57 | 1.52 | 1.43 | 1.29 | 0.69 | 0.06 | 0 | 0 | 0 | 0 | 0 | 0 | 0 | 0 | 0 | 0 | 0 | 0 | 0.2 | 0.99 | 1.32 | 1.39 | 1.41 | 1.4 | 1.39 | 1.41 | 1.32 | 1 | 0.22 | 0 | 0 | 0 | 0 | 0 | 0 | 0 | 0 | 0 | 0 | 0 | 0 | 0.03 | 0.56 | 1.17 | 1.31 | 1.29 | 1.25 | 1.27 | 1.26 | 1.16 | 0.68 | 0.06 | 0 | 0 | 0 | 0 | 0 | 0 | 0 | 0 | 0 | 0 | 0 | 0 | 0 | 0 | 0.26 | 0.83 | 1.04 | 1.03 | 0.99 | 1.03 | 1.01 | 0.93 | 0.51 | 0.04 | 0 | 0 | 0 | 0 | 0 | 0 | 0
DELAMO_2_SOLRC1 |  | Solar_Fixed | Solar Fixed | CISO | South | Socal | EO | 1.16 | 0 | 0 | 0 | 0 | 0 | 0 | 0 | 0.15 | 0.52 | 0.7 | 0.76 | 0.78 | 0.76 | 0.73 | 0.61 | 0.36 | 0.05 | 0 | 0 | 0 | 0 | 0 | 0 | 0 | 0 | 0 | 0 | 0 | 0 | 0 | 0.01 | 0.29 | 0.68 | 0.81 | 0.86 | 0.87 | 0.85 | 0.82 | 0.75 | 0.58 | 0.22 | 0.01 | 0 | 0 | 0 | 0 | 0 | 0 | 0 | 0 | 0 | 0 | 0 | 0 | 0 | 0.16 | 0.57 | 0.79 | 0.87 | 0.89 | 0.87 | 0.85 | 0.8 | 0.71 | 0.45 | 0.21 | 0.03 | 0 | 0 | 0 | 0 | 0 | 0 | 0 | 0 | 0 | 0 | 0 | 0.03 | 0.32 | 0.69 | 0.87 | 0.95 | 0.98 | 0.99 | 0.97 | 0.94 | 0.86 | 0.73 | 0.5 | 0.13 | 0 | 0 | 0 | 0 | 0 | 0 | 0 | 0 | 0 | 0 | 0 | 0.13 | 0.49 | 0.74 | 0.88 | 0.98 | 1.02 | 1.02 | 1.01 | 0.99 | 0.92 | 0.81 | 0.58 | 0.22 | 0.01 | 0 | 0 | 0 | 0 | 0 | 0 | 0 | 0 | 0 | 0 | 0.16 | 0.5 | 0.76 | 0.9 | 1 | 1.04 | 1.05 | 1.05 | 1.01 | 0.94 | 0.82 | 0.63 | 0.3 | 0.04 | 0 | 0 | 0 | 0 | 0 | 0 | 0 | 0 | 0 | 0 | 0.08 | 0.34 | 0.63 | 0.81 | 0.93 | 0.99 | 1.01 | 1.01 | 0.96 | 0.9 | 0.78 | 0.59 | 0.27 | 0.03 | 0 | 0 | 0 | 0 | 0 | 0 | 0 | 0 | 0 | 0 | 0.03 | 0.31 | 0.66 | 0.84 | 0.96 | 1.02 | 1.04 | 1.02 | 0.98 | 0.89 | 0.75 | 0.5 | 0.14 | 0 | 0 | 0 | 0 | 0 | 0 | 0 | 0 | 0 | 0 | 0 | 0.01 | 0.24 | 0.61 | 0.83 | 0.94 | 0.99 | 1.01 | 1 | 0.95 | 0.84 | 0.67 | 0.3 | 0.03 | 0 | 0 | 0 | 0 | 0 | 0 | 0 | 0 | 0 | 0 | 0 | 0 | 0.13 | 0.53 | 0.76 | 0.87 | 0.92 | 0.93 | 0.92 | 0.87 | 0.78 | 0.49 | 0.1 | 0 | 0 | 0 | 0 | 0 | 0 | 0 | 0 | 0 | 0 | 0 | 0 | 0.03 | 0.31 | 0.63 | 0.78 | 0.83 | 0.85 | 0.82 | 0.78 | 0.64 | 0.29 | 0.02 | 0 | 0 | 0 | 0 | 0 | 0 | 0 | 0 | 0 | 0 | 0 | 0 | 0 | 0 | 0.17 | 0.46 | 0.62 | 0.68 | 0.72 | 0.7 | 0.64 | 0.52 | 0.23 | 0.01 | 0 | 0 | 0 | 0 | 0 | 0 | 0
DELAMO_2_SOLRD |  | Solar_Fixed | Solar Fixed | CISO | South | Socal | EO | 1.25 | 0 | 0 | 0 | 0 | 0 | 0 | 0 | 0.17 | 0.56 | 0.75 | 0.81 | 0.84 | 0.82 | 0.79 | 0.66 | 0.38 | 0.06 | 0 | 0 | 0 | 0 | 0 | 0 | 0 | 0 | 0 | 0 | 0 | 0 | 0 | 0.01 | 0.31 | 0.73 | 0.87 | 0.93 | 0.93 | 0.92 | 0.88 | 0.81 | 0.62 | 0.24 | 0.01 | 0 | 0 | 0 | 0 | 0 | 0 | 0 | 0 | 0 | 0 | 0 | 0 | 0 | 0.18 | 0.62 | 0.85 | 0.94 | 0.95 | 0.94 | 0.92 | 0.86 | 0.76 | 0.48 | 0.22 | 0.03 | 0 | 0 | 0 | 0 | 0 | 0 | 0 | 0 | 0 | 0 | 0 | 0.03 | 0.35 | 0.74 | 0.93 | 1.02 | 1.06 | 1.06 | 1.04 | 1.01 | 0.93 | 0.79 | 0.54 | 0.14 | 0 | 0 | 0 | 0 | 0 | 0 | 0 | 0 | 0 | 0 | 0 | 0.14 | 0.53 | 0.8 | 0.95 | 1.05 | 1.09 | 1.1 | 1.09 | 1.07 | 0.99 | 0.87 | 0.63 | 0.24 | 0.02 | 0 | 0 | 0 | 0 | 0 | 0 | 0 | 0 | 0 | 0 | 0.18 | 0.54 | 0.81 | 0.97 | 1.08 | 1.12 | 1.13 | 1.13 | 1.09 | 1.01 | 0.89 | 0.68 | 0.32 | 0.04 | 0 | 0 | 0 | 0 | 0 | 0 | 0 | 0 | 0 | 0 | 0.08 | 0.37 | 0.68 | 0.88 | 1.01 | 1.07 | 1.09 | 1.08 | 1.04 | 0.97 | 0.84 | 0.63 | 0.29 | 0.03 | 0 | 0 | 0 | 0 | 0 | 0 | 0 | 0 | 0 | 0 | 0.04 | 0.33 | 0.71 | 0.91 | 1.03 | 1.1 | 1.12 | 1.1 | 1.06 | 0.96 | 0.81 | 0.54 | 0.15 | 0 | 0 | 0 | 0 | 0 | 0 | 0 | 0 | 0 | 0 | 0 | 0.01 | 0.25 | 0.66 | 0.89 | 1.02 | 1.07 | 1.08 | 1.08 | 1.03 | 0.9 | 0.73 | 0.32 | 0.03 | 0 | 0 | 0 | 0 | 0 | 0 | 0 | 0 | 0 | 0 | 0 | 0 | 0.14 | 0.57 | 0.82 | 0.93 | 0.99 | 1.01 | 0.99 | 0.94 | 0.84 | 0.53 | 0.11 | 0 | 0 | 0 | 0 | 0 | 0 | 0 | 0 | 0 | 0 | 0 | 0 | 0.03 | 0.34 | 0.67 | 0.84 | 0.9 | 0.92 | 0.89 | 0.84 | 0.69 | 0.32 | 0.02 | 0 | 0 | 0 | 0 | 0 | 0 | 0 | 0 | 0 | 0 | 0 | 0 | 0 | 0 | 0.18 | 0.5 | 0.67 | 0.74 | 0.78 | 0.75 | 0.69 | 0.56 | 0.25 | 0.02 | 0 | 0 | 0 | 0 | 0 | 0 | 0
DELSUR_6_BSOLAR |  | Solar_1Axis | Solar Tracking | CISO | South | Socal | FC | 3 | 0 | 0 | 0 | 0 | 0 | 0 | 0 | 0.36 | 1.41 | 1.83 | 1.81 | 1.78 | 1.76 | 1.77 | 1.6 | 1.16 | 0.19 | 0 | 0 | 0 | 0 | 0 | 0 | 0 | 0 | 0 | 0 | 0 | 0 | 0 | 0.02 | 0.78 | 1.91 | 2.11 | 2.06 | 2.05 | 2.03 | 1.96 | 1.91 | 1.74 | 0.74 | 0.03 | 0 | 0 | 0 | 0 | 0 | 0 | 0 | 0 | 0 | 0 | 0 | 0 | 0 | 0.51 | 1.78 | 2.19 | 2.2 | 2.15 | 2.13 | 2.12 | 2.01 | 1.86 | 1.39 | 0.52 | 0.08 | 0 | 0 | 0 | 0 | 0 | 0 | 0 | 0 | 0 | 0 | 0 | 0.09 | 1.1 | 2.15 | 2.3 | 2.39 | 2.39 | 2.4 | 2.37 | 2.35 | 2.26 | 2.13 | 1.73 | 0.55 | 0.01 | 0 | 0 | 0 | 0 | 0 | 0 | 0 | 0 | 0 | 0 | 0.44 | 1.64 | 2.26 | 2.44 | 2.52 | 2.55 | 2.55 | 2.54 | 2.5 | 2.44 | 2.33 | 2.04 | 0.98 | 0.08 | 0 | 0 | 0 | 0 | 0 | 0 | 0 | 0 | 0 | 0.01 | 0.55 | 1.67 | 2.23 | 2.42 | 2.53 | 2.58 | 2.57 | 2.57 | 2.53 | 2.46 | 2.36 | 2.13 | 1.27 | 0.21 | 0 | 0 | 0 | 0 | 0 | 0 | 0 | 0 | 0 | 0 | 0.24 | 1.28 | 2.06 | 2.36 | 2.49 | 2.54 | 2.52 | 2.49 | 2.47 | 2.41 | 2.28 | 1.97 | 1.13 | 0.17 | 0 | 0 | 0 | 0 | 0 | 0 | 0 | 0 | 0 | 0 | 0.09 | 1.03 | 2.02 | 2.36 | 2.49 | 2.55 | 2.56 | 2.51 | 2.38 | 2.33 | 2.14 | 1.7 | 0.61 | 0.02 | 0 | 0 | 0 | 0 | 0 | 0 | 0 | 0 | 0 | 0 | 0.01 | 0.69 | 1.75 | 2.16 | 2.32 | 2.36 | 2.4 | 2.35 | 2.29 | 2.14 | 1.94 | 1.03 | 0.09 | 0 | 0 | 0 | 0 | 0 | 0 | 0 | 0 | 0 | 0 | 0 | 0 | 0.3 | 1.48 | 1.98 | 2.08 | 2.11 | 2.11 | 2.09 | 2.12 | 1.98 | 1.49 | 0.33 | 0 | 0 | 0 | 0 | 0 | 0 | 0 | 0 | 0 | 0 | 0 | 0 | 0.05 | 0.84 | 1.75 | 1.97 | 1.93 | 1.88 | 1.91 | 1.9 | 1.74 | 1.02 | 0.1 | 0 | 0 | 0 | 0 | 0 | 0 | 0 | 0 | 0 | 0 | 0 | 0 | 0 | 0 | 0.4 | 1.25 | 1.57 | 1.54 | 1.49 | 1.55 | 1.52 | 1.4 | 0.77 | 0.06 | 0 | 0 | 0 | 0 | 0 | 0 | 0
DELSUR_6_CREST |  | Solar_Fixed | Solar Fixed | CISO | South | Socal | EO | 12 | 0 | 0 | 0 | 0 | 0 | 0 | 0.02 | 1.59 | 5.33 | 7.23 | 7.82 | 8.07 | 7.86 | 7.57 | 6.32 | 3.69 | 0.54 | 0 | 0 | 0 | 0 | 0 | 0 | 0 | 0 | 0 | 0 | 0 | 0 | 0 | 0.13 | 2.96 | 7.01 | 8.36 | 8.94 | 8.97 | 8.81 | 8.49 | 7.81 | 6 | 2.32 | 0.06 | 0 | 0 | 0 | 0 | 0 | 0 | 0 | 0 | 0 | 0 | 0 | 0 | 0.03 | 1.7 | 5.92 | 8.2 | 9.01 | 9.16 | 9.05 | 8.83 | 8.3 | 7.34 | 4.63 | 2.15 | 0.32 | 0 | 0 | 0 | 0 | 0 | 0 | 0 | 0 | 0 | 0 | 0 | 0.33 | 3.32 | 7.14 | 8.96 | 9.78 | 10.18 | 10.2 | 9.99 | 9.73 | 8.93 | 7.6 | 5.21 | 1.3 | 0.02 | 0 | 0 | 0 | 0 | 0 | 0 | 0 | 0 | 0 | 0.02 | 1.37 | 5.04 | 7.65 | 9.09 | 10.1 | 10.5 | 10.56 | 10.45 | 10.23 | 9.53 | 8.33 | 6.05 | 2.27 | 0.15 | 0 | 0 | 0 | 0 | 0 | 0 | 0 | 0 | 0 | 0.04 | 1.69 | 5.15 | 7.81 | 9.33 | 10.33 | 10.8 | 10.88 | 10.87 | 10.5 | 9.72 | 8.52 | 6.51 | 3.11 | 0.39 | 0 | 0 | 0 | 0 | 0 | 0 | 0 | 0 | 0 | 0 | 0.81 | 3.54 | 6.53 | 8.41 | 9.65 | 10.29 | 10.49 | 10.41 | 9.94 | 9.3 | 8.05 | 6.06 | 2.75 | 0.31 | 0 | 0 | 0 | 0 | 0 | 0 | 0 | 0 | 0 | 0 | 0.36 | 3.18 | 6.8 | 8.74 | 9.93 | 10.55 | 10.75 | 10.57 | 10.13 | 9.22 | 7.8 | 5.2 | 1.49 | 0.04 | 0 | 0 | 0 | 0 | 0 | 0 | 0 | 0 | 0 | 0 | 0.1 | 2.45 | 6.35 | 8.55 | 9.75 | 10.29 | 10.41 | 10.32 | 9.84 | 8.67 | 6.98 | 3.09 | 0.28 | 0 | 0 | 0 | 0 | 0 | 0 | 0 | 0 | 0 | 0 | 0 | 0.01 | 1.3 | 5.5 | 7.87 | 8.96 | 9.52 | 9.65 | 9.51 | 9.05 | 8.05 | 5.09 | 1.02 | 0 | 0 | 0 | 0 | 0 | 0 | 0 | 0 | 0 | 0 | 0 | 0 | 0.3 | 3.24 | 6.48 | 8.06 | 8.6 | 8.8 | 8.53 | 8.08 | 6.65 | 3.04 | 0.2 | 0 | 0 | 0 | 0 | 0 | 0 | 0 | 0 | 0 | 0 | 0 | 0 | 0 | 0.04 | 1.71 | 4.8 | 6.42 | 7.08 | 7.45 | 7.22 | 6.64 | 5.41 | 2.42 | 0.15 | 0 | 0 | 0 | 0 | 0 | 0 | 0
DELSUR_6_DRYFRB |  | Solar_1Axis | Solar Tracking | CISO | South | Socal | FC | 5 | 0 | 0 | 0 | 0 | 0 | 0 | 0 | 0.6 | 2.35 | 3.05 | 3.02 | 2.97 | 2.94 | 2.95 | 2.67 | 1.93 | 0.32 | 0 | 0 | 0 | 0 | 0 | 0 | 0 | 0 | 0 | 0 | 0 | 0 | 0 | 0.03 | 1.31 | 3.18 | 3.52 | 3.44 | 3.41 | 3.39 | 3.27 | 3.19 | 2.9 | 1.23 | 0.05 | 0 | 0 | 0 | 0 | 0 | 0 | 0 | 0 | 0 | 0 | 0 | 0 | 0.01 | 0.86 | 2.97 | 3.65 | 3.66 | 3.59 | 3.55 | 3.53 | 3.36 | 3.09 | 2.31 | 0.87 | 0.14 | 0 | 0 | 0 | 0 | 0 | 0 | 0 | 0 | 0 | 0 | 0 | 0.15 | 1.83 | 3.58 | 3.83 | 3.99 | 3.98 | 4 | 3.96 | 3.91 | 3.77 | 3.55 | 2.88 | 0.91 | 0.01 | 0 | 0 | 0 | 0 | 0 | 0 | 0 | 0 | 0 | 0 | 0.74 | 2.74 | 3.76 | 4.07 | 4.21 | 4.24 | 4.26 | 4.24 | 4.17 | 4.07 | 3.88 | 3.4 | 1.64 | 0.13 | 0 | 0 | 0 | 0 | 0 | 0 | 0 | 0 | 0 | 0.01 | 0.91 | 2.78 | 3.72 | 4.04 | 4.22 | 4.3 | 4.28 | 4.28 | 4.21 | 4.1 | 3.93 | 3.55 | 2.12 | 0.34 | 0 | 0 | 0 | 0 | 0 | 0 | 0 | 0 | 0 | 0 | 0.4 | 2.14 | 3.43 | 3.94 | 4.15 | 4.23 | 4.19 | 4.14 | 4.11 | 4.01 | 3.8 | 3.29 | 1.89 | 0.28 | 0 | 0 | 0 | 0 | 0 | 0 | 0 | 0 | 0 | 0 | 0.15 | 1.71 | 3.36 | 3.94 | 4.15 | 4.26 | 4.27 | 4.18 | 3.97 | 3.88 | 3.57 | 2.84 | 1.02 | 0.03 | 0 | 0 | 0 | 0 | 0 | 0 | 0 | 0 | 0 | 0 | 0.02 | 1.14 | 2.92 | 3.6 | 3.86 | 3.93 | 4 | 3.92 | 3.81 | 3.56 | 3.23 | 1.71 | 0.15 | 0 | 0 | 0 | 0 | 0 | 0 | 0 | 0 | 0 | 0 | 0 | 0 | 0.5 | 2.47 | 3.3 | 3.47 | 3.52 | 3.51 | 3.48 | 3.53 | 3.3 | 2.49 | 0.54 | 0 | 0 | 0 | 0 | 0 | 0 | 0 | 0 | 0 | 0 | 0 | 0 | 0.08 | 1.4 | 2.92 | 3.28 | 3.22 | 3.13 | 3.18 | 3.16 | 2.91 | 1.71 | 0.16 | 0 | 0 | 0 | 0 | 0 | 0 | 0 | 0 | 0 | 0 | 0 | 0 | 0 | 0.01 | 0.66 | 2.08 | 2.61 | 2.57 | 2.48 | 2.58 | 2.54 | 2.34 | 1.28 | 0.11 | 0 | 0 | 0 | 0 | 0 | 0 | 0
DELSUR_6_SOLAR1 |  | Solar_1Axis | Solar Tracking | CISO | South | Socal | FC | 6.5 | 0 | 0 | 0 | 0 | 0 | 0 | 0 | 0.78 | 3.05 | 3.97 | 3.93 | 3.86 | 3.82 | 3.83 | 3.47 | 2.5 | 0.42 | 0 | 0 | 0 | 0 | 0 | 0 | 0 | 0 | 0 | 0 | 0 | 0 | 0 | 0.04 | 1.7 | 4.14 | 4.57 | 4.47 | 4.43 | 4.41 | 4.25 | 4.15 | 3.77 | 1.6 | 0.06 | 0 | 0 | 0 | 0 | 0 | 0 | 0 | 0 | 0 | 0 | 0 | 0 | 0.01 | 1.11 | 3.86 | 4.74 | 4.76 | 4.66 | 4.61 | 4.59 | 4.36 | 4.02 | 3 | 1.13 | 0.18 | 0 | 0 | 0 | 0 | 0 | 0 | 0 | 0 | 0 | 0 | 0 | 0.2 | 2.37 | 4.65 | 4.98 | 5.18 | 5.17 | 5.2 | 5.15 | 5.09 | 4.9 | 4.62 | 3.75 | 1.18 | 0.02 | 0 | 0 | 0 | 0 | 0 | 0 | 0 | 0 | 0 | 0 | 0.96 | 3.56 | 4.89 | 5.3 | 5.47 | 5.52 | 5.53 | 5.51 | 5.42 | 5.29 | 5.04 | 4.42 | 2.13 | 0.17 | 0 | 0 | 0 | 0 | 0 | 0 | 0 | 0 | 0 | 0.02 | 1.18 | 3.62 | 4.83 | 5.25 | 5.49 | 5.59 | 5.56 | 5.56 | 5.47 | 5.33 | 5.11 | 4.61 | 2.76 | 0.45 | 0 | 0 | 0 | 0 | 0 | 0 | 0 | 0 | 0 | 0 | 0.53 | 2.78 | 4.46 | 5.12 | 5.4 | 5.5 | 5.45 | 5.39 | 5.34 | 5.21 | 4.95 | 4.28 | 2.45 | 0.37 | 0 | 0 | 0 | 0 | 0 | 0 | 0 | 0 | 0 | 0 | 0.2 | 2.23 | 4.37 | 5.12 | 5.4 | 5.53 | 5.55 | 5.43 | 5.16 | 5.04 | 4.63 | 3.69 | 1.32 | 0.04 | 0 | 0 | 0 | 0 | 0 | 0 | 0 | 0 | 0 | 0 | 0.03 | 1.48 | 3.8 | 4.68 | 5.02 | 5.11 | 5.19 | 5.1 | 4.95 | 4.63 | 4.2 | 2.23 | 0.2 | 0 | 0 | 0 | 0 | 0 | 0 | 0 | 0 | 0 | 0 | 0 | 0 | 0.65 | 3.21 | 4.29 | 4.51 | 4.57 | 4.56 | 4.52 | 4.59 | 4.29 | 3.23 | 0.7 | 0 | 0 | 0 | 0 | 0 | 0 | 0 | 0 | 0 | 0 | 0 | 0 | 0.1 | 1.82 | 3.8 | 4.27 | 4.18 | 4.07 | 4.13 | 4.11 | 3.78 | 2.22 | 0.21 | 0 | 0 | 0 | 0 | 0 | 0 | 0 | 0 | 0 | 0 | 0 | 0 | 0 | 0.01 | 0.86 | 2.71 | 3.39 | 3.35 | 3.22 | 3.35 | 3.3 | 3.04 | 1.66 | 0.14 | 0 | 0 | 0 | 0 | 0 | 0 | 0
DELSUR_6_SOLAR4 |  | Solar_1Axis | Solar Tracking | CISO | South | Socal | EO | 1.5 | 0 | 0 | 0 | 0 | 0 | 0 | 0 | 0.18 | 0.7 | 0.92 | 0.91 | 0.89 | 0.88 | 0.88 | 0.8 | 0.58 | 0.1 | 0 | 0 | 0 | 0 | 0 | 0 | 0 | 0 | 0 | 0 | 0 | 0 | 0 | 0.01 | 0.39 | 0.95 | 1.05 | 1.03 | 1.02 | 1.02 | 0.98 | 0.96 | 0.87 | 0.37 | 0.01 | 0 | 0 | 0 | 0 | 0 | 0 | 0 | 0 | 0 | 0 | 0 | 0 | 0 | 0.26 | 0.89 | 1.09 | 1.1 | 1.08 | 1.06 | 1.06 | 1.01 | 0.93 | 0.69 | 0.26 | 0.04 | 0 | 0 | 0 | 0 | 0 | 0 | 0 | 0 | 0 | 0 | 0 | 0.05 | 0.55 | 1.07 | 1.15 | 1.2 | 1.19 | 1.2 | 1.19 | 1.17 | 1.13 | 1.07 | 0.86 | 0.27 | 0 | 0 | 0 | 0 | 0 | 0 | 0 | 0 | 0 | 0 | 0 | 0.22 | 0.82 | 1.13 | 1.22 | 1.26 | 1.27 | 1.28 | 1.27 | 1.25 | 1.22 | 1.16 | 1.02 | 0.49 | 0.04 | 0 | 0 | 0 | 0 | 0 | 0 | 0 | 0 | 0 | 0 | 0.27 | 0.83 | 1.11 | 1.21 | 1.27 | 1.29 | 1.28 | 1.28 | 1.26 | 1.23 | 1.18 | 1.06 | 0.64 | 0.1 | 0 | 0 | 0 | 0 | 0 | 0 | 0 | 0 | 0 | 0 | 0.12 | 0.64 | 1.03 | 1.18 | 1.25 | 1.27 | 1.26 | 1.24 | 1.23 | 1.2 | 1.14 | 0.99 | 0.57 | 0.08 | 0 | 0 | 0 | 0 | 0 | 0 | 0 | 0 | 0 | 0 | 0.05 | 0.51 | 1.01 | 1.18 | 1.25 | 1.28 | 1.28 | 1.25 | 1.19 | 1.16 | 1.07 | 0.85 | 0.3 | 0.01 | 0 | 0 | 0 | 0 | 0 | 0 | 0 | 0 | 0 | 0 | 0.01 | 0.34 | 0.88 | 1.08 | 1.16 | 1.18 | 1.2 | 1.18 | 1.14 | 1.07 | 0.97 | 0.51 | 0.05 | 0 | 0 | 0 | 0 | 0 | 0 | 0 | 0 | 0 | 0 | 0 | 0 | 0.15 | 0.74 | 0.99 | 1.04 | 1.06 | 1.05 | 1.04 | 1.06 | 0.99 | 0.75 | 0.16 | 0 | 0 | 0 | 0 | 0 | 0 | 0 | 0 | 0 | 0 | 0 | 0 | 0.02 | 0.42 | 0.88 | 0.98 | 0.97 | 0.94 | 0.95 | 0.95 | 0.87 | 0.51 | 0.05 | 0 | 0 | 0 | 0 | 0 | 0 | 0 | 0 | 0 | 0 | 0 | 0 | 0 | 0 | 0.2 | 0.63 | 0.78 | 0.77 | 0.74 | 0.77 | 0.76 | 0.7 | 0.38 | 0.03 | 0 | 0 | 0 | 0 | 0 | 0 | 0
DELSUR_6_SOLAR5 |  | Solar_1Axis | Solar Tracking | CISO | South | Socal | EO | 1.5 | 0 | 0 | 0 | 0 | 0 | 0 | 0 | 0.18 | 0.7 | 0.92 | 0.91 | 0.89 | 0.88 | 0.88 | 0.8 | 0.58 | 0.1 | 0 | 0 | 0 | 0 | 0 | 0 | 0 | 0 | 0 | 0 | 0 | 0 | 0 | 0.01 | 0.39 | 0.95 | 1.05 | 1.03 | 1.02 | 1.02 | 0.98 | 0.96 | 0.87 | 0.37 | 0.01 | 0 | 0 | 0 | 0 | 0 | 0 | 0 | 0 | 0 | 0 | 0 | 0 | 0 | 0.26 | 0.89 | 1.09 | 1.1 | 1.08 | 1.06 | 1.06 | 1.01 | 0.93 | 0.69 | 0.26 | 0.04 | 0 | 0 | 0 | 0 | 0 | 0 | 0 | 0 | 0 | 0 | 0 | 0.05 | 0.55 | 1.07 | 1.15 | 1.2 | 1.19 | 1.2 | 1.19 | 1.17 | 1.13 | 1.07 | 0.86 | 0.27 | 0 | 0 | 0 | 0 | 0 | 0 | 0 | 0 | 0 | 0 | 0 | 0.22 | 0.82 | 1.13 | 1.22 | 1.26 | 1.27 | 1.28 | 1.27 | 1.25 | 1.22 | 1.16 | 1.02 | 0.49 | 0.04 | 0 | 0 | 0 | 0 | 0 | 0 | 0 | 0 | 0 | 0 | 0.27 | 0.83 | 1.11 | 1.21 | 1.27 | 1.29 | 1.28 | 1.28 | 1.26 | 1.23 | 1.18 | 1.06 | 0.64 | 0.1 | 0 | 0 | 0 | 0 | 0 | 0 | 0 | 0 | 0 | 0 | 0.12 | 0.64 | 1.03 | 1.18 | 1.25 | 1.27 | 1.26 | 1.24 | 1.23 | 1.2 | 1.14 | 0.99 | 0.57 | 0.08 | 0 | 0 | 0 | 0 | 0 | 0 | 0 | 0 | 0 | 0 | 0.05 | 0.51 | 1.01 | 1.18 | 1.25 | 1.28 | 1.28 | 1.25 | 1.19 | 1.16 | 1.07 | 0.85 | 0.3 | 0.01 | 0 | 0 | 0 | 0 | 0 | 0 | 0 | 0 | 0 | 0 | 0.01 | 0.34 | 0.88 | 1.08 | 1.16 | 1.18 | 1.2 | 1.18 | 1.14 | 1.07 | 0.97 | 0.51 | 0.05 | 0 | 0 | 0 | 0 | 0 | 0 | 0 | 0 | 0 | 0 | 0 | 0 | 0.15 | 0.74 | 0.99 | 1.04 | 1.06 | 1.05 | 1.04 | 1.06 | 0.99 | 0.75 | 0.16 | 0 | 0 | 0 | 0 | 0 | 0 | 0 | 0 | 0 | 0 | 0 | 0 | 0.02 | 0.42 | 0.88 | 0.98 | 0.97 | 0.94 | 0.95 | 0.95 | 0.87 | 0.51 | 0.05 | 0 | 0 | 0 | 0 | 0 | 0 | 0 | 0 | 0 | 0 | 0 | 0 | 0 | 0 | 0.2 | 0.63 | 0.78 | 0.77 | 0.74 | 0.77 | 0.76 | 0.7 | 0.38 | 0.03 | 0 | 0 | 0 | 0 | 0 | 0 | 0
DEVERS_1_SEPV05 |  | Solar_Fixed | Solar Fixed | CISO | South | Socal | EO | 2 | 0 | 0 | 0 | 0 | 0 | 0 | 0 | 0.26 | 0.89 | 1.21 | 1.3 | 1.35 | 1.31 | 1.26 | 1.05 | 0.61 | 0.09 | 0 | 0 | 0 | 0 | 0 | 0 | 0 | 0 | 0 | 0 | 0 | 0 | 0 | 0.02 | 0.49 | 1.17 | 1.39 | 1.49 | 1.5 | 1.47 | 1.41 | 1.3 | 1 | 0.39 | 0.01 | 0 | 0 | 0 | 0 | 0 | 0 | 0 | 0 | 0 | 0 | 0 | 0 | 0 | 0.28 | 0.99 | 1.37 | 1.5 | 1.53 | 1.51 | 1.47 | 1.38 | 1.22 | 0.77 | 0.36 | 0.05 | 0 | 0 | 0 | 0 | 0 | 0 | 0 | 0 | 0 | 0 | 0 | 0.05 | 0.55 | 1.19 | 1.49 | 1.63 | 1.7 | 1.7 | 1.67 | 1.62 | 1.49 | 1.27 | 0.87 | 0.22 | 0 | 0 | 0 | 0 | 0 | 0 | 0 | 0 | 0 | 0 | 0 | 0.23 | 0.84 | 1.27 | 1.52 | 1.68 | 1.75 | 1.76 | 1.74 | 1.71 | 1.59 | 1.39 | 1.01 | 0.38 | 0.02 | 0 | 0 | 0 | 0 | 0 | 0 | 0 | 0 | 0 | 0.01 | 0.28 | 0.86 | 1.3 | 1.56 | 1.72 | 1.8 | 1.81 | 1.81 | 1.75 | 1.62 | 1.42 | 1.08 | 0.52 | 0.07 | 0 | 0 | 0 | 0 | 0 | 0 | 0 | 0 | 0 | 0 | 0.13 | 0.59 | 1.09 | 1.4 | 1.61 | 1.71 | 1.75 | 1.74 | 1.66 | 1.55 | 1.34 | 1.01 | 0.46 | 0.05 | 0 | 0 | 0 | 0 | 0 | 0 | 0 | 0 | 0 | 0 | 0.06 | 0.53 | 1.13 | 1.46 | 1.66 | 1.76 | 1.79 | 1.76 | 1.69 | 1.54 | 1.3 | 0.87 | 0.25 | 0.01 | 0 | 0 | 0 | 0 | 0 | 0 | 0 | 0 | 0 | 0 | 0.02 | 0.41 | 1.06 | 1.43 | 1.63 | 1.72 | 1.74 | 1.72 | 1.64 | 1.44 | 1.16 | 0.51 | 0.05 | 0 | 0 | 0 | 0 | 0 | 0 | 0 | 0 | 0 | 0 | 0 | 0 | 0.22 | 0.92 | 1.31 | 1.49 | 1.59 | 1.61 | 1.59 | 1.51 | 1.34 | 0.85 | 0.17 | 0 | 0 | 0 | 0 | 0 | 0 | 0 | 0 | 0 | 0 | 0 | 0 | 0.05 | 0.54 | 1.08 | 1.34 | 1.43 | 1.47 | 1.42 | 1.35 | 1.11 | 0.51 | 0.03 | 0 | 0 | 0 | 0 | 0 | 0 | 0 | 0 | 0 | 0 | 0 | 0 | 0 | 0.01 | 0.28 | 0.8 | 1.07 | 1.18 | 1.24 | 1.2 | 1.11 | 0.9 | 0.4 | 0.02 | 0 | 0 | 0 | 0 | 0 | 0 | 0
DEVERS_1_SOLAR |  | Solar_Fixed | Solar Fixed | CISO | South | Socal | EO | 18.5 | 0 | 0 | 0 | 0 | 0 | 0 | 0.03 | 2.45 | 8.22 | 11.15 | 12.05 | 12.44 | 12.12 | 11.67 | 9.75 | 5.69 | 0.83 | 0 | 0 | 0 | 0 | 0 | 0 | 0 | 0 | 0 | 0 | 0 | 0 | 0 | 0.2 | 4.56 | 10.81 | 12.88 | 13.78 | 13.83 | 13.59 | 13.08 | 12.04 | 9.24 | 3.58 | 0.09 | 0 | 0 | 0 | 0 | 0 | 0 | 0 | 0 | 0 | 0 | 0 | 0 | 0.04 | 2.62 | 9.12 | 12.65 | 13.88 | 14.12 | 13.94 | 13.61 | 12.8 | 11.32 | 7.14 | 3.32 | 0.5 | 0 | 0 | 0 | 0 | 0 | 0 | 0 | 0 | 0 | 0 | 0 | 0.51 | 5.11 | 11.01 | 13.82 | 15.08 | 15.7 | 15.72 | 15.4 | 15.01 | 13.76 | 11.71 | 8.03 | 2 | 0.03 | 0 | 0 | 0 | 0 | 0 | 0 | 0 | 0 | 0 | 0.03 | 2.12 | 7.77 | 11.79 | 14.01 | 15.58 | 16.19 | 16.28 | 16.1 | 15.78 | 14.69 | 12.85 | 9.33 | 3.5 | 0.23 | 0 | 0 | 0 | 0 | 0 | 0 | 0 | 0 | 0 | 0.07 | 2.6 | 7.93 | 12.04 | 14.39 | 15.92 | 16.65 | 16.78 | 16.75 | 16.18 | 14.98 | 13.13 | 10.04 | 4.79 | 0.6 | 0 | 0 | 0 | 0 | 0 | 0 | 0 | 0 | 0 | 0 | 1.25 | 5.45 | 10.07 | 12.96 | 14.88 | 15.86 | 16.18 | 16.05 | 15.33 | 14.34 | 12.41 | 9.34 | 4.25 | 0.48 | 0 | 0 | 0 | 0 | 0 | 0 | 0 | 0 | 0 | 0 | 0.55 | 4.91 | 10.48 | 13.47 | 15.31 | 16.26 | 16.57 | 16.3 | 15.62 | 14.21 | 12.03 | 8.02 | 2.29 | 0.06 | 0 | 0 | 0 | 0 | 0 | 0 | 0 | 0 | 0 | 0 | 0.15 | 3.77 | 9.78 | 13.18 | 15.03 | 15.87 | 16.06 | 15.91 | 15.17 | 13.36 | 10.76 | 4.76 | 0.43 | 0 | 0 | 0 | 0 | 0 | 0 | 0 | 0 | 0 | 0 | 0 | 0.02 | 2.01 | 8.48 | 12.14 | 13.81 | 14.68 | 14.88 | 14.67 | 13.95 | 12.41 | 7.85 | 1.58 | 0.01 | 0 | 0 | 0 | 0 | 0 | 0 | 0 | 0 | 0 | 0 | 0 | 0.46 | 4.99 | 9.99 | 12.42 | 13.26 | 13.57 | 13.15 | 12.45 | 10.25 | 4.68 | 0.32 | 0 | 0 | 0 | 0 | 0 | 0 | 0 | 0 | 0 | 0 | 0 | 0 | 0 | 0.06 | 2.64 | 7.4 | 9.9 | 10.91 | 11.49 | 11.14 | 10.23 | 8.34 | 3.73 | 0.23 | 0 | 0 | 0 | 0 | 0 | 0 | 0
DEVERS_1_SOLAR1 |  | Solar_1Axis | Solar Tracking | CISO | South | Socal | EO | 12 | 0 | 0 | 0 | 0 | 0 | 0 | 0.01 | 1.44 | 5.63 | 7.33 | 7.26 | 7.13 | 7.05 | 7.07 | 6.4 | 4.62 | 0.78 | 0 | 0 | 0 | 0 | 0 | 0 | 0 | 0 | 0 | 0 | 0 | 0 | 0 | 0.08 | 3.14 | 7.64 | 8.44 | 8.25 | 8.18 | 8.14 | 7.85 | 7.66 | 6.96 | 2.96 | 0.12 | 0 | 0 | 0 | 0 | 0 | 0 | 0 | 0 | 0 | 0 | 0 | 0 | 0.02 | 2.05 | 7.13 | 8.76 | 8.79 | 8.61 | 8.52 | 8.48 | 8.05 | 7.43 | 5.54 | 2.08 | 0.34 | 0 | 0 | 0 | 0 | 0 | 0 | 0 | 0 | 0 | 0 | 0 | 0.37 | 4.38 | 8.59 | 9.19 | 9.57 | 9.54 | 9.6 | 9.5 | 9.39 | 9.05 | 8.53 | 6.92 | 2.19 | 0.04 | 0 | 0 | 0 | 0 | 0 | 0 | 0 | 0 | 0 | 0.01 | 1.78 | 6.57 | 9.03 | 9.78 | 10.1 | 10.18 | 10.22 | 10.17 | 10 | 9.76 | 9.3 | 8.16 | 3.94 | 0.31 | 0 | 0 | 0 | 0 | 0 | 0 | 0 | 0 | 0 | 0.03 | 2.19 | 6.68 | 8.92 | 9.69 | 10.13 | 10.33 | 10.26 | 10.26 | 10.1 | 9.83 | 9.43 | 8.51 | 5.09 | 0.83 | 0 | 0 | 0 | 0 | 0 | 0 | 0 | 0 | 0 | 0 | 0.97 | 5.13 | 8.23 | 9.46 | 9.96 | 10.16 | 10.06 | 9.95 | 9.86 | 9.62 | 9.13 | 7.9 | 4.53 | 0.68 | 0 | 0 | 0 | 0 | 0 | 0 | 0 | 0 | 0 | 0 | 0.37 | 4.11 | 8.07 | 9.46 | 9.97 | 10.22 | 10.25 | 10.02 | 9.53 | 9.31 | 8.56 | 6.82 | 2.44 | 0.07 | 0 | 0 | 0 | 0 | 0 | 0 | 0 | 0 | 0 | 0 | 0.06 | 2.74 | 7.02 | 8.64 | 9.26 | 9.43 | 9.59 | 9.41 | 9.14 | 8.55 | 7.75 | 4.12 | 0.37 | 0 | 0 | 0 | 0 | 0 | 0 | 0 | 0 | 0 | 0 | 0 | 0 | 1.2 | 5.92 | 7.91 | 8.32 | 8.44 | 8.42 | 8.34 | 8.47 | 7.92 | 5.97 | 1.3 | 0 | 0 | 0 | 0 | 0 | 0 | 0 | 0 | 0 | 0 | 0 | 0 | 0.19 | 3.36 | 7.01 | 7.88 | 7.72 | 7.51 | 7.63 | 7.58 | 6.98 | 4.1 | 0.38 | 0 | 0 | 0 | 0 | 0 | 0 | 0 | 0 | 0 | 0 | 0 | 0 | 0 | 0.01 | 1.59 | 5 | 6.27 | 6.18 | 5.94 | 6.19 | 6.09 | 5.61 | 3.06 | 0.25 | 0 | 0 | 0 | 0 | 0 | 0 | 0
DEVERS_1_SOLAR2 |  | Solar_1Axis | Solar Tracking | CISO | South | Socal | EO | 9 | 0 | 0 | 0 | 0 | 0 | 0 | 0 | 1.08 | 4.22 | 5.5 | 5.44 | 5.35 | 5.29 | 5.3 | 4.8 | 3.47 | 0.58 | 0 | 0 | 0 | 0 | 0 | 0 | 0 | 0 | 0 | 0 | 0 | 0 | 0 | 0.06 | 2.35 | 5.73 | 6.33 | 6.19 | 6.14 | 6.1 | 5.89 | 5.74 | 5.22 | 2.22 | 0.09 | 0 | 0 | 0 | 0 | 0 | 0 | 0 | 0 | 0 | 0 | 0 | 0 | 0.01 | 1.54 | 5.35 | 6.57 | 6.59 | 6.46 | 6.39 | 6.36 | 6.04 | 5.57 | 4.16 | 1.56 | 0.25 | 0 | 0 | 0 | 0 | 0 | 0 | 0 | 0 | 0 | 0 | 0 | 0.28 | 3.29 | 6.44 | 6.89 | 7.18 | 7.16 | 7.2 | 7.12 | 7.04 | 6.79 | 6.4 | 5.19 | 1.64 | 0.03 | 0 | 0 | 0 | 0 | 0 | 0 | 0 | 0 | 0 | 0.01 | 1.33 | 4.93 | 6.77 | 7.33 | 7.57 | 7.64 | 7.66 | 7.63 | 7.5 | 7.32 | 6.98 | 6.12 | 2.95 | 0.23 | 0 | 0 | 0 | 0 | 0 | 0 | 0 | 0 | 0 | 0.02 | 1.64 | 5.01 | 6.69 | 7.27 | 7.6 | 7.75 | 7.7 | 7.7 | 7.58 | 7.38 | 7.07 | 6.39 | 3.82 | 0.62 | 0 | 0 | 0 | 0 | 0 | 0 | 0 | 0 | 0 | 0 | 0.73 | 3.85 | 6.17 | 7.09 | 7.47 | 7.62 | 7.55 | 7.46 | 7.4 | 7.22 | 6.85 | 5.92 | 3.4 | 0.51 | 0 | 0 | 0 | 0 | 0 | 0 | 0 | 0 | 0 | 0 | 0.28 | 3.08 | 6.06 | 7.09 | 7.47 | 7.66 | 7.69 | 7.52 | 7.15 | 6.98 | 6.42 | 5.11 | 1.83 | 0.05 | 0 | 0 | 0 | 0 | 0 | 0 | 0 | 0 | 0 | 0 | 0.04 | 2.06 | 5.26 | 6.48 | 6.95 | 7.07 | 7.19 | 7.06 | 6.86 | 6.41 | 5.81 | 3.09 | 0.27 | 0 | 0 | 0 | 0 | 0 | 0 | 0 | 0 | 0 | 0 | 0 | 0 | 0.9 | 4.44 | 5.93 | 6.24 | 6.33 | 6.32 | 6.26 | 6.35 | 5.94 | 4.48 | 0.98 | 0 | 0 | 0 | 0 | 0 | 0 | 0 | 0 | 0 | 0 | 0 | 0 | 0.14 | 2.52 | 5.26 | 5.91 | 5.79 | 5.63 | 5.72 | 5.69 | 5.23 | 3.07 | 0.29 | 0 | 0 | 0 | 0 | 0 | 0 | 0 | 0 | 0 | 0 | 0 | 0 | 0 | 0.01 | 1.19 | 3.75 | 4.7 | 4.63 | 4.46 | 4.64 | 4.57 | 4.21 | 2.3 | 0.19 | 0 | 0 | 0 | 0 | 0 | 0 | 0
DEVERS_2_CS2SR4 |  | Solar_1Axis | Solar Tracking | CISO | South | Socal | EO | 0.91 | 0 | 0 | 0 | 0 | 0 | 0 | 0 | 0.11 | 0.43 | 0.56 | 0.55 | 0.54 | 0.53 | 0.54 | 0.49 | 0.35 | 0.06 | 0 | 0 | 0 | 0 | 0 | 0 | 0 | 0 | 0 | 0 | 0 | 0 | 0 | 0.01 | 0.24 | 0.58 | 0.64 | 0.63 | 0.62 | 0.62 | 0.6 | 0.58 | 0.53 | 0.22 | 0.01 | 0 | 0 | 0 | 0 | 0 | 0 | 0 | 0 | 0 | 0 | 0 | 0 | 0 | 0.16 | 0.54 | 0.66 | 0.67 | 0.65 | 0.65 | 0.64 | 0.61 | 0.56 | 0.42 | 0.16 | 0.03 | 0 | 0 | 0 | 0 | 0 | 0 | 0 | 0 | 0 | 0 | 0 | 0.03 | 0.33 | 0.65 | 0.7 | 0.73 | 0.72 | 0.73 | 0.72 | 0.71 | 0.69 | 0.65 | 0.52 | 0.17 | 0 | 0 | 0 | 0 | 0 | 0 | 0 | 0 | 0 | 0 | 0 | 0.13 | 0.5 | 0.68 | 0.74 | 0.77 | 0.77 | 0.77 | 0.77 | 0.76 | 0.74 | 0.71 | 0.62 | 0.3 | 0.02 | 0 | 0 | 0 | 0 | 0 | 0 | 0 | 0 | 0 | 0 | 0.17 | 0.51 | 0.68 | 0.73 | 0.77 | 0.78 | 0.78 | 0.78 | 0.77 | 0.75 | 0.71 | 0.65 | 0.39 | 0.06 | 0 | 0 | 0 | 0 | 0 | 0 | 0 | 0 | 0 | 0 | 0.07 | 0.39 | 0.62 | 0.72 | 0.76 | 0.77 | 0.76 | 0.75 | 0.75 | 0.73 | 0.69 | 0.6 | 0.34 | 0.05 | 0 | 0 | 0 | 0 | 0 | 0 | 0 | 0 | 0 | 0 | 0.03 | 0.31 | 0.61 | 0.72 | 0.76 | 0.77 | 0.78 | 0.76 | 0.72 | 0.71 | 0.65 | 0.52 | 0.18 | 0.01 | 0 | 0 | 0 | 0 | 0 | 0 | 0 | 0 | 0 | 0 | 0 | 0.21 | 0.53 | 0.66 | 0.7 | 0.72 | 0.73 | 0.71 | 0.69 | 0.65 | 0.59 | 0.31 | 0.03 | 0 | 0 | 0 | 0 | 0 | 0 | 0 | 0 | 0 | 0 | 0 | 0 | 0.09 | 0.45 | 0.6 | 0.63 | 0.64 | 0.64 | 0.63 | 0.64 | 0.6 | 0.45 | 0.1 | 0 | 0 | 0 | 0 | 0 | 0 | 0 | 0 | 0 | 0 | 0 | 0 | 0.01 | 0.25 | 0.53 | 0.6 | 0.59 | 0.57 | 0.58 | 0.58 | 0.53 | 0.31 | 0.03 | 0 | 0 | 0 | 0 | 0 | 0 | 0 | 0 | 0 | 0 | 0 | 0 | 0 | 0 | 0.12 | 0.38 | 0.48 | 0.47 | 0.45 | 0.47 | 0.46 | 0.43 | 0.23 | 0.02 | 0 | 0 | 0 | 0 | 0 | 0 | 0
DEVERS_2_DHSPG2 |  | Solar_1Axis | Solar Tracking | CISO | South | Socal | EO | 1.4 | 0 | 0 | 0 | 0 | 0 | 0 | 0 | 0.17 | 0.66 | 0.86 | 0.85 | 0.83 | 0.82 | 0.82 | 0.75 | 0.54 | 0.09 | 0 | 0 | 0 | 0 | 0 | 0 | 0 | 0 | 0 | 0 | 0 | 0 | 0 | 0.01 | 0.37 | 0.89 | 0.98 | 0.96 | 0.95 | 0.95 | 0.92 | 0.89 | 0.81 | 0.34 | 0.01 | 0 | 0 | 0 | 0 | 0 | 0 | 0 | 0 | 0 | 0 | 0 | 0 | 0 | 0.24 | 0.83 | 1.02 | 1.03 | 1 | 0.99 | 0.99 | 0.94 | 0.87 | 0.65 | 0.24 | 0.04 | 0 | 0 | 0 | 0 | 0 | 0 | 0 | 0 | 0 | 0 | 0 | 0.04 | 0.51 | 1 | 1.07 | 1.12 | 1.11 | 1.12 | 1.11 | 1.1 | 1.06 | 1 | 0.81 | 0.26 | 0 | 0 | 0 | 0 | 0 | 0 | 0 | 0 | 0 | 0 | 0 | 0.21 | 0.77 | 1.05 | 1.14 | 1.18 | 1.19 | 1.19 | 1.19 | 1.17 | 1.14 | 1.09 | 0.95 | 0.46 | 0.04 | 0 | 0 | 0 | 0 | 0 | 0 | 0 | 0 | 0 | 0 | 0.25 | 0.78 | 1.04 | 1.13 | 1.18 | 1.2 | 1.2 | 1.2 | 1.18 | 1.15 | 1.1 | 0.99 | 0.59 | 0.1 | 0 | 0 | 0 | 0 | 0 | 0 | 0 | 0 | 0 | 0 | 0.11 | 0.6 | 0.96 | 1.1 | 1.16 | 1.19 | 1.17 | 1.16 | 1.15 | 1.12 | 1.07 | 0.92 | 0.53 | 0.08 | 0 | 0 | 0 | 0 | 0 | 0 | 0 | 0 | 0 | 0 | 0.04 | 0.48 | 0.94 | 1.1 | 1.16 | 1.19 | 1.2 | 1.17 | 1.11 | 1.09 | 1 | 0.8 | 0.28 | 0.01 | 0 | 0 | 0 | 0 | 0 | 0 | 0 | 0 | 0 | 0 | 0.01 | 0.32 | 0.82 | 1.01 | 1.08 | 1.1 | 1.12 | 1.1 | 1.07 | 1 | 0.9 | 0.48 | 0.04 | 0 | 0 | 0 | 0 | 0 | 0 | 0 | 0 | 0 | 0 | 0 | 0 | 0.14 | 0.69 | 0.92 | 0.97 | 0.99 | 0.98 | 0.97 | 0.99 | 0.92 | 0.7 | 0.15 | 0 | 0 | 0 | 0 | 0 | 0 | 0 | 0 | 0 | 0 | 0 | 0 | 0.02 | 0.39 | 0.82 | 0.92 | 0.9 | 0.88 | 0.89 | 0.88 | 0.81 | 0.48 | 0.04 | 0 | 0 | 0 | 0 | 0 | 0 | 0 | 0 | 0 | 0 | 0 | 0 | 0 | 0 | 0.19 | 0.58 | 0.73 | 0.72 | 0.69 | 0.72 | 0.71 | 0.65 | 0.36 | 0.03 | 0 | 0 | 0 | 0 | 0 | 0 | 0
DRACKR_2_D4SR4B |  | Solar_1Axis | Solar Tracking | CISO | South | Socal | FC | 62.5 | 0 | 0 | 0 | 0 | 0 | 0 | 0.03 | 7.49 | 29.32 | 38.18 | 37.8 | 37.13 | 36.73 | 36.82 | 33.35 | 24.07 | 4.06 | 0 | 0 | 0 | 0 | 0 | 0 | 0 | 0 | 0 | 0 | 0 | 0 | 0 | 0.43 | 16.35 | 39.78 | 43.95 | 42.99 | 42.62 | 42.38 | 40.87 | 39.87 | 36.24 | 15.4 | 0.62 | 0 | 0 | 0 | 0 | 0 | 0 | 0 | 0 | 0 | 0 | 0 | 0 | 0.09 | 10.69 | 37.15 | 45.6 | 45.77 | 44.84 | 44.37 | 44.17 | 41.95 | 38.68 | 28.86 | 10.86 | 1.75 | 0 | 0 | 0 | 0 | 0 | 0 | 0 | 0 | 0 | 0 | 0 | 1.91 | 22.83 | 44.73 | 47.85 | 49.83 | 49.69 | 50 | 49.47 | 48.9 | 47.12 | 44.44 | 36.02 | 11.39 | 0.18 | 0 | 0 | 0 | 0 | 0 | 0 | 0 | 0 | 0 | 0.04 | 9.27 | 34.23 | 47.01 | 50.92 | 52.58 | 53.03 | 53.2 | 52.98 | 52.08 | 50.82 | 48.46 | 42.5 | 20.52 | 1.63 | 0 | 0 | 0 | 0 | 0 | 0 | 0 | 0 | 0 | 0.15 | 11.38 | 34.78 | 46.44 | 50.46 | 52.78 | 53.79 | 53.44 | 53.45 | 52.62 | 51.22 | 49.09 | 44.34 | 26.53 | 4.31 | 0 | 0 | 0 | 0 | 0 | 0 | 0 | 0 | 0 | 0 | 5.05 | 26.73 | 42.84 | 49.26 | 51.89 | 52.9 | 52.42 | 51.81 | 51.36 | 50.12 | 47.55 | 41.12 | 23.58 | 3.53 | 0 | 0 | 0 | 0 | 0 | 0 | 0 | 0 | 0 | 0 | 1.94 | 21.41 | 42.06 | 49.27 | 51.91 | 53.22 | 53.41 | 52.21 | 49.64 | 48.49 | 44.57 | 35.5 | 12.69 | 0.35 | 0 | 0 | 0 | 0 | 0 | 0 | 0 | 0 | 0 | 0 | 0.31 | 14.28 | 36.55 | 45.02 | 48.24 | 49.12 | 49.94 | 49.02 | 47.63 | 44.55 | 40.38 | 21.43 | 1.9 | 0 | 0 | 0 | 0 | 0 | 0 | 0 | 0 | 0 | 0 | 0 | 0 | 6.25 | 30.84 | 41.21 | 43.36 | 43.98 | 43.88 | 43.45 | 44.1 | 41.25 | 31.1 | 6.77 | 0 | 0 | 0 | 0 | 0 | 0 | 0 | 0 | 0 | 0 | 0 | 0 | 0.98 | 17.48 | 36.53 | 41.03 | 40.23 | 39.1 | 39.73 | 39.5 | 36.34 | 21.34 | 1.98 | 0 | 0 | 0 | 0 | 0 | 0 | 0 | 0 | 0 | 0 | 0 | 0 | 0 | 0.07 | 8.27 | 26.04 | 32.64 | 32.17 | 30.95 | 32.22 | 31.71 | 29.21 | 15.96 | 1.31 | 0 | 0 | 0 | 0 | 0 | 0 | 0
DRACKR_2_DS3SR3 |  | Paired_Solar_Fixed | Solar Fixed | CISO | South | Socal | EO | 125 | 0 | 0 | 0 | 0 | 0 | 0 | 0.2 | 16.55 | 55.53 | 75.34 | 81.41 | 84.07 | 81.89 | 78.85 | 65.85 | 38.43 | 5.58 | 0 | 0 | 0 | 0 | 0 | 0 | 0 | 0 | 0 | 0 | 0 | 0 | 0 | 1.38 | 30.81 | 73.07 | 87.04 | 93.13 | 93.47 | 91.8 | 88.4 | 81.33 | 62.46 | 24.21 | 0.6 | 0 | 0 | 0 | 0 | 0 | 0 | 0 | 0 | 0 | 0 | 0 | 0 | 0.27 | 17.67 | 61.65 | 85.46 | 93.81 | 95.4 | 94.22 | 91.96 | 86.48 | 76.47 | 48.24 | 22.43 | 3.38 | 0 | 0 | 0 | 0 | 0 | 0 | 0 | 0 | 0 | 0 | 0 | 3.43 | 34.54 | 74.36 | 93.35 | 101.87 | 106.07 | 106.23 | 104.07 | 101.39 | 93 | 79.12 | 54.27 | 13.55 | 0.18 | 0 | 0 | 0 | 0 | 0 | 0 | 0 | 0 | 0 | 0.18 | 14.3 | 52.52 | 79.67 | 94.69 | 105.24 | 109.42 | 110.01 | 108.8 | 106.6 | 99.29 | 86.81 | 63.02 | 23.67 | 1.55 | 0 | 0 | 0 | 0 | 0 | 0 | 0 | 0 | 0 | 0.46 | 17.57 | 53.6 | 81.38 | 97.21 | 107.59 | 112.47 | 113.35 | 113.21 | 109.33 | 101.22 | 88.72 | 67.81 | 32.35 | 4.08 | 0.01 | 0 | 0 | 0 | 0 | 0 | 0 | 0 | 0 | 0.02 | 8.43 | 36.85 | 68.06 | 87.57 | 100.56 | 107.17 | 109.32 | 108.44 | 103.56 | 96.88 | 83.87 | 63.08 | 28.69 | 3.27 | 0 | 0 | 0 | 0 | 0 | 0 | 0 | 0 | 0 | 0 | 3.75 | 33.17 | 70.78 | 91.02 | 103.45 | 109.86 | 111.93 | 110.11 | 105.51 | 96.04 | 81.27 | 54.22 | 15.49 | 0.42 | 0 | 0 | 0 | 0 | 0 | 0 | 0 | 0 | 0 | 0 | 1.04 | 25.49 | 66.11 | 89.08 | 101.57 | 107.2 | 108.49 | 107.51 | 102.52 | 90.27 | 72.69 | 32.17 | 2.87 | 0.01 | 0 | 0 | 0 | 0 | 0 | 0 | 0 | 0 | 0 | 0 | 0.12 | 13.59 | 57.31 | 82.01 | 93.32 | 99.19 | 100.57 | 99.11 | 94.25 | 83.87 | 53.07 | 10.65 | 0.05 | 0 | 0 | 0 | 0 | 0 | 0 | 0 | 0 | 0 | 0 | 0 | 3.09 | 33.74 | 67.49 | 83.93 | 89.59 | 91.7 | 88.87 | 84.14 | 69.27 | 31.63 | 2.13 | 0 | 0 | 0 | 0 | 0 | 0 | 0 | 0 | 0 | 0 | 0 | 0 | 0 | 0.38 | 17.8 | 49.98 | 66.9 | 73.73 | 77.63 | 75.26 | 69.12 | 56.35 | 25.22 | 1.55 | 0 | 0 | 0 | 0 | 0 | 0 | 0
DRACKR_2_DS4SR4 |  | Paired_Solar_1Axis | Solar Tracking | CISO | South | Socal | FC | 62.5 | 0 | 0 | 0 | 0 | 0 | 0 | 0.03 | 7.49 | 29.32 | 38.18 | 37.8 | 37.13 | 36.73 | 36.82 | 33.35 | 24.07 | 4.06 | 0 | 0 | 0 | 0 | 0 | 0 | 0 | 0 | 0 | 0 | 0 | 0 | 0 | 0.43 | 16.35 | 39.78 | 43.95 | 42.99 | 42.62 | 42.38 | 40.87 | 39.87 | 36.24 | 15.4 | 0.62 | 0 | 0 | 0 | 0 | 0 | 0 | 0 | 0 | 0 | 0 | 0 | 0 | 0.09 | 10.69 | 37.15 | 45.6 | 45.77 | 44.84 | 44.37 | 44.17 | 41.95 | 38.68 | 28.86 | 10.86 | 1.75 | 0 | 0 | 0 | 0 | 0 | 0 | 0 | 0 | 0 | 0 | 0 | 1.91 | 22.83 | 44.73 | 47.85 | 49.83 | 49.69 | 50 | 49.47 | 48.9 | 47.12 | 44.44 | 36.02 | 11.39 | 0.18 | 0 | 0 | 0 | 0 | 0 | 0 | 0 | 0 | 0 | 0.04 | 9.27 | 34.23 | 47.01 | 50.92 | 52.58 | 53.03 | 53.2 | 52.98 | 52.08 | 50.82 | 48.46 | 42.5 | 20.52 | 1.63 | 0 | 0 | 0 | 0 | 0 | 0 | 0 | 0 | 0 | 0.15 | 11.38 | 34.78 | 46.44 | 50.46 | 52.78 | 53.79 | 53.44 | 53.45 | 52.62 | 51.22 | 49.09 | 44.34 | 26.53 | 4.31 | 0 | 0 | 0 | 0 | 0 | 0 | 0 | 0 | 0 | 0 | 5.05 | 26.73 | 42.84 | 49.26 | 51.89 | 52.9 | 52.42 | 51.81 | 51.36 | 50.12 | 47.55 | 41.12 | 23.58 | 3.53 | 0 | 0 | 0 | 0 | 0 | 0 | 0 | 0 | 0 | 0 | 1.94 | 21.41 | 42.06 | 49.27 | 51.91 | 53.22 | 53.41 | 52.21 | 49.64 | 48.49 | 44.57 | 35.5 | 12.69 | 0.35 | 0 | 0 | 0 | 0 | 0 | 0 | 0 | 0 | 0 | 0 | 0.31 | 14.28 | 36.55 | 45.02 | 48.24 | 49.12 | 49.94 | 49.02 | 47.63 | 44.55 | 40.38 | 21.43 | 1.9 | 0 | 0 | 0 | 0 | 0 | 0 | 0 | 0 | 0 | 0 | 0 | 0 | 6.25 | 30.84 | 41.21 | 43.36 | 43.98 | 43.88 | 43.45 | 44.1 | 41.25 | 31.1 | 6.77 | 0 | 0 | 0 | 0 | 0 | 0 | 0 | 0 | 0 | 0 | 0 | 0 | 0.98 | 17.48 | 36.53 | 41.03 | 40.23 | 39.1 | 39.73 | 39.5 | 36.34 | 21.34 | 1.98 | 0 | 0 | 0 | 0 | 0 | 0 | 0 | 0 | 0 | 0 | 0 | 0 | 0 | 0.07 | 8.27 | 26.04 | 32.64 | 32.17 | 30.95 | 32.22 | 31.71 | 29.21 | 15.96 | 1.31 | 0 | 0 | 0 | 0 | 0 | 0 | 0
DRACKR_2_SOLAR1 |  | Paired_Solar_Fixed | Solar Fixed | CISO | South | Socal | FC | 110 | 0 | 0 | 0 | 0 | 0 | 0 | 0.18 | 14.56 | 48.87 | 66.3 | 71.64 | 73.98 | 72.06 | 69.39 | 57.95 | 33.82 | 4.91 | 0 | 0 | 0 | 0 | 0 | 0 | 0 | 0 | 0 | 0 | 0 | 0 | 0 | 1.21 | 27.11 | 64.3 | 76.6 | 81.95 | 82.25 | 80.79 | 77.79 | 71.57 | 54.96 | 21.31 | 0.53 | 0 | 0 | 0 | 0 | 0 | 0 | 0 | 0 | 0 | 0 | 0 | 0 | 0.24 | 15.55 | 54.25 | 75.2 | 82.55 | 83.95 | 82.91 | 80.92 | 76.1 | 67.29 | 42.45 | 19.74 | 2.97 | 0 | 0 | 0 | 0 | 0 | 0 | 0 | 0 | 0 | 0 | 0 | 3.01 | 30.39 | 65.44 | 82.15 | 89.64 | 93.35 | 93.49 | 91.58 | 89.22 | 81.84 | 69.62 | 47.76 | 11.92 | 0.16 | 0 | 0 | 0 | 0 | 0 | 0 | 0 | 0 | 0 | 0.16 | 12.58 | 46.22 | 70.11 | 83.33 | 92.62 | 96.29 | 96.81 | 95.75 | 93.8 | 87.37 | 76.4 | 55.46 | 20.83 | 1.36 | 0 | 0 | 0 | 0 | 0 | 0 | 0 | 0 | 0 | 0.41 | 15.46 | 47.17 | 71.61 | 85.55 | 94.68 | 98.97 | 99.75 | 99.62 | 96.21 | 89.07 | 78.07 | 59.67 | 28.47 | 3.59 | 0.01 | 0 | 0 | 0 | 0 | 0 | 0 | 0 | 0 | 0.02 | 7.42 | 32.43 | 59.89 | 77.06 | 88.49 | 94.31 | 96.2 | 95.43 | 91.13 | 85.25 | 73.8 | 55.51 | 25.25 | 2.88 | 0 | 0 | 0 | 0 | 0 | 0 | 0 | 0 | 0 | 0 | 3.3 | 29.19 | 62.29 | 80.1 | 91.03 | 96.68 | 98.5 | 96.9 | 92.85 | 84.51 | 71.52 | 47.71 | 13.63 | 0.37 | 0 | 0 | 0 | 0 | 0 | 0 | 0 | 0 | 0 | 0 | 0.91 | 22.43 | 58.18 | 78.39 | 89.38 | 94.33 | 95.47 | 94.61 | 90.21 | 79.43 | 63.96 | 28.31 | 2.53 | 0.01 | 0 | 0 | 0 | 0 | 0 | 0 | 0 | 0 | 0 | 0 | 0.1 | 11.96 | 50.43 | 72.17 | 82.12 | 87.28 | 88.5 | 87.22 | 82.94 | 73.81 | 46.7 | 9.37 | 0.04 | 0 | 0 | 0 | 0 | 0 | 0 | 0 | 0 | 0 | 0 | 0 | 2.72 | 29.69 | 59.39 | 73.86 | 78.84 | 80.7 | 78.2 | 74.04 | 60.95 | 27.84 | 1.88 | 0 | 0 | 0 | 0 | 0 | 0 | 0 | 0 | 0 | 0 | 0 | 0 | 0 | 0.33 | 15.67 | 43.98 | 58.88 | 64.88 | 68.31 | 66.23 | 60.83 | 49.59 | 22.19 | 1.37 | 0 | 0 | 0 | 0 | 0 | 0 | 0
DRACKR_2_SOLAR2 |  | Paired_Solar_Fixed | Solar Fixed | CISO | South | Socal | EO | 125 | 0 | 0 | 0 | 0 | 0 | 0 | 0.2 | 16.55 | 55.53 | 75.34 | 81.41 | 84.07 | 81.89 | 78.85 | 65.85 | 38.43 | 5.58 | 0 | 0 | 0 | 0 | 0 | 0 | 0 | 0 | 0 | 0 | 0 | 0 | 0 | 1.38 | 30.81 | 73.07 | 87.04 | 93.13 | 93.47 | 91.8 | 88.4 | 81.33 | 62.46 | 24.21 | 0.6 | 0 | 0 | 0 | 0 | 0 | 0 | 0 | 0 | 0 | 0 | 0 | 0 | 0.27 | 17.67 | 61.65 | 85.46 | 93.81 | 95.4 | 94.22 | 91.96 | 86.48 | 76.47 | 48.24 | 22.43 | 3.38 | 0 | 0 | 0 | 0 | 0 | 0 | 0 | 0 | 0 | 0 | 0 | 3.43 | 34.54 | 74.36 | 93.35 | 101.87 | 106.07 | 106.23 | 104.07 | 101.39 | 93 | 79.12 | 54.27 | 13.55 | 0.18 | 0 | 0 | 0 | 0 | 0 | 0 | 0 | 0 | 0 | 0.18 | 14.3 | 52.52 | 79.67 | 94.69 | 105.24 | 109.42 | 110.01 | 108.8 | 106.6 | 99.29 | 86.81 | 63.02 | 23.67 | 1.55 | 0 | 0 | 0 | 0 | 0 | 0 | 0 | 0 | 0 | 0.46 | 17.57 | 53.6 | 81.38 | 97.21 | 107.59 | 112.47 | 113.35 | 113.21 | 109.33 | 101.22 | 88.72 | 67.81 | 32.35 | 4.08 | 0.01 | 0 | 0 | 0 | 0 | 0 | 0 | 0 | 0 | 0.02 | 8.43 | 36.85 | 68.06 | 87.57 | 100.56 | 107.17 | 109.32 | 108.44 | 103.56 | 96.88 | 83.87 | 63.08 | 28.69 | 3.27 | 0 | 0 | 0 | 0 | 0 | 0 | 0 | 0 | 0 | 0 | 3.75 | 33.17 | 70.78 | 91.02 | 103.45 | 109.86 | 111.93 | 110.11 | 105.51 | 96.04 | 81.27 | 54.22 | 15.49 | 0.42 | 0 | 0 | 0 | 0 | 0 | 0 | 0 | 0 | 0 | 0 | 1.04 | 25.49 | 66.11 | 89.08 | 101.57 | 107.2 | 108.49 | 107.51 | 102.52 | 90.27 | 72.69 | 32.17 | 2.87 | 0.01 | 0 | 0 | 0 | 0 | 0 | 0 | 0 | 0 | 0 | 0 | 0.12 | 13.59 | 57.31 | 82.01 | 93.32 | 99.19 | 100.57 | 99.11 | 94.25 | 83.87 | 53.07 | 10.65 | 0.05 | 0 | 0 | 0 | 0 | 0 | 0 | 0 | 0 | 0 | 0 | 0 | 3.09 | 33.74 | 67.49 | 83.93 | 89.59 | 91.7 | 88.87 | 84.14 | 69.27 | 31.63 | 2.13 | 0 | 0 | 0 | 0 | 0 | 0 | 0 | 0 | 0 | 0 | 0 | 0 | 0 | 0.38 | 17.8 | 49.98 | 66.9 | 73.73 | 77.63 | 75.26 | 69.12 | 56.35 | 25.22 | 1.55 | 0 | 0 | 0 | 0 | 0 | 0 | 0
DSFLWR_2_W9CSB1 |  | Solar_1Axis | Solar Tracking | CISO | South | Socal | ID | 102 | 0 | 0 | 0 | 0 | 0 | 0 | 0.05 | 12.22 | 47.86 | 62.31 | 61.69 | 60.6 | 59.94 | 60.09 | 54.43 | 39.27 | 6.63 | 0 | 0 | 0 | 0 | 0 | 0 | 0 | 0 | 0 | 0 | 0 | 0 | 0 | 0.7 | 26.68 | 64.92 | 71.73 | 70.16 | 69.55 | 69.16 | 66.7 | 65.07 | 59.14 | 25.13 | 1.01 | 0 | 0 | 0 | 0 | 0 | 0 | 0 | 0 | 0 | 0 | 0 | 0 | 0.15 | 17.45 | 60.63 | 74.43 | 74.69 | 73.17 | 72.41 | 72.08 | 68.46 | 63.13 | 47.1 | 17.72 | 2.86 | 0 | 0 | 0 | 0 | 0 | 0 | 0 | 0 | 0 | 0 | 0 | 3.12 | 37.26 | 73.01 | 78.09 | 81.32 | 81.09 | 81.61 | 80.74 | 79.8 | 76.91 | 72.52 | 58.79 | 18.59 | 0.3 | 0 | 0 | 0 | 0 | 0 | 0 | 0 | 0 | 0 | 0.06 | 15.13 | 55.86 | 76.73 | 83.09 | 85.81 | 86.54 | 86.83 | 86.46 | 85 | 82.94 | 79.09 | 69.37 | 33.49 | 2.65 | 0 | 0 | 0 | 0 | 0 | 0 | 0 | 0 | 0 | 0.24 | 18.58 | 56.75 | 75.79 | 82.35 | 86.13 | 87.78 | 87.21 | 87.23 | 85.87 | 83.59 | 80.12 | 72.37 | 43.29 | 7.03 | 0 | 0 | 0 | 0 | 0 | 0 | 0 | 0 | 0 | 0 | 8.24 | 43.62 | 69.92 | 80.39 | 84.68 | 86.34 | 85.54 | 84.55 | 83.81 | 81.79 | 77.61 | 67.11 | 38.48 | 5.76 | 0 | 0 | 0 | 0 | 0 | 0 | 0 | 0 | 0 | 0 | 3.16 | 34.94 | 68.64 | 80.41 | 84.72 | 86.85 | 87.16 | 85.21 | 81.01 | 79.13 | 72.73 | 57.93 | 20.71 | 0.57 | 0 | 0 | 0 | 0 | 0 | 0 | 0 | 0 | 0 | 0 | 0.5 | 23.3 | 59.65 | 73.48 | 78.72 | 80.17 | 81.5 | 80 | 77.73 | 72.7 | 65.9 | 34.98 | 3.11 | 0 | 0 | 0 | 0 | 0 | 0 | 0 | 0 | 0 | 0 | 0 | 0 | 10.2 | 50.32 | 67.26 | 70.76 | 71.78 | 71.61 | 70.91 | 71.98 | 67.32 | 50.76 | 11.06 | 0.01 | 0 | 0 | 0 | 0 | 0 | 0 | 0 | 0 | 0 | 0 | 0 | 1.6 | 28.52 | 59.62 | 66.96 | 65.66 | 63.81 | 64.84 | 64.47 | 59.3 | 34.83 | 3.23 | 0 | 0 | 0 | 0 | 0 | 0 | 0 | 0 | 0 | 0 | 0 | 0 | 0 | 0.11 | 13.49 | 42.5 | 53.27 | 52.51 | 50.51 | 52.58 | 51.75 | 47.68 | 26.05 | 2.14 | 0 | 0 | 0 | 0 | 0 | 0 | 0
DSFLWR_2_W9CSB2 |  | Solar_1Axis | Solar Tracking | CISO | South | Socal | ID | 72 | 0 | 0 | 0 | 0 | 0 | 0 | 0.04 | 8.62 | 33.78 | 43.98 | 43.55 | 42.77 | 42.31 | 42.41 | 38.42 | 27.72 | 4.68 | 0 | 0 | 0 | 0 | 0 | 0 | 0 | 0 | 0 | 0 | 0 | 0 | 0 | 0.5 | 18.83 | 45.82 | 50.63 | 49.53 | 49.09 | 48.82 | 47.08 | 45.93 | 41.75 | 17.74 | 0.71 | 0 | 0 | 0 | 0 | 0 | 0 | 0 | 0 | 0 | 0 | 0 | 0 | 0.11 | 12.32 | 42.8 | 52.54 | 52.72 | 51.65 | 51.11 | 50.88 | 48.33 | 44.56 | 33.25 | 12.51 | 2.02 | 0 | 0 | 0 | 0 | 0 | 0 | 0 | 0 | 0 | 0 | 0 | 2.21 | 26.3 | 51.53 | 55.13 | 57.41 | 57.24 | 57.6 | 56.99 | 56.33 | 54.29 | 51.19 | 41.5 | 13.12 | 0.21 | 0 | 0 | 0 | 0 | 0 | 0 | 0 | 0 | 0 | 0.04 | 10.68 | 39.43 | 54.16 | 58.65 | 60.57 | 61.09 | 61.29 | 61.03 | 60 | 58.55 | 55.83 | 48.97 | 23.64 | 1.87 | 0 | 0 | 0 | 0 | 0 | 0 | 0 | 0 | 0 | 0.17 | 13.11 | 40.06 | 53.5 | 58.13 | 60.8 | 61.96 | 61.56 | 61.57 | 60.62 | 59 | 56.55 | 51.08 | 30.56 | 4.96 | 0 | 0 | 0 | 0 | 0 | 0 | 0 | 0 | 0 | 0 | 5.82 | 30.79 | 49.35 | 56.75 | 59.77 | 60.95 | 60.38 | 59.68 | 59.16 | 57.74 | 54.78 | 47.37 | 27.17 | 4.06 | 0 | 0 | 0 | 0 | 0 | 0 | 0 | 0 | 0 | 0 | 2.23 | 24.66 | 48.45 | 56.76 | 59.8 | 61.31 | 61.53 | 60.15 | 57.18 | 55.86 | 51.34 | 40.89 | 14.62 | 0.4 | 0 | 0 | 0 | 0 | 0 | 0 | 0 | 0 | 0 | 0 | 0.36 | 16.45 | 42.1 | 51.87 | 55.57 | 56.59 | 57.53 | 56.47 | 54.87 | 51.32 | 46.52 | 24.69 | 2.19 | 0 | 0 | 0 | 0 | 0 | 0 | 0 | 0 | 0 | 0 | 0 | 0 | 7.2 | 35.52 | 47.48 | 49.95 | 50.67 | 50.55 | 50.05 | 50.81 | 47.52 | 35.83 | 7.8 | 0 | 0 | 0 | 0 | 0 | 0 | 0 | 0 | 0 | 0 | 0 | 0 | 1.13 | 20.13 | 42.08 | 47.26 | 46.35 | 45.04 | 45.77 | 45.51 | 41.86 | 24.59 | 2.28 | 0 | 0 | 0 | 0 | 0 | 0 | 0 | 0 | 0 | 0 | 0 | 0 | 0 | 0.08 | 9.52 | 30 | 37.6 | 37.06 | 35.66 | 37.11 | 36.53 | 33.65 | 18.39 | 1.51 | 0 | 0 | 0 | 0 | 0 | 0 | 0
DSFLWR_2_WS2SR1 |  | Solar_1Axis | Solar Tracking | CISO | South | Socal | FC | 100 | 0 | 0 | 0 | 0 | 0 | 0 | 0.05 | 11.98 | 46.92 | 61.09 | 60.48 | 59.41 | 58.77 | 58.91 | 53.36 | 38.5 | 6.5 | 0 | 0 | 0 | 0 | 0 | 0 | 0 | 0 | 0 | 0 | 0 | 0 | 0 | 0.69 | 26.16 | 63.64 | 70.33 | 68.79 | 68.19 | 67.81 | 65.39 | 63.79 | 57.98 | 24.63 | 0.99 | 0 | 0 | 0 | 0 | 0 | 0 | 0 | 0 | 0 | 0 | 0 | 0 | 0.15 | 17.11 | 59.44 | 72.97 | 73.23 | 71.74 | 70.99 | 70.67 | 67.12 | 61.89 | 46.18 | 17.37 | 2.81 | 0 | 0 | 0 | 0 | 0 | 0 | 0 | 0 | 0 | 0 | 0 | 3.06 | 36.53 | 71.58 | 76.56 | 79.73 | 79.5 | 80.01 | 79.16 | 78.24 | 75.4 | 71.1 | 57.64 | 18.23 | 0.29 | 0 | 0 | 0 | 0 | 0 | 0 | 0 | 0 | 0 | 0.06 | 14.83 | 54.76 | 75.22 | 81.46 | 84.13 | 84.85 | 85.13 | 84.76 | 83.33 | 81.32 | 77.54 | 68.01 | 32.83 | 2.6 | 0 | 0 | 0 | 0 | 0 | 0 | 0 | 0 | 0 | 0.24 | 18.21 | 55.64 | 74.3 | 80.74 | 84.44 | 86.06 | 85.5 | 85.52 | 84.19 | 81.95 | 78.55 | 70.95 | 42.44 | 6.89 | 0 | 0 | 0 | 0 | 0 | 0 | 0 | 0 | 0 | 0 | 8.08 | 42.76 | 68.55 | 78.82 | 83.02 | 84.65 | 83.87 | 82.89 | 82.17 | 80.19 | 76.08 | 65.8 | 37.73 | 5.64 | 0 | 0 | 0 | 0 | 0 | 0 | 0 | 0 | 0 | 0 | 3.1 | 34.25 | 67.29 | 78.83 | 83.05 | 85.15 | 85.45 | 83.54 | 79.42 | 77.58 | 71.3 | 56.79 | 20.3 | 0.56 | 0 | 0 | 0 | 0 | 0 | 0 | 0 | 0 | 0 | 0 | 0.49 | 22.84 | 58.48 | 72.04 | 77.18 | 78.59 | 79.9 | 78.43 | 76.21 | 71.28 | 64.61 | 34.3 | 3.05 | 0 | 0 | 0 | 0 | 0 | 0 | 0 | 0 | 0 | 0 | 0 | 0 | 10 | 49.34 | 65.94 | 69.37 | 70.37 | 70.2 | 69.52 | 70.56 | 66 | 49.77 | 10.84 | 0.01 | 0 | 0 | 0 | 0 | 0 | 0 | 0 | 0 | 0 | 0 | 0 | 1.57 | 27.96 | 58.45 | 65.64 | 64.37 | 62.56 | 63.57 | 63.2 | 58.14 | 34.15 | 3.17 | 0 | 0 | 0 | 0 | 0 | 0 | 0 | 0 | 0 | 0 | 0 | 0 | 0 | 0.11 | 13.23 | 41.67 | 52.23 | 51.48 | 49.52 | 51.55 | 50.73 | 46.74 | 25.54 | 2.1 | 0 | 0 | 0 | 0 | 0 | 0 | 0
DSRTHV_2_DH1SR1 |  | Solar_1Axis | Solar Tracking | CISO | South | Socal | FC | 80 | 0 | 0 | 0 | 0 | 0 | 0 | 0.04 | 9.58 | 37.53 | 48.87 | 48.38 | 47.53 | 47.01 | 47.13 | 42.69 | 30.8 | 5.2 | 0 | 0 | 0 | 0 | 0 | 0 | 0 | 0 | 0 | 0 | 0 | 0 | 0 | 0.55 | 20.92 | 50.92 | 56.26 | 55.03 | 54.55 | 54.25 | 52.31 | 51.03 | 46.39 | 19.71 | 0.79 | 0 | 0 | 0 | 0 | 0 | 0 | 0 | 0 | 0 | 0 | 0 | 0 | 0.12 | 13.69 | 47.55 | 58.37 | 58.58 | 57.39 | 56.79 | 56.53 | 53.7 | 49.51 | 36.94 | 13.9 | 2.24 | 0 | 0 | 0 | 0 | 0 | 0 | 0 | 0 | 0 | 0 | 0 | 2.45 | 29.23 | 57.26 | 61.25 | 63.78 | 63.6 | 64.01 | 63.33 | 62.59 | 60.32 | 56.88 | 46.11 | 14.58 | 0.24 | 0 | 0 | 0 | 0 | 0 | 0 | 0 | 0 | 0 | 0.05 | 11.86 | 43.81 | 60.18 | 65.17 | 67.31 | 67.88 | 68.1 | 67.81 | 66.66 | 65.05 | 62.03 | 54.41 | 26.26 | 2.08 | 0 | 0 | 0 | 0 | 0 | 0 | 0 | 0 | 0 | 0.19 | 14.57 | 44.51 | 59.44 | 64.59 | 67.56 | 68.85 | 68.4 | 68.41 | 67.35 | 65.56 | 62.84 | 56.76 | 33.95 | 5.51 | 0 | 0 | 0 | 0 | 0 | 0 | 0 | 0 | 0 | 0 | 6.46 | 34.21 | 54.84 | 63.05 | 66.42 | 67.72 | 67.09 | 66.31 | 65.74 | 64.15 | 60.87 | 52.64 | 30.18 | 4.51 | 0 | 0 | 0 | 0 | 0 | 0 | 0 | 0 | 0 | 0 | 2.48 | 27.4 | 53.83 | 63.07 | 66.44 | 68.12 | 68.36 | 66.83 | 63.54 | 62.07 | 57.04 | 45.43 | 16.24 | 0.45 | 0 | 0 | 0 | 0 | 0 | 0 | 0 | 0 | 0 | 0 | 0.39 | 18.28 | 46.78 | 57.63 | 61.74 | 62.88 | 63.92 | 62.74 | 60.97 | 57.02 | 51.69 | 27.44 | 2.44 | 0 | 0 | 0 | 0 | 0 | 0 | 0 | 0 | 0 | 0 | 0 | 0 | 8 | 39.47 | 52.75 | 55.5 | 56.29 | 56.16 | 55.61 | 56.45 | 52.8 | 39.81 | 8.67 | 0.01 | 0 | 0 | 0 | 0 | 0 | 0 | 0 | 0 | 0 | 0 | 0 | 1.26 | 22.37 | 46.76 | 52.51 | 51.5 | 50.05 | 50.86 | 50.56 | 46.51 | 27.32 | 2.54 | 0 | 0 | 0 | 0 | 0 | 0 | 0 | 0 | 0 | 0 | 0 | 0 | 0 | 0.09 | 10.58 | 33.34 | 41.78 | 41.18 | 39.62 | 41.24 | 40.59 | 37.39 | 20.43 | 1.68 | 0 | 0 | 0 | 0 | 0 | 0 | 0
DSRTHV_2_DH2SR2 |  | Paired_Solar_1Axis | Solar Tracking | CISO | South | Socal | FC | 70 | 0 | 0 | 0 | 0 | 0 | 0 | 0.03 | 8.38 | 32.84 | 42.76 | 42.34 | 41.59 | 41.14 | 41.24 | 37.35 | 26.95 | 4.55 | 0 | 0 | 0 | 0 | 0 | 0 | 0 | 0 | 0 | 0 | 0 | 0 | 0 | 0.48 | 18.31 | 44.55 | 49.23 | 48.15 | 47.73 | 47.47 | 45.77 | 44.65 | 40.59 | 17.24 | 0.69 | 0 | 0 | 0 | 0 | 0 | 0 | 0 | 0 | 0 | 0 | 0 | 0 | 0.1 | 11.97 | 41.61 | 51.08 | 51.26 | 50.22 | 49.69 | 49.47 | 46.98 | 43.32 | 32.33 | 12.16 | 1.96 | 0 | 0 | 0 | 0 | 0 | 0 | 0 | 0 | 0 | 0 | 0 | 2.14 | 25.57 | 50.1 | 53.59 | 55.81 | 55.65 | 56 | 55.41 | 54.77 | 52.78 | 49.77 | 40.35 | 12.76 | 0.21 | 0 | 0 | 0 | 0 | 0 | 0 | 0 | 0 | 0 | 0.04 | 10.38 | 38.33 | 52.65 | 57.03 | 58.89 | 59.39 | 59.59 | 59.33 | 58.33 | 56.92 | 54.28 | 47.61 | 22.98 | 1.82 | 0 | 0 | 0 | 0 | 0 | 0 | 0 | 0 | 0 | 0.17 | 12.75 | 38.95 | 52.01 | 56.52 | 59.11 | 60.24 | 59.85 | 59.86 | 58.93 | 57.36 | 54.98 | 49.66 | 29.71 | 4.82 | 0 | 0 | 0 | 0 | 0 | 0 | 0 | 0 | 0 | 0 | 5.65 | 29.94 | 47.98 | 55.17 | 58.11 | 59.25 | 58.71 | 58.02 | 57.52 | 56.13 | 53.26 | 46.06 | 26.41 | 3.95 | 0 | 0 | 0 | 0 | 0 | 0 | 0 | 0 | 0 | 0 | 2.17 | 23.98 | 47.1 | 55.18 | 58.14 | 59.61 | 59.82 | 58.47 | 55.6 | 54.31 | 49.91 | 39.75 | 14.21 | 0.39 | 0 | 0 | 0 | 0 | 0 | 0 | 0 | 0 | 0 | 0 | 0.35 | 15.99 | 40.94 | 50.43 | 54.03 | 55.02 | 55.93 | 54.9 | 53.35 | 49.89 | 45.23 | 24.01 | 2.13 | 0 | 0 | 0 | 0 | 0 | 0 | 0 | 0 | 0 | 0 | 0 | 0 | 7 | 34.54 | 46.16 | 48.56 | 49.26 | 49.14 | 48.66 | 49.4 | 46.2 | 34.84 | 7.59 | 0 | 0 | 0 | 0 | 0 | 0 | 0 | 0 | 0 | 0 | 0 | 0 | 1.1 | 19.57 | 40.91 | 45.95 | 45.06 | 43.79 | 44.5 | 44.24 | 40.7 | 23.9 | 2.22 | 0 | 0 | 0 | 0 | 0 | 0 | 0 | 0 | 0 | 0 | 0 | 0 | 0 | 0.08 | 9.26 | 29.17 | 36.56 | 36.04 | 34.66 | 36.08 | 35.51 | 32.72 | 17.88 | 1.47 | 0 | 0 | 0 | 0 | 0 | 0 | 0
DSRTSL_2_SOLAR1 |  | Solar_1Axis | Solar Tracking | CISO | South | Socal | FC | 296.19 | 0 | 0 | 0 | 0 | 0 | 0 | 0.15 | 35.48 | 138.97 | 180.94 | 179.14 | 175.96 | 174.06 | 174.48 | 158.04 | 114.05 | 19.24 | 0.01 | 0 | 0 | 0 | 0 | 0 | 0 | 0 | 0 | 0 | 0 | 0 | 0 | 2.04 | 77.47 | 188.51 | 208.3 | 203.74 | 201.96 | 200.84 | 193.68 | 188.94 | 171.74 | 72.96 | 2.92 | 0 | 0 | 0 | 0 | 0 | 0 | 0 | 0 | 0 | 0 | 0 | 0 | 0.44 | 50.67 | 176.06 | 216.12 | 216.89 | 212.48 | 210.27 | 209.31 | 198.8 | 183.31 | 136.78 | 51.45 | 8.31 | 0 | 0 | 0 | 0 | 0 | 0 | 0 | 0 | 0 | 0 | 0 | 9.07 | 108.21 | 212 | 226.77 | 236.15 | 235.47 | 236.97 | 234.46 | 231.74 | 223.33 | 210.59 | 170.72 | 53.98 | 0.87 | 0 | 0 | 0 | 0 | 0 | 0 | 0 | 0 | 0 | 0.17 | 43.92 | 162.2 | 222.8 | 241.29 | 249.19 | 251.31 | 252.14 | 251.06 | 246.81 | 240.85 | 229.66 | 201.43 | 97.24 | 7.71 | 0 | 0 | 0 | 0 | 0 | 0 | 0 | 0 | 0 | 0.71 | 53.95 | 164.8 | 220.08 | 239.14 | 250.12 | 254.9 | 253.24 | 253.29 | 249.36 | 242.73 | 232.64 | 210.14 | 125.71 | 20.41 | 0.01 | 0 | 0 | 0 | 0 | 0 | 0 | 0 | 0 | 0.01 | 23.92 | 126.66 | 203.03 | 233.45 | 245.9 | 250.71 | 248.4 | 245.51 | 243.38 | 237.51 | 225.36 | 194.89 | 111.75 | 16.71 | 0 | 0 | 0 | 0 | 0 | 0 | 0 | 0 | 0 | 0 | 9.17 | 101.46 | 199.31 | 233.5 | 246 | 252.21 | 253.1 | 247.42 | 235.24 | 229.79 | 211.2 | 168.21 | 60.13 | 1.65 | 0 | 0 | 0 | 0 | 0 | 0 | 0 | 0 | 0 | 0 | 1.46 | 67.66 | 173.21 | 213.37 | 228.6 | 232.79 | 236.66 | 232.3 | 225.72 | 211.11 | 191.36 | 101.58 | 9.02 | 0 | 0 | 0 | 0 | 0 | 0 | 0 | 0 | 0 | 0 | 0 | 0.01 | 29.6 | 146.13 | 195.32 | 205.48 | 208.42 | 207.93 | 205.9 | 209.01 | 195.48 | 147.41 | 32.11 | 0.02 | 0 | 0 | 0 | 0 | 0 | 0 | 0 | 0 | 0 | 0 | 0 | 4.65 | 82.82 | 173.12 | 194.43 | 190.67 | 185.29 | 188.3 | 187.21 | 172.2 | 101.14 | 9.39 | 0 | 0 | 0 | 0 | 0 | 0 | 0 | 0 | 0 | 0 | 0 | 0 | 0 | 0.32 | 39.17 | 123.42 | 154.69 | 152.47 | 146.68 | 152.68 | 150.27 | 138.45 | 75.65 | 6.22 | 0 | 0 | 0 | 0 | 0 | 0 | 0
DSRTSN_2_SOLAR1 |  | Solar_Fixed | Solar Fixed | CISO | South | Socal | FC | 300 | 0 | 0 | 0 | 0 | 0 | 0 | 0.48 | 39.72 | 133.28 | 180.81 | 195.38 | 201.77 | 196.54 | 189.25 | 158.05 | 92.23 | 13.39 | 0.01 | 0 | 0 | 0 | 0 | 0 | 0 | 0 | 0 | 0 | 0 | 0 | 0 | 3.31 | 73.93 | 175.37 | 208.9 | 223.51 | 224.32 | 220.33 | 212.16 | 195.2 | 149.89 | 58.11 | 1.43 | 0 | 0 | 0 | 0 | 0 | 0 | 0 | 0 | 0 | 0 | 0 | 0 | 0.65 | 42.41 | 147.96 | 205.1 | 225.14 | 228.95 | 226.13 | 220.7 | 207.56 | 183.52 | 115.78 | 53.83 | 8.11 | 0 | 0 | 0 | 0 | 0 | 0 | 0 | 0 | 0 | 0 | 0 | 8.22 | 82.89 | 178.47 | 224.04 | 244.48 | 254.58 | 254.96 | 249.76 | 243.33 | 223.19 | 189.89 | 130.25 | 32.51 | 0.43 | 0 | 0 | 0 | 0 | 0 | 0 | 0 | 0 | 0 | 0.43 | 34.31 | 126.05 | 191.21 | 227.25 | 252.59 | 262.6 | 264.02 | 261.13 | 255.83 | 238.28 | 208.36 | 151.25 | 56.81 | 3.71 | 0 | 0 | 0 | 0 | 0 | 0 | 0 | 0 | 0 | 1.11 | 42.17 | 128.65 | 195.31 | 233.32 | 258.23 | 269.93 | 272.04 | 271.7 | 262.39 | 242.92 | 212.93 | 162.74 | 77.64 | 9.8 | 0.01 | 0 | 0 | 0 | 0 | 0 | 0 | 0 | 0 | 0.05 | 20.23 | 88.45 | 163.34 | 210.16 | 241.34 | 257.21 | 262.37 | 260.26 | 248.55 | 232.51 | 201.28 | 151.39 | 68.86 | 7.85 | 0.01 | 0 | 0 | 0 | 0 | 0 | 0 | 0 | 0 | 0 | 8.99 | 79.6 | 169.88 | 218.45 | 248.27 | 263.67 | 268.64 | 264.27 | 253.23 | 230.49 | 195.05 | 130.12 | 37.17 | 1.01 | 0.01 | 0.01 | 0 | 0 | 0 | 0 | 0 | 0 | 0 | 0 | 2.49 | 61.18 | 158.67 | 213.8 | 243.76 | 257.27 | 260.37 | 258.02 | 246.04 | 216.64 | 174.45 | 77.21 | 6.9 | 0.03 | 0 | 0 | 0 | 0 | 0 | 0 | 0 | 0 | 0 | 0 | 0.28 | 32.61 | 137.55 | 196.82 | 223.97 | 238.05 | 241.36 | 237.86 | 226.19 | 201.29 | 127.37 | 25.55 | 0.12 | 0 | 0 | 0 | 0 | 0 | 0 | 0 | 0 | 0 | 0 | 0 | 7.41 | 80.97 | 161.98 | 201.43 | 215.01 | 220.09 | 213.28 | 201.94 | 166.24 | 75.92 | 5.11 | 0 | 0 | 0 | 0 | 0 | 0 | 0 | 0 | 0 | 0 | 0 | 0 | 0 | 0.91 | 42.73 | 119.94 | 160.57 | 176.96 | 186.3 | 180.62 | 165.89 | 135.25 | 60.52 | 3.73 | 0 | 0 | 0 | 0 | 0 | 0 | 0
DSRTSN_2_SOLAR2 |  | Paired_Solar_Fixed | Solar Fixed | CISO | South | Socal | FC | 250 | 0 | 0 | 0 | 0 | 0 | 0 | 0.4 | 33.1 | 111.07 | 150.67 | 162.81 | 168.14 | 163.78 | 157.71 | 131.71 | 76.86 | 11.16 | 0 | 0 | 0 | 0 | 0 | 0 | 0 | 0 | 0 | 0 | 0 | 0 | 0 | 2.76 | 61.61 | 146.14 | 174.09 | 186.26 | 186.94 | 183.61 | 176.8 | 162.66 | 124.91 | 48.43 | 1.19 | 0 | 0 | 0 | 0 | 0 | 0 | 0 | 0 | 0 | 0 | 0 | 0 | 0.54 | 35.34 | 123.3 | 170.92 | 187.62 | 190.79 | 188.44 | 183.91 | 172.96 | 152.93 | 96.48 | 44.85 | 6.76 | 0 | 0 | 0 | 0 | 0 | 0 | 0 | 0 | 0 | 0 | 0 | 6.85 | 69.07 | 148.72 | 186.7 | 203.73 | 212.15 | 212.47 | 208.14 | 202.78 | 185.99 | 158.24 | 108.55 | 27.09 | 0.36 | 0 | 0 | 0 | 0 | 0 | 0 | 0 | 0 | 0 | 0.36 | 28.59 | 105.04 | 159.34 | 189.38 | 210.49 | 218.83 | 220.02 | 217.61 | 213.19 | 198.57 | 173.63 | 126.04 | 47.34 | 3.09 | 0 | 0 | 0 | 0 | 0 | 0 | 0 | 0 | 0 | 0.93 | 35.14 | 107.21 | 162.76 | 194.43 | 215.19 | 224.94 | 226.7 | 226.42 | 218.66 | 202.44 | 177.44 | 135.62 | 64.7 | 8.17 | 0.01 | 0 | 0 | 0 | 0 | 0 | 0 | 0 | 0 | 0.04 | 16.86 | 73.71 | 136.12 | 175.13 | 201.12 | 214.34 | 218.64 | 216.88 | 207.12 | 193.76 | 167.74 | 126.16 | 57.38 | 6.54 | 0.01 | 0 | 0 | 0 | 0 | 0 | 0 | 0 | 0 | 0 | 7.49 | 66.33 | 141.57 | 182.04 | 206.89 | 219.73 | 223.87 | 220.23 | 211.02 | 192.07 | 162.54 | 108.43 | 30.98 | 0.84 | 0.01 | 0 | 0 | 0 | 0 | 0 | 0 | 0 | 0 | 0 | 2.07 | 50.99 | 132.23 | 178.17 | 203.13 | 214.39 | 216.97 | 215.02 | 205.03 | 180.53 | 145.37 | 64.34 | 5.75 | 0.02 | 0 | 0 | 0 | 0 | 0 | 0 | 0 | 0 | 0 | 0 | 0.23 | 27.18 | 114.62 | 164.02 | 186.65 | 198.37 | 201.14 | 198.22 | 188.5 | 167.74 | 106.14 | 21.29 | 0.1 | 0 | 0 | 0 | 0 | 0 | 0 | 0 | 0 | 0 | 0 | 0 | 6.17 | 67.47 | 134.98 | 167.86 | 179.18 | 183.41 | 177.73 | 168.28 | 138.53 | 63.26 | 4.26 | 0 | 0 | 0 | 0 | 0 | 0 | 0 | 0 | 0 | 0 | 0 | 0 | 0 | 0.76 | 35.61 | 99.95 | 133.81 | 147.46 | 155.25 | 150.52 | 138.24 | 112.71 | 50.44 | 3.11 | 0 | 0 | 0 | 0 | 0 | 0 | 0
DTCHWD_2_BT3WND |  | Wind | Wind | CISO | South | Socal | FC | 4.5 | 0.24 | 0.25 | 0.24 | 0.22 | 0.25 | 0.24 | 0.25 | 0.23 | 0.2 | 0.23 | 0.2 | 0.22 | 0.25 | 0.23 | 0.25 | 0.25 | 0.21 | 0.21 | 0.25 | 0.23 | 0.23 | 0.25 | 0.22 | 0.23 | 0.44 | 0.42 | 0.48 | 0.47 | 0.39 | 0.42 | 0.41 | 0.34 | 0.35 | 0.39 | 0.48 | 0.5 | 0.45 | 0.42 | 0.53 | 0.55 | 0.54 | 0.56 | 0.53 | 0.58 | 0.66 | 0.57 | 0.5 | 0.49 | 0.49 | 0.46 | 0.4 | 0.4 | 0.4 | 0.4 | 0.4 | 0.33 | 0.26 | 0.26 | 0.26 | 0.29 | 0.36 | 0.39 | 0.44 | 0.43 | 0.57 | 0.61 | 0.57 | 0.61 | 0.6 | 0.61 | 0.5 | 0.48 | 1.66 | 1.72 | 1.57 | 1.44 | 1.35 | 1.2 | 0.99 | 0.82 | 0.6 | 0.53 | 0.53 | 0.53 | 0.51 | 0.6 | 0.9 | 1.24 | 1.47 | 1.66 | 1.78 | 1.82 | 1.82 | 1.83 | 1.75 | 1.75 | 1.94 | 1.84 | 1.76 | 1.76 | 1.55 | 1.25 | 0.95 | 0.72 | 0.53 | 0.4 | 0.3 | 0.29 | 0.25 | 0.34 | 0.57 | 0.92 | 1.43 | 1.71 | 1.94 | 1.87 | 1.89 | 1.99 | 1.96 | 2.01 | 2 | 1.95 | 1.82 | 1.66 | 1.51 | 1.22 | 0.96 | 0.7 | 0.43 | 0.31 | 0.22 | 0.26 | 0.28 | 0.33 | 0.55 | 0.87 | 1.26 | 1.49 | 1.71 | 1.91 | 2.09 | 2.08 | 2.06 | 2.07 | 1.88 | 1.77 | 1.67 | 1.47 | 1.22 | 1.05 | 0.78 | 0.5 | 0.26 | 0.17 | 0.15 | 0.17 | 0.23 | 0.34 | 0.55 | 0.82 | 1.18 | 1.5 | 1.73 | 1.89 | 2.05 | 2.1 | 2.03 | 1.96 | 1.69 | 1.63 | 1.5 | 1.28 | 1.03 | 0.9 | 0.66 | 0.48 | 0.29 | 0.2 | 0.16 | 0.17 | 0.24 | 0.33 | 0.51 | 0.75 | 1.02 | 1.31 | 1.48 | 1.79 | 1.9 | 1.9 | 1.83 | 1.75 | 0.85 | 0.78 | 0.71 | 0.55 | 0.46 | 0.33 | 0.26 | 0.18 | 0.15 | 0.15 | 0.18 | 0.23 | 0.27 | 0.32 | 0.4 | 0.49 | 0.56 | 0.74 | 0.9 | 1.08 | 1.08 | 1.08 | 1.01 | 0.93 | 0.44 | 0.41 | 0.42 | 0.41 | 0.38 | 0.31 | 0.25 | 0.21 | 0.14 | 0.12 | 0.13 | 0.17 | 0.19 | 0.2 | 0.2 | 0.23 | 0.29 | 0.35 | 0.42 | 0.49 | 0.54 | 0.54 | 0.5 | 0.43 | 0.2 | 0.18 | 0.18 | 0.18 | 0.19 | 0.19 | 0.18 | 0.16 | 0.15 | 0.16 | 0.17 | 0.2 | 0.19 | 0.2 | 0.2 | 0.17 | 0.15 | 0.19 | 0.24 | 0.26 | 0.28 | 0.21 | 0.22 | 0.21 | 0.17 | 0.16 | 0.16 | 0.18 | 0.18 | 0.18 | 0.18 | 0.17 | 0.16 | 0.16 | 0.16 | 0.17 | 0.17 | 0.16 | 0.15 | 0.16 | 0.17 | 0.18 | 0.21 | 0.19 | 0.22 | 0.2 | 0.19 | 0.18
DTCHWD_2_BT4WND |  | Wind | Wind | CISO | South | Socal | FC | 6.52 | 0.34 | 0.36 | 0.34 | 0.33 | 0.36 | 0.35 | 0.36 | 0.33 | 0.29 | 0.33 | 0.29 | 0.32 | 0.36 | 0.33 | 0.36 | 0.36 | 0.31 | 0.3 | 0.36 | 0.34 | 0.33 | 0.36 | 0.31 | 0.33 | 0.63 | 0.6 | 0.69 | 0.67 | 0.57 | 0.6 | 0.59 | 0.49 | 0.51 | 0.56 | 0.7 | 0.73 | 0.65 | 0.61 | 0.77 | 0.79 | 0.78 | 0.81 | 0.77 | 0.83 | 0.96 | 0.83 | 0.73 | 0.72 | 0.7 | 0.66 | 0.58 | 0.57 | 0.59 | 0.58 | 0.59 | 0.48 | 0.37 | 0.37 | 0.38 | 0.43 | 0.52 | 0.56 | 0.63 | 0.62 | 0.83 | 0.88 | 0.83 | 0.89 | 0.86 | 0.89 | 0.73 | 0.69 | 2.41 | 2.5 | 2.28 | 2.09 | 1.95 | 1.74 | 1.44 | 1.19 | 0.87 | 0.77 | 0.77 | 0.76 | 0.74 | 0.87 | 1.3 | 1.8 | 2.14 | 2.4 | 2.57 | 2.63 | 2.63 | 2.65 | 2.53 | 2.53 | 2.82 | 2.67 | 2.55 | 2.55 | 2.25 | 1.81 | 1.38 | 1.04 | 0.77 | 0.58 | 0.43 | 0.42 | 0.36 | 0.49 | 0.82 | 1.33 | 2.07 | 2.48 | 2.8 | 2.7 | 2.73 | 2.89 | 2.84 | 2.91 | 2.9 | 2.83 | 2.63 | 2.4 | 2.19 | 1.77 | 1.38 | 1.02 | 0.62 | 0.45 | 0.32 | 0.38 | 0.41 | 0.48 | 0.79 | 1.26 | 1.82 | 2.15 | 2.47 | 2.77 | 3.03 | 3.02 | 2.98 | 3 | 2.73 | 2.56 | 2.42 | 2.13 | 1.76 | 1.52 | 1.13 | 0.73 | 0.37 | 0.25 | 0.21 | 0.25 | 0.33 | 0.49 | 0.8 | 1.19 | 1.71 | 2.17 | 2.51 | 2.74 | 2.97 | 3.04 | 2.94 | 2.84 | 2.44 | 2.37 | 2.17 | 1.86 | 1.5 | 1.3 | 0.96 | 0.69 | 0.42 | 0.29 | 0.23 | 0.25 | 0.34 | 0.48 | 0.74 | 1.08 | 1.48 | 1.9 | 2.14 | 2.6 | 2.76 | 2.75 | 2.66 | 2.53 | 1.23 | 1.14 | 1.03 | 0.8 | 0.66 | 0.48 | 0.38 | 0.26 | 0.22 | 0.22 | 0.25 | 0.34 | 0.39 | 0.47 | 0.58 | 0.71 | 0.81 | 1.07 | 1.3 | 1.57 | 1.57 | 1.56 | 1.47 | 1.34 | 0.64 | 0.6 | 0.6 | 0.59 | 0.54 | 0.45 | 0.36 | 0.3 | 0.2 | 0.18 | 0.19 | 0.24 | 0.28 | 0.28 | 0.29 | 0.33 | 0.42 | 0.51 | 0.61 | 0.7 | 0.78 | 0.79 | 0.73 | 0.63 | 0.29 | 0.25 | 0.26 | 0.26 | 0.27 | 0.27 | 0.26 | 0.23 | 0.21 | 0.23 | 0.25 | 0.29 | 0.27 | 0.29 | 0.29 | 0.24 | 0.22 | 0.28 | 0.35 | 0.38 | 0.41 | 0.3 | 0.32 | 0.31 | 0.24 | 0.24 | 0.23 | 0.27 | 0.26 | 0.26 | 0.26 | 0.24 | 0.23 | 0.23 | 0.23 | 0.25 | 0.25 | 0.23 | 0.22 | 0.23 | 0.25 | 0.26 | 0.3 | 0.28 | 0.32 | 0.29 | 0.27 | 0.27
DYERSM_6_DSWWD1 |  | Wind | Wind | CISO | North | Norcal | FC | 44.8 | 2.38 | 2.27 | 1.97 | 1.85 | 2.04 | 2.1 | 2.07 | 2.19 | 2 | 1.71 | 1.79 | 1.9 | 1.63 | 1.5 | 1.34 | 1.17 | 1.22 | 1.6 | 1.9 | 2.09 | 1.94 | 2.07 | 2.26 | 2.28 | 5.41 | 5.74 | 5.42 | 4.57 | 4.19 | 4.27 | 4.27 | 4.56 | 3.65 | 3.43 | 3.63 | 3.24 | 3.02 | 2.93 | 2.7 | 2.82 | 2.7 | 3.09 | 3.28 | 3.42 | 3.78 | 4.73 | 5.06 | 5.5 | 6.23 | 5.9 | 5.34 | 5.04 | 4.49 | 3.54 | 3.41 | 3.15 | 3.13 | 2.6 | 2.2 | 2.23 | 2.17 | 2.34 | 2.41 | 2.44 | 2.83 | 3.19 | 4.42 | 5.97 | 7.17 | 6.81 | 6.72 | 6.28 | 16.9 | 15.39 | 15.16 | 12.56 | 11.12 | 9.75 | 9.05 | 7.14 | 5.19 | 5.48 | 4.84 | 3.84 | 3.94 | 4.55 | 5.36 | 7.13 | 9.55 | 12.2 | 13.03 | 13.69 | 15.32 | 15.62 | 16.65 | 17.33 | 21.8 | 20.67 | 20.56 | 20.22 | 17.28 | 14.82 | 13.61 | 11.24 | 11.36 | 9.91 | 8.06 | 6.37 | 7.18 | 8.35 | 9.4 | 12.6 | 16.83 | 19.52 | 21.54 | 20.92 | 21.5 | 22.57 | 21.63 | 20.69 | 16.58 | 17.72 | 15.77 | 14.5 | 13.05 | 11.9 | 10.07 | 7.04 | 5.61 | 3.92 | 3.36 | 2.39 | 1.93 | 2.57 | 2.84 | 4.33 | 7.36 | 11.03 | 13.76 | 14.37 | 15.73 | 15.98 | 16.03 | 16.67 | 26.73 | 26.07 | 24.14 | 21.55 | 20.33 | 19.04 | 16.22 | 13.53 | 9.62 | 7.81 | 4.97 | 3.54 | 3.21 | 4.94 | 5.85 | 8.54 | 13.99 | 17.64 | 18.67 | 19.53 | 22.39 | 23.2 | 25.48 | 26.8 | 21.84 | 20.88 | 19.62 | 17.4 | 15.08 | 13.01 | 11.26 | 9.6 | 6.12 | 4.56 | 3.33 | 2.22 | 1.38 | 1.94 | 2.4 | 3.72 | 6.12 | 9.64 | 13.04 | 16.96 | 20.67 | 21.8 | 22.1 | 22.5 | 8.24 | 8.11 | 7.64 | 7.13 | 5.48 | 4.41 | 4.25 | 3.32 | 2.47 | 1.51 | 1.17 | 0.58 | 0.4 | 0.61 | 0.95 | 1.32 | 2.29 | 2.96 | 3.32 | 5.02 | 6.65 | 7.39 | 7.68 | 7.83 | 3.43 | 3.16 | 2.32 | 1.87 | 1.54 | 1.28 | 1.47 | 1.22 | 1.12 | 0.76 | 0.46 | 0.37 | 0.29 | 0.31 | 0.42 | 0.44 | 0.39 | 0.45 | 0.81 | 1.09 | 1.59 | 1.92 | 2.47 | 2.83 | 2.58 | 2.27 | 2.07 | 2.45 | 2.25 | 2.24 | 2.12 | 2.33 | 1.93 | 1.5 | 1.33 | 1.17 | 1.18 | 1.06 | 1.15 | 1.29 | 1.21 | 1.27 | 1.53 | 1.59 | 2.12 | 2.3 | 2.64 | 2.62 | 2.45 | 2.44 | 2.35 | 2.09 | 2.27 | 2.34 | 2.04 | 2.33 | 2.19 | 1.79 | 1.7 | 1.44 | 1.46 | 1.42 | 1.52 | 1.61 | 1.5 | 1.53 | 1.92 | 2.31 | 2.65 | 2.54 | 2.34 | 2.69
EDWARD_2_E21SB1 | EDWARD_2_E21SB1_SUN | Hybrid_Solar1Axis | Solar Tracking | CISO | South | Socal | ID | 130 | 0 | 0 | 0 | 0 | 0 | 0 | 0.06 | 15.57 | 60.99 | 79.42 | 78.62 | 77.23 | 76.4 | 76.58 | 69.37 | 50.06 | 8.45 | 0 | 0 | 0 | 0 | 0 | 0 | 0 | 0 | 0 | 0 | 0 | 0 | 0 | 0.9 | 34 | 82.74 | 91.42 | 89.42 | 88.64 | 88.15 | 85.01 | 82.93 | 75.38 | 32.02 | 1.28 | 0 | 0 | 0 | 0 | 0 | 0 | 0 | 0 | 0 | 0 | 0 | 0 | 0.19 | 22.24 | 77.27 | 94.86 | 95.2 | 93.26 | 92.29 | 91.87 | 87.26 | 80.45 | 60.04 | 22.58 | 3.65 | 0 | 0 | 0 | 0 | 0 | 0 | 0 | 0 | 0 | 0 | 0 | 3.98 | 47.49 | 93.05 | 99.53 | 103.65 | 103.35 | 104.01 | 102.91 | 101.71 | 98.02 | 92.43 | 74.93 | 23.69 | 0.38 | 0 | 0 | 0 | 0 | 0 | 0 | 0 | 0 | 0 | 0.08 | 19.28 | 71.19 | 97.79 | 105.9 | 109.37 | 110.3 | 110.67 | 110.19 | 108.33 | 105.71 | 100.8 | 88.41 | 42.68 | 3.38 | 0 | 0 | 0 | 0 | 0 | 0 | 0 | 0 | 0 | 0.31 | 23.68 | 72.33 | 96.59 | 104.96 | 109.78 | 111.88 | 111.15 | 111.17 | 109.45 | 106.53 | 102.11 | 92.23 | 55.18 | 8.96 | 0 | 0 | 0 | 0 | 0 | 0 | 0 | 0 | 0 | 0.01 | 10.5 | 55.59 | 89.11 | 102.46 | 107.93 | 110.04 | 109.03 | 107.76 | 106.82 | 104.24 | 98.91 | 85.54 | 49.05 | 7.34 | 0 | 0 | 0 | 0 | 0 | 0 | 0 | 0 | 0 | 0 | 4.03 | 44.53 | 87.48 | 102.48 | 107.97 | 110.7 | 111.09 | 108.6 | 103.25 | 100.86 | 92.7 | 73.83 | 26.39 | 0.72 | 0 | 0 | 0 | 0 | 0 | 0 | 0 | 0 | 0 | 0 | 0.64 | 29.7 | 76.02 | 93.65 | 100.33 | 102.17 | 103.87 | 101.96 | 99.07 | 92.66 | 83.99 | 44.58 | 3.96 | 0 | 0 | 0 | 0 | 0 | 0 | 0 | 0 | 0 | 0 | 0 | 0.01 | 12.99 | 64.14 | 85.73 | 90.19 | 91.48 | 91.26 | 90.37 | 91.73 | 85.8 | 64.7 | 14.09 | 0.01 | 0 | 0 | 0 | 0 | 0 | 0 | 0 | 0 | 0 | 0 | 0 | 2.04 | 36.35 | 75.98 | 85.34 | 83.69 | 81.32 | 82.64 | 82.17 | 75.58 | 44.39 | 4.12 | 0 | 0 | 0 | 0 | 0 | 0 | 0 | 0 | 0 | 0 | 0 | 0 | 0 | 0.14 | 17.19 | 54.17 | 67.89 | 66.92 | 64.38 | 67.01 | 65.95 | 60.77 | 33.2 | 2.73 | 0 | 0 | 0 | 0 | 0 | 0 | 0
EDWARD_2_E23SB1 | EDWARD_2_E23SB1_SUN | Hybrid_Solar1Axis | Solar Tracking | CISO | South | Socal | ID | 24 | 0 | 0 | 0 | 0 | 0 | 0 | 0.01 | 2.87 | 11.26 | 14.66 | 14.52 | 14.26 | 14.1 | 14.14 | 12.81 | 9.24 | 1.56 | 0 | 0 | 0 | 0 | 0 | 0 | 0 | 0 | 0 | 0 | 0 | 0 | 0 | 0.17 | 6.28 | 15.27 | 16.88 | 16.51 | 16.36 | 16.27 | 15.69 | 15.31 | 13.92 | 5.91 | 0.24 | 0 | 0 | 0 | 0 | 0 | 0 | 0 | 0 | 0 | 0 | 0 | 0 | 0.04 | 4.11 | 14.27 | 17.51 | 17.57 | 17.22 | 17.04 | 16.96 | 16.11 | 14.85 | 11.08 | 4.17 | 0.67 | 0 | 0 | 0 | 0 | 0 | 0 | 0 | 0 | 0 | 0 | 0 | 0.74 | 8.77 | 17.18 | 18.38 | 19.14 | 19.08 | 19.2 | 19 | 18.78 | 18.1 | 17.06 | 13.83 | 4.37 | 0.07 | 0 | 0 | 0 | 0 | 0 | 0 | 0 | 0 | 0 | 0.01 | 3.56 | 13.14 | 18.05 | 19.55 | 20.19 | 20.36 | 20.43 | 20.34 | 20 | 19.52 | 18.61 | 16.32 | 7.88 | 0.62 | 0 | 0 | 0 | 0 | 0 | 0 | 0 | 0 | 0 | 0.06 | 4.37 | 13.35 | 17.83 | 19.38 | 20.27 | 20.65 | 20.52 | 20.52 | 20.21 | 19.67 | 18.85 | 17.03 | 10.19 | 1.65 | 0 | 0 | 0 | 0 | 0 | 0 | 0 | 0 | 0 | 0 | 1.94 | 10.26 | 16.45 | 18.92 | 19.92 | 20.32 | 20.13 | 19.89 | 19.72 | 19.25 | 18.26 | 15.79 | 9.06 | 1.35 | 0 | 0 | 0 | 0 | 0 | 0 | 0 | 0 | 0 | 0 | 0.74 | 8.22 | 16.15 | 18.92 | 19.93 | 20.44 | 20.51 | 20.05 | 19.06 | 18.62 | 17.11 | 13.63 | 4.87 | 0.13 | 0 | 0 | 0 | 0 | 0 | 0 | 0 | 0 | 0 | 0 | 0.12 | 5.48 | 14.03 | 17.29 | 18.52 | 18.86 | 19.18 | 18.82 | 18.29 | 17.11 | 15.51 | 8.23 | 0.73 | 0 | 0 | 0 | 0 | 0 | 0 | 0 | 0 | 0 | 0 | 0 | 0 | 2.4 | 11.84 | 15.83 | 16.65 | 16.89 | 16.85 | 16.68 | 16.94 | 15.84 | 11.94 | 2.6 | 0 | 0 | 0 | 0 | 0 | 0 | 0 | 0 | 0 | 0 | 0 | 0 | 0.38 | 6.71 | 14.03 | 15.75 | 15.45 | 15.01 | 15.26 | 15.17 | 13.95 | 8.2 | 0.76 | 0 | 0 | 0 | 0 | 0 | 0 | 0 | 0 | 0 | 0 | 0 | 0 | 0 | 0.03 | 3.17 | 10 | 12.53 | 12.35 | 11.89 | 12.37 | 12.18 | 11.22 | 6.13 | 0.5 | 0 | 0 | 0 | 0 | 0 | 0 | 0
EDWARD_2_ES2BT3 | EDWARD_2_ES2BT3_SUN | Hybrid_Solar1Axis | Solar Tracking | CISO | South | Socal | ID | 118 | 0 | 0 | 0 | 0 | 0 | 0 | 0.06 | 14.13 | 55.36 | 72.09 | 71.37 | 70.1 | 69.34 | 69.51 | 62.96 | 45.44 | 7.67 | 0 | 0 | 0 | 0 | 0 | 0 | 0 | 0 | 0 | 0 | 0 | 0 | 0 | 0.81 | 30.86 | 75.1 | 82.98 | 81.17 | 80.46 | 80.01 | 77.16 | 75.27 | 68.42 | 29.07 | 1.16 | 0 | 0 | 0 | 0 | 0 | 0 | 0 | 0 | 0 | 0 | 0 | 0 | 0.18 | 20.19 | 70.14 | 86.1 | 86.41 | 84.65 | 83.77 | 83.39 | 79.2 | 73.03 | 54.49 | 20.5 | 3.31 | 0 | 0 | 0 | 0 | 0 | 0 | 0 | 0 | 0 | 0 | 0 | 3.61 | 43.11 | 84.46 | 90.34 | 94.08 | 93.81 | 94.41 | 93.41 | 92.32 | 88.97 | 83.9 | 68.01 | 21.51 | 0.35 | 0 | 0 | 0 | 0 | 0 | 0 | 0 | 0 | 0 | 0.07 | 17.5 | 64.62 | 88.76 | 96.13 | 99.28 | 100.12 | 100.45 | 100.02 | 98.33 | 95.95 | 91.5 | 80.25 | 38.74 | 3.07 | 0 | 0 | 0 | 0 | 0 | 0 | 0 | 0 | 0 | 0.28 | 21.49 | 65.66 | 87.68 | 95.27 | 99.64 | 101.55 | 100.89 | 100.91 | 99.34 | 96.7 | 92.68 | 83.72 | 50.08 | 8.13 | 0 | 0 | 0 | 0 | 0 | 0 | 0 | 0 | 0 | 0.01 | 9.53 | 50.46 | 80.89 | 93 | 97.96 | 99.88 | 98.96 | 97.81 | 96.96 | 94.62 | 89.78 | 77.64 | 44.52 | 6.66 | 0 | 0 | 0 | 0 | 0 | 0 | 0 | 0 | 0 | 0 | 3.65 | 40.42 | 79.4 | 93.02 | 98 | 100.48 | 100.83 | 98.57 | 93.72 | 91.55 | 84.14 | 67.02 | 23.96 | 0.66 | 0 | 0 | 0 | 0 | 0 | 0 | 0 | 0 | 0 | 0 | 0.58 | 26.96 | 69 | 85.01 | 91.07 | 92.74 | 94.28 | 92.55 | 89.92 | 84.11 | 76.24 | 40.47 | 3.59 | 0 | 0 | 0 | 0 | 0 | 0 | 0 | 0 | 0 | 0 | 0 | 0 | 11.79 | 58.22 | 77.81 | 81.86 | 83.03 | 82.84 | 82.03 | 83.27 | 77.88 | 58.73 | 12.79 | 0.01 | 0 | 0 | 0 | 0 | 0 | 0 | 0 | 0 | 0 | 0 | 0 | 1.85 | 32.99 | 68.97 | 77.46 | 75.96 | 73.82 | 75.02 | 74.58 | 68.6 | 40.3 | 3.74 | 0 | 0 | 0 | 0 | 0 | 0 | 0 | 0 | 0 | 0 | 0 | 0 | 0 | 0.13 | 15.61 | 49.17 | 61.63 | 60.74 | 58.44 | 60.83 | 59.87 | 55.16 | 30.14 | 2.48 | 0 | 0 | 0 | 0 | 0 | 0 | 0
EDWARD_2_ESSSB1 |  | Solar_1Axis | Solar Tracking | CISO | South | Socal | ID | 116 | 0 | 0 | 0 | 0 | 0 | 0 | 0.06 | 13.89 | 54.43 | 70.86 | 70.16 | 68.91 | 68.17 | 68.34 | 61.9 | 44.66 | 7.54 | 0 | 0 | 0 | 0 | 0 | 0 | 0 | 0 | 0 | 0 | 0 | 0 | 0 | 0.8 | 30.34 | 73.83 | 81.58 | 79.79 | 79.1 | 78.66 | 75.85 | 74 | 67.26 | 28.57 | 1.14 | 0 | 0 | 0 | 0 | 0 | 0 | 0 | 0 | 0 | 0 | 0 | 0 | 0.17 | 19.84 | 68.95 | 84.64 | 84.94 | 83.22 | 82.35 | 81.97 | 77.86 | 71.79 | 53.57 | 20.15 | 3.25 | 0 | 0 | 0 | 0 | 0 | 0 | 0 | 0 | 0 | 0 | 0 | 3.55 | 42.38 | 83.03 | 88.81 | 92.49 | 92.22 | 92.81 | 91.82 | 90.76 | 87.46 | 82.47 | 66.86 | 21.14 | 0.34 | 0 | 0 | 0 | 0 | 0 | 0 | 0 | 0 | 0 | 0.07 | 17.2 | 63.52 | 87.26 | 94.5 | 97.59 | 98.42 | 98.75 | 98.33 | 96.66 | 94.33 | 89.95 | 78.89 | 38.08 | 3.02 | 0 | 0 | 0 | 0 | 0 | 0 | 0 | 0 | 0 | 0.28 | 21.13 | 64.54 | 86.19 | 93.66 | 97.96 | 99.83 | 99.18 | 99.2 | 97.66 | 95.06 | 91.11 | 82.3 | 49.23 | 7.99 | 0 | 0 | 0 | 0 | 0 | 0 | 0 | 0 | 0 | 0.01 | 9.37 | 49.61 | 79.51 | 91.43 | 96.3 | 98.19 | 97.28 | 96.15 | 95.32 | 93.02 | 88.26 | 76.33 | 43.77 | 6.55 | 0 | 0 | 0 | 0 | 0 | 0 | 0 | 0 | 0 | 0 | 3.59 | 39.73 | 78.06 | 91.45 | 96.34 | 98.78 | 99.13 | 96.9 | 92.13 | 90 | 82.71 | 65.88 | 23.55 | 0.65 | 0 | 0 | 0 | 0 | 0 | 0 | 0 | 0 | 0 | 0 | 0.57 | 26.5 | 67.84 | 83.56 | 89.53 | 91.17 | 92.69 | 90.98 | 88.4 | 82.68 | 74.95 | 39.78 | 3.53 | 0 | 0 | 0 | 0 | 0 | 0 | 0 | 0 | 0 | 0 | 0 | 0 | 11.59 | 57.23 | 76.49 | 80.47 | 81.63 | 81.43 | 80.64 | 81.85 | 76.56 | 57.73 | 12.57 | 0.01 | 0 | 0 | 0 | 0 | 0 | 0 | 0 | 0 | 0 | 0 | 0 | 1.82 | 32.43 | 67.8 | 76.15 | 74.67 | 72.57 | 73.74 | 73.32 | 67.44 | 39.61 | 3.68 | 0 | 0 | 0 | 0 | 0 | 0 | 0 | 0 | 0 | 0 | 0 | 0 | 0 | 0.13 | 15.34 | 48.34 | 60.58 | 59.72 | 57.44 | 59.79 | 58.85 | 54.22 | 29.63 | 2.44 | 0 | 0 | 0 | 0 | 0 | 0 | 0
EDWARD_2_ESSSB2 |  | Solar_1Axis | Solar Tracking | CISO | South | Socal | ID | 132 | 0 | 0 | 0 | 0 | 0 | 0 | 0.07 | 15.81 | 61.93 | 80.64 | 79.83 | 78.42 | 77.57 | 77.76 | 70.43 | 50.83 | 8.58 | 0 | 0 | 0 | 0 | 0 | 0 | 0 | 0 | 0 | 0 | 0 | 0 | 0 | 0.91 | 34.53 | 84.01 | 92.83 | 90.8 | 90 | 89.51 | 86.31 | 84.21 | 76.54 | 32.51 | 1.3 | 0 | 0 | 0 | 0 | 0 | 0 | 0 | 0 | 0 | 0 | 0 | 0 | 0.2 | 22.58 | 78.46 | 96.32 | 96.66 | 94.69 | 93.71 | 93.28 | 88.6 | 81.69 | 60.96 | 22.93 | 3.7 | 0 | 0 | 0 | 0 | 0 | 0 | 0 | 0 | 0 | 0 | 0 | 4.04 | 48.22 | 94.48 | 101.06 | 105.24 | 104.94 | 105.61 | 104.49 | 103.28 | 99.53 | 93.85 | 76.08 | 24.06 | 0.39 | 0 | 0 | 0 | 0 | 0 | 0 | 0 | 0 | 0 | 0.08 | 19.57 | 72.29 | 99.29 | 107.53 | 111.05 | 112 | 112.37 | 111.89 | 109.99 | 107.34 | 102.35 | 89.77 | 43.34 | 3.44 | 0 | 0 | 0 | 0 | 0 | 0 | 0 | 0 | 0 | 0.32 | 24.04 | 73.45 | 98.08 | 106.57 | 111.47 | 113.6 | 112.86 | 112.88 | 111.13 | 108.17 | 103.68 | 93.65 | 56.02 | 9.09 | 0 | 0 | 0 | 0 | 0 | 0 | 0 | 0 | 0 | 0.01 | 10.66 | 56.45 | 90.48 | 104.04 | 109.59 | 111.73 | 110.7 | 109.41 | 108.46 | 105.85 | 100.43 | 86.85 | 49.8 | 7.45 | 0 | 0 | 0 | 0 | 0 | 0 | 0 | 0 | 0 | 0 | 4.09 | 45.21 | 88.82 | 104.06 | 109.63 | 112.4 | 112.8 | 110.27 | 104.84 | 102.41 | 94.12 | 74.97 | 26.8 | 0.74 | 0 | 0 | 0 | 0 | 0 | 0 | 0 | 0 | 0 | 0 | 0.65 | 30.15 | 77.19 | 95.09 | 101.88 | 103.74 | 105.47 | 103.53 | 100.59 | 94.08 | 85.28 | 45.27 | 4.02 | 0 | 0 | 0 | 0 | 0 | 0 | 0 | 0 | 0 | 0 | 0 | 0.01 | 13.19 | 65.13 | 87.05 | 91.57 | 92.89 | 92.67 | 91.76 | 93.15 | 87.12 | 65.69 | 14.31 | 0.01 | 0 | 0 | 0 | 0 | 0 | 0 | 0 | 0 | 0 | 0 | 0 | 2.07 | 36.91 | 77.15 | 86.65 | 84.97 | 82.57 | 83.92 | 83.43 | 76.74 | 45.08 | 4.18 | 0 | 0 | 0 | 0 | 0 | 0 | 0 | 0 | 0 | 0 | 0 | 0 | 0 | 0.14 | 17.46 | 55 | 68.94 | 67.95 | 65.37 | 68.04 | 66.97 | 61.7 | 33.71 | 2.77 | 0 | 0 | 0 | 0 | 0 | 0 | 0
EEKTMN_6_SOLAR1 |  | Solar_1Axis | Solar Tracking | CISO | North | Norcal | EO | 20 | 0 | 0 | 0 | 0 | 0 | 0 | 0 | 0.47 | 3.78 | 6.7 | 8.17 | 8.83 | 9.12 | 8.51 | 7.94 | 5.45 | 1.21 | 0 | 0 | 0 | 0 | 0 | 0 | 0 | 0 | 0 | 0 | 0 | 0 | 0 | 0 | 2.54 | 10.33 | 13.25 | 13.2 | 12.6 | 12.45 | 12.42 | 12.69 | 11.02 | 5.75 | 0.31 | 0 | 0 | 0 | 0 | 0 | 0 | 0 | 0 | 0 | 0 | 0 | 0 | 0 | 1.56 | 8.8 | 13.2 | 13.92 | 13.41 | 13.52 | 12.95 | 12.31 | 11.59 | 9.7 | 2.94 | 0.61 | 0 | 0 | 0 | 0 | 0 | 0 | 0 | 0 | 0 | 0 | 0 | 0.16 | 5.14 | 12.28 | 14.45 | 14.37 | 14.15 | 14.62 | 14.54 | 14.27 | 14.46 | 13.61 | 12.09 | 5.2 | 0.21 | 0 | 0 | 0 | 0 | 0 | 0 | 0 | 0 | 0 | 0 | 1.87 | 9.98 | 14.04 | 15.02 | 15.27 | 15.15 | 15.47 | 15.49 | 15.53 | 15.74 | 15.3 | 14.35 | 8.74 | 1.16 | 0 | 0 | 0 | 0 | 0 | 0 | 0 | 0 | 0 | 0.01 | 3.11 | 11.28 | 15.22 | 16.54 | 16.76 | 16.91 | 17.02 | 16.92 | 16.8 | 16.85 | 16.21 | 15.19 | 10.96 | 2.97 | 0.03 | 0 | 0 | 0 | 0 | 0 | 0 | 0 | 0 | 0 | 1.4 | 9.24 | 15.27 | 16.86 | 17.11 | 17.16 | 17.04 | 17.03 | 16.76 | 16.75 | 16.14 | 14.93 | 10.36 | 2.39 | 0.01 | 0 | 0 | 0 | 0 | 0 | 0 | 0 | 0 | 0 | 0.21 | 5.46 | 12.76 | 15.53 | 16.15 | 16.36 | 16.34 | 16.18 | 16.16 | 16.1 | 15.4 | 12.54 | 5.51 | 0.32 | 0 | 0 | 0 | 0 | 0 | 0 | 0 | 0 | 0 | 0 | 0.01 | 2.64 | 10.19 | 13.62 | 14.43 | 14.6 | 14.43 | 14.34 | 14.38 | 14.58 | 13.13 | 8.14 | 1.04 | 0 | 0 | 0 | 0 | 0 | 0 | 0 | 0 | 0 | 0 | 0 | 0 | 0.69 | 6.51 | 11.38 | 12.55 | 12.39 | 11.93 | 12.07 | 12.44 | 12.14 | 9.52 | 2.69 | 0.02 | 0 | 0 | 0 | 0 | 0 | 0 | 0 | 0 | 0 | 0 | 0 | 0.02 | 2.15 | 7.45 | 10.16 | 10.55 | 10.11 | 10.39 | 10.64 | 10.05 | 6.13 | 0.73 | 0 | 0 | 0 | 0 | 0 | 0 | 0 | 0 | 0 | 0 | 0 | 0 | 0 | 0 | 0.5 | 3.75 | 6.13 | 7.34 | 8.04 | 7.92 | 7.63 | 6.42 | 3.42 | 0.4 | 0 | 0 | 0 | 0 | 0 | 0 | 0
ELCAP_1_SOLAR |  | Solar_1Axis | Solar Tracking | CISO | North | Norcal | EO | 1.5 | 0 | 0 | 0 | 0 | 0 | 0 | 0 | 0.04 | 0.28 | 0.5 | 0.61 | 0.66 | 0.68 | 0.64 | 0.6 | 0.41 | 0.09 | 0 | 0 | 0 | 0 | 0 | 0 | 0 | 0 | 0 | 0 | 0 | 0 | 0 | 0 | 0.19 | 0.77 | 0.99 | 0.99 | 0.95 | 0.93 | 0.93 | 0.95 | 0.83 | 0.43 | 0.02 | 0 | 0 | 0 | 0 | 0 | 0 | 0 | 0 | 0 | 0 | 0 | 0 | 0 | 0.12 | 0.66 | 0.99 | 1.04 | 1.01 | 1.01 | 0.97 | 0.92 | 0.87 | 0.73 | 0.22 | 0.05 | 0 | 0 | 0 | 0 | 0 | 0 | 0 | 0 | 0 | 0 | 0 | 0.01 | 0.39 | 0.92 | 1.08 | 1.08 | 1.06 | 1.1 | 1.09 | 1.07 | 1.08 | 1.02 | 0.91 | 0.39 | 0.02 | 0 | 0 | 0 | 0 | 0 | 0 | 0 | 0 | 0 | 0 | 0.14 | 0.75 | 1.05 | 1.13 | 1.15 | 1.14 | 1.16 | 1.16 | 1.16 | 1.18 | 1.15 | 1.08 | 0.66 | 0.09 | 0 | 0 | 0 | 0 | 0 | 0 | 0 | 0 | 0 | 0 | 0.23 | 0.85 | 1.14 | 1.24 | 1.26 | 1.27 | 1.28 | 1.27 | 1.26 | 1.26 | 1.22 | 1.14 | 0.82 | 0.22 | 0 | 0 | 0 | 0 | 0 | 0 | 0 | 0 | 0 | 0 | 0.1 | 0.69 | 1.15 | 1.26 | 1.28 | 1.29 | 1.28 | 1.28 | 1.26 | 1.26 | 1.21 | 1.12 | 0.78 | 0.18 | 0 | 0 | 0 | 0 | 0 | 0 | 0 | 0 | 0 | 0 | 0.02 | 0.41 | 0.96 | 1.17 | 1.21 | 1.23 | 1.23 | 1.21 | 1.21 | 1.21 | 1.15 | 0.94 | 0.41 | 0.02 | 0 | 0 | 0 | 0 | 0 | 0 | 0 | 0 | 0 | 0 | 0 | 0.2 | 0.76 | 1.02 | 1.08 | 1.09 | 1.08 | 1.08 | 1.08 | 1.09 | 0.98 | 0.61 | 0.08 | 0 | 0 | 0 | 0 | 0 | 0 | 0 | 0 | 0 | 0 | 0 | 0 | 0.05 | 0.49 | 0.85 | 0.94 | 0.93 | 0.89 | 0.91 | 0.93 | 0.91 | 0.71 | 0.2 | 0 | 0 | 0 | 0 | 0 | 0 | 0 | 0 | 0 | 0 | 0 | 0 | 0 | 0.16 | 0.56 | 0.76 | 0.79 | 0.76 | 0.78 | 0.8 | 0.75 | 0.46 | 0.05 | 0 | 0 | 0 | 0 | 0 | 0 | 0 | 0 | 0 | 0 | 0 | 0 | 0 | 0 | 0.04 | 0.28 | 0.46 | 0.55 | 0.6 | 0.59 | 0.57 | 0.48 | 0.26 | 0.03 | 0 | 0 | 0 | 0 | 0 | 0 | 0
ENERSJ_2_WIND |  | Wind | Wind | CISO | South | Socal | FC | 151 | 7.93 | 8.39 | 7.91 | 7.54 | 8.43 | 8.19 | 8.41 | 7.71 | 6.7 | 7.6 | 6.76 | 7.4 | 8.31 | 7.59 | 8.36 | 8.34 | 7.13 | 6.88 | 8.23 | 7.78 | 7.67 | 8.42 | 7.27 | 7.67 | 14.64 | 13.96 | 16.01 | 15.6 | 13.18 | 13.97 | 13.75 | 11.28 | 11.79 | 13.02 | 16.21 | 16.8 | 15.14 | 14.02 | 17.89 | 18.34 | 17.98 | 18.8 | 17.76 | 19.32 | 22.17 | 19.16 | 16.86 | 16.58 | 16.3 | 15.31 | 13.42 | 13.31 | 13.58 | 13.53 | 13.56 | 11.16 | 8.62 | 8.59 | 8.75 | 9.89 | 12 | 12.95 | 14.63 | 14.28 | 19.12 | 20.35 | 19.19 | 20.63 | 20 | 20.51 | 16.92 | 16.03 | 55.77 | 57.84 | 52.83 | 48.32 | 45.19 | 40.39 | 33.32 | 27.49 | 20.07 | 17.88 | 17.74 | 17.69 | 17.22 | 20.09 | 30.13 | 41.63 | 49.48 | 55.56 | 59.62 | 60.93 | 60.93 | 61.47 | 58.6 | 58.57 | 65.22 | 61.82 | 59.09 | 59.06 | 52.02 | 41.81 | 32.03 | 24.09 | 17.86 | 13.32 | 10.01 | 9.64 | 8.27 | 11.46 | 19.07 | 30.79 | 48.02 | 57.49 | 64.94 | 62.61 | 63.26 | 66.82 | 65.85 | 67.28 | 67.1 | 65.5 | 60.92 | 55.62 | 50.77 | 40.99 | 32.06 | 23.55 | 14.47 | 10.48 | 7.51 | 8.75 | 9.47 | 11.13 | 18.29 | 29.23 | 42.19 | 49.84 | 57.25 | 64.18 | 70.09 | 69.86 | 69.03 | 69.55 | 63.18 | 59.36 | 55.98 | 49.3 | 40.86 | 35.12 | 26.11 | 16.87 | 8.59 | 5.73 | 4.9 | 5.79 | 7.71 | 11.3 | 18.47 | 27.54 | 39.59 | 50.32 | 58.16 | 63.48 | 68.71 | 70.4 | 68.18 | 65.74 | 56.56 | 54.84 | 50.33 | 43.02 | 34.66 | 30.22 | 22.23 | 16.03 | 9.84 | 6.74 | 5.28 | 5.86 | 7.94 | 11.18 | 17.17 | 25.05 | 34.37 | 44.06 | 49.64 | 60.19 | 63.83 | 63.62 | 61.54 | 58.69 | 28.53 | 26.3 | 23.83 | 18.55 | 15.27 | 11.05 | 8.87 | 6.13 | 5.1 | 5.13 | 5.88 | 7.82 | 9.09 | 10.79 | 13.4 | 16.55 | 18.71 | 24.68 | 30.21 | 36.26 | 36.29 | 36.23 | 34.05 | 31.13 | 14.87 | 13.79 | 13.98 | 13.76 | 12.61 | 10.37 | 8.37 | 6.93 | 4.63 | 4.15 | 4.44 | 5.55 | 6.54 | 6.56 | 6.66 | 7.69 | 9.81 | 11.72 | 14.13 | 16.28 | 17.97 | 18.29 | 16.9 | 14.54 | 6.66 | 5.9 | 6.03 | 6.13 | 6.22 | 6.31 | 6.02 | 5.42 | 4.93 | 5.38 | 5.87 | 6.68 | 6.34 | 6.71 | 6.76 | 5.66 | 5.14 | 6.53 | 8.22 | 8.86 | 9.44 | 7.01 | 7.42 | 7.15 | 5.63 | 5.46 | 5.36 | 6.15 | 6.02 | 6.12 | 6.07 | 5.65 | 5.3 | 5.28 | 5.24 | 5.73 | 5.69 | 5.26 | 5.01 | 5.26 | 5.82 | 6.13 | 6.93 | 6.49 | 7.35 | 6.61 | 6.24 | 6.19
ENERSJ_5_ESJWD2 |  | Wind | Wind | CISO | South | Socal | FC | 105 | 5.51 | 5.84 | 5.5 | 5.24 | 5.86 | 5.7 | 5.85 | 5.36 | 4.66 | 5.29 | 4.7 | 5.15 | 5.78 | 5.28 | 5.81 | 5.8 | 4.96 | 4.78 | 5.72 | 5.41 | 5.34 | 5.86 | 5.05 | 5.33 | 10.18 | 9.71 | 11.13 | 10.85 | 9.16 | 9.71 | 9.56 | 7.84 | 8.2 | 9.05 | 11.27 | 11.68 | 10.53 | 9.75 | 12.44 | 12.75 | 12.5 | 13.07 | 12.35 | 13.43 | 15.42 | 13.32 | 11.72 | 11.53 | 11.34 | 10.65 | 9.34 | 9.25 | 9.44 | 9.41 | 9.43 | 7.76 | 5.99 | 5.98 | 6.08 | 6.88 | 8.34 | 9.01 | 10.18 | 9.93 | 13.3 | 14.15 | 13.34 | 14.35 | 13.91 | 14.26 | 11.76 | 11.14 | 38.78 | 40.22 | 36.74 | 33.6 | 31.42 | 28.09 | 23.17 | 19.11 | 13.95 | 12.43 | 12.34 | 12.3 | 11.97 | 13.97 | 20.95 | 28.95 | 34.41 | 38.63 | 41.46 | 42.37 | 42.37 | 42.74 | 40.75 | 40.73 | 45.35 | 42.99 | 41.09 | 41.07 | 36.17 | 29.07 | 22.27 | 16.75 | 12.42 | 9.26 | 6.96 | 6.71 | 5.75 | 7.97 | 13.26 | 21.41 | 33.39 | 39.97 | 45.15 | 43.54 | 43.99 | 46.46 | 45.79 | 46.79 | 46.66 | 45.54 | 42.36 | 38.68 | 35.31 | 28.5 | 22.29 | 16.37 | 10.06 | 7.29 | 5.23 | 6.09 | 6.59 | 7.74 | 12.72 | 20.33 | 29.34 | 34.65 | 39.81 | 44.63 | 48.74 | 48.58 | 48 | 48.36 | 43.93 | 41.28 | 38.92 | 34.28 | 28.41 | 24.42 | 18.15 | 11.73 | 5.98 | 3.99 | 3.41 | 4.03 | 5.36 | 7.86 | 12.84 | 19.15 | 27.53 | 34.99 | 40.44 | 44.14 | 47.78 | 48.95 | 47.41 | 45.71 | 39.33 | 38.13 | 34.99 | 29.92 | 24.1 | 21.01 | 15.46 | 11.15 | 6.84 | 4.69 | 3.67 | 4.08 | 5.52 | 7.77 | 11.94 | 17.42 | 23.9 | 30.64 | 34.52 | 41.86 | 44.38 | 44.24 | 42.79 | 40.81 | 19.84 | 18.29 | 16.57 | 12.9 | 10.62 | 7.68 | 6.17 | 4.26 | 3.55 | 3.56 | 4.09 | 5.44 | 6.32 | 7.5 | 9.32 | 11.51 | 13.01 | 17.16 | 21.01 | 25.21 | 25.23 | 25.2 | 23.68 | 21.65 | 10.34 | 9.59 | 9.72 | 9.57 | 8.77 | 7.21 | 5.82 | 4.82 | 3.22 | 2.89 | 3.09 | 3.86 | 4.55 | 4.56 | 4.63 | 5.35 | 6.82 | 8.15 | 9.83 | 11.32 | 12.5 | 12.72 | 11.75 | 10.11 | 4.63 | 4.1 | 4.2 | 4.26 | 4.32 | 4.39 | 4.19 | 3.77 | 3.43 | 3.74 | 4.08 | 4.65 | 4.41 | 4.66 | 4.7 | 3.94 | 3.57 | 4.54 | 5.72 | 6.16 | 6.56 | 4.87 | 5.16 | 4.97 | 3.91 | 3.8 | 3.73 | 4.28 | 4.19 | 4.26 | 4.22 | 3.93 | 3.68 | 3.67 | 3.65 | 3.98 | 3.96 | 3.66 | 3.48 | 3.66 | 4.05 | 4.26 | 4.82 | 4.52 | 5.11 | 4.6 | 4.34 | 4.31
ENWIND_2_WIND1 |  | Wind | Wind | CISO | South | Socal | FC | 47.1 | 2.47 | 2.62 | 2.47 | 2.35 | 2.63 | 2.56 | 2.62 | 2.41 | 2.09 | 2.37 | 2.11 | 2.31 | 2.59 | 2.37 | 2.61 | 2.6 | 2.22 | 2.15 | 2.57 | 2.43 | 2.39 | 2.63 | 2.27 | 2.39 | 4.57 | 4.35 | 4.99 | 4.87 | 4.11 | 4.36 | 4.29 | 3.52 | 3.68 | 4.06 | 5.06 | 5.24 | 4.72 | 4.37 | 5.58 | 5.72 | 5.61 | 5.86 | 5.54 | 6.03 | 6.92 | 5.98 | 5.26 | 5.17 | 5.09 | 4.78 | 4.19 | 4.15 | 4.23 | 4.22 | 4.23 | 3.48 | 2.69 | 2.68 | 2.73 | 3.09 | 3.74 | 4.04 | 4.56 | 4.45 | 5.96 | 6.35 | 5.99 | 6.44 | 6.24 | 6.4 | 5.28 | 5 | 17.4 | 18.04 | 16.48 | 15.07 | 14.09 | 12.6 | 10.39 | 8.57 | 6.26 | 5.58 | 5.53 | 5.52 | 5.37 | 6.27 | 9.4 | 12.99 | 15.43 | 17.33 | 18.6 | 19 | 19.01 | 19.17 | 18.28 | 18.27 | 20.34 | 19.28 | 18.43 | 18.42 | 16.22 | 13.04 | 9.99 | 7.51 | 5.57 | 4.15 | 3.12 | 3.01 | 2.58 | 3.57 | 5.95 | 9.6 | 14.98 | 17.93 | 20.26 | 19.53 | 19.73 | 20.84 | 20.54 | 20.99 | 20.93 | 20.43 | 19 | 17.35 | 15.84 | 12.78 | 10 | 7.35 | 4.51 | 3.27 | 2.34 | 2.73 | 2.95 | 3.47 | 5.7 | 9.12 | 13.16 | 15.55 | 17.86 | 20.02 | 21.86 | 21.79 | 21.53 | 21.69 | 19.71 | 18.52 | 17.46 | 15.38 | 12.74 | 10.96 | 8.14 | 5.26 | 2.68 | 1.79 | 1.53 | 1.81 | 2.41 | 3.53 | 5.76 | 8.59 | 12.35 | 15.69 | 18.14 | 19.8 | 21.43 | 21.96 | 21.27 | 20.51 | 17.64 | 17.11 | 15.7 | 13.42 | 10.81 | 9.43 | 6.93 | 5 | 3.07 | 2.1 | 1.65 | 1.83 | 2.48 | 3.49 | 5.36 | 7.81 | 10.72 | 13.74 | 15.48 | 18.78 | 19.91 | 19.84 | 19.2 | 18.31 | 8.9 | 8.2 | 7.43 | 5.79 | 4.76 | 3.45 | 2.77 | 1.91 | 1.59 | 1.6 | 1.83 | 2.44 | 2.83 | 3.37 | 4.18 | 5.16 | 5.84 | 7.7 | 9.42 | 11.31 | 11.32 | 11.3 | 10.62 | 9.71 | 4.64 | 4.3 | 4.36 | 4.29 | 3.93 | 3.23 | 2.61 | 2.16 | 1.44 | 1.3 | 1.39 | 1.73 | 2.04 | 2.05 | 2.08 | 2.4 | 3.06 | 3.65 | 4.41 | 5.08 | 5.61 | 5.7 | 5.27 | 4.54 | 2.08 | 1.84 | 1.88 | 1.91 | 1.94 | 1.97 | 1.88 | 1.69 | 1.54 | 1.68 | 1.83 | 2.08 | 1.98 | 2.09 | 2.11 | 1.77 | 1.6 | 2.04 | 2.56 | 2.76 | 2.94 | 2.19 | 2.31 | 2.23 | 1.75 | 1.7 | 1.67 | 1.92 | 1.88 | 1.91 | 1.89 | 1.76 | 1.65 | 1.65 | 1.64 | 1.79 | 1.77 | 1.64 | 1.56 | 1.64 | 1.81 | 1.91 | 2.16 | 2.03 | 2.29 | 2.06 | 1.95 | 1.93
ENWIND_2_WIND2 |  | Wind | Wind | CISO | South | Socal | FC | 38.24 | 2.01 | 2.13 | 2 | 1.91 | 2.13 | 2.08 | 2.13 | 1.95 | 1.7 | 1.92 | 1.71 | 1.88 | 2.11 | 1.92 | 2.12 | 2.11 | 1.81 | 1.74 | 2.08 | 1.97 | 1.94 | 2.13 | 1.84 | 1.94 | 3.71 | 3.53 | 4.05 | 3.95 | 3.34 | 3.54 | 3.48 | 2.86 | 2.99 | 3.3 | 4.11 | 4.25 | 3.84 | 3.55 | 4.53 | 4.64 | 4.55 | 4.76 | 4.5 | 4.89 | 5.62 | 4.85 | 4.27 | 4.2 | 4.13 | 3.88 | 3.4 | 3.37 | 3.44 | 3.43 | 3.43 | 2.83 | 2.18 | 2.18 | 2.21 | 2.51 | 3.04 | 3.28 | 3.71 | 3.62 | 4.84 | 5.15 | 4.86 | 5.23 | 5.07 | 5.19 | 4.28 | 4.06 | 14.12 | 14.65 | 13.38 | 12.24 | 11.44 | 10.23 | 8.44 | 6.96 | 5.08 | 4.53 | 4.49 | 4.48 | 4.36 | 5.09 | 7.63 | 10.54 | 12.53 | 14.07 | 15.1 | 15.43 | 15.43 | 15.57 | 14.84 | 14.83 | 16.52 | 15.65 | 14.96 | 14.96 | 13.17 | 10.59 | 8.11 | 6.1 | 4.52 | 3.37 | 2.54 | 2.44 | 2.09 | 2.9 | 4.83 | 7.8 | 12.16 | 14.56 | 16.44 | 15.86 | 16.02 | 16.92 | 16.68 | 17.04 | 16.99 | 16.59 | 15.43 | 14.09 | 12.86 | 10.38 | 8.12 | 5.96 | 3.66 | 2.65 | 1.9 | 2.22 | 2.4 | 2.82 | 4.63 | 7.4 | 10.68 | 12.62 | 14.5 | 16.25 | 17.75 | 17.69 | 17.48 | 17.61 | 16 | 15.03 | 14.18 | 12.49 | 10.35 | 8.89 | 6.61 | 4.27 | 2.18 | 1.45 | 1.24 | 1.47 | 1.95 | 2.86 | 4.68 | 6.97 | 10.03 | 12.74 | 14.73 | 16.08 | 17.4 | 17.83 | 17.27 | 16.65 | 14.32 | 13.89 | 12.74 | 10.89 | 8.78 | 7.65 | 5.63 | 4.06 | 2.49 | 1.71 | 1.34 | 1.48 | 2.01 | 2.83 | 4.35 | 6.34 | 8.7 | 11.16 | 12.57 | 15.24 | 16.16 | 16.11 | 15.58 | 14.86 | 7.23 | 6.66 | 6.03 | 4.7 | 3.87 | 2.8 | 2.25 | 1.55 | 1.29 | 1.3 | 1.49 | 1.98 | 2.3 | 2.73 | 3.39 | 4.19 | 4.74 | 6.25 | 7.65 | 9.18 | 9.19 | 9.18 | 8.62 | 7.88 | 3.77 | 3.49 | 3.54 | 3.48 | 3.19 | 2.63 | 2.12 | 1.75 | 1.17 | 1.05 | 1.12 | 1.4 | 1.66 | 1.66 | 1.69 | 1.95 | 2.48 | 2.97 | 3.58 | 4.12 | 4.55 | 4.63 | 4.28 | 3.68 | 1.69 | 1.49 | 1.53 | 1.55 | 1.57 | 1.6 | 1.52 | 1.37 | 1.25 | 1.36 | 1.49 | 1.69 | 1.61 | 1.7 | 1.71 | 1.43 | 1.3 | 1.65 | 2.08 | 2.24 | 2.39 | 1.77 | 1.88 | 1.81 | 1.42 | 1.38 | 1.36 | 1.56 | 1.52 | 1.55 | 1.54 | 1.43 | 1.34 | 1.34 | 1.33 | 1.45 | 1.44 | 1.33 | 1.27 | 1.33 | 1.47 | 1.55 | 1.76 | 1.64 | 1.86 | 1.67 | 1.58 | 1.57
ESTWND_2_OPPWD1 |  | Wind | Wind | CISO | South | Socal | FC | 57.14 | 3 | 3.18 | 2.99 | 2.85 | 3.19 | 3.1 | 3.18 | 2.92 | 2.54 | 2.88 | 2.56 | 2.8 | 3.15 | 2.87 | 3.16 | 3.16 | 2.7 | 2.6 | 3.11 | 2.94 | 2.9 | 3.19 | 2.75 | 2.9 | 5.54 | 5.28 | 6.06 | 5.9 | 4.99 | 5.29 | 5.2 | 4.27 | 4.46 | 4.93 | 6.14 | 6.36 | 5.73 | 5.3 | 6.77 | 6.94 | 6.8 | 7.11 | 6.72 | 7.31 | 8.39 | 7.25 | 6.38 | 6.27 | 6.17 | 5.79 | 5.08 | 5.04 | 5.14 | 5.12 | 5.13 | 4.22 | 3.26 | 3.25 | 3.31 | 3.74 | 4.54 | 4.9 | 5.54 | 5.4 | 7.24 | 7.7 | 7.26 | 7.81 | 7.57 | 7.76 | 6.4 | 6.06 | 21.1 | 21.89 | 19.99 | 18.28 | 17.1 | 15.28 | 12.61 | 10.4 | 7.59 | 6.76 | 6.71 | 6.69 | 6.52 | 7.6 | 11.4 | 15.75 | 18.72 | 21.02 | 22.56 | 23.05 | 23.06 | 23.26 | 22.17 | 22.16 | 24.68 | 23.39 | 22.36 | 22.35 | 19.68 | 15.82 | 12.12 | 9.12 | 6.76 | 5.04 | 3.79 | 3.65 | 3.13 | 4.34 | 7.21 | 11.65 | 18.17 | 21.75 | 24.57 | 23.69 | 23.94 | 25.28 | 24.92 | 25.46 | 25.39 | 24.78 | 23.05 | 21.05 | 19.21 | 15.51 | 12.13 | 8.91 | 5.47 | 3.97 | 2.84 | 3.31 | 3.58 | 4.21 | 6.92 | 11.06 | 15.97 | 18.86 | 21.66 | 24.29 | 26.52 | 26.44 | 26.12 | 26.32 | 23.91 | 22.46 | 21.18 | 18.66 | 15.46 | 13.29 | 9.88 | 6.38 | 3.25 | 2.17 | 1.86 | 2.19 | 2.92 | 4.28 | 6.99 | 10.42 | 14.98 | 19.04 | 22.01 | 24.02 | 26 | 26.64 | 25.8 | 24.88 | 21.4 | 20.75 | 19.04 | 16.28 | 13.12 | 11.44 | 8.41 | 6.07 | 3.72 | 2.55 | 2 | 2.22 | 3 | 4.23 | 6.5 | 9.48 | 13 | 16.67 | 18.79 | 22.78 | 24.15 | 24.07 | 23.29 | 22.21 | 10.8 | 9.95 | 9.02 | 7.02 | 5.78 | 4.18 | 3.36 | 2.32 | 1.93 | 1.94 | 2.22 | 2.96 | 3.44 | 4.08 | 5.07 | 6.26 | 7.08 | 9.34 | 11.43 | 13.72 | 13.73 | 13.71 | 12.89 | 11.78 | 5.63 | 5.22 | 5.29 | 5.21 | 4.77 | 3.92 | 3.17 | 2.62 | 1.75 | 1.57 | 1.68 | 2.1 | 2.48 | 2.48 | 2.52 | 2.91 | 3.71 | 4.43 | 5.35 | 6.16 | 6.8 | 6.92 | 6.4 | 5.5 | 2.52 | 2.23 | 2.28 | 2.32 | 2.35 | 2.39 | 2.28 | 2.05 | 1.87 | 2.04 | 2.22 | 2.53 | 2.4 | 2.54 | 2.56 | 2.14 | 1.94 | 2.47 | 3.11 | 3.35 | 3.57 | 2.65 | 2.81 | 2.71 | 2.13 | 2.07 | 2.03 | 2.33 | 2.28 | 2.32 | 2.3 | 2.14 | 2 | 2 | 1.98 | 2.17 | 2.15 | 1.99 | 1.9 | 1.99 | 2.2 | 2.32 | 2.62 | 2.46 | 2.78 | 2.5 | 2.36 | 2.34
ETIWND_2_CHMPNE |  | Solar_Fixed | Solar Fixed | CISO | South | Socal | EO | 1 | 0 | 0 | 0 | 0 | 0 | 0 | 0 | 0.13 | 0.44 | 0.6 | 0.65 | 0.67 | 0.66 | 0.63 | 0.53 | 0.31 | 0.04 | 0 | 0 | 0 | 0 | 0 | 0 | 0 | 0 | 0 | 0 | 0 | 0 | 0 | 0.01 | 0.25 | 0.58 | 0.7 | 0.75 | 0.75 | 0.73 | 0.71 | 0.65 | 0.5 | 0.19 | 0 | 0 | 0 | 0 | 0 | 0 | 0 | 0 | 0 | 0 | 0 | 0 | 0 | 0 | 0.14 | 0.49 | 0.68 | 0.75 | 0.76 | 0.75 | 0.74 | 0.69 | 0.61 | 0.39 | 0.18 | 0.03 | 0 | 0 | 0 | 0 | 0 | 0 | 0 | 0 | 0 | 0 | 0 | 0.03 | 0.28 | 0.59 | 0.75 | 0.81 | 0.85 | 0.85 | 0.83 | 0.81 | 0.74 | 0.63 | 0.43 | 0.11 | 0 | 0 | 0 | 0 | 0 | 0 | 0 | 0 | 0 | 0 | 0 | 0.11 | 0.42 | 0.64 | 0.76 | 0.84 | 0.88 | 0.88 | 0.87 | 0.85 | 0.79 | 0.69 | 0.5 | 0.19 | 0.01 | 0 | 0 | 0 | 0 | 0 | 0 | 0 | 0 | 0 | 0 | 0.14 | 0.43 | 0.65 | 0.78 | 0.86 | 0.9 | 0.91 | 0.91 | 0.87 | 0.81 | 0.71 | 0.54 | 0.26 | 0.03 | 0 | 0 | 0 | 0 | 0 | 0 | 0 | 0 | 0 | 0 | 0.07 | 0.29 | 0.54 | 0.7 | 0.8 | 0.86 | 0.87 | 0.87 | 0.83 | 0.78 | 0.67 | 0.5 | 0.23 | 0.03 | 0 | 0 | 0 | 0 | 0 | 0 | 0 | 0 | 0 | 0 | 0.03 | 0.27 | 0.57 | 0.73 | 0.83 | 0.88 | 0.9 | 0.88 | 0.84 | 0.77 | 0.65 | 0.43 | 0.12 | 0 | 0 | 0 | 0 | 0 | 0 | 0 | 0 | 0 | 0 | 0 | 0.01 | 0.2 | 0.53 | 0.71 | 0.81 | 0.86 | 0.87 | 0.86 | 0.82 | 0.72 | 0.58 | 0.26 | 0.02 | 0 | 0 | 0 | 0 | 0 | 0 | 0 | 0 | 0 | 0 | 0 | 0 | 0.11 | 0.46 | 0.66 | 0.75 | 0.79 | 0.8 | 0.79 | 0.75 | 0.67 | 0.42 | 0.09 | 0 | 0 | 0 | 0 | 0 | 0 | 0 | 0 | 0 | 0 | 0 | 0 | 0.02 | 0.27 | 0.54 | 0.67 | 0.72 | 0.73 | 0.71 | 0.67 | 0.55 | 0.25 | 0.02 | 0 | 0 | 0 | 0 | 0 | 0 | 0 | 0 | 0 | 0 | 0 | 0 | 0 | 0 | 0.14 | 0.4 | 0.54 | 0.59 | 0.62 | 0.6 | 0.55 | 0.45 | 0.2 | 0.01 | 0 | 0 | 0 | 0 | 0 | 0 | 0
ETIWND_2_SOLAR1 |  | Solar_1Axis | Solar Tracking | CISO | South | Socal | FC | 1 | 0 | 0 | 0 | 0 | 0 | 0 | 0 | 0.12 | 0.47 | 0.61 | 0.6 | 0.59 | 0.59 | 0.59 | 0.53 | 0.39 | 0.06 | 0 | 0 | 0 | 0 | 0 | 0 | 0 | 0 | 0 | 0 | 0 | 0 | 0 | 0.01 | 0.26 | 0.64 | 0.7 | 0.69 | 0.68 | 0.68 | 0.65 | 0.64 | 0.58 | 0.25 | 0.01 | 0 | 0 | 0 | 0 | 0 | 0 | 0 | 0 | 0 | 0 | 0 | 0 | 0 | 0.17 | 0.59 | 0.73 | 0.73 | 0.72 | 0.71 | 0.71 | 0.67 | 0.62 | 0.46 | 0.17 | 0.03 | 0 | 0 | 0 | 0 | 0 | 0 | 0 | 0 | 0 | 0 | 0 | 0.03 | 0.37 | 0.72 | 0.77 | 0.8 | 0.8 | 0.8 | 0.79 | 0.78 | 0.75 | 0.71 | 0.58 | 0.18 | 0 | 0 | 0 | 0 | 0 | 0 | 0 | 0 | 0 | 0 | 0 | 0.15 | 0.55 | 0.75 | 0.81 | 0.84 | 0.85 | 0.85 | 0.85 | 0.83 | 0.81 | 0.78 | 0.68 | 0.33 | 0.03 | 0 | 0 | 0 | 0 | 0 | 0 | 0 | 0 | 0 | 0 | 0.18 | 0.56 | 0.74 | 0.81 | 0.84 | 0.86 | 0.86 | 0.86 | 0.84 | 0.82 | 0.79 | 0.71 | 0.42 | 0.07 | 0 | 0 | 0 | 0 | 0 | 0 | 0 | 0 | 0 | 0 | 0.08 | 0.43 | 0.69 | 0.79 | 0.83 | 0.85 | 0.84 | 0.83 | 0.82 | 0.8 | 0.76 | 0.66 | 0.38 | 0.06 | 0 | 0 | 0 | 0 | 0 | 0 | 0 | 0 | 0 | 0 | 0.03 | 0.34 | 0.67 | 0.79 | 0.83 | 0.85 | 0.85 | 0.84 | 0.79 | 0.78 | 0.71 | 0.57 | 0.2 | 0.01 | 0 | 0 | 0 | 0 | 0 | 0 | 0 | 0 | 0 | 0 | 0 | 0.23 | 0.58 | 0.72 | 0.77 | 0.79 | 0.8 | 0.78 | 0.76 | 0.71 | 0.65 | 0.34 | 0.03 | 0 | 0 | 0 | 0 | 0 | 0 | 0 | 0 | 0 | 0 | 0 | 0 | 0.1 | 0.49 | 0.66 | 0.69 | 0.7 | 0.7 | 0.7 | 0.71 | 0.66 | 0.5 | 0.11 | 0 | 0 | 0 | 0 | 0 | 0 | 0 | 0 | 0 | 0 | 0 | 0 | 0.02 | 0.28 | 0.58 | 0.66 | 0.64 | 0.63 | 0.64 | 0.63 | 0.58 | 0.34 | 0.03 | 0 | 0 | 0 | 0 | 0 | 0 | 0 | 0 | 0 | 0 | 0 | 0 | 0 | 0 | 0.13 | 0.42 | 0.52 | 0.51 | 0.5 | 0.52 | 0.51 | 0.47 | 0.26 | 0.02 | 0 | 0 | 0 | 0 | 0 | 0 | 0
ETIWND_2_SOLAR2 |  | Solar_1Axis | Solar Tracking | CISO | South | Socal | EO | 1 | 0 | 0 | 0 | 0 | 0 | 0 | 0 | 0.12 | 0.47 | 0.61 | 0.6 | 0.59 | 0.59 | 0.59 | 0.53 | 0.39 | 0.06 | 0 | 0 | 0 | 0 | 0 | 0 | 0 | 0 | 0 | 0 | 0 | 0 | 0 | 0.01 | 0.26 | 0.64 | 0.7 | 0.69 | 0.68 | 0.68 | 0.65 | 0.64 | 0.58 | 0.25 | 0.01 | 0 | 0 | 0 | 0 | 0 | 0 | 0 | 0 | 0 | 0 | 0 | 0 | 0 | 0.17 | 0.59 | 0.73 | 0.73 | 0.72 | 0.71 | 0.71 | 0.67 | 0.62 | 0.46 | 0.17 | 0.03 | 0 | 0 | 0 | 0 | 0 | 0 | 0 | 0 | 0 | 0 | 0 | 0.03 | 0.37 | 0.72 | 0.77 | 0.8 | 0.8 | 0.8 | 0.79 | 0.78 | 0.75 | 0.71 | 0.58 | 0.18 | 0 | 0 | 0 | 0 | 0 | 0 | 0 | 0 | 0 | 0 | 0 | 0.15 | 0.55 | 0.75 | 0.81 | 0.84 | 0.85 | 0.85 | 0.85 | 0.83 | 0.81 | 0.78 | 0.68 | 0.33 | 0.03 | 0 | 0 | 0 | 0 | 0 | 0 | 0 | 0 | 0 | 0 | 0.18 | 0.56 | 0.74 | 0.81 | 0.84 | 0.86 | 0.86 | 0.86 | 0.84 | 0.82 | 0.79 | 0.71 | 0.42 | 0.07 | 0 | 0 | 0 | 0 | 0 | 0 | 0 | 0 | 0 | 0 | 0.08 | 0.43 | 0.69 | 0.79 | 0.83 | 0.85 | 0.84 | 0.83 | 0.82 | 0.8 | 0.76 | 0.66 | 0.38 | 0.06 | 0 | 0 | 0 | 0 | 0 | 0 | 0 | 0 | 0 | 0 | 0.03 | 0.34 | 0.67 | 0.79 | 0.83 | 0.85 | 0.85 | 0.84 | 0.79 | 0.78 | 0.71 | 0.57 | 0.2 | 0.01 | 0 | 0 | 0 | 0 | 0 | 0 | 0 | 0 | 0 | 0 | 0 | 0.23 | 0.58 | 0.72 | 0.77 | 0.79 | 0.8 | 0.78 | 0.76 | 0.71 | 0.65 | 0.34 | 0.03 | 0 | 0 | 0 | 0 | 0 | 0 | 0 | 0 | 0 | 0 | 0 | 0 | 0.1 | 0.49 | 0.66 | 0.69 | 0.7 | 0.7 | 0.7 | 0.71 | 0.66 | 0.5 | 0.11 | 0 | 0 | 0 | 0 | 0 | 0 | 0 | 0 | 0 | 0 | 0 | 0 | 0.02 | 0.28 | 0.58 | 0.66 | 0.64 | 0.63 | 0.64 | 0.63 | 0.58 | 0.34 | 0.03 | 0 | 0 | 0 | 0 | 0 | 0 | 0 | 0 | 0 | 0 | 0 | 0 | 0 | 0 | 0.13 | 0.42 | 0.52 | 0.51 | 0.5 | 0.52 | 0.51 | 0.47 | 0.26 | 0.02 | 0 | 0 | 0 | 0 | 0 | 0 | 0
ETIWND_2_SOLAR5 |  | Solar_1Axis | Solar Tracking | CISO | South | Socal | EO | 2 | 0 | 0 | 0 | 0 | 0 | 0 | 0 | 0.24 | 0.94 | 1.22 | 1.21 | 1.19 | 1.18 | 1.18 | 1.07 | 0.77 | 0.13 | 0 | 0 | 0 | 0 | 0 | 0 | 0 | 0 | 0 | 0 | 0 | 0 | 0 | 0.01 | 0.52 | 1.27 | 1.41 | 1.38 | 1.36 | 1.36 | 1.31 | 1.28 | 1.16 | 0.49 | 0.02 | 0 | 0 | 0 | 0 | 0 | 0 | 0 | 0 | 0 | 0 | 0 | 0 | 0 | 0.34 | 1.19 | 1.46 | 1.46 | 1.43 | 1.42 | 1.41 | 1.34 | 1.24 | 0.92 | 0.35 | 0.06 | 0 | 0 | 0 | 0 | 0 | 0 | 0 | 0 | 0 | 0 | 0 | 0.06 | 0.73 | 1.43 | 1.53 | 1.59 | 1.59 | 1.6 | 1.58 | 1.56 | 1.51 | 1.42 | 1.15 | 0.36 | 0.01 | 0 | 0 | 0 | 0 | 0 | 0 | 0 | 0 | 0 | 0 | 0.3 | 1.1 | 1.5 | 1.63 | 1.68 | 1.7 | 1.7 | 1.7 | 1.67 | 1.63 | 1.55 | 1.36 | 0.66 | 0.05 | 0 | 0 | 0 | 0 | 0 | 0 | 0 | 0 | 0 | 0 | 0.36 | 1.11 | 1.49 | 1.61 | 1.69 | 1.72 | 1.71 | 1.71 | 1.68 | 1.64 | 1.57 | 1.42 | 0.85 | 0.14 | 0 | 0 | 0 | 0 | 0 | 0 | 0 | 0 | 0 | 0 | 0.16 | 0.86 | 1.37 | 1.58 | 1.66 | 1.69 | 1.68 | 1.66 | 1.64 | 1.6 | 1.52 | 1.32 | 0.75 | 0.11 | 0 | 0 | 0 | 0 | 0 | 0 | 0 | 0 | 0 | 0 | 0.06 | 0.69 | 1.35 | 1.58 | 1.66 | 1.7 | 1.71 | 1.67 | 1.59 | 1.55 | 1.43 | 1.14 | 0.41 | 0.01 | 0 | 0 | 0 | 0 | 0 | 0 | 0 | 0 | 0 | 0 | 0.01 | 0.46 | 1.17 | 1.44 | 1.54 | 1.57 | 1.6 | 1.57 | 1.52 | 1.43 | 1.29 | 0.69 | 0.06 | 0 | 0 | 0 | 0 | 0 | 0 | 0 | 0 | 0 | 0 | 0 | 0 | 0.2 | 0.99 | 1.32 | 1.39 | 1.41 | 1.4 | 1.39 | 1.41 | 1.32 | 1 | 0.22 | 0 | 0 | 0 | 0 | 0 | 0 | 0 | 0 | 0 | 0 | 0 | 0 | 0.03 | 0.56 | 1.17 | 1.31 | 1.29 | 1.25 | 1.27 | 1.26 | 1.16 | 0.68 | 0.06 | 0 | 0 | 0 | 0 | 0 | 0 | 0 | 0 | 0 | 0 | 0 | 0 | 0 | 0 | 0.26 | 0.83 | 1.04 | 1.03 | 0.99 | 1.03 | 1.01 | 0.93 | 0.51 | 0.04 | 0 | 0 | 0 | 0 | 0 | 0 | 0
EXCLSG_1_SOLAR |  | Solar_1Axis | Solar Tracking | CISO | North | Norcal | FC | 60 | 0 | 0 | 0 | 0 | 0 | 0 | 0 | 1.41 | 11.34 | 20.09 | 24.5 | 26.48 | 27.35 | 25.52 | 23.81 | 16.34 | 3.62 | 0 | 0 | 0 | 0 | 0 | 0 | 0 | 0 | 0 | 0 | 0 | 0 | 0 | 0.01 | 7.61 | 31 | 39.76 | 39.61 | 37.81 | 37.34 | 37.25 | 38.06 | 33.05 | 17.26 | 0.92 | 0 | 0 | 0 | 0 | 0 | 0 | 0 | 0 | 0 | 0 | 0 | 0 | 0 | 4.68 | 26.39 | 39.61 | 41.76 | 40.24 | 40.57 | 38.85 | 36.94 | 34.77 | 29.11 | 8.82 | 1.83 | 0 | 0 | 0 | 0 | 0 | 0 | 0 | 0 | 0 | 0 | 0 | 0.47 | 15.43 | 36.85 | 43.35 | 43.1 | 42.45 | 43.87 | 43.63 | 42.8 | 43.37 | 40.83 | 36.28 | 15.6 | 0.62 | 0 | 0 | 0 | 0 | 0 | 0 | 0 | 0 | 0 | 0 | 5.6 | 29.93 | 42.11 | 45.05 | 45.81 | 45.44 | 46.4 | 46.48 | 46.59 | 47.22 | 45.89 | 43.05 | 26.22 | 3.48 | 0 | 0 | 0 | 0 | 0 | 0 | 0 | 0 | 0 | 0.03 | 9.32 | 33.85 | 45.65 | 49.63 | 50.29 | 50.73 | 51.05 | 50.76 | 50.4 | 50.55 | 48.63 | 45.56 | 32.87 | 8.9 | 0.08 | 0 | 0 | 0 | 0 | 0 | 0 | 0 | 0 | 0 | 4.19 | 27.73 | 45.8 | 50.57 | 51.34 | 51.49 | 51.11 | 51.1 | 50.29 | 50.25 | 48.43 | 44.8 | 31.07 | 7.17 | 0.04 | 0 | 0 | 0 | 0 | 0 | 0 | 0 | 0 | 0 | 0.62 | 16.39 | 38.27 | 46.6 | 48.46 | 49.07 | 49.01 | 48.55 | 48.48 | 48.3 | 46.19 | 37.62 | 16.54 | 0.96 | 0 | 0 | 0 | 0 | 0 | 0 | 0 | 0 | 0 | 0 | 0.02 | 7.93 | 30.56 | 40.86 | 43.29 | 43.8 | 43.29 | 43.01 | 43.14 | 43.75 | 39.39 | 24.42 | 3.13 | 0 | 0 | 0 | 0 | 0 | 0 | 0 | 0 | 0 | 0 | 0 | 0 | 2.07 | 19.54 | 34.15 | 37.66 | 37.16 | 35.79 | 36.21 | 37.32 | 36.43 | 28.55 | 8.07 | 0.05 | 0 | 0 | 0 | 0 | 0 | 0 | 0 | 0 | 0 | 0 | 0 | 0.06 | 6.44 | 22.34 | 30.49 | 31.66 | 30.32 | 31.18 | 31.92 | 30.15 | 18.4 | 2.2 | 0 | 0 | 0 | 0 | 0 | 0 | 0 | 0 | 0 | 0 | 0 | 0 | 0 | 0 | 1.51 | 11.24 | 18.39 | 22.03 | 24.12 | 23.77 | 22.89 | 19.25 | 10.26 | 1.2 | 0 | 0 | 0 | 0 | 0 | 0 | 0
FLOWD2_2_FPLWND |  | Wind | Wind | CISO | North | Norcal | FC | 18 | 0.96 | 0.91 | 0.79 | 0.75 | 0.82 | 0.84 | 0.83 | 0.88 | 0.8 | 0.69 | 0.72 | 0.76 | 0.66 | 0.6 | 0.54 | 0.47 | 0.49 | 0.64 | 0.76 | 0.84 | 0.78 | 0.83 | 0.91 | 0.91 | 2.17 | 2.3 | 2.18 | 1.84 | 1.68 | 1.72 | 1.72 | 1.83 | 1.47 | 1.38 | 1.46 | 1.3 | 1.21 | 1.18 | 1.09 | 1.13 | 1.09 | 1.24 | 1.32 | 1.37 | 1.52 | 1.9 | 2.03 | 2.21 | 2.5 | 2.37 | 2.14 | 2.02 | 1.8 | 1.42 | 1.37 | 1.27 | 1.26 | 1.05 | 0.88 | 0.89 | 0.87 | 0.94 | 0.97 | 0.98 | 1.14 | 1.28 | 1.77 | 2.4 | 2.88 | 2.74 | 2.7 | 2.52 | 6.79 | 6.18 | 6.09 | 5.05 | 4.47 | 3.92 | 3.64 | 2.87 | 2.09 | 2.2 | 1.94 | 1.54 | 1.58 | 1.83 | 2.15 | 2.86 | 3.84 | 4.9 | 5.23 | 5.5 | 6.16 | 6.28 | 6.69 | 6.96 | 8.76 | 8.31 | 8.26 | 8.12 | 6.94 | 5.96 | 5.47 | 4.52 | 4.56 | 3.98 | 3.24 | 2.56 | 2.89 | 3.36 | 3.78 | 5.06 | 6.76 | 7.84 | 8.65 | 8.4 | 8.64 | 9.07 | 8.69 | 8.31 | 6.66 | 7.12 | 6.34 | 5.83 | 5.24 | 4.78 | 4.05 | 2.83 | 2.25 | 1.58 | 1.35 | 0.96 | 0.78 | 1.03 | 1.14 | 1.74 | 2.96 | 4.43 | 5.53 | 5.77 | 6.32 | 6.42 | 6.44 | 6.7 | 10.74 | 10.47 | 9.7 | 8.66 | 8.17 | 7.65 | 6.52 | 5.43 | 3.87 | 3.14 | 2 | 1.42 | 1.29 | 1.99 | 2.35 | 3.43 | 5.62 | 7.09 | 7.5 | 7.85 | 9 | 9.32 | 10.24 | 10.77 | 8.78 | 8.39 | 7.88 | 6.99 | 6.06 | 5.23 | 4.52 | 3.86 | 2.46 | 1.83 | 1.34 | 0.89 | 0.56 | 0.78 | 0.96 | 1.49 | 2.46 | 3.87 | 5.24 | 6.81 | 8.3 | 8.76 | 8.88 | 9.04 | 3.31 | 3.26 | 3.07 | 2.86 | 2.2 | 1.77 | 1.71 | 1.33 | 0.99 | 0.61 | 0.47 | 0.23 | 0.16 | 0.25 | 0.38 | 0.53 | 0.92 | 1.19 | 1.34 | 2.02 | 2.67 | 2.97 | 3.09 | 3.15 | 1.38 | 1.27 | 0.93 | 0.75 | 0.62 | 0.51 | 0.59 | 0.49 | 0.45 | 0.31 | 0.19 | 0.15 | 0.12 | 0.12 | 0.17 | 0.18 | 0.16 | 0.18 | 0.32 | 0.44 | 0.64 | 0.77 | 0.99 | 1.14 | 1.04 | 0.91 | 0.83 | 0.99 | 0.9 | 0.9 | 0.85 | 0.93 | 0.77 | 0.6 | 0.53 | 0.47 | 0.47 | 0.42 | 0.46 | 0.52 | 0.48 | 0.51 | 0.62 | 0.64 | 0.85 | 0.92 | 1.06 | 1.05 | 0.98 | 0.98 | 0.95 | 0.84 | 0.91 | 0.94 | 0.82 | 0.94 | 0.88 | 0.72 | 0.68 | 0.58 | 0.59 | 0.57 | 0.61 | 0.65 | 0.6 | 0.62 | 0.77 | 0.93 | 1.06 | 1.02 | 0.94 | 1.08
FLOWD_2_RT2WD2 |  | Wind | Wind | CISO | South | Socal | FC | 27.39 | 1.44 | 1.52 | 1.43 | 1.37 | 1.53 | 1.49 | 1.52 | 1.4 | 1.22 | 1.38 | 1.23 | 1.34 | 1.51 | 1.38 | 1.52 | 1.51 | 1.29 | 1.25 | 1.49 | 1.41 | 1.39 | 1.53 | 1.32 | 1.39 | 2.66 | 2.53 | 2.9 | 2.83 | 2.39 | 2.53 | 2.49 | 2.05 | 2.14 | 2.36 | 2.94 | 3.05 | 2.75 | 2.54 | 3.25 | 3.33 | 3.26 | 3.41 | 3.22 | 3.5 | 4.02 | 3.47 | 3.06 | 3.01 | 2.96 | 2.78 | 2.44 | 2.41 | 2.46 | 2.45 | 2.46 | 2.02 | 1.56 | 1.56 | 1.59 | 1.79 | 2.18 | 2.35 | 2.65 | 2.59 | 3.47 | 3.69 | 3.48 | 3.74 | 3.63 | 3.72 | 3.07 | 2.91 | 10.12 | 10.49 | 9.58 | 8.76 | 8.2 | 7.33 | 6.04 | 4.99 | 3.64 | 3.24 | 3.22 | 3.21 | 3.12 | 3.64 | 5.47 | 7.55 | 8.97 | 10.08 | 10.81 | 11.05 | 11.05 | 11.15 | 10.63 | 10.62 | 11.83 | 11.21 | 10.72 | 10.71 | 9.44 | 7.58 | 5.81 | 4.37 | 3.24 | 2.42 | 1.82 | 1.75 | 1.5 | 2.08 | 3.46 | 5.59 | 8.71 | 10.43 | 11.78 | 11.36 | 11.48 | 12.12 | 11.94 | 12.2 | 12.17 | 11.88 | 11.05 | 10.09 | 9.21 | 7.43 | 5.82 | 4.27 | 2.62 | 1.9 | 1.36 | 1.59 | 1.72 | 2.02 | 3.32 | 5.3 | 7.65 | 9.04 | 10.38 | 11.64 | 12.71 | 12.67 | 12.52 | 12.61 | 11.46 | 10.77 | 10.15 | 8.94 | 7.41 | 6.37 | 4.74 | 3.06 | 1.56 | 1.04 | 0.89 | 1.05 | 1.4 | 2.05 | 3.35 | 5 | 7.18 | 9.13 | 10.55 | 11.51 | 12.46 | 12.77 | 12.37 | 11.92 | 10.26 | 9.95 | 9.13 | 7.8 | 6.29 | 5.48 | 4.03 | 2.91 | 1.78 | 1.22 | 0.96 | 1.06 | 1.44 | 2.03 | 3.12 | 4.54 | 6.23 | 7.99 | 9 | 10.92 | 11.58 | 11.54 | 11.16 | 10.65 | 5.18 | 4.77 | 4.32 | 3.37 | 2.77 | 2 | 1.61 | 1.11 | 0.93 | 0.93 | 1.07 | 1.42 | 1.65 | 1.96 | 2.43 | 3 | 3.39 | 4.48 | 5.48 | 6.58 | 6.58 | 6.57 | 6.18 | 5.65 | 2.7 | 2.5 | 2.54 | 2.5 | 2.29 | 1.88 | 1.52 | 1.26 | 0.84 | 0.75 | 0.81 | 1.01 | 1.19 | 1.19 | 1.21 | 1.39 | 1.78 | 2.13 | 2.56 | 2.95 | 3.26 | 3.32 | 3.07 | 2.64 | 1.21 | 1.07 | 1.09 | 1.11 | 1.13 | 1.14 | 1.09 | 0.98 | 0.89 | 0.98 | 1.06 | 1.21 | 1.15 | 1.22 | 1.23 | 1.03 | 0.93 | 1.19 | 1.49 | 1.61 | 1.71 | 1.27 | 1.35 | 1.3 | 1.02 | 0.99 | 0.97 | 1.12 | 1.09 | 1.11 | 1.1 | 1.03 | 0.96 | 0.96 | 0.95 | 1.04 | 1.03 | 0.95 | 0.91 | 0.95 | 1.06 | 1.11 | 1.26 | 1.18 | 1.33 | 1.2 | 1.13 | 1.12
FLOWD_2_WIND1 |  | Wind | Wind | CISO | South | Socal | FC | 11.9 | 0.62 | 0.66 | 0.62 | 0.59 | 0.66 | 0.65 | 0.66 | 0.61 | 0.53 | 0.6 | 0.53 | 0.58 | 0.66 | 0.6 | 0.66 | 0.66 | 0.56 | 0.54 | 0.65 | 0.61 | 0.6 | 0.66 | 0.57 | 0.6 | 1.15 | 1.1 | 1.26 | 1.23 | 1.04 | 1.1 | 1.08 | 0.89 | 0.93 | 1.03 | 1.28 | 1.32 | 1.19 | 1.1 | 1.41 | 1.44 | 1.42 | 1.48 | 1.4 | 1.52 | 1.75 | 1.51 | 1.33 | 1.31 | 1.28 | 1.21 | 1.06 | 1.05 | 1.07 | 1.07 | 1.07 | 0.88 | 0.68 | 0.68 | 0.69 | 0.78 | 0.95 | 1.02 | 1.15 | 1.13 | 1.51 | 1.6 | 1.51 | 1.63 | 1.58 | 1.62 | 1.33 | 1.26 | 4.39 | 4.56 | 4.16 | 3.81 | 3.56 | 3.18 | 2.63 | 2.17 | 1.58 | 1.41 | 1.4 | 1.39 | 1.36 | 1.58 | 2.37 | 3.28 | 3.9 | 4.38 | 4.7 | 4.8 | 4.8 | 4.84 | 4.62 | 4.62 | 5.14 | 4.87 | 4.66 | 4.65 | 4.1 | 3.29 | 2.52 | 1.9 | 1.41 | 1.05 | 0.79 | 0.76 | 0.65 | 0.9 | 1.5 | 2.43 | 3.78 | 4.53 | 5.12 | 4.93 | 4.99 | 5.27 | 5.19 | 5.3 | 5.29 | 5.16 | 4.8 | 4.38 | 4 | 3.23 | 2.53 | 1.86 | 1.14 | 0.83 | 0.59 | 0.69 | 0.75 | 0.88 | 1.44 | 2.3 | 3.32 | 3.93 | 4.51 | 5.06 | 5.52 | 5.51 | 5.44 | 5.48 | 4.98 | 4.68 | 4.41 | 3.89 | 3.22 | 2.77 | 2.06 | 1.33 | 0.68 | 0.45 | 0.39 | 0.46 | 0.61 | 0.89 | 1.46 | 2.17 | 3.12 | 3.97 | 4.58 | 5 | 5.41 | 5.55 | 5.37 | 5.18 | 4.46 | 4.32 | 3.97 | 3.39 | 2.73 | 2.38 | 1.75 | 1.26 | 0.78 | 0.53 | 0.42 | 0.46 | 0.63 | 0.88 | 1.35 | 1.97 | 2.71 | 3.47 | 3.91 | 4.74 | 5.03 | 5.01 | 4.85 | 4.63 | 2.25 | 2.07 | 1.88 | 1.46 | 1.2 | 0.87 | 0.7 | 0.48 | 0.4 | 0.4 | 0.46 | 0.62 | 0.72 | 0.85 | 1.06 | 1.3 | 1.47 | 1.95 | 2.38 | 2.86 | 2.86 | 2.86 | 2.68 | 2.45 | 1.17 | 1.09 | 1.1 | 1.08 | 0.99 | 0.82 | 0.66 | 0.55 | 0.36 | 0.33 | 0.35 | 0.44 | 0.52 | 0.52 | 0.52 | 0.61 | 0.77 | 0.92 | 1.11 | 1.28 | 1.42 | 1.44 | 1.33 | 1.15 | 0.52 | 0.46 | 0.48 | 0.48 | 0.49 | 0.5 | 0.47 | 0.43 | 0.39 | 0.42 | 0.46 | 0.53 | 0.5 | 0.53 | 0.53 | 0.45 | 0.4 | 0.51 | 0.65 | 0.7 | 0.74 | 0.55 | 0.58 | 0.56 | 0.44 | 0.43 | 0.42 | 0.48 | 0.47 | 0.48 | 0.48 | 0.45 | 0.42 | 0.42 | 0.41 | 0.45 | 0.45 | 0.41 | 0.39 | 0.41 | 0.46 | 0.48 | 0.55 | 0.51 | 0.58 | 0.52 | 0.49 | 0.49
FRESHW_1_SOLAR1 |  | Solar_1Axis | Solar Tracking | CISO | North | Norcal | EO | 20 | 0 | 0 | 0 | 0 | 0 | 0 | 0 | 0.47 | 3.78 | 6.7 | 8.17 | 8.83 | 9.12 | 8.51 | 7.94 | 5.45 | 1.21 | 0 | 0 | 0 | 0 | 0 | 0 | 0 | 0 | 0 | 0 | 0 | 0 | 0 | 0 | 2.54 | 10.33 | 13.25 | 13.2 | 12.6 | 12.45 | 12.42 | 12.69 | 11.02 | 5.75 | 0.31 | 0 | 0 | 0 | 0 | 0 | 0 | 0 | 0 | 0 | 0 | 0 | 0 | 0 | 1.56 | 8.8 | 13.2 | 13.92 | 13.41 | 13.52 | 12.95 | 12.31 | 11.59 | 9.7 | 2.94 | 0.61 | 0 | 0 | 0 | 0 | 0 | 0 | 0 | 0 | 0 | 0 | 0 | 0.16 | 5.14 | 12.28 | 14.45 | 14.37 | 14.15 | 14.62 | 14.54 | 14.27 | 14.46 | 13.61 | 12.09 | 5.2 | 0.21 | 0 | 0 | 0 | 0 | 0 | 0 | 0 | 0 | 0 | 0 | 1.87 | 9.98 | 14.04 | 15.02 | 15.27 | 15.15 | 15.47 | 15.49 | 15.53 | 15.74 | 15.3 | 14.35 | 8.74 | 1.16 | 0 | 0 | 0 | 0 | 0 | 0 | 0 | 0 | 0 | 0.01 | 3.11 | 11.28 | 15.22 | 16.54 | 16.76 | 16.91 | 17.02 | 16.92 | 16.8 | 16.85 | 16.21 | 15.19 | 10.96 | 2.97 | 0.03 | 0 | 0 | 0 | 0 | 0 | 0 | 0 | 0 | 0 | 1.4 | 9.24 | 15.27 | 16.86 | 17.11 | 17.16 | 17.04 | 17.03 | 16.76 | 16.75 | 16.14 | 14.93 | 10.36 | 2.39 | 0.01 | 0 | 0 | 0 | 0 | 0 | 0 | 0 | 0 | 0 | 0.21 | 5.46 | 12.76 | 15.53 | 16.15 | 16.36 | 16.34 | 16.18 | 16.16 | 16.1 | 15.4 | 12.54 | 5.51 | 0.32 | 0 | 0 | 0 | 0 | 0 | 0 | 0 | 0 | 0 | 0 | 0.01 | 2.64 | 10.19 | 13.62 | 14.43 | 14.6 | 14.43 | 14.34 | 14.38 | 14.58 | 13.13 | 8.14 | 1.04 | 0 | 0 | 0 | 0 | 0 | 0 | 0 | 0 | 0 | 0 | 0 | 0 | 0.69 | 6.51 | 11.38 | 12.55 | 12.39 | 11.93 | 12.07 | 12.44 | 12.14 | 9.52 | 2.69 | 0.02 | 0 | 0 | 0 | 0 | 0 | 0 | 0 | 0 | 0 | 0 | 0 | 0.02 | 2.15 | 7.45 | 10.16 | 10.55 | 10.11 | 10.39 | 10.64 | 10.05 | 6.13 | 0.73 | 0 | 0 | 0 | 0 | 0 | 0 | 0 | 0 | 0 | 0 | 0 | 0 | 0 | 0 | 0.5 | 3.75 | 6.13 | 7.34 | 8.04 | 7.92 | 7.63 | 6.42 | 3.42 | 0.4 | 0 | 0 | 0 | 0 | 0 | 0 | 0
FRNTBW_6_SOLAR1 |  | Solar_1Axis | Solar Tracking | CISO | North | Norcal | FC | 20 | 0 | 0 | 0 | 0 | 0 | 0 | 0 | 0.47 | 3.78 | 6.7 | 8.17 | 8.83 | 9.12 | 8.51 | 7.94 | 5.45 | 1.21 | 0 | 0 | 0 | 0 | 0 | 0 | 0 | 0 | 0 | 0 | 0 | 0 | 0 | 0 | 2.54 | 10.33 | 13.25 | 13.2 | 12.6 | 12.45 | 12.42 | 12.69 | 11.02 | 5.75 | 0.31 | 0 | 0 | 0 | 0 | 0 | 0 | 0 | 0 | 0 | 0 | 0 | 0 | 0 | 1.56 | 8.8 | 13.2 | 13.92 | 13.41 | 13.52 | 12.95 | 12.31 | 11.59 | 9.7 | 2.94 | 0.61 | 0 | 0 | 0 | 0 | 0 | 0 | 0 | 0 | 0 | 0 | 0 | 0.16 | 5.14 | 12.28 | 14.45 | 14.37 | 14.15 | 14.62 | 14.54 | 14.27 | 14.46 | 13.61 | 12.09 | 5.2 | 0.21 | 0 | 0 | 0 | 0 | 0 | 0 | 0 | 0 | 0 | 0 | 1.87 | 9.98 | 14.04 | 15.02 | 15.27 | 15.15 | 15.47 | 15.49 | 15.53 | 15.74 | 15.3 | 14.35 | 8.74 | 1.16 | 0 | 0 | 0 | 0 | 0 | 0 | 0 | 0 | 0 | 0.01 | 3.11 | 11.28 | 15.22 | 16.54 | 16.76 | 16.91 | 17.02 | 16.92 | 16.8 | 16.85 | 16.21 | 15.19 | 10.96 | 2.97 | 0.03 | 0 | 0 | 0 | 0 | 0 | 0 | 0 | 0 | 0 | 1.4 | 9.24 | 15.27 | 16.86 | 17.11 | 17.16 | 17.04 | 17.03 | 16.76 | 16.75 | 16.14 | 14.93 | 10.36 | 2.39 | 0.01 | 0 | 0 | 0 | 0 | 0 | 0 | 0 | 0 | 0 | 0.21 | 5.46 | 12.76 | 15.53 | 16.15 | 16.36 | 16.34 | 16.18 | 16.16 | 16.1 | 15.4 | 12.54 | 5.51 | 0.32 | 0 | 0 | 0 | 0 | 0 | 0 | 0 | 0 | 0 | 0 | 0.01 | 2.64 | 10.19 | 13.62 | 14.43 | 14.6 | 14.43 | 14.34 | 14.38 | 14.58 | 13.13 | 8.14 | 1.04 | 0 | 0 | 0 | 0 | 0 | 0 | 0 | 0 | 0 | 0 | 0 | 0 | 0.69 | 6.51 | 11.38 | 12.55 | 12.39 | 11.93 | 12.07 | 12.44 | 12.14 | 9.52 | 2.69 | 0.02 | 0 | 0 | 0 | 0 | 0 | 0 | 0 | 0 | 0 | 0 | 0 | 0.02 | 2.15 | 7.45 | 10.16 | 10.55 | 10.11 | 10.39 | 10.64 | 10.05 | 6.13 | 0.73 | 0 | 0 | 0 | 0 | 0 | 0 | 0 | 0 | 0 | 0 | 0 | 0 | 0 | 0 | 0.5 | 3.75 | 6.13 | 7.34 | 8.04 | 7.92 | 7.63 | 6.42 | 3.42 | 0.4 | 0 | 0 | 0 | 0 | 0 | 0 | 0
GALE_1_SR3SR3 |  | Solar_1Axis | Solar Tracking | CISO | South | Socal | FC | 13.8 | 0 | 0 | 0 | 0 | 0 | 0 | 0.01 | 1.65 | 6.47 | 8.43 | 8.35 | 8.2 | 8.11 | 8.13 | 7.36 | 5.31 | 0.9 | 0 | 0 | 0 | 0 | 0 | 0 | 0 | 0 | 0 | 0 | 0 | 0 | 0 | 0.1 | 3.61 | 8.78 | 9.71 | 9.49 | 9.41 | 9.36 | 9.02 | 8.8 | 8 | 3.4 | 0.14 | 0 | 0 | 0 | 0 | 0 | 0 | 0 | 0 | 0 | 0 | 0 | 0 | 0.02 | 2.36 | 8.2 | 10.07 | 10.11 | 9.9 | 9.8 | 9.75 | 9.26 | 8.54 | 6.37 | 2.4 | 0.39 | 0 | 0 | 0 | 0 | 0 | 0 | 0 | 0 | 0 | 0 | 0 | 0.42 | 5.04 | 9.88 | 10.57 | 11 | 10.97 | 11.04 | 10.92 | 10.8 | 10.41 | 9.81 | 7.95 | 2.52 | 0.04 | 0 | 0 | 0 | 0 | 0 | 0 | 0 | 0 | 0 | 0.01 | 2.05 | 7.56 | 10.38 | 11.24 | 11.61 | 11.71 | 11.75 | 11.7 | 11.5 | 11.22 | 10.7 | 9.39 | 4.53 | 0.36 | 0 | 0 | 0 | 0 | 0 | 0 | 0 | 0 | 0 | 0.03 | 2.51 | 7.68 | 10.25 | 11.14 | 11.65 | 11.88 | 11.8 | 11.8 | 11.62 | 11.31 | 10.84 | 9.79 | 5.86 | 0.95 | 0 | 0 | 0 | 0 | 0 | 0 | 0 | 0 | 0 | 0 | 1.11 | 5.9 | 9.46 | 10.88 | 11.46 | 11.68 | 11.57 | 11.44 | 11.34 | 11.07 | 10.5 | 9.08 | 5.21 | 0.78 | 0 | 0 | 0 | 0 | 0 | 0 | 0 | 0 | 0 | 0 | 0.43 | 4.73 | 9.29 | 10.88 | 11.46 | 11.75 | 11.79 | 11.53 | 10.96 | 10.71 | 9.84 | 7.84 | 2.8 | 0.08 | 0 | 0 | 0 | 0 | 0 | 0 | 0 | 0 | 0 | 0 | 0.07 | 3.15 | 8.07 | 9.94 | 10.65 | 10.85 | 11.03 | 10.82 | 10.52 | 9.84 | 8.92 | 4.73 | 0.42 | 0 | 0 | 0 | 0 | 0 | 0 | 0 | 0 | 0 | 0 | 0 | 0 | 1.38 | 6.81 | 9.1 | 9.57 | 9.71 | 9.69 | 9.59 | 9.74 | 9.11 | 6.87 | 1.5 | 0 | 0 | 0 | 0 | 0 | 0 | 0 | 0 | 0 | 0 | 0 | 0 | 0.22 | 3.86 | 8.07 | 9.06 | 8.88 | 8.63 | 8.77 | 8.72 | 8.02 | 4.71 | 0.44 | 0 | 0 | 0 | 0 | 0 | 0 | 0 | 0 | 0 | 0 | 0 | 0 | 0 | 0.01 | 1.83 | 5.75 | 7.21 | 7.1 | 6.83 | 7.11 | 7 | 6.45 | 3.52 | 0.29 | 0 | 0 | 0 | 0 | 0 | 0 | 0
GARLND_2_GASLR |  | Paired_Solar_Fixed | Solar Fixed | CISO | South | Socal | FC | 180 | 0 | 0 | 0 | 0 | 0 | 0 | 0.29 | 23.83 | 79.97 | 108.49 | 117.23 | 121.06 | 117.92 | 113.55 | 94.83 | 55.34 | 8.03 | 0 | 0 | 0 | 0 | 0 | 0 | 0 | 0 | 0 | 0 | 0 | 0 | 0 | 1.99 | 44.36 | 105.22 | 125.34 | 134.11 | 134.59 | 132.2 | 127.3 | 117.12 | 89.94 | 34.87 | 0.86 | 0 | 0 | 0 | 0 | 0 | 0 | 0 | 0 | 0 | 0 | 0 | 0 | 0.39 | 25.45 | 88.78 | 123.06 | 135.08 | 137.37 | 135.68 | 132.42 | 124.53 | 110.11 | 69.47 | 32.3 | 4.87 | 0 | 0 | 0 | 0 | 0 | 0 | 0 | 0 | 0 | 0 | 0 | 4.93 | 49.73 | 107.08 | 134.43 | 146.69 | 152.75 | 152.98 | 149.86 | 146 | 133.91 | 113.93 | 78.15 | 19.51 | 0.26 | 0 | 0 | 0 | 0 | 0 | 0 | 0 | 0 | 0 | 0.26 | 20.59 | 75.63 | 114.73 | 136.35 | 151.55 | 157.56 | 158.41 | 156.68 | 153.5 | 142.97 | 125.01 | 90.75 | 34.09 | 2.23 | 0 | 0 | 0 | 0 | 0 | 0 | 0 | 0 | 0 | 0.67 | 25.3 | 77.19 | 117.19 | 139.99 | 154.94 | 161.96 | 163.22 | 163.02 | 157.43 | 145.75 | 127.76 | 97.64 | 46.58 | 5.88 | 0.01 | 0 | 0 | 0 | 0 | 0 | 0 | 0 | 0 | 0.03 | 12.14 | 53.07 | 98 | 126.1 | 144.8 | 154.32 | 157.42 | 156.15 | 149.13 | 139.51 | 120.77 | 90.84 | 41.31 | 4.71 | 0.01 | 0 | 0 | 0 | 0 | 0 | 0 | 0 | 0 | 0 | 5.39 | 47.76 | 101.93 | 131.07 | 148.96 | 158.2 | 161.18 | 158.56 | 151.94 | 138.29 | 117.03 | 78.07 | 22.3 | 0.6 | 0.01 | 0 | 0 | 0 | 0 | 0 | 0 | 0 | 0 | 0 | 1.49 | 36.71 | 95.2 | 128.28 | 146.26 | 154.36 | 156.22 | 154.81 | 147.62 | 129.98 | 104.67 | 46.33 | 4.14 | 0.02 | 0 | 0 | 0 | 0 | 0 | 0 | 0 | 0 | 0 | 0 | 0.17 | 19.57 | 82.53 | 118.09 | 134.38 | 142.83 | 144.82 | 142.72 | 135.72 | 120.78 | 76.42 | 15.33 | 0.07 | 0 | 0 | 0 | 0 | 0 | 0 | 0 | 0 | 0 | 0 | 0 | 4.44 | 48.58 | 97.19 | 120.86 | 129.01 | 132.05 | 127.97 | 121.16 | 99.74 | 45.55 | 3.07 | 0 | 0 | 0 | 0 | 0 | 0 | 0 | 0 | 0 | 0 | 0 | 0 | 0 | 0.54 | 25.64 | 71.97 | 96.34 | 106.17 | 111.78 | 108.37 | 99.53 | 81.15 | 36.31 | 2.24 | 0 | 0 | 0 | 0 | 0 | 0 | 0
GARLND_2_GASLRA |  | Paired_Solar_1Axis | Solar Tracking | CISO | South | Socal | FC | 20 | 0 | 0 | 0 | 0 | 0 | 0 | 0.01 | 2.4 | 9.38 | 12.22 | 12.1 | 11.88 | 11.75 | 11.78 | 10.67 | 7.7 | 1.3 | 0 | 0 | 0 | 0 | 0 | 0 | 0 | 0 | 0 | 0 | 0 | 0 | 0 | 0.14 | 5.23 | 12.73 | 14.07 | 13.76 | 13.64 | 13.56 | 13.08 | 12.76 | 11.6 | 4.93 | 0.2 | 0 | 0 | 0 | 0 | 0 | 0 | 0 | 0 | 0 | 0 | 0 | 0 | 0.03 | 3.42 | 11.89 | 14.59 | 14.65 | 14.35 | 14.2 | 14.13 | 13.42 | 12.38 | 9.24 | 3.47 | 0.56 | 0 | 0 | 0 | 0 | 0 | 0 | 0 | 0 | 0 | 0 | 0 | 0.61 | 7.31 | 14.32 | 15.31 | 15.95 | 15.9 | 16 | 15.83 | 15.65 | 15.08 | 14.22 | 11.53 | 3.65 | 0.06 | 0 | 0 | 0 | 0 | 0 | 0 | 0 | 0 | 0 | 0.01 | 2.97 | 10.95 | 15.04 | 16.29 | 16.83 | 16.97 | 17.03 | 16.95 | 16.67 | 16.26 | 15.51 | 13.6 | 6.57 | 0.52 | 0 | 0 | 0 | 0 | 0 | 0 | 0 | 0 | 0 | 0.05 | 3.64 | 11.13 | 14.86 | 16.15 | 16.89 | 17.21 | 17.1 | 17.1 | 16.84 | 16.39 | 15.71 | 14.19 | 8.49 | 1.38 | 0 | 0 | 0 | 0 | 0 | 0 | 0 | 0 | 0 | 0 | 1.62 | 8.55 | 13.71 | 15.76 | 16.6 | 16.93 | 16.77 | 16.58 | 16.43 | 16.04 | 15.22 | 13.16 | 7.55 | 1.13 | 0 | 0 | 0 | 0 | 0 | 0 | 0 | 0 | 0 | 0 | 0.62 | 6.85 | 13.46 | 15.77 | 16.61 | 17.03 | 17.09 | 16.71 | 15.88 | 15.52 | 14.26 | 11.36 | 4.06 | 0.11 | 0 | 0 | 0 | 0 | 0 | 0 | 0 | 0 | 0 | 0 | 0.1 | 4.57 | 11.7 | 14.41 | 15.44 | 15.72 | 15.98 | 15.69 | 15.24 | 14.26 | 12.92 | 6.86 | 0.61 | 0 | 0 | 0 | 0 | 0 | 0 | 0 | 0 | 0 | 0 | 0 | 0 | 2 | 9.87 | 13.19 | 13.87 | 14.07 | 14.04 | 13.9 | 14.11 | 13.2 | 9.95 | 2.17 | 0 | 0 | 0 | 0 | 0 | 0 | 0 | 0 | 0 | 0 | 0 | 0 | 0.31 | 5.59 | 11.69 | 13.13 | 12.87 | 12.51 | 12.71 | 12.64 | 11.63 | 6.83 | 0.63 | 0 | 0 | 0 | 0 | 0 | 0 | 0 | 0 | 0 | 0 | 0 | 0 | 0 | 0.02 | 2.65 | 8.33 | 10.45 | 10.3 | 9.9 | 10.31 | 10.15 | 9.35 | 5.11 | 0.42 | 0 | 0 | 0 | 0 | 0 | 0 | 0
GARNET_1_SOLAR |  | Solar_1Axis | Solar Tracking | CISO | South | Socal | EO | 4 | 0 | 0 | 0 | 0 | 0 | 0 | 0 | 0.48 | 1.88 | 2.44 | 2.42 | 2.38 | 2.35 | 2.36 | 2.13 | 1.54 | 0.26 | 0 | 0 | 0 | 0 | 0 | 0 | 0 | 0 | 0 | 0 | 0 | 0 | 0 | 0.03 | 1.05 | 2.55 | 2.81 | 2.75 | 2.73 | 2.71 | 2.62 | 2.55 | 2.32 | 0.99 | 0.04 | 0 | 0 | 0 | 0 | 0 | 0 | 0 | 0 | 0 | 0 | 0 | 0 | 0.01 | 0.68 | 2.38 | 2.92 | 2.93 | 2.87 | 2.84 | 2.83 | 2.68 | 2.48 | 1.85 | 0.69 | 0.11 | 0 | 0 | 0 | 0 | 0 | 0 | 0 | 0 | 0 | 0 | 0 | 0.12 | 1.46 | 2.86 | 3.06 | 3.19 | 3.18 | 3.2 | 3.17 | 3.13 | 3.02 | 2.84 | 2.31 | 0.73 | 0.01 | 0 | 0 | 0 | 0 | 0 | 0 | 0 | 0 | 0 | 0 | 0.59 | 2.19 | 3.01 | 3.26 | 3.37 | 3.39 | 3.41 | 3.39 | 3.33 | 3.25 | 3.1 | 2.72 | 1.31 | 0.1 | 0 | 0 | 0 | 0 | 0 | 0 | 0 | 0 | 0 | 0.01 | 0.73 | 2.23 | 2.97 | 3.23 | 3.38 | 3.44 | 3.42 | 3.42 | 3.37 | 3.28 | 3.14 | 2.84 | 1.7 | 0.28 | 0 | 0 | 0 | 0 | 0 | 0 | 0 | 0 | 0 | 0 | 0.32 | 1.71 | 2.74 | 3.15 | 3.32 | 3.39 | 3.35 | 3.32 | 3.29 | 3.21 | 3.04 | 2.63 | 1.51 | 0.23 | 0 | 0 | 0 | 0 | 0 | 0 | 0 | 0 | 0 | 0 | 0.12 | 1.37 | 2.69 | 3.15 | 3.32 | 3.41 | 3.42 | 3.34 | 3.18 | 3.1 | 2.85 | 2.27 | 0.81 | 0.02 | 0 | 0 | 0 | 0 | 0 | 0 | 0 | 0 | 0 | 0 | 0.02 | 0.91 | 2.34 | 2.88 | 3.09 | 3.14 | 3.2 | 3.14 | 3.05 | 2.85 | 2.58 | 1.37 | 0.12 | 0 | 0 | 0 | 0 | 0 | 0 | 0 | 0 | 0 | 0 | 0 | 0 | 0.4 | 1.97 | 2.64 | 2.77 | 2.81 | 2.81 | 2.78 | 2.82 | 2.64 | 1.99 | 0.43 | 0 | 0 | 0 | 0 | 0 | 0 | 0 | 0 | 0 | 0 | 0 | 0 | 0.06 | 1.12 | 2.34 | 2.63 | 2.57 | 2.5 | 2.54 | 2.53 | 2.33 | 1.37 | 0.13 | 0 | 0 | 0 | 0 | 0 | 0 | 0 | 0 | 0 | 0 | 0 | 0 | 0 | 0 | 0.53 | 1.67 | 2.09 | 2.06 | 1.98 | 2.06 | 2.03 | 1.87 | 1.02 | 0.08 | 0 | 0 | 0 | 0 | 0 | 0 | 0
GARNET_1_SOLAR2 |  | Solar_1Axis | Solar Tracking | CISO | South | Socal | FC | 4 | 0 | 0 | 0 | 0 | 0 | 0 | 0 | 0.48 | 1.88 | 2.44 | 2.42 | 2.38 | 2.35 | 2.36 | 2.13 | 1.54 | 0.26 | 0 | 0 | 0 | 0 | 0 | 0 | 0 | 0 | 0 | 0 | 0 | 0 | 0 | 0.03 | 1.05 | 2.55 | 2.81 | 2.75 | 2.73 | 2.71 | 2.62 | 2.55 | 2.32 | 0.99 | 0.04 | 0 | 0 | 0 | 0 | 0 | 0 | 0 | 0 | 0 | 0 | 0 | 0 | 0.01 | 0.68 | 2.38 | 2.92 | 2.93 | 2.87 | 2.84 | 2.83 | 2.68 | 2.48 | 1.85 | 0.69 | 0.11 | 0 | 0 | 0 | 0 | 0 | 0 | 0 | 0 | 0 | 0 | 0 | 0.12 | 1.46 | 2.86 | 3.06 | 3.19 | 3.18 | 3.2 | 3.17 | 3.13 | 3.02 | 2.84 | 2.31 | 0.73 | 0.01 | 0 | 0 | 0 | 0 | 0 | 0 | 0 | 0 | 0 | 0 | 0.59 | 2.19 | 3.01 | 3.26 | 3.37 | 3.39 | 3.41 | 3.39 | 3.33 | 3.25 | 3.1 | 2.72 | 1.31 | 0.1 | 0 | 0 | 0 | 0 | 0 | 0 | 0 | 0 | 0 | 0.01 | 0.73 | 2.23 | 2.97 | 3.23 | 3.38 | 3.44 | 3.42 | 3.42 | 3.37 | 3.28 | 3.14 | 2.84 | 1.7 | 0.28 | 0 | 0 | 0 | 0 | 0 | 0 | 0 | 0 | 0 | 0 | 0.32 | 1.71 | 2.74 | 3.15 | 3.32 | 3.39 | 3.35 | 3.32 | 3.29 | 3.21 | 3.04 | 2.63 | 1.51 | 0.23 | 0 | 0 | 0 | 0 | 0 | 0 | 0 | 0 | 0 | 0 | 0.12 | 1.37 | 2.69 | 3.15 | 3.32 | 3.41 | 3.42 | 3.34 | 3.18 | 3.1 | 2.85 | 2.27 | 0.81 | 0.02 | 0 | 0 | 0 | 0 | 0 | 0 | 0 | 0 | 0 | 0 | 0.02 | 0.91 | 2.34 | 2.88 | 3.09 | 3.14 | 3.2 | 3.14 | 3.05 | 2.85 | 2.58 | 1.37 | 0.12 | 0 | 0 | 0 | 0 | 0 | 0 | 0 | 0 | 0 | 0 | 0 | 0 | 0.4 | 1.97 | 2.64 | 2.77 | 2.81 | 2.81 | 2.78 | 2.82 | 2.64 | 1.99 | 0.43 | 0 | 0 | 0 | 0 | 0 | 0 | 0 | 0 | 0 | 0 | 0 | 0 | 0.06 | 1.12 | 2.34 | 2.63 | 2.57 | 2.5 | 2.54 | 2.53 | 2.33 | 1.37 | 0.13 | 0 | 0 | 0 | 0 | 0 | 0 | 0 | 0 | 0 | 0 | 0 | 0 | 0 | 0 | 0.53 | 1.67 | 2.09 | 2.06 | 1.98 | 2.06 | 2.03 | 1.87 | 1.02 | 0.08 | 0 | 0 | 0 | 0 | 0 | 0 | 0
GARNET_1_WIND |  | Wind | Wind | CISO | South | Socal | FC | 6.5 | 0.34 | 0.36 | 0.34 | 0.32 | 0.36 | 0.35 | 0.36 | 0.33 | 0.29 | 0.33 | 0.29 | 0.32 | 0.36 | 0.33 | 0.36 | 0.36 | 0.31 | 0.3 | 0.35 | 0.33 | 0.33 | 0.36 | 0.31 | 0.33 | 0.63 | 0.6 | 0.69 | 0.67 | 0.57 | 0.6 | 0.59 | 0.49 | 0.51 | 0.56 | 0.7 | 0.72 | 0.65 | 0.6 | 0.77 | 0.79 | 0.77 | 0.81 | 0.76 | 0.83 | 0.95 | 0.82 | 0.73 | 0.71 | 0.7 | 0.66 | 0.58 | 0.57 | 0.58 | 0.58 | 0.58 | 0.48 | 0.37 | 0.37 | 0.38 | 0.43 | 0.52 | 0.56 | 0.63 | 0.61 | 0.82 | 0.88 | 0.83 | 0.89 | 0.86 | 0.88 | 0.73 | 0.69 | 2.4 | 2.49 | 2.27 | 2.08 | 1.95 | 1.74 | 1.43 | 1.18 | 0.86 | 0.77 | 0.76 | 0.76 | 0.74 | 0.86 | 1.3 | 1.79 | 2.13 | 2.39 | 2.57 | 2.62 | 2.62 | 2.65 | 2.52 | 2.52 | 2.81 | 2.66 | 2.54 | 2.54 | 2.24 | 1.8 | 1.38 | 1.04 | 0.77 | 0.57 | 0.43 | 0.42 | 0.36 | 0.49 | 0.82 | 1.33 | 2.07 | 2.47 | 2.8 | 2.7 | 2.72 | 2.88 | 2.83 | 2.9 | 2.89 | 2.82 | 2.62 | 2.39 | 2.19 | 1.76 | 1.38 | 1.01 | 0.62 | 0.45 | 0.32 | 0.38 | 0.41 | 0.48 | 0.79 | 1.26 | 1.82 | 2.15 | 2.46 | 2.76 | 3.02 | 3.01 | 2.97 | 2.99 | 2.72 | 2.56 | 2.41 | 2.12 | 1.76 | 1.51 | 1.12 | 0.73 | 0.37 | 0.25 | 0.21 | 0.25 | 0.33 | 0.49 | 0.8 | 1.19 | 1.7 | 2.17 | 2.5 | 2.73 | 2.96 | 3.03 | 2.93 | 2.83 | 2.43 | 2.36 | 2.17 | 1.85 | 1.49 | 1.3 | 0.96 | 0.69 | 0.42 | 0.29 | 0.23 | 0.25 | 0.34 | 0.48 | 0.74 | 1.08 | 1.48 | 1.9 | 2.14 | 2.59 | 2.75 | 2.74 | 2.65 | 2.53 | 1.23 | 1.13 | 1.03 | 0.8 | 0.66 | 0.48 | 0.38 | 0.26 | 0.22 | 0.22 | 0.25 | 0.34 | 0.39 | 0.46 | 0.58 | 0.71 | 0.81 | 1.06 | 1.3 | 1.56 | 1.56 | 1.56 | 1.47 | 1.34 | 0.64 | 0.59 | 0.6 | 0.59 | 0.54 | 0.45 | 0.36 | 0.3 | 0.2 | 0.18 | 0.19 | 0.24 | 0.28 | 0.28 | 0.29 | 0.33 | 0.42 | 0.5 | 0.61 | 0.7 | 0.77 | 0.79 | 0.73 | 0.63 | 0.29 | 0.25 | 0.26 | 0.26 | 0.27 | 0.27 | 0.26 | 0.23 | 0.21 | 0.23 | 0.25 | 0.29 | 0.27 | 0.29 | 0.29 | 0.24 | 0.22 | 0.28 | 0.35 | 0.38 | 0.41 | 0.3 | 0.32 | 0.31 | 0.24 | 0.24 | 0.23 | 0.26 | 0.26 | 0.26 | 0.26 | 0.24 | 0.23 | 0.23 | 0.23 | 0.25 | 0.24 | 0.23 | 0.22 | 0.23 | 0.25 | 0.26 | 0.3 | 0.28 | 0.32 | 0.28 | 0.27 | 0.27
GARNET_1_WINDS |  | Wind | Wind | CISO | South | Socal | FC | 22.5 | 1.18 | 1.25 | 1.18 | 1.12 | 1.26 | 1.22 | 1.25 | 1.15 | 1 | 1.13 | 1.01 | 1.1 | 1.24 | 1.13 | 1.25 | 1.24 | 1.06 | 1.03 | 1.23 | 1.16 | 1.14 | 1.25 | 1.08 | 1.14 | 2.18 | 2.08 | 2.39 | 2.33 | 1.96 | 2.08 | 2.05 | 1.68 | 1.76 | 1.94 | 2.42 | 2.5 | 2.26 | 2.09 | 2.67 | 2.73 | 2.68 | 2.8 | 2.65 | 2.88 | 3.3 | 2.85 | 2.51 | 2.47 | 2.43 | 2.28 | 2 | 1.98 | 2.02 | 2.02 | 2.02 | 1.66 | 1.28 | 1.28 | 1.3 | 1.47 | 1.79 | 1.93 | 2.18 | 2.13 | 2.85 | 3.03 | 2.86 | 3.07 | 2.98 | 3.06 | 2.52 | 2.39 | 8.31 | 8.62 | 7.87 | 7.2 | 6.73 | 6.02 | 4.96 | 4.1 | 2.99 | 2.66 | 2.64 | 2.64 | 2.57 | 2.99 | 4.49 | 6.2 | 7.37 | 8.28 | 8.88 | 9.08 | 9.08 | 9.16 | 8.73 | 8.73 | 9.72 | 9.21 | 8.8 | 8.8 | 7.75 | 6.23 | 4.77 | 3.59 | 2.66 | 1.98 | 1.49 | 1.44 | 1.23 | 1.71 | 2.84 | 4.59 | 7.16 | 8.57 | 9.68 | 9.33 | 9.43 | 9.96 | 9.81 | 10.03 | 10 | 9.76 | 9.08 | 8.29 | 7.57 | 6.11 | 4.78 | 3.51 | 2.16 | 1.56 | 1.12 | 1.3 | 1.41 | 1.66 | 2.73 | 4.36 | 6.29 | 7.43 | 8.53 | 9.56 | 10.44 | 10.41 | 10.29 | 10.36 | 9.41 | 8.84 | 8.34 | 7.35 | 6.09 | 5.23 | 3.89 | 2.51 | 1.28 | 0.85 | 0.73 | 0.86 | 1.15 | 1.68 | 2.75 | 4.1 | 5.9 | 7.5 | 8.67 | 9.46 | 10.24 | 10.49 | 10.16 | 9.8 | 8.43 | 8.17 | 7.5 | 6.41 | 5.16 | 4.5 | 3.31 | 2.39 | 1.47 | 1 | 0.79 | 0.87 | 1.18 | 1.67 | 2.56 | 3.73 | 5.12 | 6.57 | 7.4 | 8.97 | 9.51 | 9.48 | 9.17 | 8.75 | 4.25 | 3.92 | 3.55 | 2.76 | 2.28 | 1.65 | 1.32 | 0.91 | 0.76 | 0.76 | 0.88 | 1.17 | 1.35 | 1.61 | 2 | 2.47 | 2.79 | 3.68 | 4.5 | 5.4 | 5.41 | 5.4 | 5.07 | 4.64 | 2.22 | 2.05 | 2.08 | 2.05 | 1.88 | 1.54 | 1.25 | 1.03 | 0.69 | 0.62 | 0.66 | 0.83 | 0.97 | 0.98 | 0.99 | 1.15 | 1.46 | 1.75 | 2.11 | 2.43 | 2.68 | 2.72 | 2.52 | 2.17 | 0.99 | 0.88 | 0.9 | 0.91 | 0.93 | 0.94 | 0.9 | 0.81 | 0.73 | 0.8 | 0.87 | 1 | 0.94 | 1 | 1.01 | 0.84 | 0.77 | 0.97 | 1.22 | 1.32 | 1.41 | 1.04 | 1.11 | 1.07 | 0.84 | 0.81 | 0.8 | 0.92 | 0.9 | 0.91 | 0.9 | 0.84 | 0.79 | 0.79 | 0.78 | 0.85 | 0.85 | 0.78 | 0.75 | 0.78 | 0.87 | 0.91 | 1.03 | 0.97 | 1.1 | 0.99 | 0.93 | 0.92
GARNET_1_WT3WND |  | Wind | Wind | CISO | South | Socal | EO | 6 | 0.31 | 0.33 | 0.31 | 0.3 | 0.33 | 0.33 | 0.33 | 0.31 | 0.27 | 0.3 | 0.27 | 0.29 | 0.33 | 0.3 | 0.33 | 0.33 | 0.28 | 0.27 | 0.33 | 0.31 | 0.3 | 0.33 | 0.29 | 0.3 | 0.58 | 0.55 | 0.64 | 0.62 | 0.52 | 0.56 | 0.55 | 0.45 | 0.47 | 0.52 | 0.64 | 0.67 | 0.6 | 0.56 | 0.71 | 0.73 | 0.71 | 0.75 | 0.71 | 0.77 | 0.88 | 0.76 | 0.67 | 0.66 | 0.65 | 0.61 | 0.53 | 0.53 | 0.54 | 0.54 | 0.54 | 0.44 | 0.34 | 0.34 | 0.35 | 0.39 | 0.48 | 0.51 | 0.58 | 0.57 | 0.76 | 0.81 | 0.76 | 0.82 | 0.79 | 0.82 | 0.67 | 0.64 | 2.22 | 2.3 | 2.1 | 1.92 | 1.8 | 1.6 | 1.32 | 1.09 | 0.8 | 0.71 | 0.7 | 0.7 | 0.68 | 0.8 | 1.2 | 1.65 | 1.97 | 2.21 | 2.37 | 2.42 | 2.42 | 2.44 | 2.33 | 2.33 | 2.59 | 2.46 | 2.35 | 2.35 | 2.07 | 1.66 | 1.27 | 0.96 | 0.71 | 0.53 | 0.4 | 0.38 | 0.33 | 0.46 | 0.76 | 1.22 | 1.91 | 2.28 | 2.58 | 2.49 | 2.51 | 2.66 | 2.62 | 2.67 | 2.67 | 2.6 | 2.42 | 2.21 | 2.02 | 1.63 | 1.27 | 0.94 | 0.57 | 0.42 | 0.3 | 0.35 | 0.38 | 0.44 | 0.73 | 1.16 | 1.68 | 1.98 | 2.27 | 2.55 | 2.79 | 2.78 | 2.74 | 2.76 | 2.51 | 2.36 | 2.22 | 1.96 | 1.62 | 1.4 | 1.04 | 0.67 | 0.34 | 0.23 | 0.19 | 0.23 | 0.31 | 0.45 | 0.73 | 1.09 | 1.57 | 2 | 2.31 | 2.52 | 2.73 | 2.8 | 2.71 | 2.61 | 2.25 | 2.18 | 2 | 1.71 | 1.38 | 1.2 | 0.88 | 0.64 | 0.39 | 0.27 | 0.21 | 0.23 | 0.32 | 0.44 | 0.68 | 1 | 1.37 | 1.75 | 1.97 | 2.39 | 2.54 | 2.53 | 2.45 | 2.33 | 1.13 | 1.05 | 0.95 | 0.74 | 0.61 | 0.44 | 0.35 | 0.24 | 0.2 | 0.2 | 0.23 | 0.31 | 0.36 | 0.43 | 0.53 | 0.66 | 0.74 | 0.98 | 1.2 | 1.44 | 1.44 | 1.44 | 1.35 | 1.24 | 0.59 | 0.55 | 0.56 | 0.55 | 0.5 | 0.41 | 0.33 | 0.28 | 0.18 | 0.17 | 0.18 | 0.22 | 0.26 | 0.26 | 0.26 | 0.31 | 0.39 | 0.47 | 0.56 | 0.65 | 0.71 | 0.73 | 0.67 | 0.58 | 0.26 | 0.23 | 0.24 | 0.24 | 0.25 | 0.25 | 0.24 | 0.22 | 0.2 | 0.21 | 0.23 | 0.27 | 0.25 | 0.27 | 0.27 | 0.22 | 0.2 | 0.26 | 0.33 | 0.35 | 0.38 | 0.28 | 0.29 | 0.28 | 0.22 | 0.22 | 0.21 | 0.24 | 0.24 | 0.24 | 0.24 | 0.22 | 0.21 | 0.21 | 0.21 | 0.23 | 0.23 | 0.21 | 0.2 | 0.21 | 0.23 | 0.24 | 0.28 | 0.26 | 0.29 | 0.26 | 0.25 | 0.25
GARNET_2_COAWD2 |  | Wind | Wind | CISO | South | Socal | FC | 10.8 | 0.57 | 0.6 | 0.57 | 0.54 | 0.6 | 0.59 | 0.6 | 0.55 | 0.48 | 0.54 | 0.48 | 0.53 | 0.59 | 0.54 | 0.6 | 0.6 | 0.51 | 0.49 | 0.59 | 0.56 | 0.55 | 0.6 | 0.52 | 0.55 | 1.05 | 1 | 1.15 | 1.12 | 0.94 | 1 | 0.98 | 0.81 | 0.84 | 0.93 | 1.16 | 1.2 | 1.08 | 1 | 1.28 | 1.31 | 1.29 | 1.34 | 1.27 | 1.38 | 1.59 | 1.37 | 1.21 | 1.19 | 1.17 | 1.1 | 0.96 | 0.95 | 0.97 | 0.97 | 0.97 | 0.8 | 0.62 | 0.61 | 0.63 | 0.71 | 0.86 | 0.93 | 1.05 | 1.02 | 1.37 | 1.46 | 1.37 | 1.48 | 1.43 | 1.47 | 1.21 | 1.15 | 3.99 | 4.14 | 3.78 | 3.46 | 3.23 | 2.89 | 2.38 | 1.97 | 1.44 | 1.28 | 1.27 | 1.27 | 1.23 | 1.44 | 2.15 | 2.98 | 3.54 | 3.97 | 4.26 | 4.36 | 4.36 | 4.4 | 4.19 | 4.19 | 4.66 | 4.42 | 4.23 | 4.22 | 3.72 | 2.99 | 2.29 | 1.72 | 1.28 | 0.95 | 0.72 | 0.69 | 0.59 | 0.82 | 1.36 | 2.2 | 3.43 | 4.11 | 4.64 | 4.48 | 4.52 | 4.78 | 4.71 | 4.81 | 4.8 | 4.68 | 4.36 | 3.98 | 3.63 | 2.93 | 2.29 | 1.68 | 1.03 | 0.75 | 0.54 | 0.63 | 0.68 | 0.8 | 1.31 | 2.09 | 3.02 | 3.56 | 4.09 | 4.59 | 5.01 | 5 | 4.94 | 4.97 | 4.52 | 4.25 | 4 | 3.53 | 2.92 | 2.51 | 1.87 | 1.21 | 0.61 | 0.41 | 0.35 | 0.41 | 0.55 | 0.81 | 1.32 | 1.97 | 2.83 | 3.6 | 4.16 | 4.54 | 4.91 | 5.03 | 4.88 | 4.7 | 4.05 | 3.92 | 3.6 | 3.08 | 2.48 | 2.16 | 1.59 | 1.15 | 0.7 | 0.48 | 0.38 | 0.42 | 0.57 | 0.8 | 1.23 | 1.79 | 2.46 | 3.15 | 3.55 | 4.31 | 4.57 | 4.55 | 4.4 | 4.2 | 2.04 | 1.88 | 1.7 | 1.33 | 1.09 | 0.79 | 0.63 | 0.44 | 0.37 | 0.37 | 0.42 | 0.56 | 0.65 | 0.77 | 0.96 | 1.18 | 1.34 | 1.77 | 2.16 | 2.59 | 2.6 | 2.59 | 2.44 | 2.23 | 1.06 | 0.99 | 1 | 0.98 | 0.9 | 0.74 | 0.6 | 0.5 | 0.33 | 0.3 | 0.32 | 0.4 | 0.47 | 0.47 | 0.48 | 0.55 | 0.7 | 0.84 | 1.01 | 1.16 | 1.29 | 1.31 | 1.21 | 1.04 | 0.48 | 0.42 | 0.43 | 0.44 | 0.44 | 0.45 | 0.43 | 0.39 | 0.35 | 0.39 | 0.42 | 0.48 | 0.45 | 0.48 | 0.48 | 0.4 | 0.37 | 0.47 | 0.59 | 0.63 | 0.68 | 0.5 | 0.53 | 0.51 | 0.4 | 0.39 | 0.38 | 0.44 | 0.43 | 0.44 | 0.43 | 0.4 | 0.38 | 0.38 | 0.38 | 0.41 | 0.41 | 0.38 | 0.36 | 0.38 | 0.42 | 0.44 | 0.5 | 0.46 | 0.53 | 0.47 | 0.45 | 0.44
GARNET_2_WIND1 |  | Wind | Wind | CISO | South | Socal | FC | 11.2 | 0.59 | 0.62 | 0.59 | 0.56 | 0.63 | 0.61 | 0.62 | 0.57 | 0.5 | 0.56 | 0.5 | 0.55 | 0.62 | 0.56 | 0.62 | 0.62 | 0.53 | 0.51 | 0.61 | 0.58 | 0.57 | 0.62 | 0.54 | 0.57 | 1.09 | 1.04 | 1.19 | 1.16 | 0.98 | 1.04 | 1.02 | 0.84 | 0.87 | 0.97 | 1.2 | 1.25 | 1.12 | 1.04 | 1.33 | 1.36 | 1.33 | 1.39 | 1.32 | 1.43 | 1.64 | 1.42 | 1.25 | 1.23 | 1.21 | 1.14 | 1 | 0.99 | 1.01 | 1 | 1.01 | 0.83 | 0.64 | 0.64 | 0.65 | 0.73 | 0.89 | 0.96 | 1.09 | 1.06 | 1.42 | 1.51 | 1.42 | 1.53 | 1.48 | 1.52 | 1.25 | 1.19 | 4.14 | 4.29 | 3.92 | 3.58 | 3.35 | 3 | 2.47 | 2.04 | 1.49 | 1.33 | 1.32 | 1.31 | 1.28 | 1.49 | 2.23 | 3.09 | 3.67 | 4.12 | 4.42 | 4.52 | 4.52 | 4.56 | 4.35 | 4.34 | 4.84 | 4.59 | 4.38 | 4.38 | 3.86 | 3.1 | 2.38 | 1.79 | 1.32 | 0.99 | 0.74 | 0.72 | 0.61 | 0.85 | 1.41 | 2.28 | 3.56 | 4.26 | 4.82 | 4.64 | 4.69 | 4.96 | 4.88 | 4.99 | 4.98 | 4.86 | 4.52 | 4.13 | 3.77 | 3.04 | 2.38 | 1.75 | 1.07 | 0.78 | 0.56 | 0.65 | 0.7 | 0.83 | 1.36 | 2.17 | 3.13 | 3.7 | 4.25 | 4.76 | 5.2 | 5.18 | 5.12 | 5.16 | 4.69 | 4.4 | 4.15 | 3.66 | 3.03 | 2.61 | 1.94 | 1.25 | 0.64 | 0.43 | 0.36 | 0.43 | 0.57 | 0.84 | 1.37 | 2.04 | 2.94 | 3.73 | 4.31 | 4.71 | 5.1 | 5.22 | 5.06 | 4.88 | 4.19 | 4.07 | 3.73 | 3.19 | 2.57 | 2.24 | 1.65 | 1.19 | 0.73 | 0.5 | 0.39 | 0.43 | 0.59 | 0.83 | 1.27 | 1.86 | 2.55 | 3.27 | 3.68 | 4.46 | 4.73 | 4.72 | 4.56 | 4.35 | 2.12 | 1.95 | 1.77 | 1.38 | 1.13 | 0.82 | 0.66 | 0.45 | 0.38 | 0.38 | 0.44 | 0.58 | 0.67 | 0.8 | 0.99 | 1.23 | 1.39 | 1.83 | 2.24 | 2.69 | 2.69 | 2.69 | 2.53 | 2.31 | 1.1 | 1.02 | 1.04 | 1.02 | 0.94 | 0.77 | 0.62 | 0.51 | 0.34 | 0.31 | 0.33 | 0.41 | 0.49 | 0.49 | 0.49 | 0.57 | 0.73 | 0.87 | 1.05 | 1.21 | 1.33 | 1.36 | 1.25 | 1.08 | 0.49 | 0.44 | 0.45 | 0.45 | 0.46 | 0.47 | 0.45 | 0.4 | 0.37 | 0.4 | 0.44 | 0.5 | 0.47 | 0.5 | 0.5 | 0.42 | 0.38 | 0.48 | 0.61 | 0.66 | 0.7 | 0.52 | 0.55 | 0.53 | 0.42 | 0.41 | 0.4 | 0.46 | 0.45 | 0.45 | 0.45 | 0.42 | 0.39 | 0.39 | 0.39 | 0.42 | 0.42 | 0.39 | 0.37 | 0.39 | 0.43 | 0.45 | 0.51 | 0.48 | 0.55 | 0.49 | 0.46 | 0.46
GARNET_2_WIND2 |  | Wind | Wind | CISO | South | Socal | FC | 11.7 | 0.61 | 0.65 | 0.61 | 0.58 | 0.65 | 0.63 | 0.65 | 0.6 | 0.52 | 0.59 | 0.52 | 0.57 | 0.64 | 0.59 | 0.65 | 0.65 | 0.55 | 0.53 | 0.64 | 0.6 | 0.59 | 0.65 | 0.56 | 0.59 | 1.13 | 1.08 | 1.24 | 1.21 | 1.02 | 1.08 | 1.07 | 0.87 | 0.91 | 1.01 | 1.26 | 1.3 | 1.17 | 1.09 | 1.39 | 1.42 | 1.39 | 1.46 | 1.38 | 1.5 | 1.72 | 1.48 | 1.31 | 1.28 | 1.26 | 1.19 | 1.04 | 1.03 | 1.05 | 1.05 | 1.05 | 0.86 | 0.67 | 0.67 | 0.68 | 0.77 | 0.93 | 1 | 1.13 | 1.11 | 1.48 | 1.58 | 1.49 | 1.6 | 1.55 | 1.59 | 1.31 | 1.24 | 4.32 | 4.48 | 4.09 | 3.74 | 3.5 | 3.13 | 2.58 | 2.13 | 1.55 | 1.39 | 1.37 | 1.37 | 1.33 | 1.56 | 2.33 | 3.23 | 3.83 | 4.3 | 4.62 | 4.72 | 4.72 | 4.76 | 4.54 | 4.54 | 5.05 | 4.79 | 4.58 | 4.58 | 4.03 | 3.24 | 2.48 | 1.87 | 1.38 | 1.03 | 0.78 | 0.75 | 0.64 | 0.89 | 1.48 | 2.39 | 3.72 | 4.45 | 5.03 | 4.85 | 4.9 | 5.18 | 5.1 | 5.21 | 5.2 | 5.07 | 4.72 | 4.31 | 3.93 | 3.18 | 2.48 | 1.82 | 1.12 | 0.81 | 0.58 | 0.68 | 0.73 | 0.86 | 1.42 | 2.27 | 3.27 | 3.86 | 4.44 | 4.97 | 5.43 | 5.41 | 5.35 | 5.39 | 4.9 | 4.6 | 4.34 | 3.82 | 3.17 | 2.72 | 2.02 | 1.31 | 0.67 | 0.44 | 0.38 | 0.45 | 0.6 | 0.88 | 1.43 | 2.13 | 3.07 | 3.9 | 4.51 | 4.92 | 5.32 | 5.45 | 5.28 | 5.09 | 4.38 | 4.25 | 3.9 | 3.33 | 2.69 | 2.34 | 1.72 | 1.24 | 0.76 | 0.52 | 0.41 | 0.45 | 0.61 | 0.87 | 1.33 | 1.94 | 2.66 | 3.41 | 3.85 | 4.66 | 4.95 | 4.93 | 4.77 | 4.55 | 2.21 | 2.04 | 1.85 | 1.44 | 1.18 | 0.86 | 0.69 | 0.47 | 0.4 | 0.4 | 0.46 | 0.61 | 0.7 | 0.84 | 1.04 | 1.28 | 1.45 | 1.91 | 2.34 | 2.81 | 2.81 | 2.81 | 2.64 | 2.41 | 1.15 | 1.07 | 1.08 | 1.07 | 0.98 | 0.8 | 0.65 | 0.54 | 0.36 | 0.32 | 0.34 | 0.43 | 0.51 | 0.51 | 0.52 | 0.6 | 0.76 | 0.91 | 1.1 | 1.26 | 1.39 | 1.42 | 1.31 | 1.13 | 0.52 | 0.46 | 0.47 | 0.47 | 0.48 | 0.49 | 0.47 | 0.42 | 0.38 | 0.42 | 0.45 | 0.52 | 0.49 | 0.52 | 0.52 | 0.44 | 0.4 | 0.51 | 0.64 | 0.69 | 0.73 | 0.54 | 0.57 | 0.55 | 0.44 | 0.42 | 0.42 | 0.48 | 0.47 | 0.47 | 0.47 | 0.44 | 0.41 | 0.41 | 0.41 | 0.44 | 0.44 | 0.41 | 0.39 | 0.41 | 0.45 | 0.48 | 0.54 | 0.5 | 0.57 | 0.51 | 0.48 | 0.48
GARNET_2_WIND3 |  | Wind | Wind | CISO | South | Socal | FC | 12.6 | 0.66 | 0.7 | 0.66 | 0.63 | 0.7 | 0.68 | 0.7 | 0.64 | 0.56 | 0.63 | 0.56 | 0.62 | 0.69 | 0.63 | 0.7 | 0.7 | 0.6 | 0.57 | 0.69 | 0.65 | 0.64 | 0.7 | 0.61 | 0.64 | 1.22 | 1.16 | 1.34 | 1.3 | 1.1 | 1.17 | 1.15 | 0.94 | 0.98 | 1.09 | 1.35 | 1.4 | 1.26 | 1.17 | 1.49 | 1.53 | 1.5 | 1.57 | 1.48 | 1.61 | 1.85 | 1.6 | 1.41 | 1.38 | 1.36 | 1.28 | 1.12 | 1.11 | 1.13 | 1.13 | 1.13 | 0.93 | 0.72 | 0.72 | 0.73 | 0.83 | 1 | 1.08 | 1.22 | 1.19 | 1.6 | 1.7 | 1.6 | 1.72 | 1.67 | 1.71 | 1.41 | 1.34 | 4.65 | 4.83 | 4.41 | 4.03 | 3.77 | 3.37 | 2.78 | 2.29 | 1.67 | 1.49 | 1.48 | 1.48 | 1.44 | 1.68 | 2.51 | 3.47 | 4.13 | 4.64 | 4.97 | 5.08 | 5.08 | 5.13 | 4.89 | 4.89 | 5.44 | 5.16 | 4.93 | 4.93 | 4.34 | 3.49 | 2.67 | 2.01 | 1.49 | 1.11 | 0.84 | 0.8 | 0.69 | 0.96 | 1.59 | 2.57 | 4.01 | 4.8 | 5.42 | 5.22 | 5.28 | 5.58 | 5.49 | 5.61 | 5.6 | 5.47 | 5.08 | 4.64 | 4.24 | 3.42 | 2.68 | 1.96 | 1.21 | 0.87 | 0.63 | 0.73 | 0.79 | 0.93 | 1.53 | 2.44 | 3.52 | 4.16 | 4.78 | 5.36 | 5.85 | 5.83 | 5.76 | 5.8 | 5.27 | 4.95 | 4.67 | 4.11 | 3.41 | 2.93 | 2.18 | 1.41 | 0.72 | 0.48 | 0.41 | 0.48 | 0.64 | 0.94 | 1.54 | 2.3 | 3.3 | 4.2 | 4.85 | 5.3 | 5.73 | 5.87 | 5.69 | 5.49 | 4.72 | 4.58 | 4.2 | 3.59 | 2.89 | 2.52 | 1.85 | 1.34 | 0.82 | 0.56 | 0.44 | 0.49 | 0.66 | 0.93 | 1.43 | 2.09 | 2.87 | 3.68 | 4.14 | 5.02 | 5.33 | 5.31 | 5.14 | 4.9 | 2.38 | 2.19 | 1.99 | 1.55 | 1.27 | 0.92 | 0.74 | 0.51 | 0.43 | 0.43 | 0.49 | 0.65 | 0.76 | 0.9 | 1.12 | 1.38 | 1.56 | 2.06 | 2.52 | 3.03 | 3.03 | 3.02 | 2.84 | 2.6 | 1.24 | 1.15 | 1.17 | 1.15 | 1.05 | 0.87 | 0.7 | 0.58 | 0.39 | 0.35 | 0.37 | 0.46 | 0.55 | 0.55 | 0.56 | 0.64 | 0.82 | 0.98 | 1.18 | 1.36 | 1.5 | 1.53 | 1.41 | 1.21 | 0.56 | 0.49 | 0.5 | 0.51 | 0.52 | 0.53 | 0.5 | 0.45 | 0.41 | 0.45 | 0.49 | 0.56 | 0.53 | 0.56 | 0.56 | 0.47 | 0.43 | 0.55 | 0.69 | 0.74 | 0.79 | 0.58 | 0.62 | 0.6 | 0.47 | 0.46 | 0.45 | 0.51 | 0.5 | 0.51 | 0.51 | 0.47 | 0.44 | 0.44 | 0.44 | 0.48 | 0.47 | 0.44 | 0.42 | 0.44 | 0.49 | 0.51 | 0.58 | 0.54 | 0.61 | 0.55 | 0.52 | 0.52
GARNET_2_WIND4 |  | Wind | Wind | CISO | South | Socal | FC | 9.8 | 0.51 | 0.54 | 0.51 | 0.49 | 0.55 | 0.53 | 0.55 | 0.5 | 0.43 | 0.49 | 0.44 | 0.48 | 0.54 | 0.49 | 0.54 | 0.54 | 0.46 | 0.45 | 0.53 | 0.5 | 0.5 | 0.55 | 0.47 | 0.5 | 0.95 | 0.91 | 1.04 | 1.01 | 0.86 | 0.91 | 0.89 | 0.73 | 0.77 | 0.85 | 1.05 | 1.09 | 0.98 | 0.91 | 1.16 | 1.19 | 1.17 | 1.22 | 1.15 | 1.25 | 1.44 | 1.24 | 1.09 | 1.08 | 1.06 | 0.99 | 0.87 | 0.86 | 0.88 | 0.88 | 0.88 | 0.72 | 0.56 | 0.56 | 0.57 | 0.64 | 0.78 | 0.84 | 0.95 | 0.93 | 1.24 | 1.32 | 1.25 | 1.34 | 1.3 | 1.33 | 1.1 | 1.04 | 3.62 | 3.75 | 3.43 | 3.14 | 2.93 | 2.62 | 2.16 | 1.78 | 1.3 | 1.16 | 1.15 | 1.15 | 1.12 | 1.3 | 1.96 | 2.7 | 3.21 | 3.61 | 3.87 | 3.95 | 3.95 | 3.99 | 3.8 | 3.8 | 4.23 | 4.01 | 3.84 | 3.83 | 3.38 | 2.71 | 2.08 | 1.56 | 1.16 | 0.86 | 0.65 | 0.63 | 0.54 | 0.74 | 1.24 | 2 | 3.12 | 3.73 | 4.21 | 4.06 | 4.11 | 4.34 | 4.27 | 4.37 | 4.35 | 4.25 | 3.95 | 3.61 | 3.3 | 2.66 | 2.08 | 1.53 | 0.94 | 0.68 | 0.49 | 0.57 | 0.61 | 0.72 | 1.19 | 1.9 | 2.74 | 3.23 | 3.72 | 4.17 | 4.55 | 4.53 | 4.48 | 4.51 | 4.1 | 3.85 | 3.63 | 3.2 | 2.65 | 2.28 | 1.69 | 1.09 | 0.56 | 0.37 | 0.32 | 0.38 | 0.5 | 0.73 | 1.2 | 1.79 | 2.57 | 3.27 | 3.77 | 4.12 | 4.46 | 4.57 | 4.43 | 4.27 | 3.67 | 3.56 | 3.27 | 2.79 | 2.25 | 1.96 | 1.44 | 1.04 | 0.64 | 0.44 | 0.34 | 0.38 | 0.52 | 0.73 | 1.11 | 1.63 | 2.23 | 2.86 | 3.22 | 3.91 | 4.14 | 4.13 | 3.99 | 3.81 | 1.85 | 1.71 | 1.55 | 1.2 | 0.99 | 0.72 | 0.58 | 0.4 | 0.33 | 0.33 | 0.38 | 0.51 | 0.59 | 0.7 | 0.87 | 1.07 | 1.21 | 1.6 | 1.96 | 2.35 | 2.36 | 2.35 | 2.21 | 2.02 | 0.97 | 0.89 | 0.91 | 0.89 | 0.82 | 0.67 | 0.54 | 0.45 | 0.3 | 0.27 | 0.29 | 0.36 | 0.42 | 0.43 | 0.43 | 0.5 | 0.64 | 0.76 | 0.92 | 1.06 | 1.17 | 1.19 | 1.1 | 0.94 | 0.43 | 0.38 | 0.39 | 0.4 | 0.4 | 0.41 | 0.39 | 0.35 | 0.32 | 0.35 | 0.38 | 0.43 | 0.41 | 0.44 | 0.44 | 0.37 | 0.33 | 0.42 | 0.53 | 0.57 | 0.61 | 0.45 | 0.48 | 0.46 | 0.37 | 0.35 | 0.35 | 0.4 | 0.39 | 0.4 | 0.39 | 0.37 | 0.34 | 0.34 | 0.34 | 0.37 | 0.37 | 0.34 | 0.33 | 0.34 | 0.38 | 0.4 | 0.45 | 0.42 | 0.48 | 0.43 | 0.41 | 0.4
GARNET_2_WIND5 |  | Wind | Wind | CISO | South | Socal | FC | 3 | 0.16 | 0.17 | 0.16 | 0.15 | 0.17 | 0.16 | 0.17 | 0.15 | 0.13 | 0.15 | 0.13 | 0.15 | 0.17 | 0.15 | 0.17 | 0.17 | 0.14 | 0.14 | 0.16 | 0.15 | 0.15 | 0.17 | 0.14 | 0.15 | 0.29 | 0.28 | 0.32 | 0.31 | 0.26 | 0.28 | 0.27 | 0.22 | 0.23 | 0.26 | 0.32 | 0.33 | 0.3 | 0.28 | 0.36 | 0.36 | 0.36 | 0.37 | 0.35 | 0.38 | 0.44 | 0.38 | 0.33 | 0.33 | 0.32 | 0.3 | 0.27 | 0.26 | 0.27 | 0.27 | 0.27 | 0.22 | 0.17 | 0.17 | 0.17 | 0.2 | 0.24 | 0.26 | 0.29 | 0.28 | 0.38 | 0.4 | 0.38 | 0.41 | 0.4 | 0.41 | 0.34 | 0.32 | 1.11 | 1.15 | 1.05 | 0.96 | 0.9 | 0.8 | 0.66 | 0.55 | 0.4 | 0.36 | 0.35 | 0.35 | 0.34 | 0.4 | 0.6 | 0.83 | 0.98 | 1.1 | 1.18 | 1.21 | 1.21 | 1.22 | 1.16 | 1.16 | 1.3 | 1.23 | 1.17 | 1.17 | 1.03 | 0.83 | 0.64 | 0.48 | 0.35 | 0.26 | 0.2 | 0.19 | 0.16 | 0.23 | 0.38 | 0.61 | 0.95 | 1.14 | 1.29 | 1.24 | 1.26 | 1.33 | 1.31 | 1.34 | 1.33 | 1.3 | 1.21 | 1.11 | 1.01 | 0.81 | 0.64 | 0.47 | 0.29 | 0.21 | 0.15 | 0.17 | 0.19 | 0.22 | 0.36 | 0.58 | 0.84 | 0.99 | 1.14 | 1.28 | 1.39 | 1.39 | 1.37 | 1.38 | 1.26 | 1.18 | 1.11 | 0.98 | 0.81 | 0.7 | 0.52 | 0.34 | 0.17 | 0.11 | 0.1 | 0.12 | 0.15 | 0.22 | 0.37 | 0.55 | 0.79 | 1 | 1.16 | 1.26 | 1.37 | 1.4 | 1.35 | 1.31 | 1.12 | 1.09 | 1 | 0.85 | 0.69 | 0.6 | 0.44 | 0.32 | 0.2 | 0.13 | 0.1 | 0.12 | 0.16 | 0.22 | 0.34 | 0.5 | 0.68 | 0.88 | 0.99 | 1.2 | 1.27 | 1.26 | 1.22 | 1.17 | 0.57 | 0.52 | 0.47 | 0.37 | 0.3 | 0.22 | 0.18 | 0.12 | 0.1 | 0.1 | 0.12 | 0.16 | 0.18 | 0.21 | 0.27 | 0.33 | 0.37 | 0.49 | 0.6 | 0.72 | 0.72 | 0.72 | 0.68 | 0.62 | 0.3 | 0.27 | 0.28 | 0.27 | 0.25 | 0.21 | 0.17 | 0.14 | 0.09 | 0.08 | 0.09 | 0.11 | 0.13 | 0.13 | 0.13 | 0.15 | 0.19 | 0.23 | 0.28 | 0.32 | 0.36 | 0.36 | 0.34 | 0.29 | 0.13 | 0.12 | 0.12 | 0.12 | 0.12 | 0.13 | 0.12 | 0.11 | 0.1 | 0.11 | 0.12 | 0.13 | 0.13 | 0.13 | 0.13 | 0.11 | 0.1 | 0.13 | 0.16 | 0.18 | 0.19 | 0.14 | 0.15 | 0.14 | 0.11 | 0.11 | 0.11 | 0.12 | 0.12 | 0.12 | 0.12 | 0.11 | 0.11 | 0.1 | 0.1 | 0.11 | 0.11 | 0.1 | 0.1 | 0.1 | 0.12 | 0.12 | 0.14 | 0.13 | 0.15 | 0.13 | 0.12 | 0.12
GASKW1_2_GW1SR1 |  | Solar_1Axis | Solar Tracking | CISO | South | Socal | FC | 20 | 0 | 0 | 0 | 0 | 0 | 0 | 0.01 | 2.4 | 9.38 | 12.22 | 12.1 | 11.88 | 11.75 | 11.78 | 10.67 | 7.7 | 1.3 | 0 | 0 | 0 | 0 | 0 | 0 | 0 | 0 | 0 | 0 | 0 | 0 | 0 | 0.14 | 5.23 | 12.73 | 14.07 | 13.76 | 13.64 | 13.56 | 13.08 | 12.76 | 11.6 | 4.93 | 0.2 | 0 | 0 | 0 | 0 | 0 | 0 | 0 | 0 | 0 | 0 | 0 | 0 | 0.03 | 3.42 | 11.89 | 14.59 | 14.65 | 14.35 | 14.2 | 14.13 | 13.42 | 12.38 | 9.24 | 3.47 | 0.56 | 0 | 0 | 0 | 0 | 0 | 0 | 0 | 0 | 0 | 0 | 0 | 0.61 | 7.31 | 14.32 | 15.31 | 15.95 | 15.9 | 16 | 15.83 | 15.65 | 15.08 | 14.22 | 11.53 | 3.65 | 0.06 | 0 | 0 | 0 | 0 | 0 | 0 | 0 | 0 | 0 | 0.01 | 2.97 | 10.95 | 15.04 | 16.29 | 16.83 | 16.97 | 17.03 | 16.95 | 16.67 | 16.26 | 15.51 | 13.6 | 6.57 | 0.52 | 0 | 0 | 0 | 0 | 0 | 0 | 0 | 0 | 0 | 0.05 | 3.64 | 11.13 | 14.86 | 16.15 | 16.89 | 17.21 | 17.1 | 17.1 | 16.84 | 16.39 | 15.71 | 14.19 | 8.49 | 1.38 | 0 | 0 | 0 | 0 | 0 | 0 | 0 | 0 | 0 | 0 | 1.62 | 8.55 | 13.71 | 15.76 | 16.6 | 16.93 | 16.77 | 16.58 | 16.43 | 16.04 | 15.22 | 13.16 | 7.55 | 1.13 | 0 | 0 | 0 | 0 | 0 | 0 | 0 | 0 | 0 | 0 | 0.62 | 6.85 | 13.46 | 15.77 | 16.61 | 17.03 | 17.09 | 16.71 | 15.88 | 15.52 | 14.26 | 11.36 | 4.06 | 0.11 | 0 | 0 | 0 | 0 | 0 | 0 | 0 | 0 | 0 | 0 | 0.1 | 4.57 | 11.7 | 14.41 | 15.44 | 15.72 | 15.98 | 15.69 | 15.24 | 14.26 | 12.92 | 6.86 | 0.61 | 0 | 0 | 0 | 0 | 0 | 0 | 0 | 0 | 0 | 0 | 0 | 0 | 2 | 9.87 | 13.19 | 13.87 | 14.07 | 14.04 | 13.9 | 14.11 | 13.2 | 9.95 | 2.17 | 0 | 0 | 0 | 0 | 0 | 0 | 0 | 0 | 0 | 0 | 0 | 0 | 0.31 | 5.59 | 11.69 | 13.13 | 12.87 | 12.51 | 12.71 | 12.64 | 11.63 | 6.83 | 0.63 | 0 | 0 | 0 | 0 | 0 | 0 | 0 | 0 | 0 | 0 | 0 | 0 | 0 | 0.02 | 2.65 | 8.33 | 10.45 | 10.3 | 9.9 | 10.31 | 10.15 | 9.35 | 5.11 | 0.42 | 0 | 0 | 0 | 0 | 0 | 0 | 0
GASKW1_2_GW2SR1 |  | Solar_1Axis | Solar Tracking | CISO | South | Socal | ID | 16 | 0 | 0 | 0 | 0 | 0 | 0 | 0.01 | 1.92 | 7.51 | 9.77 | 9.68 | 9.51 | 9.4 | 9.43 | 8.54 | 6.16 | 1.04 | 0 | 0 | 0 | 0 | 0 | 0 | 0 | 0 | 0 | 0 | 0 | 0 | 0 | 0.11 | 4.18 | 10.18 | 11.25 | 11.01 | 10.91 | 10.85 | 10.46 | 10.21 | 9.28 | 3.94 | 0.16 | 0 | 0 | 0 | 0 | 0 | 0 | 0 | 0 | 0 | 0 | 0 | 0 | 0.02 | 2.74 | 9.51 | 11.67 | 11.72 | 11.48 | 11.36 | 11.31 | 10.74 | 9.9 | 7.39 | 2.78 | 0.45 | 0 | 0 | 0 | 0 | 0 | 0 | 0 | 0 | 0 | 0 | 0 | 0.49 | 5.85 | 11.45 | 12.25 | 12.76 | 12.72 | 12.8 | 12.67 | 12.52 | 12.06 | 11.38 | 9.22 | 2.92 | 0.05 | 0 | 0 | 0 | 0 | 0 | 0 | 0 | 0 | 0 | 0.01 | 2.37 | 8.76 | 12.04 | 13.03 | 13.46 | 13.58 | 13.62 | 13.56 | 13.33 | 13.01 | 12.41 | 10.88 | 5.25 | 0.42 | 0 | 0 | 0 | 0 | 0 | 0 | 0 | 0 | 0 | 0.04 | 2.91 | 8.9 | 11.89 | 12.92 | 13.51 | 13.77 | 13.68 | 13.68 | 13.47 | 13.11 | 12.57 | 11.35 | 6.79 | 1.1 | 0 | 0 | 0 | 0 | 0 | 0 | 0 | 0 | 0 | 0 | 1.29 | 6.84 | 10.97 | 12.61 | 13.28 | 13.54 | 13.42 | 13.26 | 13.15 | 12.83 | 12.17 | 10.53 | 6.04 | 0.9 | 0 | 0 | 0 | 0 | 0 | 0 | 0 | 0 | 0 | 0 | 0.5 | 5.48 | 10.77 | 12.61 | 13.29 | 13.62 | 13.67 | 13.37 | 12.71 | 12.41 | 11.41 | 9.09 | 3.25 | 0.09 | 0 | 0 | 0 | 0 | 0 | 0 | 0 | 0 | 0 | 0 | 0.08 | 3.66 | 9.36 | 11.53 | 12.35 | 12.58 | 12.78 | 12.55 | 12.19 | 11.4 | 10.34 | 5.49 | 0.49 | 0 | 0 | 0 | 0 | 0 | 0 | 0 | 0 | 0 | 0 | 0 | 0 | 1.6 | 7.89 | 10.55 | 11.1 | 11.26 | 11.23 | 11.12 | 11.29 | 10.56 | 7.96 | 1.73 | 0 | 0 | 0 | 0 | 0 | 0 | 0 | 0 | 0 | 0 | 0 | 0 | 0.25 | 4.47 | 9.35 | 10.5 | 10.3 | 10.01 | 10.17 | 10.11 | 9.3 | 5.46 | 0.51 | 0 | 0 | 0 | 0 | 0 | 0 | 0 | 0 | 0 | 0 | 0 | 0 | 0 | 0.02 | 2.12 | 6.67 | 8.36 | 8.24 | 7.92 | 8.25 | 8.12 | 7.48 | 4.09 | 0.34 | 0 | 0 | 0 | 0 | 0 | 0 | 0
GASKW1_2_GW2SR2 |  | Solar_1Axis | Solar Tracking | CISO | South | Socal | ID | 29 | 0 | 0 | 0 | 0 | 0 | 0 | 0.01 | 3.47 | 13.61 | 17.72 | 17.54 | 17.23 | 17.04 | 17.08 | 15.47 | 11.17 | 1.88 | 0 | 0 | 0 | 0 | 0 | 0 | 0 | 0 | 0 | 0 | 0 | 0 | 0 | 0.2 | 7.59 | 18.46 | 20.39 | 19.95 | 19.77 | 19.66 | 18.96 | 18.5 | 16.82 | 7.14 | 0.29 | 0 | 0 | 0 | 0 | 0 | 0 | 0 | 0 | 0 | 0 | 0 | 0 | 0.04 | 4.96 | 17.24 | 21.16 | 21.24 | 20.8 | 20.59 | 20.49 | 19.46 | 17.95 | 13.39 | 5.04 | 0.81 | 0 | 0 | 0 | 0 | 0 | 0 | 0 | 0 | 0 | 0 | 0 | 0.89 | 10.59 | 20.76 | 22.2 | 23.12 | 23.06 | 23.2 | 22.96 | 22.69 | 21.87 | 20.62 | 16.71 | 5.29 | 0.09 | 0 | 0 | 0 | 0 | 0 | 0 | 0 | 0 | 0 | 0.02 | 4.3 | 15.88 | 21.81 | 23.62 | 24.4 | 24.61 | 24.69 | 24.58 | 24.17 | 23.58 | 22.49 | 19.72 | 9.52 | 0.75 | 0 | 0 | 0 | 0 | 0 | 0 | 0 | 0 | 0 | 0.07 | 5.28 | 16.14 | 21.55 | 23.41 | 24.49 | 24.96 | 24.8 | 24.8 | 24.41 | 23.77 | 22.78 | 20.57 | 12.31 | 2 | 0 | 0 | 0 | 0 | 0 | 0 | 0 | 0 | 0 | 0 | 2.34 | 12.4 | 19.88 | 22.86 | 24.08 | 24.55 | 24.32 | 24.04 | 23.83 | 23.25 | 22.06 | 19.08 | 10.94 | 1.64 | 0 | 0 | 0 | 0 | 0 | 0 | 0 | 0 | 0 | 0 | 0.9 | 9.93 | 19.51 | 22.86 | 24.09 | 24.69 | 24.78 | 24.23 | 23.03 | 22.5 | 20.68 | 16.47 | 5.89 | 0.16 | 0 | 0 | 0 | 0 | 0 | 0 | 0 | 0 | 0 | 0 | 0.14 | 6.62 | 16.96 | 20.89 | 22.38 | 22.79 | 23.17 | 22.74 | 22.1 | 20.67 | 18.74 | 9.95 | 0.88 | 0 | 0 | 0 | 0 | 0 | 0 | 0 | 0 | 0 | 0 | 0 | 0 | 2.9 | 14.31 | 19.12 | 20.12 | 20.41 | 20.36 | 20.16 | 20.46 | 19.14 | 14.43 | 3.14 | 0 | 0 | 0 | 0 | 0 | 0 | 0 | 0 | 0 | 0 | 0 | 0 | 0.46 | 8.11 | 16.95 | 19.04 | 18.67 | 18.14 | 18.44 | 18.33 | 16.86 | 9.9 | 0.92 | 0 | 0 | 0 | 0 | 0 | 0 | 0 | 0 | 0 | 0 | 0 | 0 | 0 | 0.03 | 3.84 | 12.08 | 15.15 | 14.93 | 14.36 | 14.95 | 14.71 | 13.56 | 7.41 | 0.61 | 0 | 0 | 0 | 0 | 0 | 0 | 0
GASKW1_2_GW3SR1 |  | Solar_1Axis | Solar Tracking | CISO | South | Socal | ID | 20 | 0 | 0 | 0 | 0 | 0 | 0 | 0.01 | 2.4 | 9.38 | 12.22 | 12.1 | 11.88 | 11.75 | 11.78 | 10.67 | 7.7 | 1.3 | 0 | 0 | 0 | 0 | 0 | 0 | 0 | 0 | 0 | 0 | 0 | 0 | 0 | 0.14 | 5.23 | 12.73 | 14.07 | 13.76 | 13.64 | 13.56 | 13.08 | 12.76 | 11.6 | 4.93 | 0.2 | 0 | 0 | 0 | 0 | 0 | 0 | 0 | 0 | 0 | 0 | 0 | 0 | 0.03 | 3.42 | 11.89 | 14.59 | 14.65 | 14.35 | 14.2 | 14.13 | 13.42 | 12.38 | 9.24 | 3.47 | 0.56 | 0 | 0 | 0 | 0 | 0 | 0 | 0 | 0 | 0 | 0 | 0 | 0.61 | 7.31 | 14.32 | 15.31 | 15.95 | 15.9 | 16 | 15.83 | 15.65 | 15.08 | 14.22 | 11.53 | 3.65 | 0.06 | 0 | 0 | 0 | 0 | 0 | 0 | 0 | 0 | 0 | 0.01 | 2.97 | 10.95 | 15.04 | 16.29 | 16.83 | 16.97 | 17.03 | 16.95 | 16.67 | 16.26 | 15.51 | 13.6 | 6.57 | 0.52 | 0 | 0 | 0 | 0 | 0 | 0 | 0 | 0 | 0 | 0.05 | 3.64 | 11.13 | 14.86 | 16.15 | 16.89 | 17.21 | 17.1 | 17.1 | 16.84 | 16.39 | 15.71 | 14.19 | 8.49 | 1.38 | 0 | 0 | 0 | 0 | 0 | 0 | 0 | 0 | 0 | 0 | 1.62 | 8.55 | 13.71 | 15.76 | 16.6 | 16.93 | 16.77 | 16.58 | 16.43 | 16.04 | 15.22 | 13.16 | 7.55 | 1.13 | 0 | 0 | 0 | 0 | 0 | 0 | 0 | 0 | 0 | 0 | 0.62 | 6.85 | 13.46 | 15.77 | 16.61 | 17.03 | 17.09 | 16.71 | 15.88 | 15.52 | 14.26 | 11.36 | 4.06 | 0.11 | 0 | 0 | 0 | 0 | 0 | 0 | 0 | 0 | 0 | 0 | 0.1 | 4.57 | 11.7 | 14.41 | 15.44 | 15.72 | 15.98 | 15.69 | 15.24 | 14.26 | 12.92 | 6.86 | 0.61 | 0 | 0 | 0 | 0 | 0 | 0 | 0 | 0 | 0 | 0 | 0 | 0 | 2 | 9.87 | 13.19 | 13.87 | 14.07 | 14.04 | 13.9 | 14.11 | 13.2 | 9.95 | 2.17 | 0 | 0 | 0 | 0 | 0 | 0 | 0 | 0 | 0 | 0 | 0 | 0 | 0.31 | 5.59 | 11.69 | 13.13 | 12.87 | 12.51 | 12.71 | 12.64 | 11.63 | 6.83 | 0.63 | 0 | 0 | 0 | 0 | 0 | 0 | 0 | 0 | 0 | 0 | 0 | 0 | 0 | 0.02 | 2.65 | 8.33 | 10.45 | 10.3 | 9.9 | 10.31 | 10.15 | 9.35 | 5.11 | 0.42 | 0 | 0 | 0 | 0 | 0 | 0 | 0
GASKW1_2_GW4SR1 |  | Solar_1Axis | Solar Tracking | CISO | South | Socal | ID | 20 | 0 | 0 | 0 | 0 | 0 | 0 | 0.01 | 2.4 | 9.38 | 12.22 | 12.1 | 11.88 | 11.75 | 11.78 | 10.67 | 7.7 | 1.3 | 0 | 0 | 0 | 0 | 0 | 0 | 0 | 0 | 0 | 0 | 0 | 0 | 0 | 0.14 | 5.23 | 12.73 | 14.07 | 13.76 | 13.64 | 13.56 | 13.08 | 12.76 | 11.6 | 4.93 | 0.2 | 0 | 0 | 0 | 0 | 0 | 0 | 0 | 0 | 0 | 0 | 0 | 0 | 0.03 | 3.42 | 11.89 | 14.59 | 14.65 | 14.35 | 14.2 | 14.13 | 13.42 | 12.38 | 9.24 | 3.47 | 0.56 | 0 | 0 | 0 | 0 | 0 | 0 | 0 | 0 | 0 | 0 | 0 | 0.61 | 7.31 | 14.32 | 15.31 | 15.95 | 15.9 | 16 | 15.83 | 15.65 | 15.08 | 14.22 | 11.53 | 3.65 | 0.06 | 0 | 0 | 0 | 0 | 0 | 0 | 0 | 0 | 0 | 0.01 | 2.97 | 10.95 | 15.04 | 16.29 | 16.83 | 16.97 | 17.03 | 16.95 | 16.67 | 16.26 | 15.51 | 13.6 | 6.57 | 0.52 | 0 | 0 | 0 | 0 | 0 | 0 | 0 | 0 | 0 | 0.05 | 3.64 | 11.13 | 14.86 | 16.15 | 16.89 | 17.21 | 17.1 | 17.1 | 16.84 | 16.39 | 15.71 | 14.19 | 8.49 | 1.38 | 0 | 0 | 0 | 0 | 0 | 0 | 0 | 0 | 0 | 0 | 1.62 | 8.55 | 13.71 | 15.76 | 16.6 | 16.93 | 16.77 | 16.58 | 16.43 | 16.04 | 15.22 | 13.16 | 7.55 | 1.13 | 0 | 0 | 0 | 0 | 0 | 0 | 0 | 0 | 0 | 0 | 0.62 | 6.85 | 13.46 | 15.77 | 16.61 | 17.03 | 17.09 | 16.71 | 15.88 | 15.52 | 14.26 | 11.36 | 4.06 | 0.11 | 0 | 0 | 0 | 0 | 0 | 0 | 0 | 0 | 0 | 0 | 0.1 | 4.57 | 11.7 | 14.41 | 15.44 | 15.72 | 15.98 | 15.69 | 15.24 | 14.26 | 12.92 | 6.86 | 0.61 | 0 | 0 | 0 | 0 | 0 | 0 | 0 | 0 | 0 | 0 | 0 | 0 | 2 | 9.87 | 13.19 | 13.87 | 14.07 | 14.04 | 13.9 | 14.11 | 13.2 | 9.95 | 2.17 | 0 | 0 | 0 | 0 | 0 | 0 | 0 | 0 | 0 | 0 | 0 | 0 | 0.31 | 5.59 | 11.69 | 13.13 | 12.87 | 12.51 | 12.71 | 12.64 | 11.63 | 6.83 | 0.63 | 0 | 0 | 0 | 0 | 0 | 0 | 0 | 0 | 0 | 0 | 0 | 0 | 0 | 0.02 | 2.65 | 8.33 | 10.45 | 10.3 | 9.9 | 10.31 | 10.15 | 9.35 | 5.11 | 0.42 | 0 | 0 | 0 | 0 | 0 | 0 | 0
GASKW1_2_GW5SR1 |  | Solar_1Axis | Solar Tracking | CISO | South | Socal | ID | 20 | 0 | 0 | 0 | 0 | 0 | 0 | 0.01 | 2.4 | 9.38 | 12.22 | 12.1 | 11.88 | 11.75 | 11.78 | 10.67 | 7.7 | 1.3 | 0 | 0 | 0 | 0 | 0 | 0 | 0 | 0 | 0 | 0 | 0 | 0 | 0 | 0.14 | 5.23 | 12.73 | 14.07 | 13.76 | 13.64 | 13.56 | 13.08 | 12.76 | 11.6 | 4.93 | 0.2 | 0 | 0 | 0 | 0 | 0 | 0 | 0 | 0 | 0 | 0 | 0 | 0 | 0.03 | 3.42 | 11.89 | 14.59 | 14.65 | 14.35 | 14.2 | 14.13 | 13.42 | 12.38 | 9.24 | 3.47 | 0.56 | 0 | 0 | 0 | 0 | 0 | 0 | 0 | 0 | 0 | 0 | 0 | 0.61 | 7.31 | 14.32 | 15.31 | 15.95 | 15.9 | 16 | 15.83 | 15.65 | 15.08 | 14.22 | 11.53 | 3.65 | 0.06 | 0 | 0 | 0 | 0 | 0 | 0 | 0 | 0 | 0 | 0.01 | 2.97 | 10.95 | 15.04 | 16.29 | 16.83 | 16.97 | 17.03 | 16.95 | 16.67 | 16.26 | 15.51 | 13.6 | 6.57 | 0.52 | 0 | 0 | 0 | 0 | 0 | 0 | 0 | 0 | 0 | 0.05 | 3.64 | 11.13 | 14.86 | 16.15 | 16.89 | 17.21 | 17.1 | 17.1 | 16.84 | 16.39 | 15.71 | 14.19 | 8.49 | 1.38 | 0 | 0 | 0 | 0 | 0 | 0 | 0 | 0 | 0 | 0 | 1.62 | 8.55 | 13.71 | 15.76 | 16.6 | 16.93 | 16.77 | 16.58 | 16.43 | 16.04 | 15.22 | 13.16 | 7.55 | 1.13 | 0 | 0 | 0 | 0 | 0 | 0 | 0 | 0 | 0 | 0 | 0.62 | 6.85 | 13.46 | 15.77 | 16.61 | 17.03 | 17.09 | 16.71 | 15.88 | 15.52 | 14.26 | 11.36 | 4.06 | 0.11 | 0 | 0 | 0 | 0 | 0 | 0 | 0 | 0 | 0 | 0 | 0.1 | 4.57 | 11.7 | 14.41 | 15.44 | 15.72 | 15.98 | 15.69 | 15.24 | 14.26 | 12.92 | 6.86 | 0.61 | 0 | 0 | 0 | 0 | 0 | 0 | 0 | 0 | 0 | 0 | 0 | 0 | 2 | 9.87 | 13.19 | 13.87 | 14.07 | 14.04 | 13.9 | 14.11 | 13.2 | 9.95 | 2.17 | 0 | 0 | 0 | 0 | 0 | 0 | 0 | 0 | 0 | 0 | 0 | 0 | 0.31 | 5.59 | 11.69 | 13.13 | 12.87 | 12.51 | 12.71 | 12.64 | 11.63 | 6.83 | 0.63 | 0 | 0 | 0 | 0 | 0 | 0 | 0 | 0 | 0 | 0 | 0 | 0 | 0 | 0.02 | 2.65 | 8.33 | 10.45 | 10.3 | 9.9 | 10.31 | 10.15 | 9.35 | 5.11 | 0.42 | 0 | 0 | 0 | 0 | 0 | 0 | 0
GATES_2_SOLAR |  | Solar_Fixed | Solar Fixed | CISO | North | Norcal | FC | 20 | 0 | 0 | 0 | 0 | 0 | 0 | 0 | 0.62 | 4.32 | 8.46 | 10.65 | 11.16 | 11.64 | 10.25 | 9.63 | 6.57 | 1.54 | 0 | 0 | 0 | 0 | 0 | 0 | 0 | 0 | 0 | 0 | 0 | 0 | 0 | 0 | 2.29 | 8.92 | 12.29 | 13.48 | 13.8 | 14.15 | 13.34 | 12.42 | 10.08 | 5.11 | 0.37 | 0 | 0 | 0 | 0 | 0 | 0 | 0 | 0 | 0 | 0 | 0 | 0 | 0 | 1.27 | 6.87 | 11.2 | 13.42 | 13.72 | 13.62 | 13.13 | 12.3 | 10.96 | 8.45 | 2.99 | 0.64 | 0 | 0 | 0 | 0 | 0 | 0 | 0 | 0 | 0 | 0 | 0 | 0.12 | 3.56 | 10.04 | 13.58 | 15.15 | 15.75 | 16.26 | 15.98 | 15.91 | 15.2 | 13.45 | 10.25 | 3.94 | 0.17 | 0 | 0 | 0 | 0 | 0 | 0 | 0 | 0 | 0 | 0 | 1.13 | 6.54 | 11.45 | 14.42 | 15.87 | 16.49 | 16.45 | 16.45 | 16.44 | 15.82 | 14.1 | 11.43 | 5.99 | 0.81 | 0 | 0 | 0 | 0 | 0 | 0 | 0 | 0 | 0 | 0.01 | 1.73 | 7.29 | 11.94 | 14.68 | 16.3 | 17.12 | 17.39 | 17.52 | 17.15 | 16.48 | 14.73 | 11.97 | 7.29 | 1.81 | 0.02 | 0 | 0 | 0 | 0 | 0 | 0 | 0 | 0 | 0 | 0.86 | 6.19 | 11.74 | 14.99 | 16.71 | 17.59 | 17.89 | 17.73 | 17.35 | 16.49 | 14.88 | 12.07 | 7.26 | 1.59 | 0.01 | 0 | 0 | 0 | 0 | 0 | 0 | 0 | 0 | 0 | 0.17 | 3.85 | 10.19 | 14.05 | 16.15 | 17.07 | 17.25 | 17.23 | 16.91 | 16.06 | 14.11 | 10.38 | 4.21 | 0.28 | 0 | 0 | 0 | 0 | 0 | 0 | 0 | 0 | 0 | 0 | 0.01 | 2.15 | 8.56 | 12.94 | 15.13 | 15.95 | 16.28 | 16.1 | 15.77 | 14.91 | 12.36 | 6.96 | 1.06 | 0 | 0 | 0 | 0 | 0 | 0 | 0 | 0 | 0 | 0 | 0 | 0 | 0.69 | 6.13 | 11.18 | 13.3 | 13.98 | 14.18 | 14.06 | 13.66 | 12.34 | 8.97 | 2.73 | 0.02 | 0 | 0 | 0 | 0 | 0 | 0 | 0 | 0 | 0 | 0 | 0 | 0.02 | 2.43 | 8.25 | 11.58 | 12.9 | 13.15 | 13.08 | 12.33 | 10.81 | 6.18 | 0.82 | 0 | 0 | 0 | 0 | 0 | 0 | 0 | 0 | 0 | 0 | 0 | 0 | 0 | 0 | 0.78 | 4.5 | 7.85 | 9.68 | 10.34 | 9.89 | 8.93 | 8.22 | 4.24 | 0.52 | 0 | 0 | 0 | 0 | 0 | 0 | 0
GATES_2_WSOLAR |  | Solar_Fixed | Solar Fixed | CISO | North | Norcal | FC | 10 | 0 | 0 | 0 | 0 | 0 | 0 | 0 | 0.31 | 2.16 | 4.23 | 5.33 | 5.58 | 5.82 | 5.12 | 4.81 | 3.28 | 0.77 | 0 | 0 | 0 | 0 | 0 | 0 | 0 | 0 | 0 | 0 | 0 | 0 | 0 | 0 | 1.15 | 4.46 | 6.15 | 6.74 | 6.9 | 7.08 | 6.67 | 6.21 | 5.04 | 2.55 | 0.18 | 0 | 0 | 0 | 0 | 0 | 0 | 0 | 0 | 0 | 0 | 0 | 0 | 0 | 0.63 | 3.43 | 5.6 | 6.71 | 6.86 | 6.81 | 6.57 | 6.15 | 5.48 | 4.22 | 1.5 | 0.32 | 0 | 0 | 0 | 0 | 0 | 0 | 0 | 0 | 0 | 0 | 0 | 0.06 | 1.78 | 5.02 | 6.79 | 7.58 | 7.87 | 8.13 | 7.99 | 7.96 | 7.6 | 6.73 | 5.13 | 1.97 | 0.08 | 0 | 0 | 0 | 0 | 0 | 0 | 0 | 0 | 0 | 0 | 0.57 | 3.27 | 5.73 | 7.21 | 7.94 | 8.25 | 8.23 | 8.22 | 8.22 | 7.91 | 7.05 | 5.71 | 3 | 0.4 | 0 | 0 | 0 | 0 | 0 | 0 | 0 | 0 | 0 | 0 | 0.87 | 3.65 | 5.97 | 7.34 | 8.15 | 8.56 | 8.69 | 8.76 | 8.58 | 8.24 | 7.37 | 5.99 | 3.64 | 0.9 | 0.01 | 0 | 0 | 0 | 0 | 0 | 0 | 0 | 0 | 0 | 0.43 | 3.1 | 5.87 | 7.49 | 8.36 | 8.8 | 8.95 | 8.87 | 8.67 | 8.25 | 7.44 | 6.04 | 3.63 | 0.79 | 0 | 0 | 0 | 0 | 0 | 0 | 0 | 0 | 0 | 0 | 0.08 | 1.92 | 5.09 | 7.03 | 8.07 | 8.53 | 8.62 | 8.62 | 8.45 | 8.03 | 7.06 | 5.19 | 2.11 | 0.14 | 0 | 0 | 0 | 0 | 0 | 0 | 0 | 0 | 0 | 0 | 0 | 1.08 | 4.28 | 6.47 | 7.56 | 7.97 | 8.14 | 8.05 | 7.88 | 7.46 | 6.18 | 3.48 | 0.53 | 0 | 0 | 0 | 0 | 0 | 0 | 0 | 0 | 0 | 0 | 0 | 0 | 0.34 | 3.07 | 5.59 | 6.65 | 6.99 | 7.09 | 7.03 | 6.83 | 6.17 | 4.48 | 1.37 | 0.01 | 0 | 0 | 0 | 0 | 0 | 0 | 0 | 0 | 0 | 0 | 0 | 0.01 | 1.22 | 4.12 | 5.79 | 6.45 | 6.58 | 6.54 | 6.17 | 5.41 | 3.09 | 0.41 | 0 | 0 | 0 | 0 | 0 | 0 | 0 | 0 | 0 | 0 | 0 | 0 | 0 | 0 | 0.39 | 2.25 | 3.92 | 4.84 | 5.17 | 4.94 | 4.47 | 4.11 | 2.12 | 0.26 | 0 | 0 | 0 | 0 | 0 | 0 | 0
GENESI_2_STG |  | Paired_Solar_Thermal | Solar Thermal | CISO | South | Socal | FC | 250 | 0 | 0 | 0 | 0 | 0 | 0 | 0 | 0 | 5.44 | 41.81 | 58.21 | 72.29 | 66.49 | 56.76 | 59.26 | 47.79 | 14.19 | 0 | 0 | 0 | 0 | 0 | 0 | 0 | 0 | 0 | 0 | 0 | 0 | 0 | 0 | 0.27 | 34.67 | 88.48 | 96.68 | 90.94 | 82.42 | 81.95 | 87.44 | 83.6 | 46.85 | 10.19 | 0 | 0 | 0 | 0 | 0 | 0 | 0 | 0 | 0 | 0 | 0 | 0 | 0 | 0 | 36.42 | 110.29 | 124.48 | 122.63 | 124.51 | 134.55 | 130.69 | 122.64 | 100.84 | 41.26 | 1.84 | 0 | 0 | 0 | 0 | 0 | 0 | 0 | 0 | 0 | 0 | 0 | 0 | 7.69 | 97.05 | 153.77 | 172.92 | 173.63 | 174.84 | 170.3 | 156.83 | 140.91 | 129.3 | 112.12 | 50.89 | 5.65 | 0 | 0 | 0 | 0 | 0 | 0 | 0 | 0 | 0 | 0 | 2.73 | 62.51 | 167.92 | 204.06 | 209.76 | 209.41 | 206.03 | 201.84 | 196.82 | 181.86 | 164.41 | 138.74 | 90.68 | 20.24 | 0 | 0 | 0 | 0 | 0 | 0 | 0 | 0 | 0 | 0 | 7.03 | 79.81 | 172.07 | 194.01 | 199.93 | 197.64 | 196.37 | 192.45 | 182.85 | 174.75 | 166.95 | 147.9 | 103.09 | 36.05 | 0.66 | 0 | 0 | 0 | 0 | 0 | 0 | 0 | 0 | 0 | 0 | 13.9 | 77.49 | 125.47 | 142.48 | 147.21 | 149.67 | 142.74 | 139.06 | 130.55 | 125.89 | 102.62 | 75.51 | 24.07 | 0 | 0 | 0 | 0 | 0 | 0 | 0 | 0 | 0 | 0 | 0 | 7.08 | 87.57 | 146.07 | 174.78 | 181.6 | 179.27 | 154.14 | 145.81 | 137.03 | 129.25 | 108.5 | 65.56 | 10.34 | 0 | 0 | 0 | 0 | 0 | 0 | 0 | 0 | 0 | 0 | 0 | 2.1 | 70.92 | 145.23 | 172.2 | 173.4 | 171.12 | 163.37 | 152.67 | 145.13 | 135.2 | 100.36 | 24.44 | 0.09 | 0 | 0 | 0 | 0 | 0 | 0 | 0 | 0 | 0 | 0 | 0 | 0 | 35.38 | 134.28 | 167.4 | 165.51 | 164.09 | 160.65 | 163.43 | 155.36 | 125.21 | 53.72 | 3.88 | 0 | 0 | 0 | 0 | 0 | 0 | 0 | 0 | 0 | 0 | 0 | 0 | 0.91 | 46.92 | 118.35 | 133.28 | 130.61 | 127.27 | 126.27 | 116.55 | 79.92 | 20.96 | 0 | 0 | 0 | 0 | 0 | 0 | 0 | 0 | 0 | 0 | 0 | 0 | 0 | 0 | 0 | 3.24 | 27.02 | 42.58 | 45.18 | 44.72 | 46.31 | 45.74 | 32.8 | 7.46 | 0 | 0 | 0 | 0 | 0 | 0 | 0
GIFENS_6_BUGSL1 |  | Solar_1Axis | Solar Tracking | CISO | North | Norcal | FC | 20 | 0 | 0 | 0 | 0 | 0 | 0 | 0 | 0.47 | 3.78 | 6.7 | 8.17 | 8.83 | 9.12 | 8.51 | 7.94 | 5.45 | 1.21 | 0 | 0 | 0 | 0 | 0 | 0 | 0 | 0 | 0 | 0 | 0 | 0 | 0 | 0 | 2.54 | 10.33 | 13.25 | 13.2 | 12.6 | 12.45 | 12.42 | 12.69 | 11.02 | 5.75 | 0.31 | 0 | 0 | 0 | 0 | 0 | 0 | 0 | 0 | 0 | 0 | 0 | 0 | 0 | 1.56 | 8.8 | 13.2 | 13.92 | 13.41 | 13.52 | 12.95 | 12.31 | 11.59 | 9.7 | 2.94 | 0.61 | 0 | 0 | 0 | 0 | 0 | 0 | 0 | 0 | 0 | 0 | 0 | 0.16 | 5.14 | 12.28 | 14.45 | 14.37 | 14.15 | 14.62 | 14.54 | 14.27 | 14.46 | 13.61 | 12.09 | 5.2 | 0.21 | 0 | 0 | 0 | 0 | 0 | 0 | 0 | 0 | 0 | 0 | 1.87 | 9.98 | 14.04 | 15.02 | 15.27 | 15.15 | 15.47 | 15.49 | 15.53 | 15.74 | 15.3 | 14.35 | 8.74 | 1.16 | 0 | 0 | 0 | 0 | 0 | 0 | 0 | 0 | 0 | 0.01 | 3.11 | 11.28 | 15.22 | 16.54 | 16.76 | 16.91 | 17.02 | 16.92 | 16.8 | 16.85 | 16.21 | 15.19 | 10.96 | 2.97 | 0.03 | 0 | 0 | 0 | 0 | 0 | 0 | 0 | 0 | 0 | 1.4 | 9.24 | 15.27 | 16.86 | 17.11 | 17.16 | 17.04 | 17.03 | 16.76 | 16.75 | 16.14 | 14.93 | 10.36 | 2.39 | 0.01 | 0 | 0 | 0 | 0 | 0 | 0 | 0 | 0 | 0 | 0.21 | 5.46 | 12.76 | 15.53 | 16.15 | 16.36 | 16.34 | 16.18 | 16.16 | 16.1 | 15.4 | 12.54 | 5.51 | 0.32 | 0 | 0 | 0 | 0 | 0 | 0 | 0 | 0 | 0 | 0 | 0.01 | 2.64 | 10.19 | 13.62 | 14.43 | 14.6 | 14.43 | 14.34 | 14.38 | 14.58 | 13.13 | 8.14 | 1.04 | 0 | 0 | 0 | 0 | 0 | 0 | 0 | 0 | 0 | 0 | 0 | 0 | 0.69 | 6.51 | 11.38 | 12.55 | 12.39 | 11.93 | 12.07 | 12.44 | 12.14 | 9.52 | 2.69 | 0.02 | 0 | 0 | 0 | 0 | 0 | 0 | 0 | 0 | 0 | 0 | 0 | 0.02 | 2.15 | 7.45 | 10.16 | 10.55 | 10.11 | 10.39 | 10.64 | 10.05 | 6.13 | 0.73 | 0 | 0 | 0 | 0 | 0 | 0 | 0 | 0 | 0 | 0 | 0 | 0 | 0 | 0 | 0.5 | 3.75 | 6.13 | 7.34 | 8.04 | 7.92 | 7.63 | 6.42 | 3.42 | 0.4 | 0 | 0 | 0 | 0 | 0 | 0 | 0
GIFFEN_6_SOLAR |  | Solar_Fixed | Solar Fixed | CISO | North | Norcal | FC | 10 | 0 | 0 | 0 | 0 | 0 | 0 | 0 | 0.31 | 2.16 | 4.23 | 5.33 | 5.58 | 5.82 | 5.12 | 4.81 | 3.28 | 0.77 | 0 | 0 | 0 | 0 | 0 | 0 | 0 | 0 | 0 | 0 | 0 | 0 | 0 | 0 | 1.15 | 4.46 | 6.15 | 6.74 | 6.9 | 7.08 | 6.67 | 6.21 | 5.04 | 2.55 | 0.18 | 0 | 0 | 0 | 0 | 0 | 0 | 0 | 0 | 0 | 0 | 0 | 0 | 0 | 0.63 | 3.43 | 5.6 | 6.71 | 6.86 | 6.81 | 6.57 | 6.15 | 5.48 | 4.22 | 1.5 | 0.32 | 0 | 0 | 0 | 0 | 0 | 0 | 0 | 0 | 0 | 0 | 0 | 0.06 | 1.78 | 5.02 | 6.79 | 7.58 | 7.87 | 8.13 | 7.99 | 7.96 | 7.6 | 6.73 | 5.13 | 1.97 | 0.08 | 0 | 0 | 0 | 0 | 0 | 0 | 0 | 0 | 0 | 0 | 0.57 | 3.27 | 5.73 | 7.21 | 7.94 | 8.25 | 8.23 | 8.22 | 8.22 | 7.91 | 7.05 | 5.71 | 3 | 0.4 | 0 | 0 | 0 | 0 | 0 | 0 | 0 | 0 | 0 | 0 | 0.87 | 3.65 | 5.97 | 7.34 | 8.15 | 8.56 | 8.69 | 8.76 | 8.58 | 8.24 | 7.37 | 5.99 | 3.64 | 0.9 | 0.01 | 0 | 0 | 0 | 0 | 0 | 0 | 0 | 0 | 0 | 0.43 | 3.1 | 5.87 | 7.49 | 8.36 | 8.8 | 8.95 | 8.87 | 8.67 | 8.25 | 7.44 | 6.04 | 3.63 | 0.79 | 0 | 0 | 0 | 0 | 0 | 0 | 0 | 0 | 0 | 0 | 0.08 | 1.92 | 5.09 | 7.03 | 8.07 | 8.53 | 8.62 | 8.62 | 8.45 | 8.03 | 7.06 | 5.19 | 2.11 | 0.14 | 0 | 0 | 0 | 0 | 0 | 0 | 0 | 0 | 0 | 0 | 0 | 1.08 | 4.28 | 6.47 | 7.56 | 7.97 | 8.14 | 8.05 | 7.88 | 7.46 | 6.18 | 3.48 | 0.53 | 0 | 0 | 0 | 0 | 0 | 0 | 0 | 0 | 0 | 0 | 0 | 0 | 0.34 | 3.07 | 5.59 | 6.65 | 6.99 | 7.09 | 7.03 | 6.83 | 6.17 | 4.48 | 1.37 | 0.01 | 0 | 0 | 0 | 0 | 0 | 0 | 0 | 0 | 0 | 0 | 0 | 0.01 | 1.22 | 4.12 | 5.79 | 6.45 | 6.58 | 6.54 | 6.17 | 5.41 | 3.09 | 0.41 | 0 | 0 | 0 | 0 | 0 | 0 | 0 | 0 | 0 | 0 | 0 | 0 | 0 | 0 | 0.39 | 2.25 | 3.92 | 4.84 | 5.17 | 4.94 | 4.47 | 4.11 | 2.12 | 0.26 | 0 | 0 | 0 | 0 | 0 | 0 | 0
GIFFEN_6_SOLAR1 |  | Solar_1Axis | Solar Tracking | CISO | North | Norcal | EO | 9 | 0 | 0 | 0 | 0 | 0 | 0 | 0 | 0.21 | 1.7 | 3.01 | 3.67 | 3.97 | 4.1 | 3.83 | 3.57 | 2.45 | 0.54 | 0 | 0 | 0 | 0 | 0 | 0 | 0 | 0 | 0 | 0 | 0 | 0 | 0 | 0 | 1.14 | 4.65 | 5.96 | 5.94 | 5.67 | 5.6 | 5.59 | 5.71 | 4.96 | 2.59 | 0.14 | 0 | 0 | 0 | 0 | 0 | 0 | 0 | 0 | 0 | 0 | 0 | 0 | 0 | 0.7 | 3.96 | 5.94 | 6.26 | 6.04 | 6.09 | 5.83 | 5.54 | 5.21 | 4.37 | 1.32 | 0.27 | 0 | 0 | 0 | 0 | 0 | 0 | 0 | 0 | 0 | 0 | 0 | 0.07 | 2.31 | 5.53 | 6.5 | 6.46 | 6.37 | 6.58 | 6.54 | 6.42 | 6.51 | 6.12 | 5.44 | 2.34 | 0.09 | 0 | 0 | 0 | 0 | 0 | 0 | 0 | 0 | 0 | 0 | 0.84 | 4.49 | 6.32 | 6.76 | 6.87 | 6.82 | 6.96 | 6.97 | 6.99 | 7.08 | 6.88 | 6.46 | 3.93 | 0.52 | 0 | 0 | 0 | 0 | 0 | 0 | 0 | 0 | 0 | 0.01 | 1.4 | 5.08 | 6.85 | 7.44 | 7.54 | 7.61 | 7.66 | 7.61 | 7.56 | 7.58 | 7.29 | 6.83 | 4.93 | 1.33 | 0.01 | 0 | 0 | 0 | 0 | 0 | 0 | 0 | 0 | 0 | 0.63 | 4.16 | 6.87 | 7.59 | 7.7 | 7.72 | 7.67 | 7.66 | 7.54 | 7.54 | 7.27 | 6.72 | 4.66 | 1.08 | 0.01 | 0 | 0 | 0 | 0 | 0 | 0 | 0 | 0 | 0 | 0.09 | 2.46 | 5.74 | 6.99 | 7.27 | 7.36 | 7.35 | 7.28 | 7.27 | 7.25 | 6.93 | 5.64 | 2.48 | 0.14 | 0 | 0 | 0 | 0 | 0 | 0 | 0 | 0 | 0 | 0 | 0 | 1.19 | 4.58 | 6.13 | 6.49 | 6.57 | 6.49 | 6.45 | 6.47 | 6.56 | 5.91 | 3.66 | 0.47 | 0 | 0 | 0 | 0 | 0 | 0 | 0 | 0 | 0 | 0 | 0 | 0 | 0.31 | 2.93 | 5.12 | 5.65 | 5.57 | 5.37 | 5.43 | 5.6 | 5.46 | 4.28 | 1.21 | 0.01 | 0 | 0 | 0 | 0 | 0 | 0 | 0 | 0 | 0 | 0 | 0 | 0.01 | 0.97 | 3.35 | 4.57 | 4.75 | 4.55 | 4.68 | 4.79 | 4.52 | 2.76 | 0.33 | 0 | 0 | 0 | 0 | 0 | 0 | 0 | 0 | 0 | 0 | 0 | 0 | 0 | 0 | 0.23 | 1.69 | 2.76 | 3.3 | 3.62 | 3.56 | 3.43 | 2.89 | 1.54 | 0.18 | 0 | 0 | 0 | 0 | 0 | 0 | 0
GLDFGR_6_SOLAR1 |  | Solar_1Axis | Solar Tracking | CISO | South | Socal | FC | 20 | 0 | 0 | 0 | 0 | 0 | 0 | 0.01 | 2.4 | 9.38 | 12.22 | 12.1 | 11.88 | 11.75 | 11.78 | 10.67 | 7.7 | 1.3 | 0 | 0 | 0 | 0 | 0 | 0 | 0 | 0 | 0 | 0 | 0 | 0 | 0 | 0.14 | 5.23 | 12.73 | 14.07 | 13.76 | 13.64 | 13.56 | 13.08 | 12.76 | 11.6 | 4.93 | 0.2 | 0 | 0 | 0 | 0 | 0 | 0 | 0 | 0 | 0 | 0 | 0 | 0 | 0.03 | 3.42 | 11.89 | 14.59 | 14.65 | 14.35 | 14.2 | 14.13 | 13.42 | 12.38 | 9.24 | 3.47 | 0.56 | 0 | 0 | 0 | 0 | 0 | 0 | 0 | 0 | 0 | 0 | 0 | 0.61 | 7.31 | 14.32 | 15.31 | 15.95 | 15.9 | 16 | 15.83 | 15.65 | 15.08 | 14.22 | 11.53 | 3.65 | 0.06 | 0 | 0 | 0 | 0 | 0 | 0 | 0 | 0 | 0 | 0.01 | 2.97 | 10.95 | 15.04 | 16.29 | 16.83 | 16.97 | 17.03 | 16.95 | 16.67 | 16.26 | 15.51 | 13.6 | 6.57 | 0.52 | 0 | 0 | 0 | 0 | 0 | 0 | 0 | 0 | 0 | 0.05 | 3.64 | 11.13 | 14.86 | 16.15 | 16.89 | 17.21 | 17.1 | 17.1 | 16.84 | 16.39 | 15.71 | 14.19 | 8.49 | 1.38 | 0 | 0 | 0 | 0 | 0 | 0 | 0 | 0 | 0 | 0 | 1.62 | 8.55 | 13.71 | 15.76 | 16.6 | 16.93 | 16.77 | 16.58 | 16.43 | 16.04 | 15.22 | 13.16 | 7.55 | 1.13 | 0 | 0 | 0 | 0 | 0 | 0 | 0 | 0 | 0 | 0 | 0.62 | 6.85 | 13.46 | 15.77 | 16.61 | 17.03 | 17.09 | 16.71 | 15.88 | 15.52 | 14.26 | 11.36 | 4.06 | 0.11 | 0 | 0 | 0 | 0 | 0 | 0 | 0 | 0 | 0 | 0 | 0.1 | 4.57 | 11.7 | 14.41 | 15.44 | 15.72 | 15.98 | 15.69 | 15.24 | 14.26 | 12.92 | 6.86 | 0.61 | 0 | 0 | 0 | 0 | 0 | 0 | 0 | 0 | 0 | 0 | 0 | 0 | 2 | 9.87 | 13.19 | 13.87 | 14.07 | 14.04 | 13.9 | 14.11 | 13.2 | 9.95 | 2.17 | 0 | 0 | 0 | 0 | 0 | 0 | 0 | 0 | 0 | 0 | 0 | 0 | 0.31 | 5.59 | 11.69 | 13.13 | 12.87 | 12.51 | 12.71 | 12.64 | 11.63 | 6.83 | 0.63 | 0 | 0 | 0 | 0 | 0 | 0 | 0 | 0 | 0 | 0 | 0 | 0 | 0 | 0.02 | 2.65 | 8.33 | 10.45 | 10.3 | 9.9 | 10.31 | 10.15 | 9.35 | 5.11 | 0.42 | 0 | 0 | 0 | 0 | 0 | 0 | 0
GLDFGR_6_SOLAR2 |  | Solar_1Axis | Solar Tracking | CISO | South | Socal | FC | 11.4 | 0 | 0 | 0 | 0 | 0 | 0 | 0.01 | 1.37 | 5.35 | 6.96 | 6.89 | 6.77 | 6.7 | 6.72 | 6.08 | 4.39 | 0.74 | 0 | 0 | 0 | 0 | 0 | 0 | 0 | 0 | 0 | 0 | 0 | 0 | 0 | 0.08 | 2.98 | 7.26 | 8.02 | 7.84 | 7.77 | 7.73 | 7.45 | 7.27 | 6.61 | 2.81 | 0.11 | 0 | 0 | 0 | 0 | 0 | 0 | 0 | 0 | 0 | 0 | 0 | 0 | 0.02 | 1.95 | 6.78 | 8.32 | 8.35 | 8.18 | 8.09 | 8.06 | 7.65 | 7.06 | 5.26 | 1.98 | 0.32 | 0 | 0 | 0 | 0 | 0 | 0 | 0 | 0 | 0 | 0 | 0 | 0.35 | 4.16 | 8.16 | 8.73 | 9.09 | 9.06 | 9.12 | 9.02 | 8.92 | 8.6 | 8.11 | 6.57 | 2.08 | 0.03 | 0 | 0 | 0 | 0 | 0 | 0 | 0 | 0 | 0 | 0.01 | 1.69 | 6.24 | 8.58 | 9.29 | 9.59 | 9.67 | 9.7 | 9.66 | 9.5 | 9.27 | 8.84 | 7.75 | 3.74 | 0.3 | 0 | 0 | 0 | 0 | 0 | 0 | 0 | 0 | 0 | 0.03 | 2.08 | 6.34 | 8.47 | 9.2 | 9.63 | 9.81 | 9.75 | 9.75 | 9.6 | 9.34 | 8.95 | 8.09 | 4.84 | 0.79 | 0 | 0 | 0 | 0 | 0 | 0 | 0 | 0 | 0 | 0 | 0.92 | 4.88 | 7.81 | 8.99 | 9.46 | 9.65 | 9.56 | 9.45 | 9.37 | 9.14 | 8.67 | 7.5 | 4.3 | 0.64 | 0 | 0 | 0 | 0 | 0 | 0 | 0 | 0 | 0 | 0 | 0.35 | 3.9 | 7.67 | 8.99 | 9.47 | 9.71 | 9.74 | 9.52 | 9.05 | 8.84 | 8.13 | 6.47 | 2.31 | 0.06 | 0 | 0 | 0 | 0 | 0 | 0 | 0 | 0 | 0 | 0 | 0.06 | 2.6 | 6.67 | 8.21 | 8.8 | 8.96 | 9.11 | 8.94 | 8.69 | 8.13 | 7.37 | 3.91 | 0.35 | 0 | 0 | 0 | 0 | 0 | 0 | 0 | 0 | 0 | 0 | 0 | 0 | 1.14 | 5.62 | 7.52 | 7.91 | 8.02 | 8 | 7.92 | 8.04 | 7.52 | 5.67 | 1.24 | 0 | 0 | 0 | 0 | 0 | 0 | 0 | 0 | 0 | 0 | 0 | 0 | 0.18 | 3.19 | 6.66 | 7.48 | 7.34 | 7.13 | 7.25 | 7.21 | 6.63 | 3.89 | 0.36 | 0 | 0 | 0 | 0 | 0 | 0 | 0 | 0 | 0 | 0 | 0 | 0 | 0 | 0.01 | 1.51 | 4.75 | 5.95 | 5.87 | 5.65 | 5.88 | 5.78 | 5.33 | 2.91 | 0.24 | 0 | 0 | 0 | 0 | 0 | 0 | 0
GLDTWN_6_COLUM3 |  | Solar_1Axis | Solar Tracking | CISO | South | Socal | FC | 10 | 0 | 0 | 0 | 0 | 0 | 0 | 0 | 1.2 | 4.69 | 6.11 | 6.05 | 5.94 | 5.88 | 5.89 | 5.34 | 3.85 | 0.65 | 0 | 0 | 0 | 0 | 0 | 0 | 0 | 0 | 0 | 0 | 0 | 0 | 0 | 0.07 | 2.62 | 6.36 | 7.03 | 6.88 | 6.82 | 6.78 | 6.54 | 6.38 | 5.8 | 2.46 | 0.1 | 0 | 0 | 0 | 0 | 0 | 0 | 0 | 0 | 0 | 0 | 0 | 0 | 0.01 | 1.71 | 5.94 | 7.3 | 7.32 | 7.17 | 7.1 | 7.07 | 6.71 | 6.19 | 4.62 | 1.74 | 0.28 | 0 | 0 | 0 | 0 | 0 | 0 | 0 | 0 | 0 | 0 | 0 | 0.31 | 3.65 | 7.16 | 7.66 | 7.97 | 7.95 | 8 | 7.92 | 7.82 | 7.54 | 7.11 | 5.76 | 1.82 | 0.03 | 0 | 0 | 0 | 0 | 0 | 0 | 0 | 0 | 0 | 0.01 | 1.48 | 5.48 | 7.52 | 8.15 | 8.41 | 8.48 | 8.51 | 8.48 | 8.33 | 8.13 | 7.75 | 6.8 | 3.28 | 0.26 | 0 | 0 | 0 | 0 | 0 | 0 | 0 | 0 | 0 | 0.02 | 1.82 | 5.56 | 7.43 | 8.07 | 8.44 | 8.61 | 8.55 | 8.55 | 8.42 | 8.19 | 7.85 | 7.09 | 4.24 | 0.69 | 0 | 0 | 0 | 0 | 0 | 0 | 0 | 0 | 0 | 0 | 0.81 | 4.28 | 6.85 | 7.88 | 8.3 | 8.46 | 8.39 | 8.29 | 8.22 | 8.02 | 7.61 | 6.58 | 3.77 | 0.56 | 0 | 0 | 0 | 0 | 0 | 0 | 0 | 0 | 0 | 0 | 0.31 | 3.43 | 6.73 | 7.88 | 8.31 | 8.52 | 8.55 | 8.35 | 7.94 | 7.76 | 7.13 | 5.68 | 2.03 | 0.06 | 0 | 0 | 0 | 0 | 0 | 0 | 0 | 0 | 0 | 0 | 0.05 | 2.28 | 5.85 | 7.2 | 7.72 | 7.86 | 7.99 | 7.84 | 7.62 | 7.13 | 6.46 | 3.43 | 0.3 | 0 | 0 | 0 | 0 | 0 | 0 | 0 | 0 | 0 | 0 | 0 | 0 | 1 | 4.93 | 6.59 | 6.94 | 7.04 | 7.02 | 6.95 | 7.06 | 6.6 | 4.98 | 1.08 | 0 | 0 | 0 | 0 | 0 | 0 | 0 | 0 | 0 | 0 | 0 | 0 | 0.16 | 2.8 | 5.84 | 6.56 | 6.44 | 6.26 | 6.36 | 6.32 | 5.81 | 3.41 | 0.32 | 0 | 0 | 0 | 0 | 0 | 0 | 0 | 0 | 0 | 0 | 0 | 0 | 0 | 0.01 | 1.32 | 4.17 | 5.22 | 5.15 | 4.95 | 5.15 | 5.07 | 4.67 | 2.55 | 0.21 | 0 | 0 | 0 | 0 | 0 | 0 | 0
GLDTWN_6_SOLAR |  | Solar_1Axis | Solar Tracking | CISO | South | Socal | FC | 5 | 0 | 0 | 0 | 0 | 0 | 0 | 0 | 0.6 | 2.35 | 3.05 | 3.02 | 2.97 | 2.94 | 2.95 | 2.67 | 1.93 | 0.32 | 0 | 0 | 0 | 0 | 0 | 0 | 0 | 0 | 0 | 0 | 0 | 0 | 0 | 0.03 | 1.31 | 3.18 | 3.52 | 3.44 | 3.41 | 3.39 | 3.27 | 3.19 | 2.9 | 1.23 | 0.05 | 0 | 0 | 0 | 0 | 0 | 0 | 0 | 0 | 0 | 0 | 0 | 0 | 0.01 | 0.86 | 2.97 | 3.65 | 3.66 | 3.59 | 3.55 | 3.53 | 3.36 | 3.09 | 2.31 | 0.87 | 0.14 | 0 | 0 | 0 | 0 | 0 | 0 | 0 | 0 | 0 | 0 | 0 | 0.15 | 1.83 | 3.58 | 3.83 | 3.99 | 3.98 | 4 | 3.96 | 3.91 | 3.77 | 3.55 | 2.88 | 0.91 | 0.01 | 0 | 0 | 0 | 0 | 0 | 0 | 0 | 0 | 0 | 0 | 0.74 | 2.74 | 3.76 | 4.07 | 4.21 | 4.24 | 4.26 | 4.24 | 4.17 | 4.07 | 3.88 | 3.4 | 1.64 | 0.13 | 0 | 0 | 0 | 0 | 0 | 0 | 0 | 0 | 0 | 0.01 | 0.91 | 2.78 | 3.72 | 4.04 | 4.22 | 4.3 | 4.28 | 4.28 | 4.21 | 4.1 | 3.93 | 3.55 | 2.12 | 0.34 | 0 | 0 | 0 | 0 | 0 | 0 | 0 | 0 | 0 | 0 | 0.4 | 2.14 | 3.43 | 3.94 | 4.15 | 4.23 | 4.19 | 4.14 | 4.11 | 4.01 | 3.8 | 3.29 | 1.89 | 0.28 | 0 | 0 | 0 | 0 | 0 | 0 | 0 | 0 | 0 | 0 | 0.15 | 1.71 | 3.36 | 3.94 | 4.15 | 4.26 | 4.27 | 4.18 | 3.97 | 3.88 | 3.57 | 2.84 | 1.02 | 0.03 | 0 | 0 | 0 | 0 | 0 | 0 | 0 | 0 | 0 | 0 | 0.02 | 1.14 | 2.92 | 3.6 | 3.86 | 3.93 | 4 | 3.92 | 3.81 | 3.56 | 3.23 | 1.71 | 0.15 | 0 | 0 | 0 | 0 | 0 | 0 | 0 | 0 | 0 | 0 | 0 | 0 | 0.5 | 2.47 | 3.3 | 3.47 | 3.52 | 3.51 | 3.48 | 3.53 | 3.3 | 2.49 | 0.54 | 0 | 0 | 0 | 0 | 0 | 0 | 0 | 0 | 0 | 0 | 0 | 0 | 0.08 | 1.4 | 2.92 | 3.28 | 3.22 | 3.13 | 3.18 | 3.16 | 2.91 | 1.71 | 0.16 | 0 | 0 | 0 | 0 | 0 | 0 | 0 | 0 | 0 | 0 | 0 | 0 | 0 | 0.01 | 0.66 | 2.08 | 2.61 | 2.57 | 2.48 | 2.58 | 2.54 | 2.34 | 1.28 | 0.11 | 0 | 0 | 0 | 0 | 0 | 0 | 0
GLOW_6_SOLAR |  | Solar_1Axis | Solar Tracking | CISO | South | Socal | EO | 20 | 0 | 0 | 0 | 0 | 0 | 0 | 0.01 | 2.4 | 9.38 | 12.22 | 12.1 | 11.88 | 11.75 | 11.78 | 10.67 | 7.7 | 1.3 | 0 | 0 | 0 | 0 | 0 | 0 | 0 | 0 | 0 | 0 | 0 | 0 | 0 | 0.14 | 5.23 | 12.73 | 14.07 | 13.76 | 13.64 | 13.56 | 13.08 | 12.76 | 11.6 | 4.93 | 0.2 | 0 | 0 | 0 | 0 | 0 | 0 | 0 | 0 | 0 | 0 | 0 | 0 | 0.03 | 3.42 | 11.89 | 14.59 | 14.65 | 14.35 | 14.2 | 14.13 | 13.42 | 12.38 | 9.24 | 3.47 | 0.56 | 0 | 0 | 0 | 0 | 0 | 0 | 0 | 0 | 0 | 0 | 0 | 0.61 | 7.31 | 14.32 | 15.31 | 15.95 | 15.9 | 16 | 15.83 | 15.65 | 15.08 | 14.22 | 11.53 | 3.65 | 0.06 | 0 | 0 | 0 | 0 | 0 | 0 | 0 | 0 | 0 | 0.01 | 2.97 | 10.95 | 15.04 | 16.29 | 16.83 | 16.97 | 17.03 | 16.95 | 16.67 | 16.26 | 15.51 | 13.6 | 6.57 | 0.52 | 0 | 0 | 0 | 0 | 0 | 0 | 0 | 0 | 0 | 0.05 | 3.64 | 11.13 | 14.86 | 16.15 | 16.89 | 17.21 | 17.1 | 17.1 | 16.84 | 16.39 | 15.71 | 14.19 | 8.49 | 1.38 | 0 | 0 | 0 | 0 | 0 | 0 | 0 | 0 | 0 | 0 | 1.62 | 8.55 | 13.71 | 15.76 | 16.6 | 16.93 | 16.77 | 16.58 | 16.43 | 16.04 | 15.22 | 13.16 | 7.55 | 1.13 | 0 | 0 | 0 | 0 | 0 | 0 | 0 | 0 | 0 | 0 | 0.62 | 6.85 | 13.46 | 15.77 | 16.61 | 17.03 | 17.09 | 16.71 | 15.88 | 15.52 | 14.26 | 11.36 | 4.06 | 0.11 | 0 | 0 | 0 | 0 | 0 | 0 | 0 | 0 | 0 | 0 | 0.1 | 4.57 | 11.7 | 14.41 | 15.44 | 15.72 | 15.98 | 15.69 | 15.24 | 14.26 | 12.92 | 6.86 | 0.61 | 0 | 0 | 0 | 0 | 0 | 0 | 0 | 0 | 0 | 0 | 0 | 0 | 2 | 9.87 | 13.19 | 13.87 | 14.07 | 14.04 | 13.9 | 14.11 | 13.2 | 9.95 | 2.17 | 0 | 0 | 0 | 0 | 0 | 0 | 0 | 0 | 0 | 0 | 0 | 0 | 0.31 | 5.59 | 11.69 | 13.13 | 12.87 | 12.51 | 12.71 | 12.64 | 11.63 | 6.83 | 0.63 | 0 | 0 | 0 | 0 | 0 | 0 | 0 | 0 | 0 | 0 | 0 | 0 | 0 | 0.02 | 2.65 | 8.33 | 10.45 | 10.3 | 9.9 | 10.31 | 10.15 | 9.35 | 5.11 | 0.42 | 0 | 0 | 0 | 0 | 0 | 0 | 0
GOOSLK_1_SOLAR1 |  | Solar_1Axis | Solar Tracking | CISO | North | Norcal | FC | 12 | 0 | 0 | 0 | 0 | 0 | 0 | 0 | 0.28 | 2.27 | 4.02 | 4.9 | 5.3 | 5.47 | 5.1 | 4.76 | 3.27 | 0.72 | 0 | 0 | 0 | 0 | 0 | 0 | 0 | 0 | 0 | 0 | 0 | 0 | 0 | 0 | 1.52 | 6.2 | 7.95 | 7.92 | 7.56 | 7.47 | 7.45 | 7.61 | 6.61 | 3.45 | 0.18 | 0 | 0 | 0 | 0 | 0 | 0 | 0 | 0 | 0 | 0 | 0 | 0 | 0 | 0.94 | 5.28 | 7.92 | 8.35 | 8.05 | 8.11 | 7.77 | 7.39 | 6.95 | 5.82 | 1.76 | 0.37 | 0 | 0 | 0 | 0 | 0 | 0 | 0 | 0 | 0 | 0 | 0 | 0.09 | 3.09 | 7.37 | 8.67 | 8.62 | 8.49 | 8.77 | 8.73 | 8.56 | 8.67 | 8.17 | 7.26 | 3.12 | 0.12 | 0 | 0 | 0 | 0 | 0 | 0 | 0 | 0 | 0 | 0 | 1.12 | 5.99 | 8.42 | 9.01 | 9.16 | 9.09 | 9.28 | 9.3 | 9.32 | 9.44 | 9.18 | 8.61 | 5.24 | 0.7 | 0 | 0 | 0 | 0 | 0 | 0 | 0 | 0 | 0 | 0.01 | 1.86 | 6.77 | 9.13 | 9.93 | 10.06 | 10.15 | 10.21 | 10.15 | 10.08 | 10.11 | 9.73 | 9.11 | 6.57 | 1.78 | 0.02 | 0 | 0 | 0 | 0 | 0 | 0 | 0 | 0 | 0 | 0.84 | 5.55 | 9.16 | 10.11 | 10.27 | 10.3 | 10.22 | 10.22 | 10.06 | 10.05 | 9.69 | 8.96 | 6.21 | 1.43 | 0.01 | 0 | 0 | 0 | 0 | 0 | 0 | 0 | 0 | 0 | 0.12 | 3.28 | 7.65 | 9.32 | 9.69 | 9.81 | 9.8 | 9.71 | 9.7 | 9.66 | 9.24 | 7.52 | 3.31 | 0.19 | 0 | 0 | 0 | 0 | 0 | 0 | 0 | 0 | 0 | 0 | 0 | 1.59 | 6.11 | 8.17 | 8.66 | 8.76 | 8.66 | 8.6 | 8.63 | 8.75 | 7.88 | 4.88 | 0.63 | 0 | 0 | 0 | 0 | 0 | 0 | 0 | 0 | 0 | 0 | 0 | 0 | 0.41 | 3.91 | 6.83 | 7.53 | 7.43 | 7.16 | 7.24 | 7.46 | 7.29 | 5.71 | 1.61 | 0.01 | 0 | 0 | 0 | 0 | 0 | 0 | 0 | 0 | 0 | 0 | 0 | 0.01 | 1.29 | 4.47 | 6.1 | 6.33 | 6.06 | 6.24 | 6.38 | 6.03 | 3.68 | 0.44 | 0 | 0 | 0 | 0 | 0 | 0 | 0 | 0 | 0 | 0 | 0 | 0 | 0 | 0 | 0.3 | 2.25 | 3.68 | 4.41 | 4.82 | 4.75 | 4.58 | 3.85 | 2.05 | 0.24 | 0 | 0 | 0 | 0 | 0 | 0 | 0
GRIDLY_6_SOLAR |  | Solar_Fixed | Solar Fixed | CISO | North | Norcal | EO | 2.5 | 0 | 0 | 0 | 0 | 0 | 0 | 0 | 0.08 | 0.54 | 1.06 | 1.33 | 1.4 | 1.46 | 1.28 | 1.2 | 0.82 | 0.19 | 0 | 0 | 0 | 0 | 0 | 0 | 0 | 0 | 0 | 0 | 0 | 0 | 0 | 0 | 0.29 | 1.12 | 1.54 | 1.69 | 1.73 | 1.77 | 1.67 | 1.55 | 1.26 | 0.64 | 0.05 | 0 | 0 | 0 | 0 | 0 | 0 | 0 | 0 | 0 | 0 | 0 | 0 | 0 | 0.16 | 0.86 | 1.4 | 1.68 | 1.72 | 1.7 | 1.64 | 1.54 | 1.37 | 1.06 | 0.37 | 0.08 | 0 | 0 | 0 | 0 | 0 | 0 | 0 | 0 | 0 | 0 | 0 | 0.01 | 0.45 | 1.25 | 1.7 | 1.89 | 1.97 | 2.03 | 2 | 1.99 | 1.9 | 1.68 | 1.28 | 0.49 | 0.02 | 0 | 0 | 0 | 0 | 0 | 0 | 0 | 0 | 0 | 0 | 0.14 | 0.82 | 1.43 | 1.8 | 1.98 | 2.06 | 2.06 | 2.06 | 2.06 | 1.98 | 1.76 | 1.43 | 0.75 | 0.1 | 0 | 0 | 0 | 0 | 0 | 0 | 0 | 0 | 0 | 0 | 0.22 | 0.91 | 1.49 | 1.84 | 2.04 | 2.14 | 2.17 | 2.19 | 2.14 | 2.06 | 1.84 | 1.5 | 0.91 | 0.23 | 0 | 0 | 0 | 0 | 0 | 0 | 0 | 0 | 0 | 0 | 0.11 | 0.77 | 1.47 | 1.87 | 2.09 | 2.2 | 2.24 | 2.22 | 2.17 | 2.06 | 1.86 | 1.51 | 0.91 | 0.2 | 0 | 0 | 0 | 0 | 0 | 0 | 0 | 0 | 0 | 0 | 0.02 | 0.48 | 1.27 | 1.76 | 2.02 | 2.13 | 2.16 | 2.15 | 2.11 | 2.01 | 1.76 | 1.3 | 0.53 | 0.04 | 0 | 0 | 0 | 0 | 0 | 0 | 0 | 0 | 0 | 0 | 0 | 0.27 | 1.07 | 1.62 | 1.89 | 1.99 | 2.03 | 2.01 | 1.97 | 1.86 | 1.54 | 0.87 | 0.13 | 0 | 0 | 0 | 0 | 0 | 0 | 0 | 0 | 0 | 0 | 0 | 0 | 0.09 | 0.77 | 1.4 | 1.66 | 1.75 | 1.77 | 1.76 | 1.71 | 1.54 | 1.12 | 0.34 | 0 | 0 | 0 | 0 | 0 | 0 | 0 | 0 | 0 | 0 | 0 | 0 | 0 | 0.3 | 1.03 | 1.45 | 1.61 | 1.64 | 1.63 | 1.54 | 1.35 | 0.77 | 0.1 | 0 | 0 | 0 | 0 | 0 | 0 | 0 | 0 | 0 | 0 | 0 | 0 | 0 | 0 | 0.1 | 0.56 | 0.98 | 1.21 | 1.29 | 1.24 | 1.12 | 1.03 | 0.53 | 0.06 | 0 | 0 | 0 | 0 | 0 | 0 | 0
GUERNS_6_SOLAR |  | Solar_1Axis | Solar Tracking | CISO | North | Norcal | FC | 20 | 0 | 0 | 0 | 0 | 0 | 0 | 0 | 0.47 | 3.78 | 6.7 | 8.17 | 8.83 | 9.12 | 8.51 | 7.94 | 5.45 | 1.21 | 0 | 0 | 0 | 0 | 0 | 0 | 0 | 0 | 0 | 0 | 0 | 0 | 0 | 0 | 2.54 | 10.33 | 13.25 | 13.2 | 12.6 | 12.45 | 12.42 | 12.69 | 11.02 | 5.75 | 0.31 | 0 | 0 | 0 | 0 | 0 | 0 | 0 | 0 | 0 | 0 | 0 | 0 | 0 | 1.56 | 8.8 | 13.2 | 13.92 | 13.41 | 13.52 | 12.95 | 12.31 | 11.59 | 9.7 | 2.94 | 0.61 | 0 | 0 | 0 | 0 | 0 | 0 | 0 | 0 | 0 | 0 | 0 | 0.16 | 5.14 | 12.28 | 14.45 | 14.37 | 14.15 | 14.62 | 14.54 | 14.27 | 14.46 | 13.61 | 12.09 | 5.2 | 0.21 | 0 | 0 | 0 | 0 | 0 | 0 | 0 | 0 | 0 | 0 | 1.87 | 9.98 | 14.04 | 15.02 | 15.27 | 15.15 | 15.47 | 15.49 | 15.53 | 15.74 | 15.3 | 14.35 | 8.74 | 1.16 | 0 | 0 | 0 | 0 | 0 | 0 | 0 | 0 | 0 | 0.01 | 3.11 | 11.28 | 15.22 | 16.54 | 16.76 | 16.91 | 17.02 | 16.92 | 16.8 | 16.85 | 16.21 | 15.19 | 10.96 | 2.97 | 0.03 | 0 | 0 | 0 | 0 | 0 | 0 | 0 | 0 | 0 | 1.4 | 9.24 | 15.27 | 16.86 | 17.11 | 17.16 | 17.04 | 17.03 | 16.76 | 16.75 | 16.14 | 14.93 | 10.36 | 2.39 | 0.01 | 0 | 0 | 0 | 0 | 0 | 0 | 0 | 0 | 0 | 0.21 | 5.46 | 12.76 | 15.53 | 16.15 | 16.36 | 16.34 | 16.18 | 16.16 | 16.1 | 15.4 | 12.54 | 5.51 | 0.32 | 0 | 0 | 0 | 0 | 0 | 0 | 0 | 0 | 0 | 0 | 0.01 | 2.64 | 10.19 | 13.62 | 14.43 | 14.6 | 14.43 | 14.34 | 14.38 | 14.58 | 13.13 | 8.14 | 1.04 | 0 | 0 | 0 | 0 | 0 | 0 | 0 | 0 | 0 | 0 | 0 | 0 | 0.69 | 6.51 | 11.38 | 12.55 | 12.39 | 11.93 | 12.07 | 12.44 | 12.14 | 9.52 | 2.69 | 0.02 | 0 | 0 | 0 | 0 | 0 | 0 | 0 | 0 | 0 | 0 | 0 | 0.02 | 2.15 | 7.45 | 10.16 | 10.55 | 10.11 | 10.39 | 10.64 | 10.05 | 6.13 | 0.73 | 0 | 0 | 0 | 0 | 0 | 0 | 0 | 0 | 0 | 0 | 0 | 0 | 0 | 0 | 0.5 | 3.75 | 6.13 | 7.34 | 8.04 | 7.92 | 7.63 | 6.42 | 3.42 | 0.4 | 0 | 0 | 0 | 0 | 0 | 0 | 0
HATRDG_2_WIND |  | Wind | Wind | CISO | North | Norcal | FC | 102 | 5.41 | 5.17 | 4.48 | 4.22 | 4.64 | 4.78 | 4.72 | 4.98 | 4.56 | 3.9 | 4.08 | 4.32 | 3.72 | 3.42 | 3.06 | 2.67 | 2.77 | 3.64 | 4.32 | 4.75 | 4.42 | 4.71 | 5.15 | 5.18 | 12.32 | 13.06 | 12.33 | 10.41 | 9.54 | 9.73 | 9.73 | 10.37 | 8.31 | 7.81 | 8.26 | 7.37 | 6.87 | 6.67 | 6.15 | 6.42 | 6.15 | 7.04 | 7.48 | 7.79 | 8.61 | 10.76 | 11.52 | 12.52 | 14.18 | 13.44 | 12.15 | 11.47 | 10.22 | 8.06 | 7.76 | 7.18 | 7.14 | 5.93 | 5.01 | 5.07 | 4.94 | 5.32 | 5.49 | 5.54 | 6.43 | 7.27 | 10.06 | 13.59 | 16.32 | 15.51 | 15.29 | 14.3 | 38.48 | 35.05 | 34.51 | 28.59 | 25.33 | 22.2 | 20.61 | 16.26 | 11.82 | 12.47 | 11.02 | 8.74 | 8.97 | 10.36 | 12.2 | 16.23 | 21.74 | 27.78 | 29.66 | 31.18 | 34.89 | 35.57 | 37.9 | 39.45 | 49.64 | 47.06 | 46.81 | 46.03 | 39.35 | 33.75 | 30.99 | 25.6 | 25.86 | 22.57 | 18.35 | 14.5 | 16.35 | 19.02 | 21.4 | 28.69 | 38.32 | 44.43 | 49.04 | 47.63 | 48.96 | 51.38 | 49.24 | 47.11 | 37.76 | 40.35 | 35.91 | 33.02 | 29.71 | 27.09 | 22.92 | 16.04 | 12.78 | 8.93 | 7.66 | 5.44 | 4.4 | 5.84 | 6.47 | 9.85 | 16.75 | 25.11 | 31.33 | 32.72 | 35.81 | 36.37 | 36.5 | 37.96 | 60.85 | 59.35 | 54.97 | 49.06 | 46.29 | 43.34 | 36.94 | 30.79 | 21.91 | 17.78 | 11.31 | 8.07 | 7.32 | 11.26 | 13.31 | 19.45 | 31.85 | 40.17 | 42.51 | 44.48 | 50.98 | 52.83 | 58 | 61.02 | 49.73 | 47.54 | 44.68 | 39.62 | 34.33 | 29.63 | 25.64 | 21.85 | 13.94 | 10.37 | 7.59 | 5.06 | 3.15 | 4.42 | 5.46 | 8.46 | 13.92 | 21.94 | 29.68 | 38.61 | 47.05 | 49.64 | 50.31 | 51.24 | 18.77 | 18.47 | 17.4 | 16.22 | 12.47 | 10.03 | 9.67 | 7.56 | 5.63 | 3.43 | 2.65 | 1.32 | 0.91 | 1.4 | 2.15 | 3 | 5.21 | 6.74 | 7.57 | 11.44 | 15.14 | 16.82 | 17.49 | 17.82 | 7.82 | 7.19 | 5.28 | 4.26 | 3.5 | 2.91 | 3.34 | 2.79 | 2.56 | 1.73 | 1.05 | 0.85 | 0.67 | 0.71 | 0.95 | 1.01 | 0.9 | 1.01 | 1.83 | 2.49 | 3.62 | 4.37 | 5.63 | 6.44 | 5.88 | 5.18 | 4.7 | 5.58 | 5.12 | 5.09 | 4.82 | 5.29 | 4.38 | 3.41 | 3.03 | 2.67 | 2.69 | 2.4 | 2.61 | 2.94 | 2.75 | 2.89 | 3.49 | 3.61 | 4.82 | 5.23 | 6 | 5.97 | 5.57 | 5.56 | 5.36 | 4.76 | 5.18 | 5.33 | 4.65 | 5.3 | 4.98 | 4.08 | 3.86 | 3.27 | 3.33 | 3.24 | 3.47 | 3.68 | 3.4 | 3.49 | 4.37 | 5.25 | 6.03 | 5.78 | 5.33 | 6.12
HENRTA_6_SOLAR1 |  | Solar_1Axis | Solar Tracking | CISO | North | Norcal | ID | 1.5 | 0 | 0 | 0 | 0 | 0 | 0 | 0 | 0.04 | 0.28 | 0.5 | 0.61 | 0.66 | 0.68 | 0.64 | 0.6 | 0.41 | 0.09 | 0 | 0 | 0 | 0 | 0 | 0 | 0 | 0 | 0 | 0 | 0 | 0 | 0 | 0 | 0.19 | 0.77 | 0.99 | 0.99 | 0.95 | 0.93 | 0.93 | 0.95 | 0.83 | 0.43 | 0.02 | 0 | 0 | 0 | 0 | 0 | 0 | 0 | 0 | 0 | 0 | 0 | 0 | 0 | 0.12 | 0.66 | 0.99 | 1.04 | 1.01 | 1.01 | 0.97 | 0.92 | 0.87 | 0.73 | 0.22 | 0.05 | 0 | 0 | 0 | 0 | 0 | 0 | 0 | 0 | 0 | 0 | 0 | 0.01 | 0.39 | 0.92 | 1.08 | 1.08 | 1.06 | 1.1 | 1.09 | 1.07 | 1.08 | 1.02 | 0.91 | 0.39 | 0.02 | 0 | 0 | 0 | 0 | 0 | 0 | 0 | 0 | 0 | 0 | 0.14 | 0.75 | 1.05 | 1.13 | 1.15 | 1.14 | 1.16 | 1.16 | 1.16 | 1.18 | 1.15 | 1.08 | 0.66 | 0.09 | 0 | 0 | 0 | 0 | 0 | 0 | 0 | 0 | 0 | 0 | 0.23 | 0.85 | 1.14 | 1.24 | 1.26 | 1.27 | 1.28 | 1.27 | 1.26 | 1.26 | 1.22 | 1.14 | 0.82 | 0.22 | 0 | 0 | 0 | 0 | 0 | 0 | 0 | 0 | 0 | 0 | 0.1 | 0.69 | 1.15 | 1.26 | 1.28 | 1.29 | 1.28 | 1.28 | 1.26 | 1.26 | 1.21 | 1.12 | 0.78 | 0.18 | 0 | 0 | 0 | 0 | 0 | 0 | 0 | 0 | 0 | 0 | 0.02 | 0.41 | 0.96 | 1.17 | 1.21 | 1.23 | 1.23 | 1.21 | 1.21 | 1.21 | 1.15 | 0.94 | 0.41 | 0.02 | 0 | 0 | 0 | 0 | 0 | 0 | 0 | 0 | 0 | 0 | 0 | 0.2 | 0.76 | 1.02 | 1.08 | 1.09 | 1.08 | 1.08 | 1.08 | 1.09 | 0.98 | 0.61 | 0.08 | 0 | 0 | 0 | 0 | 0 | 0 | 0 | 0 | 0 | 0 | 0 | 0 | 0.05 | 0.49 | 0.85 | 0.94 | 0.93 | 0.89 | 0.91 | 0.93 | 0.91 | 0.71 | 0.2 | 0 | 0 | 0 | 0 | 0 | 0 | 0 | 0 | 0 | 0 | 0 | 0 | 0 | 0.16 | 0.56 | 0.76 | 0.79 | 0.76 | 0.78 | 0.8 | 0.75 | 0.46 | 0.05 | 0 | 0 | 0 | 0 | 0 | 0 | 0 | 0 | 0 | 0 | 0 | 0 | 0 | 0 | 0.04 | 0.28 | 0.46 | 0.55 | 0.6 | 0.59 | 0.57 | 0.48 | 0.26 | 0.03 | 0 | 0 | 0 | 0 | 0 | 0 | 0
HENRTA_6_SOLAR2 |  | Solar_1Axis | Solar Tracking | CISO | North | Norcal | EO | 2 | 0 | 0 | 0 | 0 | 0 | 0 | 0 | 0.05 | 0.38 | 0.67 | 0.82 | 0.88 | 0.91 | 0.85 | 0.79 | 0.54 | 0.12 | 0 | 0 | 0 | 0 | 0 | 0 | 0 | 0 | 0 | 0 | 0 | 0 | 0 | 0 | 0.25 | 1.03 | 1.33 | 1.32 | 1.26 | 1.24 | 1.24 | 1.27 | 1.1 | 0.58 | 0.03 | 0 | 0 | 0 | 0 | 0 | 0 | 0 | 0 | 0 | 0 | 0 | 0 | 0 | 0.16 | 0.88 | 1.32 | 1.39 | 1.34 | 1.35 | 1.29 | 1.23 | 1.16 | 0.97 | 0.29 | 0.06 | 0 | 0 | 0 | 0 | 0 | 0 | 0 | 0 | 0 | 0 | 0 | 0.02 | 0.51 | 1.23 | 1.44 | 1.44 | 1.42 | 1.46 | 1.45 | 1.43 | 1.45 | 1.36 | 1.21 | 0.52 | 0.02 | 0 | 0 | 0 | 0 | 0 | 0 | 0 | 0 | 0 | 0 | 0.19 | 1 | 1.4 | 1.5 | 1.53 | 1.51 | 1.55 | 1.55 | 1.55 | 1.57 | 1.53 | 1.43 | 0.87 | 0.12 | 0 | 0 | 0 | 0 | 0 | 0 | 0 | 0 | 0 | 0 | 0.31 | 1.13 | 1.52 | 1.65 | 1.68 | 1.69 | 1.7 | 1.69 | 1.68 | 1.69 | 1.62 | 1.52 | 1.1 | 0.3 | 0 | 0 | 0 | 0 | 0 | 0 | 0 | 0 | 0 | 0 | 0.14 | 0.92 | 1.53 | 1.69 | 1.71 | 1.72 | 1.7 | 1.7 | 1.68 | 1.67 | 1.61 | 1.49 | 1.04 | 0.24 | 0 | 0 | 0 | 0 | 0 | 0 | 0 | 0 | 0 | 0 | 0.02 | 0.55 | 1.28 | 1.55 | 1.62 | 1.64 | 1.63 | 1.62 | 1.62 | 1.61 | 1.54 | 1.25 | 0.55 | 0.03 | 0 | 0 | 0 | 0 | 0 | 0 | 0 | 0 | 0 | 0 | 0 | 0.26 | 1.02 | 1.36 | 1.44 | 1.46 | 1.44 | 1.43 | 1.44 | 1.46 | 1.31 | 0.81 | 0.1 | 0 | 0 | 0 | 0 | 0 | 0 | 0 | 0 | 0 | 0 | 0 | 0 | 0.07 | 0.65 | 1.14 | 1.26 | 1.24 | 1.19 | 1.21 | 1.24 | 1.21 | 0.95 | 0.27 | 0 | 0 | 0 | 0 | 0 | 0 | 0 | 0 | 0 | 0 | 0 | 0 | 0 | 0.21 | 0.74 | 1.02 | 1.06 | 1.01 | 1.04 | 1.06 | 1.01 | 0.61 | 0.07 | 0 | 0 | 0 | 0 | 0 | 0 | 0 | 0 | 0 | 0 | 0 | 0 | 0 | 0 | 0.05 | 0.37 | 0.61 | 0.73 | 0.8 | 0.79 | 0.76 | 0.64 | 0.34 | 0.04 | 0 | 0 | 0 | 0 | 0 | 0 | 0
HENRTS_1_SOLAR |  | Solar_1Axis | Solar Tracking | CISO | North | Norcal | FC | 100 | 0 | 0 | 0 | 0 | 0 | 0 | 0 | 2.35 | 18.9 | 33.48 | 40.83 | 44.14 | 45.59 | 42.53 | 39.69 | 27.24 | 6.03 | 0 | 0 | 0 | 0 | 0 | 0 | 0 | 0 | 0 | 0 | 0 | 0 | 0 | 0.02 | 12.68 | 51.66 | 66.26 | 66.02 | 63.02 | 62.23 | 62.08 | 63.44 | 55.08 | 28.76 | 1.53 | 0 | 0 | 0 | 0 | 0 | 0 | 0 | 0 | 0 | 0 | 0 | 0 | 0 | 7.79 | 43.98 | 66.02 | 69.6 | 67.06 | 67.62 | 64.74 | 61.56 | 57.94 | 48.52 | 14.7 | 3.05 | 0 | 0 | 0 | 0 | 0 | 0 | 0 | 0 | 0 | 0 | 0 | 0.78 | 25.71 | 61.41 | 72.25 | 71.83 | 70.75 | 73.12 | 72.71 | 71.33 | 72.28 | 68.05 | 60.47 | 26 | 1.04 | 0 | 0 | 0 | 0 | 0 | 0 | 0 | 0 | 0 | 0 | 9.34 | 49.88 | 70.19 | 75.09 | 76.34 | 75.74 | 77.34 | 77.47 | 77.65 | 78.69 | 76.48 | 71.75 | 43.71 | 5.8 | 0 | 0 | 0 | 0 | 0 | 0 | 0 | 0 | 0 | 0.06 | 15.53 | 56.42 | 76.09 | 82.71 | 83.82 | 84.54 | 85.09 | 84.6 | 84.01 | 84.26 | 81.05 | 75.93 | 54.78 | 14.83 | 0.13 | 0 | 0 | 0 | 0 | 0 | 0 | 0 | 0 | 0 | 6.98 | 46.22 | 76.33 | 84.29 | 85.57 | 85.81 | 85.18 | 85.16 | 83.81 | 83.75 | 80.72 | 74.66 | 51.79 | 11.96 | 0.06 | 0 | 0 | 0 | 0 | 0 | 0 | 0 | 0 | 0 | 1.03 | 27.32 | 63.78 | 77.67 | 80.76 | 81.79 | 81.68 | 80.92 | 80.8 | 80.5 | 76.99 | 62.7 | 27.57 | 1.61 | 0 | 0 | 0 | 0 | 0 | 0 | 0 | 0 | 0 | 0 | 0.04 | 13.21 | 50.93 | 68.1 | 72.15 | 73 | 72.14 | 71.69 | 71.89 | 72.92 | 65.64 | 40.7 | 5.22 | 0 | 0 | 0 | 0 | 0 | 0 | 0 | 0 | 0 | 0 | 0 | 0 | 3.45 | 32.56 | 56.92 | 62.77 | 61.93 | 59.65 | 60.35 | 62.19 | 60.71 | 47.59 | 13.44 | 0.09 | 0 | 0 | 0 | 0 | 0 | 0 | 0 | 0 | 0 | 0 | 0 | 0.1 | 10.73 | 37.23 | 50.81 | 52.77 | 50.53 | 51.97 | 53.2 | 50.25 | 30.67 | 3.66 | 0 | 0 | 0 | 0 | 0 | 0 | 0 | 0 | 0 | 0 | 0 | 0 | 0 | 0 | 2.52 | 18.73 | 30.66 | 36.72 | 40.2 | 39.61 | 38.16 | 32.08 | 17.09 | 2.01 | 0 | 0 | 0 | 0 | 0 | 0 | 0
HERDLN_6_BYHSR1 |  | Solar_Fixed | Solar Fixed | CISO | North | Norcal | EO | 5 | 0 | 0 | 0 | 0 | 0 | 0 | 0 | 0.15 | 1.08 | 2.11 | 2.66 | 2.79 | 2.91 | 2.56 | 2.41 | 1.64 | 0.39 | 0 | 0 | 0 | 0 | 0 | 0 | 0 | 0 | 0 | 0 | 0 | 0 | 0 | 0 | 0.57 | 2.23 | 3.07 | 3.37 | 3.45 | 3.54 | 3.33 | 3.1 | 2.52 | 1.28 | 0.09 | 0 | 0 | 0 | 0 | 0 | 0 | 0 | 0 | 0 | 0 | 0 | 0 | 0 | 0.32 | 1.72 | 2.8 | 3.35 | 3.43 | 3.4 | 3.28 | 3.07 | 2.74 | 2.11 | 0.75 | 0.16 | 0 | 0 | 0 | 0 | 0 | 0 | 0 | 0 | 0 | 0 | 0 | 0.03 | 0.89 | 2.51 | 3.4 | 3.79 | 3.94 | 4.06 | 3.99 | 3.98 | 3.8 | 3.36 | 2.56 | 0.99 | 0.04 | 0 | 0 | 0 | 0 | 0 | 0 | 0 | 0 | 0 | 0 | 0.28 | 1.63 | 2.86 | 3.6 | 3.97 | 4.12 | 4.11 | 4.11 | 4.11 | 3.96 | 3.53 | 2.86 | 1.5 | 0.2 | 0 | 0 | 0 | 0 | 0 | 0 | 0 | 0 | 0 | 0 | 0.43 | 1.82 | 2.99 | 3.67 | 4.08 | 4.28 | 4.35 | 4.38 | 4.29 | 4.12 | 3.68 | 2.99 | 1.82 | 0.45 | 0 | 0 | 0 | 0 | 0 | 0 | 0 | 0 | 0 | 0 | 0.21 | 1.55 | 2.93 | 3.75 | 4.18 | 4.4 | 4.47 | 4.43 | 4.34 | 4.12 | 3.72 | 3.02 | 1.81 | 0.4 | 0 | 0 | 0 | 0 | 0 | 0 | 0 | 0 | 0 | 0 | 0.04 | 0.96 | 2.55 | 3.51 | 4.04 | 4.27 | 4.31 | 4.31 | 4.23 | 4.01 | 3.53 | 2.6 | 1.05 | 0.07 | 0 | 0 | 0 | 0 | 0 | 0 | 0 | 0 | 0 | 0 | 0 | 0.54 | 2.14 | 3.23 | 3.78 | 3.99 | 4.07 | 4.02 | 3.94 | 3.73 | 3.09 | 1.74 | 0.27 | 0 | 0 | 0 | 0 | 0 | 0 | 0 | 0 | 0 | 0 | 0 | 0 | 0.17 | 1.53 | 2.8 | 3.33 | 3.49 | 3.54 | 3.52 | 3.42 | 3.09 | 2.24 | 0.68 | 0.01 | 0 | 0 | 0 | 0 | 0 | 0 | 0 | 0 | 0 | 0 | 0 | 0.01 | 0.61 | 2.06 | 2.89 | 3.23 | 3.29 | 3.27 | 3.08 | 2.7 | 1.55 | 0.2 | 0 | 0 | 0 | 0 | 0 | 0 | 0 | 0 | 0 | 0 | 0 | 0 | 0 | 0 | 0.2 | 1.13 | 1.96 | 2.42 | 2.59 | 2.47 | 2.23 | 2.05 | 1.06 | 0.13 | 0 | 0 | 0 | 0 | 0 | 0 | 0
HIGHDS_2_H5SSR1 |  | Paired_Solar_1Axis | Solar Tracking | CISO | South | Socal | FC | 100 | 0 | 0 | 0 | 0 | 0 | 0 | 0.05 | 11.98 | 46.92 | 61.09 | 60.48 | 59.41 | 58.77 | 58.91 | 53.36 | 38.5 | 6.5 | 0 | 0 | 0 | 0 | 0 | 0 | 0 | 0 | 0 | 0 | 0 | 0 | 0 | 0.69 | 26.16 | 63.64 | 70.33 | 68.79 | 68.19 | 67.81 | 65.39 | 63.79 | 57.98 | 24.63 | 0.99 | 0 | 0 | 0 | 0 | 0 | 0 | 0 | 0 | 0 | 0 | 0 | 0 | 0.15 | 17.11 | 59.44 | 72.97 | 73.23 | 71.74 | 70.99 | 70.67 | 67.12 | 61.89 | 46.18 | 17.37 | 2.81 | 0 | 0 | 0 | 0 | 0 | 0 | 0 | 0 | 0 | 0 | 0 | 3.06 | 36.53 | 71.58 | 76.56 | 79.73 | 79.5 | 80.01 | 79.16 | 78.24 | 75.4 | 71.1 | 57.64 | 18.23 | 0.29 | 0 | 0 | 0 | 0 | 0 | 0 | 0 | 0 | 0 | 0.06 | 14.83 | 54.76 | 75.22 | 81.46 | 84.13 | 84.85 | 85.13 | 84.76 | 83.33 | 81.32 | 77.54 | 68.01 | 32.83 | 2.6 | 0 | 0 | 0 | 0 | 0 | 0 | 0 | 0 | 0 | 0.24 | 18.21 | 55.64 | 74.3 | 80.74 | 84.44 | 86.06 | 85.5 | 85.52 | 84.19 | 81.95 | 78.55 | 70.95 | 42.44 | 6.89 | 0 | 0 | 0 | 0 | 0 | 0 | 0 | 0 | 0 | 0 | 8.08 | 42.76 | 68.55 | 78.82 | 83.02 | 84.65 | 83.87 | 82.89 | 82.17 | 80.19 | 76.08 | 65.8 | 37.73 | 5.64 | 0 | 0 | 0 | 0 | 0 | 0 | 0 | 0 | 0 | 0 | 3.1 | 34.25 | 67.29 | 78.83 | 83.05 | 85.15 | 85.45 | 83.54 | 79.42 | 77.58 | 71.3 | 56.79 | 20.3 | 0.56 | 0 | 0 | 0 | 0 | 0 | 0 | 0 | 0 | 0 | 0 | 0.49 | 22.84 | 58.48 | 72.04 | 77.18 | 78.59 | 79.9 | 78.43 | 76.21 | 71.28 | 64.61 | 34.3 | 3.05 | 0 | 0 | 0 | 0 | 0 | 0 | 0 | 0 | 0 | 0 | 0 | 0 | 10 | 49.34 | 65.94 | 69.37 | 70.37 | 70.2 | 69.52 | 70.56 | 66 | 49.77 | 10.84 | 0.01 | 0 | 0 | 0 | 0 | 0 | 0 | 0 | 0 | 0 | 0 | 0 | 1.57 | 27.96 | 58.45 | 65.64 | 64.37 | 62.56 | 63.57 | 63.2 | 58.14 | 34.15 | 3.17 | 0 | 0 | 0 | 0 | 0 | 0 | 0 | 0 | 0 | 0 | 0 | 0 | 0 | 0.11 | 13.23 | 41.67 | 52.23 | 51.48 | 49.52 | 51.55 | 50.73 | 46.74 | 25.54 | 2.1 | 0 | 0 | 0 | 0 | 0 | 0 | 0
HOLSTR_1_SOLAR |  | Solar_Fixed | Solar Fixed | CISO | North | Norcal | EO | 1.5 | 0 | 0 | 0 | 0 | 0 | 0 | 0 | 0.05 | 0.32 | 0.63 | 0.8 | 0.84 | 0.87 | 0.77 | 0.72 | 0.49 | 0.12 | 0 | 0 | 0 | 0 | 0 | 0 | 0 | 0 | 0 | 0 | 0 | 0 | 0 | 0 | 0.17 | 0.67 | 0.92 | 1.01 | 1.04 | 1.06 | 1 | 0.93 | 0.76 | 0.38 | 0.03 | 0 | 0 | 0 | 0 | 0 | 0 | 0 | 0 | 0 | 0 | 0 | 0 | 0 | 0.1 | 0.52 | 0.84 | 1.01 | 1.03 | 1.02 | 0.99 | 0.92 | 0.82 | 0.63 | 0.22 | 0.05 | 0 | 0 | 0 | 0 | 0 | 0 | 0 | 0 | 0 | 0 | 0 | 0.01 | 0.27 | 0.75 | 1.02 | 1.14 | 1.18 | 1.22 | 1.2 | 1.19 | 1.14 | 1.01 | 0.77 | 0.3 | 0.01 | 0 | 0 | 0 | 0 | 0 | 0 | 0 | 0 | 0 | 0 | 0.08 | 0.49 | 0.86 | 1.08 | 1.19 | 1.24 | 1.23 | 1.23 | 1.23 | 1.19 | 1.06 | 0.86 | 0.45 | 0.06 | 0 | 0 | 0 | 0 | 0 | 0 | 0 | 0 | 0 | 0 | 0.13 | 0.55 | 0.9 | 1.1 | 1.22 | 1.28 | 1.3 | 1.31 | 1.29 | 1.24 | 1.1 | 0.9 | 0.55 | 0.14 | 0 | 0 | 0 | 0 | 0 | 0 | 0 | 0 | 0 | 0 | 0.06 | 0.46 | 0.88 | 1.12 | 1.25 | 1.32 | 1.34 | 1.33 | 1.3 | 1.24 | 1.12 | 0.91 | 0.54 | 0.12 | 0 | 0 | 0 | 0 | 0 | 0 | 0 | 0 | 0 | 0 | 0.01 | 0.29 | 0.76 | 1.05 | 1.21 | 1.28 | 1.29 | 1.29 | 1.27 | 1.2 | 1.06 | 0.78 | 0.32 | 0.02 | 0 | 0 | 0 | 0 | 0 | 0 | 0 | 0 | 0 | 0 | 0 | 0.16 | 0.64 | 0.97 | 1.13 | 1.2 | 1.22 | 1.21 | 1.18 | 1.12 | 0.93 | 0.52 | 0.08 | 0 | 0 | 0 | 0 | 0 | 0 | 0 | 0 | 0 | 0 | 0 | 0 | 0.05 | 0.46 | 0.84 | 1 | 1.05 | 1.06 | 1.05 | 1.02 | 0.93 | 0.67 | 0.2 | 0 | 0 | 0 | 0 | 0 | 0 | 0 | 0 | 0 | 0 | 0 | 0 | 0 | 0.18 | 0.62 | 0.87 | 0.97 | 0.99 | 0.98 | 0.93 | 0.81 | 0.46 | 0.06 | 0 | 0 | 0 | 0 | 0 | 0 | 0 | 0 | 0 | 0 | 0 | 0 | 0 | 0 | 0.06 | 0.34 | 0.59 | 0.73 | 0.78 | 0.74 | 0.67 | 0.62 | 0.32 | 0.04 | 0 | 0 | 0 | 0 | 0 | 0 | 0
HOLSTR_1_SOLAR2 |  | Solar_1Axis | Solar Tracking | CISO | North | Norcal | FC | 1.5 | 0 | 0 | 0 | 0 | 0 | 0 | 0 | 0.04 | 0.28 | 0.5 | 0.61 | 0.66 | 0.68 | 0.64 | 0.6 | 0.41 | 0.09 | 0 | 0 | 0 | 0 | 0 | 0 | 0 | 0 | 0 | 0 | 0 | 0 | 0 | 0 | 0.19 | 0.77 | 0.99 | 0.99 | 0.95 | 0.93 | 0.93 | 0.95 | 0.83 | 0.43 | 0.02 | 0 | 0 | 0 | 0 | 0 | 0 | 0 | 0 | 0 | 0 | 0 | 0 | 0 | 0.12 | 0.66 | 0.99 | 1.04 | 1.01 | 1.01 | 0.97 | 0.92 | 0.87 | 0.73 | 0.22 | 0.05 | 0 | 0 | 0 | 0 | 0 | 0 | 0 | 0 | 0 | 0 | 0 | 0.01 | 0.39 | 0.92 | 1.08 | 1.08 | 1.06 | 1.1 | 1.09 | 1.07 | 1.08 | 1.02 | 0.91 | 0.39 | 0.02 | 0 | 0 | 0 | 0 | 0 | 0 | 0 | 0 | 0 | 0 | 0.14 | 0.75 | 1.05 | 1.13 | 1.15 | 1.14 | 1.16 | 1.16 | 1.16 | 1.18 | 1.15 | 1.08 | 0.66 | 0.09 | 0 | 0 | 0 | 0 | 0 | 0 | 0 | 0 | 0 | 0 | 0.23 | 0.85 | 1.14 | 1.24 | 1.26 | 1.27 | 1.28 | 1.27 | 1.26 | 1.26 | 1.22 | 1.14 | 0.82 | 0.22 | 0 | 0 | 0 | 0 | 0 | 0 | 0 | 0 | 0 | 0 | 0.1 | 0.69 | 1.15 | 1.26 | 1.28 | 1.29 | 1.28 | 1.28 | 1.26 | 1.26 | 1.21 | 1.12 | 0.78 | 0.18 | 0 | 0 | 0 | 0 | 0 | 0 | 0 | 0 | 0 | 0 | 0.02 | 0.41 | 0.96 | 1.17 | 1.21 | 1.23 | 1.23 | 1.21 | 1.21 | 1.21 | 1.15 | 0.94 | 0.41 | 0.02 | 0 | 0 | 0 | 0 | 0 | 0 | 0 | 0 | 0 | 0 | 0 | 0.2 | 0.76 | 1.02 | 1.08 | 1.09 | 1.08 | 1.08 | 1.08 | 1.09 | 0.98 | 0.61 | 0.08 | 0 | 0 | 0 | 0 | 0 | 0 | 0 | 0 | 0 | 0 | 0 | 0 | 0.05 | 0.49 | 0.85 | 0.94 | 0.93 | 0.89 | 0.91 | 0.93 | 0.91 | 0.71 | 0.2 | 0 | 0 | 0 | 0 | 0 | 0 | 0 | 0 | 0 | 0 | 0 | 0 | 0 | 0.16 | 0.56 | 0.76 | 0.79 | 0.76 | 0.78 | 0.8 | 0.75 | 0.46 | 0.05 | 0 | 0 | 0 | 0 | 0 | 0 | 0 | 0 | 0 | 0 | 0 | 0 | 0 | 0 | 0.04 | 0.28 | 0.46 | 0.55 | 0.6 | 0.59 | 0.57 | 0.48 | 0.26 | 0.03 | 0 | 0 | 0 | 0 | 0 | 0 | 0
HURON_6_SOLAR |  | Solar_Fixed | Solar Fixed | CISO | North | Norcal | FC | 20 | 0 | 0 | 0 | 0 | 0 | 0 | 0 | 0.62 | 4.32 | 8.46 | 10.65 | 11.16 | 11.64 | 10.25 | 9.63 | 6.57 | 1.54 | 0 | 0 | 0 | 0 | 0 | 0 | 0 | 0 | 0 | 0 | 0 | 0 | 0 | 0 | 2.29 | 8.92 | 12.29 | 13.48 | 13.8 | 14.15 | 13.34 | 12.42 | 10.08 | 5.11 | 0.37 | 0 | 0 | 0 | 0 | 0 | 0 | 0 | 0 | 0 | 0 | 0 | 0 | 0 | 1.27 | 6.87 | 11.2 | 13.42 | 13.72 | 13.62 | 13.13 | 12.3 | 10.96 | 8.45 | 2.99 | 0.64 | 0 | 0 | 0 | 0 | 0 | 0 | 0 | 0 | 0 | 0 | 0 | 0.12 | 3.56 | 10.04 | 13.58 | 15.15 | 15.75 | 16.26 | 15.98 | 15.91 | 15.2 | 13.45 | 10.25 | 3.94 | 0.17 | 0 | 0 | 0 | 0 | 0 | 0 | 0 | 0 | 0 | 0 | 1.13 | 6.54 | 11.45 | 14.42 | 15.87 | 16.49 | 16.45 | 16.45 | 16.44 | 15.82 | 14.1 | 11.43 | 5.99 | 0.81 | 0 | 0 | 0 | 0 | 0 | 0 | 0 | 0 | 0 | 0.01 | 1.73 | 7.29 | 11.94 | 14.68 | 16.3 | 17.12 | 17.39 | 17.52 | 17.15 | 16.48 | 14.73 | 11.97 | 7.29 | 1.81 | 0.02 | 0 | 0 | 0 | 0 | 0 | 0 | 0 | 0 | 0 | 0.86 | 6.19 | 11.74 | 14.99 | 16.71 | 17.59 | 17.89 | 17.73 | 17.35 | 16.49 | 14.88 | 12.07 | 7.26 | 1.59 | 0.01 | 0 | 0 | 0 | 0 | 0 | 0 | 0 | 0 | 0 | 0.17 | 3.85 | 10.19 | 14.05 | 16.15 | 17.07 | 17.25 | 17.23 | 16.91 | 16.06 | 14.11 | 10.38 | 4.21 | 0.28 | 0 | 0 | 0 | 0 | 0 | 0 | 0 | 0 | 0 | 0 | 0.01 | 2.15 | 8.56 | 12.94 | 15.13 | 15.95 | 16.28 | 16.1 | 15.77 | 14.91 | 12.36 | 6.96 | 1.06 | 0 | 0 | 0 | 0 | 0 | 0 | 0 | 0 | 0 | 0 | 0 | 0 | 0.69 | 6.13 | 11.18 | 13.3 | 13.98 | 14.18 | 14.06 | 13.66 | 12.34 | 8.97 | 2.73 | 0.02 | 0 | 0 | 0 | 0 | 0 | 0 | 0 | 0 | 0 | 0 | 0 | 0.02 | 2.43 | 8.25 | 11.58 | 12.9 | 13.15 | 13.08 | 12.33 | 10.81 | 6.18 | 0.82 | 0 | 0 | 0 | 0 | 0 | 0 | 0 | 0 | 0 | 0 | 0 | 0 | 0 | 0 | 0.78 | 4.5 | 7.85 | 9.68 | 10.34 | 9.89 | 8.93 | 8.22 | 4.24 | 0.52 | 0 | 0 | 0 | 0 | 0 | 0 | 0
INTTRB_6_UNIT |  | Wind | Wind | CISO | North | Norcal | FC | 18.4 | 0.98 | 0.93 | 0.81 | 0.76 | 0.84 | 0.86 | 0.85 | 0.9 | 0.82 | 0.7 | 0.74 | 0.78 | 0.67 | 0.62 | 0.55 | 0.48 | 0.5 | 0.66 | 0.78 | 0.86 | 0.8 | 0.85 | 0.93 | 0.93 | 2.22 | 2.36 | 2.22 | 1.88 | 1.72 | 1.76 | 1.76 | 1.87 | 1.5 | 1.41 | 1.49 | 1.33 | 1.24 | 1.2 | 1.11 | 1.16 | 1.11 | 1.27 | 1.35 | 1.4 | 1.55 | 1.94 | 2.08 | 2.26 | 2.56 | 2.43 | 2.19 | 2.07 | 1.84 | 1.45 | 1.4 | 1.3 | 1.29 | 1.07 | 0.9 | 0.91 | 0.89 | 0.96 | 0.99 | 1 | 1.16 | 1.31 | 1.81 | 2.45 | 2.94 | 2.8 | 2.76 | 2.58 | 6.94 | 6.32 | 6.22 | 5.16 | 4.57 | 4.01 | 3.72 | 2.93 | 2.13 | 2.25 | 1.99 | 1.58 | 1.62 | 1.87 | 2.2 | 2.93 | 3.92 | 5.01 | 5.35 | 5.62 | 6.29 | 6.42 | 6.84 | 7.12 | 8.95 | 8.49 | 8.44 | 8.3 | 7.1 | 6.09 | 5.59 | 4.62 | 4.66 | 4.07 | 3.31 | 2.62 | 2.95 | 3.43 | 3.86 | 5.18 | 6.91 | 8.02 | 8.85 | 8.59 | 8.83 | 9.27 | 8.88 | 8.5 | 6.81 | 7.28 | 6.48 | 5.96 | 5.36 | 4.89 | 4.14 | 2.89 | 2.31 | 1.61 | 1.38 | 0.98 | 0.79 | 1.05 | 1.17 | 1.78 | 3.02 | 4.53 | 5.65 | 5.9 | 6.46 | 6.56 | 6.58 | 6.85 | 10.98 | 10.71 | 9.92 | 8.85 | 8.35 | 7.82 | 6.66 | 5.55 | 3.95 | 3.21 | 2.04 | 1.46 | 1.32 | 2.03 | 2.4 | 3.51 | 5.75 | 7.25 | 7.67 | 8.02 | 9.2 | 9.53 | 10.46 | 11.01 | 8.97 | 8.58 | 8.06 | 7.15 | 6.19 | 5.34 | 4.63 | 3.94 | 2.52 | 1.87 | 1.37 | 0.91 | 0.57 | 0.8 | 0.99 | 1.53 | 2.51 | 3.96 | 5.35 | 6.96 | 8.49 | 8.96 | 9.08 | 9.24 | 3.39 | 3.33 | 3.14 | 2.93 | 2.25 | 1.81 | 1.75 | 1.36 | 1.02 | 0.62 | 0.48 | 0.24 | 0.16 | 0.25 | 0.39 | 0.54 | 0.94 | 1.22 | 1.36 | 2.06 | 2.73 | 3.03 | 3.16 | 3.21 | 1.41 | 1.3 | 0.95 | 0.77 | 0.63 | 0.52 | 0.6 | 0.5 | 0.46 | 0.31 | 0.19 | 0.15 | 0.12 | 0.13 | 0.17 | 0.18 | 0.16 | 0.18 | 0.33 | 0.45 | 0.65 | 0.79 | 1.01 | 1.16 | 1.06 | 0.93 | 0.85 | 1.01 | 0.92 | 0.92 | 0.87 | 0.95 | 0.79 | 0.61 | 0.55 | 0.48 | 0.48 | 0.43 | 0.47 | 0.53 | 0.5 | 0.52 | 0.63 | 0.65 | 0.87 | 0.94 | 1.08 | 1.08 | 1.01 | 1 | 0.97 | 0.86 | 0.93 | 0.96 | 0.84 | 0.96 | 0.9 | 0.74 | 0.7 | 0.59 | 0.6 | 0.58 | 0.63 | 0.66 | 0.61 | 0.63 | 0.79 | 0.95 | 1.09 | 1.04 | 0.96 | 1.1
IVANPA_1_UNIT1 |  | Solar_Thermal | Solar Thermal | CISO | South | Socal | FC | 126 | 0 | 0 | 0 | 0 | 0 | 0 | 0 | 0 | 2.74 | 21.07 | 29.34 | 36.43 | 33.51 | 28.61 | 29.87 | 24.08 | 7.15 | 0 | 0 | 0 | 0 | 0 | 0 | 0 | 0 | 0 | 0 | 0 | 0 | 0 | 0 | 0.14 | 17.47 | 44.59 | 48.72 | 45.84 | 41.54 | 41.3 | 44.07 | 42.14 | 23.61 | 5.14 | 0 | 0 | 0 | 0 | 0 | 0 | 0 | 0 | 0 | 0 | 0 | 0 | 0 | 0 | 18.36 | 55.59 | 62.74 | 61.81 | 62.75 | 67.81 | 65.87 | 61.81 | 50.82 | 20.8 | 0.93 | 0 | 0 | 0 | 0 | 0 | 0 | 0 | 0 | 0 | 0 | 0 | 0 | 3.88 | 48.91 | 77.5 | 87.15 | 87.51 | 88.12 | 85.83 | 79.04 | 71.02 | 65.17 | 56.51 | 25.65 | 2.85 | 0 | 0 | 0 | 0 | 0 | 0 | 0 | 0 | 0 | 0 | 1.38 | 31.5 | 84.63 | 102.84 | 105.72 | 105.54 | 103.84 | 101.73 | 99.19 | 91.66 | 82.86 | 69.93 | 45.7 | 10.2 | 0 | 0 | 0 | 0 | 0 | 0 | 0 | 0 | 0 | 0 | 3.54 | 40.23 | 86.72 | 97.78 | 100.77 | 99.61 | 98.97 | 96.99 | 92.16 | 88.07 | 84.14 | 74.54 | 51.96 | 18.17 | 0.33 | 0 | 0 | 0 | 0 | 0 | 0 | 0 | 0 | 0 | 0 | 7.01 | 39.05 | 63.24 | 71.81 | 74.19 | 75.43 | 71.94 | 70.09 | 65.79 | 63.45 | 51.72 | 38.06 | 12.13 | 0 | 0 | 0 | 0 | 0 | 0 | 0 | 0 | 0 | 0 | 0 | 3.57 | 44.13 | 73.62 | 88.09 | 91.53 | 90.35 | 77.69 | 73.49 | 69.06 | 65.14 | 54.68 | 33.04 | 5.21 | 0 | 0 | 0 | 0 | 0 | 0 | 0 | 0 | 0 | 0 | 0 | 1.06 | 35.74 | 73.19 | 86.79 | 87.39 | 86.24 | 82.34 | 76.94 | 73.14 | 68.14 | 50.58 | 12.32 | 0.04 | 0 | 0 | 0 | 0 | 0 | 0 | 0 | 0 | 0 | 0 | 0 | 0 | 17.83 | 67.68 | 84.37 | 83.42 | 82.7 | 80.97 | 82.37 | 78.3 | 63.11 | 27.08 | 1.96 | 0 | 0 | 0 | 0 | 0 | 0 | 0 | 0 | 0 | 0 | 0 | 0 | 0.46 | 23.65 | 59.65 | 67.17 | 65.83 | 64.14 | 63.64 | 58.74 | 40.28 | 10.57 | 0 | 0 | 0 | 0 | 0 | 0 | 0 | 0 | 0 | 0 | 0 | 0 | 0 | 0 | 0 | 1.63 | 13.62 | 21.46 | 22.77 | 22.54 | 23.34 | 23.05 | 16.53 | 3.76 | 0 | 0 | 0 | 0 | 0 | 0 | 0
IVANPA_1_UNIT2 |  | Solar_Thermal | Solar Thermal | CISO | South | Socal | FC | 133 | 0 | 0 | 0 | 0 | 0 | 0 | 0 | 0 | 2.89 | 22.24 | 30.97 | 38.46 | 35.37 | 30.2 | 31.53 | 25.42 | 7.55 | 0 | 0 | 0 | 0 | 0 | 0 | 0 | 0 | 0 | 0 | 0 | 0 | 0 | 0 | 0.14 | 18.44 | 47.07 | 51.43 | 48.38 | 43.85 | 43.6 | 46.52 | 44.48 | 24.93 | 5.42 | 0 | 0 | 0 | 0 | 0 | 0 | 0 | 0 | 0 | 0 | 0 | 0 | 0 | 0 | 19.37 | 58.67 | 66.22 | 65.24 | 66.24 | 71.58 | 69.53 | 65.24 | 53.65 | 21.95 | 0.98 | 0 | 0 | 0 | 0 | 0 | 0 | 0 | 0 | 0 | 0 | 0 | 0 | 4.09 | 51.63 | 81.81 | 91.99 | 92.37 | 93.01 | 90.6 | 83.43 | 74.97 | 68.79 | 59.65 | 27.07 | 3 | 0 | 0 | 0 | 0 | 0 | 0 | 0 | 0 | 0 | 0 | 1.45 | 33.25 | 89.34 | 108.56 | 111.59 | 111.41 | 109.61 | 107.38 | 104.71 | 96.75 | 87.47 | 73.81 | 48.24 | 10.77 | 0 | 0 | 0 | 0 | 0 | 0 | 0 | 0 | 0 | 0 | 3.74 | 42.46 | 91.54 | 103.21 | 106.36 | 105.14 | 104.47 | 102.38 | 97.28 | 92.97 | 88.82 | 78.68 | 54.84 | 19.18 | 0.35 | 0 | 0 | 0 | 0 | 0 | 0 | 0 | 0 | 0 | 0 | 7.4 | 41.22 | 66.75 | 75.8 | 78.31 | 79.63 | 75.94 | 73.98 | 69.45 | 66.97 | 54.59 | 40.17 | 12.81 | 0 | 0 | 0 | 0 | 0 | 0 | 0 | 0 | 0 | 0 | 0 | 3.77 | 46.59 | 77.71 | 92.98 | 96.61 | 95.37 | 82 | 77.57 | 72.9 | 68.76 | 57.72 | 34.88 | 5.5 | 0 | 0 | 0 | 0 | 0 | 0 | 0 | 0 | 0 | 0 | 0 | 1.12 | 37.73 | 77.26 | 91.61 | 92.25 | 91.03 | 86.91 | 81.22 | 77.21 | 71.93 | 53.39 | 13 | 0.05 | 0 | 0 | 0 | 0 | 0 | 0 | 0 | 0 | 0 | 0 | 0 | 0 | 18.82 | 71.44 | 89.06 | 88.05 | 87.29 | 85.47 | 86.95 | 82.65 | 66.61 | 28.58 | 2.07 | 0 | 0 | 0 | 0 | 0 | 0 | 0 | 0 | 0 | 0 | 0 | 0 | 0.48 | 24.96 | 62.96 | 70.9 | 69.48 | 67.71 | 67.18 | 62 | 42.52 | 11.15 | 0 | 0 | 0 | 0 | 0 | 0 | 0 | 0 | 0 | 0 | 0 | 0 | 0 | 0 | 0 | 1.72 | 14.37 | 22.65 | 24.03 | 23.79 | 24.64 | 24.33 | 17.45 | 3.97 | 0 | 0 | 0 | 0 | 0 | 0 | 0
IVANPA_1_UNIT3 |  | Solar_Thermal | Solar Thermal | CISO | South | Socal | FC | 133 | 0 | 0 | 0 | 0 | 0 | 0 | 0 | 0 | 2.89 | 22.24 | 30.97 | 38.46 | 35.37 | 30.2 | 31.53 | 25.42 | 7.55 | 0 | 0 | 0 | 0 | 0 | 0 | 0 | 0 | 0 | 0 | 0 | 0 | 0 | 0 | 0.14 | 18.44 | 47.07 | 51.43 | 48.38 | 43.85 | 43.6 | 46.52 | 44.48 | 24.93 | 5.42 | 0 | 0 | 0 | 0 | 0 | 0 | 0 | 0 | 0 | 0 | 0 | 0 | 0 | 0 | 19.37 | 58.67 | 66.22 | 65.24 | 66.24 | 71.58 | 69.53 | 65.24 | 53.65 | 21.95 | 0.98 | 0 | 0 | 0 | 0 | 0 | 0 | 0 | 0 | 0 | 0 | 0 | 0 | 4.09 | 51.63 | 81.81 | 91.99 | 92.37 | 93.01 | 90.6 | 83.43 | 74.97 | 68.79 | 59.65 | 27.07 | 3 | 0 | 0 | 0 | 0 | 0 | 0 | 0 | 0 | 0 | 0 | 1.45 | 33.25 | 89.34 | 108.56 | 111.59 | 111.41 | 109.61 | 107.38 | 104.71 | 96.75 | 87.47 | 73.81 | 48.24 | 10.77 | 0 | 0 | 0 | 0 | 0 | 0 | 0 | 0 | 0 | 0 | 3.74 | 42.46 | 91.54 | 103.21 | 106.36 | 105.14 | 104.47 | 102.38 | 97.28 | 92.97 | 88.82 | 78.68 | 54.84 | 19.18 | 0.35 | 0 | 0 | 0 | 0 | 0 | 0 | 0 | 0 | 0 | 0 | 7.4 | 41.22 | 66.75 | 75.8 | 78.31 | 79.63 | 75.94 | 73.98 | 69.45 | 66.97 | 54.59 | 40.17 | 12.81 | 0 | 0 | 0 | 0 | 0 | 0 | 0 | 0 | 0 | 0 | 0 | 3.77 | 46.59 | 77.71 | 92.98 | 96.61 | 95.37 | 82 | 77.57 | 72.9 | 68.76 | 57.72 | 34.88 | 5.5 | 0 | 0 | 0 | 0 | 0 | 0 | 0 | 0 | 0 | 0 | 0 | 1.12 | 37.73 | 77.26 | 91.61 | 92.25 | 91.03 | 86.91 | 81.22 | 77.21 | 71.93 | 53.39 | 13 | 0.05 | 0 | 0 | 0 | 0 | 0 | 0 | 0 | 0 | 0 | 0 | 0 | 0 | 18.82 | 71.44 | 89.06 | 88.05 | 87.29 | 85.47 | 86.95 | 82.65 | 66.61 | 28.58 | 2.07 | 0 | 0 | 0 | 0 | 0 | 0 | 0 | 0 | 0 | 0 | 0 | 0 | 0.48 | 24.96 | 62.96 | 70.9 | 69.48 | 67.71 | 67.18 | 62 | 42.52 | 11.15 | 0 | 0 | 0 | 0 | 0 | 0 | 0 | 0 | 0 | 0 | 0 | 0 | 0 | 0 | 0 | 1.72 | 14.37 | 22.65 | 24.03 | 23.79 | 24.64 | 24.33 | 17.45 | 3.97 | 0 | 0 | 0 | 0 | 0 | 0 | 0
IVSLR2_2_SM2SR1 |  | Solar_1Axis | Solar Tracking | CISO | South | Socal | FC | 150 | 0 | 0 | 0 | 0 | 0 | 0 | 0.07 | 17.97 | 70.38 | 91.63 | 90.72 | 89.11 | 88.15 | 88.36 | 80.04 | 57.76 | 9.74 | 0 | 0 | 0 | 0 | 0 | 0 | 0 | 0 | 0 | 0 | 0 | 0 | 0 | 1.03 | 39.23 | 95.47 | 105.49 | 103.18 | 102.28 | 101.71 | 98.08 | 95.69 | 86.98 | 36.95 | 1.48 | 0 | 0 | 0 | 0 | 0 | 0 | 0 | 0 | 0 | 0 | 0 | 0 | 0.22 | 25.66 | 89.16 | 109.45 | 109.84 | 107.61 | 106.49 | 106 | 100.68 | 92.83 | 69.27 | 26.06 | 4.21 | 0 | 0 | 0 | 0 | 0 | 0 | 0 | 0 | 0 | 0 | 0 | 4.59 | 54.8 | 107.36 | 114.84 | 119.59 | 119.25 | 120.01 | 118.74 | 117.36 | 113.1 | 106.65 | 86.46 | 27.34 | 0.44 | 0 | 0 | 0 | 0 | 0 | 0 | 0 | 0 | 0 | 0.09 | 22.24 | 82.14 | 112.83 | 122.2 | 126.2 | 127.27 | 127.69 | 127.15 | 124.99 | 121.97 | 116.31 | 102.01 | 49.25 | 3.9 | 0 | 0 | 0 | 0 | 0 | 0 | 0 | 0 | 0 | 0.36 | 27.32 | 83.46 | 111.45 | 121.11 | 126.67 | 129.09 | 128.25 | 128.28 | 126.28 | 122.92 | 117.82 | 106.42 | 63.66 | 10.33 | 0.01 | 0 | 0 | 0 | 0 | 0 | 0 | 0 | 0 | 0.01 | 12.12 | 64.15 | 102.82 | 118.23 | 124.53 | 126.97 | 125.8 | 124.33 | 123.26 | 120.28 | 114.13 | 98.7 | 56.59 | 8.46 | 0 | 0 | 0 | 0 | 0 | 0 | 0 | 0 | 0 | 0 | 4.64 | 51.38 | 100.94 | 118.25 | 124.58 | 127.73 | 128.18 | 125.3 | 119.14 | 116.37 | 106.96 | 85.19 | 30.45 | 0.84 | 0 | 0 | 0 | 0 | 0 | 0 | 0 | 0 | 0 | 0 | 0.74 | 34.27 | 87.72 | 108.06 | 115.77 | 117.89 | 119.85 | 117.64 | 114.31 | 106.91 | 96.91 | 51.44 | 4.57 | 0 | 0 | 0 | 0 | 0 | 0 | 0 | 0 | 0 | 0 | 0 | 0.01 | 14.99 | 74.01 | 98.92 | 104.06 | 105.55 | 105.3 | 104.28 | 105.85 | 99 | 74.65 | 16.26 | 0.01 | 0 | 0 | 0 | 0 | 0 | 0 | 0 | 0 | 0 | 0 | 0 | 2.36 | 41.94 | 87.67 | 98.46 | 96.56 | 93.83 | 95.36 | 94.81 | 87.21 | 51.22 | 4.75 | 0 | 0 | 0 | 0 | 0 | 0 | 0 | 0 | 0 | 0 | 0 | 0 | 0 | 0.16 | 19.84 | 62.5 | 78.34 | 77.22 | 74.28 | 77.32 | 76.1 | 70.11 | 38.31 | 3.15 | 0 | 0 | 0 | 0 | 0 | 0 | 0
IVSLRP_2_SOLAR1 |  | Solar_Fixed | Solar Fixed | CISO | South | Socal | FC | 200 | 0 | 0 | 0 | 0 | 0 | 0 | 0.32 | 26.48 | 88.85 | 120.54 | 130.25 | 134.51 | 131.03 | 126.17 | 105.37 | 61.49 | 8.93 | 0 | 0 | 0 | 0 | 0 | 0 | 0 | 0 | 0 | 0 | 0 | 0 | 0 | 2.21 | 49.29 | 116.91 | 139.27 | 149.01 | 149.55 | 146.89 | 141.44 | 130.13 | 99.93 | 38.74 | 0.95 | 0 | 0 | 0 | 0 | 0 | 0 | 0 | 0 | 0 | 0 | 0 | 0 | 0.43 | 28.27 | 98.64 | 136.73 | 150.09 | 152.63 | 150.75 | 147.13 | 138.37 | 122.35 | 77.18 | 35.88 | 5.41 | 0 | 0 | 0 | 0 | 0 | 0 | 0 | 0 | 0 | 0 | 0 | 5.48 | 55.26 | 118.98 | 149.36 | 162.99 | 169.72 | 169.97 | 166.51 | 162.22 | 148.79 | 126.59 | 86.84 | 21.67 | 0.29 | 0 | 0 | 0 | 0 | 0 | 0 | 0 | 0 | 0 | 0.29 | 22.87 | 84.03 | 127.47 | 151.5 | 168.39 | 175.07 | 176.01 | 174.09 | 170.55 | 158.86 | 138.9 | 100.83 | 37.87 | 2.47 | 0 | 0 | 0 | 0 | 0 | 0 | 0 | 0 | 0 | 0.74 | 28.12 | 85.76 | 130.21 | 155.54 | 172.15 | 179.95 | 181.36 | 181.13 | 174.93 | 161.95 | 141.95 | 108.49 | 51.76 | 6.54 | 0.01 | 0 | 0 | 0 | 0 | 0 | 0 | 0 | 0 | 0.03 | 13.49 | 58.97 | 108.89 | 140.11 | 160.89 | 171.47 | 174.91 | 173.5 | 165.7 | 155.01 | 134.19 | 100.93 | 45.9 | 5.23 | 0.01 | 0 | 0 | 0 | 0 | 0 | 0 | 0 | 0 | 0 | 5.99 | 53.07 | 113.26 | 145.63 | 165.51 | 175.78 | 179.09 | 176.18 | 168.82 | 153.66 | 130.03 | 86.75 | 24.78 | 0.67 | 0.01 | 0 | 0 | 0 | 0 | 0 | 0 | 0 | 0 | 0 | 1.66 | 40.79 | 105.78 | 142.53 | 162.51 | 171.51 | 173.58 | 172.02 | 164.03 | 144.43 | 116.3 | 51.47 | 4.6 | 0.02 | 0 | 0 | 0 | 0 | 0 | 0 | 0 | 0 | 0 | 0 | 0.19 | 21.74 | 91.7 | 131.21 | 149.32 | 158.7 | 160.91 | 158.57 | 150.8 | 134.19 | 84.91 | 17.03 | 0.08 | 0 | 0 | 0 | 0 | 0 | 0 | 0 | 0 | 0 | 0 | 0 | 4.94 | 53.98 | 107.98 | 134.29 | 143.34 | 146.73 | 142.18 | 134.62 | 110.83 | 50.61 | 3.41 | 0 | 0 | 0 | 0 | 0 | 0 | 0 | 0 | 0 | 0 | 0 | 0 | 0 | 0.6 | 28.49 | 79.96 | 107.05 | 117.97 | 124.2 | 120.42 | 110.59 | 90.16 | 40.35 | 2.49 | 0 | 0 | 0 | 0 | 0 | 0 | 0
IVWEST_2_SOLAR1 |  | Solar_1Axis | Solar Tracking | CISO | South | Socal | FC | 150 | 0 | 0 | 0 | 0 | 0 | 0 | 0.07 | 17.97 | 70.38 | 91.63 | 90.72 | 89.11 | 88.15 | 88.36 | 80.04 | 57.76 | 9.74 | 0 | 0 | 0 | 0 | 0 | 0 | 0 | 0 | 0 | 0 | 0 | 0 | 0 | 1.03 | 39.23 | 95.47 | 105.49 | 103.18 | 102.28 | 101.71 | 98.08 | 95.69 | 86.98 | 36.95 | 1.48 | 0 | 0 | 0 | 0 | 0 | 0 | 0 | 0 | 0 | 0 | 0 | 0 | 0.22 | 25.66 | 89.16 | 109.45 | 109.84 | 107.61 | 106.49 | 106 | 100.68 | 92.83 | 69.27 | 26.06 | 4.21 | 0 | 0 | 0 | 0 | 0 | 0 | 0 | 0 | 0 | 0 | 0 | 4.59 | 54.8 | 107.36 | 114.84 | 119.59 | 119.25 | 120.01 | 118.74 | 117.36 | 113.1 | 106.65 | 86.46 | 27.34 | 0.44 | 0 | 0 | 0 | 0 | 0 | 0 | 0 | 0 | 0 | 0.09 | 22.24 | 82.14 | 112.83 | 122.2 | 126.2 | 127.27 | 127.69 | 127.15 | 124.99 | 121.97 | 116.31 | 102.01 | 49.25 | 3.9 | 0 | 0 | 0 | 0 | 0 | 0 | 0 | 0 | 0 | 0.36 | 27.32 | 83.46 | 111.45 | 121.11 | 126.67 | 129.09 | 128.25 | 128.28 | 126.28 | 122.92 | 117.82 | 106.42 | 63.66 | 10.33 | 0.01 | 0 | 0 | 0 | 0 | 0 | 0 | 0 | 0 | 0.01 | 12.12 | 64.15 | 102.82 | 118.23 | 124.53 | 126.97 | 125.8 | 124.33 | 123.26 | 120.28 | 114.13 | 98.7 | 56.59 | 8.46 | 0 | 0 | 0 | 0 | 0 | 0 | 0 | 0 | 0 | 0 | 4.64 | 51.38 | 100.94 | 118.25 | 124.58 | 127.73 | 128.18 | 125.3 | 119.14 | 116.37 | 106.96 | 85.19 | 30.45 | 0.84 | 0 | 0 | 0 | 0 | 0 | 0 | 0 | 0 | 0 | 0 | 0.74 | 34.27 | 87.72 | 108.06 | 115.77 | 117.89 | 119.85 | 117.64 | 114.31 | 106.91 | 96.91 | 51.44 | 4.57 | 0 | 0 | 0 | 0 | 0 | 0 | 0 | 0 | 0 | 0 | 0 | 0.01 | 14.99 | 74.01 | 98.92 | 104.06 | 105.55 | 105.3 | 104.28 | 105.85 | 99 | 74.65 | 16.26 | 0.01 | 0 | 0 | 0 | 0 | 0 | 0 | 0 | 0 | 0 | 0 | 0 | 2.36 | 41.94 | 87.67 | 98.46 | 96.56 | 93.83 | 95.36 | 94.81 | 87.21 | 51.22 | 4.75 | 0 | 0 | 0 | 0 | 0 | 0 | 0 | 0 | 0 | 0 | 0 | 0 | 0 | 0.16 | 19.84 | 62.5 | 78.34 | 77.22 | 74.28 | 77.32 | 76.1 | 70.11 | 38.31 | 3.15 | 0 | 0 | 0 | 0 | 0 | 0 | 0
JACMSR_1_JACSR1 |  | Solar_1Axis | Solar Tracking | CISO | South | Socal | FC | 20 | 0 | 0 | 0 | 0 | 0 | 0 | 0.01 | 2.4 | 9.38 | 12.22 | 12.1 | 11.88 | 11.75 | 11.78 | 10.67 | 7.7 | 1.3 | 0 | 0 | 0 | 0 | 0 | 0 | 0 | 0 | 0 | 0 | 0 | 0 | 0 | 0.14 | 5.23 | 12.73 | 14.07 | 13.76 | 13.64 | 13.56 | 13.08 | 12.76 | 11.6 | 4.93 | 0.2 | 0 | 0 | 0 | 0 | 0 | 0 | 0 | 0 | 0 | 0 | 0 | 0 | 0.03 | 3.42 | 11.89 | 14.59 | 14.65 | 14.35 | 14.2 | 14.13 | 13.42 | 12.38 | 9.24 | 3.47 | 0.56 | 0 | 0 | 0 | 0 | 0 | 0 | 0 | 0 | 0 | 0 | 0 | 0.61 | 7.31 | 14.32 | 15.31 | 15.95 | 15.9 | 16 | 15.83 | 15.65 | 15.08 | 14.22 | 11.53 | 3.65 | 0.06 | 0 | 0 | 0 | 0 | 0 | 0 | 0 | 0 | 0 | 0.01 | 2.97 | 10.95 | 15.04 | 16.29 | 16.83 | 16.97 | 17.03 | 16.95 | 16.67 | 16.26 | 15.51 | 13.6 | 6.57 | 0.52 | 0 | 0 | 0 | 0 | 0 | 0 | 0 | 0 | 0 | 0.05 | 3.64 | 11.13 | 14.86 | 16.15 | 16.89 | 17.21 | 17.1 | 17.1 | 16.84 | 16.39 | 15.71 | 14.19 | 8.49 | 1.38 | 0 | 0 | 0 | 0 | 0 | 0 | 0 | 0 | 0 | 0 | 1.62 | 8.55 | 13.71 | 15.76 | 16.6 | 16.93 | 16.77 | 16.58 | 16.43 | 16.04 | 15.22 | 13.16 | 7.55 | 1.13 | 0 | 0 | 0 | 0 | 0 | 0 | 0 | 0 | 0 | 0 | 0.62 | 6.85 | 13.46 | 15.77 | 16.61 | 17.03 | 17.09 | 16.71 | 15.88 | 15.52 | 14.26 | 11.36 | 4.06 | 0.11 | 0 | 0 | 0 | 0 | 0 | 0 | 0 | 0 | 0 | 0 | 0.1 | 4.57 | 11.7 | 14.41 | 15.44 | 15.72 | 15.98 | 15.69 | 15.24 | 14.26 | 12.92 | 6.86 | 0.61 | 0 | 0 | 0 | 0 | 0 | 0 | 0 | 0 | 0 | 0 | 0 | 0 | 2 | 9.87 | 13.19 | 13.87 | 14.07 | 14.04 | 13.9 | 14.11 | 13.2 | 9.95 | 2.17 | 0 | 0 | 0 | 0 | 0 | 0 | 0 | 0 | 0 | 0 | 0 | 0 | 0.31 | 5.59 | 11.69 | 13.13 | 12.87 | 12.51 | 12.71 | 12.64 | 11.63 | 6.83 | 0.63 | 0 | 0 | 0 | 0 | 0 | 0 | 0 | 0 | 0 | 0 | 0 | 0 | 0 | 0.02 | 2.65 | 8.33 | 10.45 | 10.3 | 9.9 | 10.31 | 10.15 | 9.35 | 5.11 | 0.42 | 0 | 0 | 0 | 0 | 0 | 0 | 0
JAVASR_1_JAVSR1 |  | Solar_1Axis | Solar Tracking | CISO | North | Norcal | ID | 13.5 | 0 | 0 | 0 | 0 | 0 | 0 | 0 | 0.32 | 2.55 | 4.52 | 5.51 | 5.96 | 6.15 | 5.74 | 5.36 | 3.68 | 0.81 | 0 | 0 | 0 | 0 | 0 | 0 | 0 | 0 | 0 | 0 | 0 | 0 | 0 | 0 | 1.71 | 6.97 | 8.94 | 8.91 | 8.51 | 8.4 | 8.38 | 8.56 | 7.44 | 3.88 | 0.21 | 0 | 0 | 0 | 0 | 0 | 0 | 0 | 0 | 0 | 0 | 0 | 0 | 0 | 1.05 | 5.94 | 8.91 | 9.4 | 9.05 | 9.13 | 8.74 | 8.31 | 7.82 | 6.55 | 1.98 | 0.41 | 0 | 0 | 0 | 0 | 0 | 0 | 0 | 0 | 0 | 0 | 0 | 0.11 | 3.47 | 8.29 | 9.75 | 9.7 | 9.55 | 9.87 | 9.82 | 9.63 | 9.76 | 9.19 | 8.16 | 3.51 | 0.14 | 0 | 0 | 0 | 0 | 0 | 0 | 0 | 0 | 0 | 0 | 1.26 | 6.73 | 9.48 | 10.14 | 10.31 | 10.23 | 10.44 | 10.46 | 10.48 | 10.62 | 10.33 | 9.69 | 5.9 | 0.78 | 0 | 0 | 0 | 0 | 0 | 0 | 0 | 0 | 0 | 0.01 | 2.1 | 7.62 | 10.27 | 11.17 | 11.32 | 11.41 | 11.49 | 11.42 | 11.34 | 11.37 | 10.94 | 10.25 | 7.4 | 2 | 0.02 | 0 | 0 | 0 | 0 | 0 | 0 | 0 | 0 | 0 | 0.94 | 6.24 | 10.31 | 11.38 | 11.55 | 11.58 | 11.5 | 11.5 | 11.31 | 11.31 | 10.9 | 10.08 | 6.99 | 1.61 | 0.01 | 0 | 0 | 0 | 0 | 0 | 0 | 0 | 0 | 0 | 0.14 | 3.69 | 8.61 | 10.49 | 10.9 | 11.04 | 11.03 | 10.92 | 10.91 | 10.87 | 10.39 | 8.46 | 3.72 | 0.22 | 0 | 0 | 0 | 0 | 0 | 0 | 0 | 0 | 0 | 0 | 0.01 | 1.78 | 6.88 | 9.19 | 9.74 | 9.85 | 9.74 | 9.68 | 9.71 | 9.84 | 8.86 | 5.49 | 0.7 | 0 | 0 | 0 | 0 | 0 | 0 | 0 | 0 | 0 | 0 | 0 | 0 | 0.47 | 4.4 | 7.68 | 8.47 | 8.36 | 8.05 | 8.15 | 8.4 | 8.2 | 6.42 | 1.81 | 0.01 | 0 | 0 | 0 | 0 | 0 | 0 | 0 | 0 | 0 | 0 | 0 | 0.01 | 1.45 | 5.03 | 6.86 | 7.12 | 6.82 | 7.02 | 7.18 | 6.78 | 4.14 | 0.49 | 0 | 0 | 0 | 0 | 0 | 0 | 0 | 0 | 0 | 0 | 0 | 0 | 0 | 0 | 0.34 | 2.53 | 4.14 | 4.96 | 5.43 | 5.35 | 5.15 | 4.33 | 2.31 | 0.27 | 0 | 0 | 0 | 0 | 0 | 0 | 0
JAWBNE_2_NSRWND |  | Wind | Wind | CISO | South | Socal | FC | 160 | 8.4 | 8.89 | 8.38 | 7.99 | 8.93 | 8.68 | 8.91 | 8.17 | 7.1 | 8.05 | 7.16 | 7.85 | 8.81 | 8.04 | 8.86 | 8.84 | 7.56 | 7.29 | 8.72 | 8.24 | 8.13 | 8.92 | 7.7 | 8.13 | 15.51 | 14.79 | 16.96 | 16.53 | 13.96 | 14.8 | 14.57 | 11.95 | 12.49 | 13.8 | 17.18 | 17.8 | 16.05 | 14.85 | 18.96 | 19.43 | 19.05 | 19.92 | 18.82 | 20.47 | 23.5 | 20.3 | 17.86 | 17.57 | 17.28 | 16.22 | 14.23 | 14.1 | 14.38 | 14.34 | 14.37 | 11.82 | 9.13 | 9.11 | 9.27 | 10.48 | 12.71 | 13.72 | 15.5 | 15.13 | 20.26 | 21.57 | 20.33 | 21.86 | 21.19 | 21.73 | 17.92 | 16.98 | 59.09 | 61.29 | 55.98 | 51.2 | 47.88 | 42.8 | 35.31 | 29.13 | 21.26 | 18.94 | 18.8 | 18.74 | 18.24 | 21.29 | 31.93 | 44.11 | 52.43 | 58.87 | 63.17 | 64.56 | 64.56 | 65.13 | 62.09 | 62.06 | 69.11 | 65.5 | 62.61 | 62.58 | 55.12 | 44.3 | 33.94 | 25.53 | 18.92 | 14.11 | 10.61 | 10.22 | 8.76 | 12.14 | 20.2 | 32.63 | 50.88 | 60.91 | 68.81 | 66.34 | 67.04 | 70.8 | 69.77 | 71.29 | 71.1 | 69.4 | 64.55 | 58.94 | 53.8 | 43.43 | 33.97 | 24.95 | 15.33 | 11.1 | 7.96 | 9.27 | 10.04 | 11.79 | 19.38 | 30.98 | 44.71 | 52.81 | 60.66 | 68.01 | 74.27 | 74.02 | 73.14 | 73.69 | 66.94 | 62.9 | 59.31 | 52.24 | 43.29 | 37.22 | 27.66 | 17.88 | 9.11 | 6.08 | 5.2 | 6.14 | 8.17 | 11.98 | 19.57 | 29.18 | 41.95 | 53.32 | 61.62 | 67.26 | 72.81 | 74.59 | 72.25 | 69.66 | 59.93 | 58.11 | 53.32 | 45.58 | 36.73 | 32.02 | 23.55 | 16.99 | 10.43 | 7.14 | 5.59 | 6.21 | 8.41 | 11.84 | 18.2 | 26.54 | 36.41 | 46.69 | 52.6 | 63.78 | 67.63 | 67.41 | 65.21 | 62.19 | 30.23 | 27.87 | 25.25 | 19.66 | 16.18 | 11.71 | 9.4 | 6.49 | 5.41 | 5.43 | 6.23 | 8.29 | 9.63 | 11.43 | 14.2 | 17.53 | 19.83 | 26.15 | 32.01 | 38.42 | 38.45 | 38.39 | 36.08 | 32.98 | 15.76 | 14.61 | 14.81 | 14.58 | 13.36 | 10.99 | 8.86 | 7.34 | 4.9 | 4.4 | 4.71 | 5.88 | 6.93 | 6.95 | 7.06 | 8.14 | 10.39 | 12.41 | 14.98 | 17.25 | 19.04 | 19.38 | 17.91 | 15.41 | 7.06 | 6.25 | 6.39 | 6.49 | 6.59 | 6.68 | 6.38 | 5.74 | 5.23 | 5.71 | 6.22 | 7.08 | 6.72 | 7.11 | 7.17 | 6 | 5.45 | 6.92 | 8.71 | 9.39 | 10 | 7.42 | 7.86 | 7.58 | 5.96 | 5.79 | 5.68 | 6.52 | 6.38 | 6.49 | 6.43 | 5.99 | 5.61 | 5.59 | 5.56 | 6.07 | 6.03 | 5.57 | 5.31 | 5.57 | 6.16 | 6.5 | 7.35 | 6.88 | 7.79 | 7.01 | 6.62 | 6.56
JAWBNE_2_SRWND |  | Wind | Wind | CISO | South | Socal | FC | 30 | 1.57 | 1.67 | 1.57 | 1.5 | 1.67 | 1.63 | 1.67 | 1.53 | 1.33 | 1.51 | 1.34 | 1.47 | 1.65 | 1.51 | 1.66 | 1.66 | 1.42 | 1.37 | 1.64 | 1.54 | 1.52 | 1.67 | 1.44 | 1.52 | 2.91 | 2.77 | 3.18 | 3.1 | 2.62 | 2.78 | 2.73 | 2.24 | 2.34 | 2.59 | 3.22 | 3.34 | 3.01 | 2.78 | 3.55 | 3.64 | 3.57 | 3.73 | 3.53 | 3.84 | 4.41 | 3.81 | 3.35 | 3.29 | 3.24 | 3.04 | 2.67 | 2.64 | 2.7 | 2.69 | 2.69 | 2.22 | 1.71 | 1.71 | 1.74 | 1.97 | 2.38 | 2.57 | 2.91 | 2.84 | 3.8 | 4.04 | 3.81 | 4.1 | 3.97 | 4.08 | 3.36 | 3.18 | 11.08 | 11.49 | 10.5 | 9.6 | 8.98 | 8.02 | 6.62 | 5.46 | 3.99 | 3.55 | 3.52 | 3.51 | 3.42 | 3.99 | 5.99 | 8.27 | 9.83 | 11.04 | 11.85 | 12.1 | 12.11 | 12.21 | 11.64 | 11.64 | 12.96 | 12.28 | 11.74 | 11.73 | 10.33 | 8.31 | 6.36 | 4.79 | 3.55 | 2.65 | 1.99 | 1.92 | 1.64 | 2.28 | 3.79 | 6.12 | 9.54 | 11.42 | 12.9 | 12.44 | 12.57 | 13.28 | 13.08 | 13.37 | 13.33 | 13.01 | 12.1 | 11.05 | 10.09 | 8.14 | 6.37 | 4.68 | 2.87 | 2.08 | 1.49 | 1.74 | 1.88 | 2.21 | 3.63 | 5.81 | 8.38 | 9.9 | 11.37 | 12.75 | 13.93 | 13.88 | 13.71 | 13.82 | 12.55 | 11.79 | 11.12 | 9.8 | 8.12 | 6.98 | 5.19 | 3.35 | 1.71 | 1.14 | 0.97 | 1.15 | 1.53 | 2.25 | 3.67 | 5.47 | 7.86 | 10 | 11.55 | 12.61 | 13.65 | 13.99 | 13.55 | 13.06 | 11.24 | 10.9 | 10 | 8.55 | 6.89 | 6 | 4.42 | 3.18 | 1.95 | 1.34 | 1.05 | 1.16 | 1.58 | 2.22 | 3.41 | 4.98 | 6.83 | 8.75 | 9.86 | 11.96 | 12.68 | 12.64 | 12.23 | 11.66 | 5.67 | 5.23 | 4.73 | 3.69 | 3.03 | 2.2 | 1.76 | 1.22 | 1.01 | 1.02 | 1.17 | 1.55 | 1.8 | 2.14 | 2.66 | 3.29 | 3.72 | 4.9 | 6 | 7.2 | 7.21 | 7.2 | 6.77 | 6.18 | 2.95 | 2.74 | 2.78 | 2.73 | 2.5 | 2.06 | 1.66 | 1.38 | 0.92 | 0.83 | 0.88 | 1.1 | 1.3 | 1.3 | 1.32 | 1.53 | 1.95 | 2.33 | 2.81 | 3.23 | 3.57 | 3.63 | 3.36 | 2.89 | 1.32 | 1.17 | 1.2 | 1.22 | 1.24 | 1.25 | 1.2 | 1.08 | 0.98 | 1.07 | 1.17 | 1.33 | 1.26 | 1.33 | 1.34 | 1.12 | 1.02 | 1.3 | 1.63 | 1.76 | 1.88 | 1.39 | 1.47 | 1.42 | 1.12 | 1.09 | 1.06 | 1.22 | 1.2 | 1.22 | 1.21 | 1.12 | 1.05 | 1.05 | 1.04 | 1.14 | 1.13 | 1.04 | 1 | 1.04 | 1.16 | 1.22 | 1.38 | 1.29 | 1.46 | 1.31 | 1.24 | 1.23
JAWBNE_2_SRWWD2 |  | Wind | Wind | CISO | South | Socal | FC | 30.2 | 1.59 | 1.68 | 1.58 | 1.51 | 1.69 | 1.64 | 1.68 | 1.54 | 1.34 | 1.52 | 1.35 | 1.48 | 1.66 | 1.52 | 1.67 | 1.67 | 1.43 | 1.38 | 1.65 | 1.56 | 1.53 | 1.68 | 1.45 | 1.53 | 2.93 | 2.79 | 3.2 | 3.12 | 2.64 | 2.79 | 2.75 | 2.26 | 2.36 | 2.6 | 3.24 | 3.36 | 3.03 | 2.8 | 3.58 | 3.67 | 3.6 | 3.76 | 3.55 | 3.86 | 4.43 | 3.83 | 3.37 | 3.32 | 3.26 | 3.06 | 2.68 | 2.66 | 2.72 | 2.71 | 2.71 | 2.23 | 1.72 | 1.72 | 1.75 | 1.98 | 2.4 | 2.59 | 2.93 | 2.86 | 3.82 | 4.07 | 3.84 | 4.13 | 4 | 4.1 | 3.38 | 3.21 | 11.15 | 11.57 | 10.57 | 9.66 | 9.04 | 8.08 | 6.66 | 5.5 | 4.01 | 3.58 | 3.55 | 3.54 | 3.44 | 4.02 | 6.03 | 8.33 | 9.9 | 11.11 | 11.92 | 12.19 | 12.19 | 12.29 | 11.72 | 11.71 | 13.04 | 12.36 | 11.82 | 11.81 | 10.4 | 8.36 | 6.41 | 4.82 | 3.57 | 2.66 | 2 | 1.93 | 1.65 | 2.29 | 3.81 | 6.16 | 9.6 | 11.5 | 12.99 | 12.52 | 12.65 | 13.36 | 13.17 | 13.46 | 13.42 | 13.1 | 12.18 | 11.12 | 10.15 | 8.2 | 6.41 | 4.71 | 2.89 | 2.1 | 1.5 | 1.75 | 1.89 | 2.23 | 3.66 | 5.85 | 8.44 | 9.97 | 11.45 | 12.84 | 14.02 | 13.97 | 13.81 | 13.91 | 12.64 | 11.87 | 11.2 | 9.86 | 8.17 | 7.02 | 5.22 | 3.37 | 1.72 | 1.15 | 0.98 | 1.16 | 1.54 | 2.26 | 3.69 | 5.51 | 7.92 | 10.06 | 11.63 | 12.7 | 13.74 | 14.08 | 13.64 | 13.15 | 11.31 | 10.97 | 10.07 | 8.6 | 6.93 | 6.04 | 4.45 | 3.21 | 1.97 | 1.35 | 1.06 | 1.17 | 1.59 | 2.24 | 3.43 | 5.01 | 6.87 | 8.81 | 9.93 | 12.04 | 12.77 | 12.72 | 12.31 | 11.74 | 5.71 | 5.26 | 4.77 | 3.71 | 3.05 | 2.21 | 1.77 | 1.23 | 1.02 | 1.03 | 1.18 | 1.56 | 1.82 | 2.16 | 2.68 | 3.31 | 3.74 | 4.94 | 6.04 | 7.25 | 7.26 | 7.25 | 6.81 | 6.23 | 2.97 | 2.76 | 2.8 | 2.75 | 2.52 | 2.07 | 1.67 | 1.39 | 0.93 | 0.83 | 0.89 | 1.11 | 1.31 | 1.31 | 1.33 | 1.54 | 1.96 | 2.34 | 2.83 | 3.26 | 3.59 | 3.66 | 3.38 | 2.91 | 1.33 | 1.18 | 1.21 | 1.23 | 1.24 | 1.26 | 1.2 | 1.08 | 0.99 | 1.08 | 1.17 | 1.34 | 1.27 | 1.34 | 1.35 | 1.13 | 1.03 | 1.31 | 1.64 | 1.77 | 1.89 | 1.4 | 1.48 | 1.43 | 1.13 | 1.09 | 1.07 | 1.23 | 1.2 | 1.22 | 1.21 | 1.13 | 1.06 | 1.06 | 1.05 | 1.15 | 1.14 | 1.05 | 1 | 1.05 | 1.16 | 1.23 | 1.39 | 1.3 | 1.47 | 1.32 | 1.25 | 1.24
JAYNE_6_WLSLR |  | Solar_Fixed | Solar Fixed | CISO | North | Norcal | ID | 18 | 0 | 0 | 0 | 0 | 0 | 0 | 0 | 0.55 | 3.89 | 7.61 | 9.59 | 10.05 | 10.48 | 9.22 | 8.66 | 5.91 | 1.39 | 0 | 0 | 0 | 0 | 0 | 0 | 0 | 0 | 0 | 0 | 0 | 0 | 0 | 0 | 2.06 | 8.03 | 11.06 | 12.13 | 12.42 | 12.74 | 12 | 11.18 | 9.08 | 4.6 | 0.33 | 0 | 0 | 0 | 0 | 0 | 0 | 0 | 0 | 0 | 0 | 0 | 0 | 0 | 1.14 | 6.18 | 10.08 | 12.07 | 12.35 | 12.26 | 11.82 | 11.07 | 9.86 | 7.6 | 2.69 | 0.58 | 0 | 0 | 0 | 0 | 0 | 0 | 0 | 0 | 0 | 0 | 0 | 0.11 | 3.2 | 9.03 | 12.22 | 13.64 | 14.17 | 14.63 | 14.38 | 14.32 | 13.68 | 12.11 | 9.23 | 3.55 | 0.15 | 0 | 0 | 0 | 0 | 0 | 0 | 0 | 0 | 0 | 0 | 1.02 | 5.88 | 10.31 | 12.98 | 14.29 | 14.84 | 14.81 | 14.8 | 14.8 | 14.24 | 12.69 | 10.29 | 5.39 | 0.72 | 0 | 0 | 0 | 0 | 0 | 0 | 0 | 0 | 0 | 0.01 | 1.56 | 6.56 | 10.75 | 13.21 | 14.67 | 15.4 | 15.65 | 15.77 | 15.44 | 14.83 | 13.26 | 10.78 | 6.56 | 1.63 | 0.02 | 0 | 0 | 0 | 0 | 0 | 0 | 0 | 0 | 0 | 0.77 | 5.57 | 10.56 | 13.49 | 15.04 | 15.83 | 16.1 | 15.96 | 15.61 | 14.84 | 13.39 | 10.86 | 6.53 | 1.43 | 0.01 | 0 | 0 | 0 | 0 | 0 | 0 | 0 | 0 | 0 | 0.15 | 3.46 | 9.17 | 12.65 | 14.53 | 15.36 | 15.52 | 15.51 | 15.22 | 14.45 | 12.7 | 9.34 | 3.79 | 0.25 | 0 | 0 | 0 | 0 | 0 | 0 | 0 | 0 | 0 | 0 | 0 | 1.94 | 7.71 | 11.64 | 13.61 | 14.35 | 14.65 | 14.49 | 14.19 | 13.42 | 11.12 | 6.26 | 0.96 | 0 | 0 | 0 | 0 | 0 | 0 | 0 | 0 | 0 | 0 | 0 | 0 | 0.62 | 5.52 | 10.07 | 11.97 | 12.58 | 12.76 | 12.66 | 12.29 | 11.11 | 8.07 | 2.46 | 0.02 | 0 | 0 | 0 | 0 | 0 | 0 | 0 | 0 | 0 | 0 | 0 | 0.02 | 2.19 | 7.42 | 10.42 | 11.61 | 11.84 | 11.77 | 11.1 | 9.73 | 5.57 | 0.74 | 0 | 0 | 0 | 0 | 0 | 0 | 0 | 0 | 0 | 0 | 0 | 0 | 0 | 0 | 0.7 | 4.05 | 7.06 | 8.71 | 9.31 | 8.9 | 8.04 | 7.39 | 3.81 | 0.47 | 0 | 0 | 0 | 0 | 0 | 0 | 0
KANSAS_6_SOLAR |  | Solar_Fixed | Solar Fixed | CISO | North | Norcal | ID | 20 | 0 | 0 | 0 | 0 | 0 | 0 | 0 | 0.62 | 4.32 | 8.46 | 10.65 | 11.16 | 11.64 | 10.25 | 9.63 | 6.57 | 1.54 | 0 | 0 | 0 | 0 | 0 | 0 | 0 | 0 | 0 | 0 | 0 | 0 | 0 | 0 | 2.29 | 8.92 | 12.29 | 13.48 | 13.8 | 14.15 | 13.34 | 12.42 | 10.08 | 5.11 | 0.37 | 0 | 0 | 0 | 0 | 0 | 0 | 0 | 0 | 0 | 0 | 0 | 0 | 0 | 1.27 | 6.87 | 11.2 | 13.42 | 13.72 | 13.62 | 13.13 | 12.3 | 10.96 | 8.45 | 2.99 | 0.64 | 0 | 0 | 0 | 0 | 0 | 0 | 0 | 0 | 0 | 0 | 0 | 0.12 | 3.56 | 10.04 | 13.58 | 15.15 | 15.75 | 16.26 | 15.98 | 15.91 | 15.2 | 13.45 | 10.25 | 3.94 | 0.17 | 0 | 0 | 0 | 0 | 0 | 0 | 0 | 0 | 0 | 0 | 1.13 | 6.54 | 11.45 | 14.42 | 15.87 | 16.49 | 16.45 | 16.45 | 16.44 | 15.82 | 14.1 | 11.43 | 5.99 | 0.81 | 0 | 0 | 0 | 0 | 0 | 0 | 0 | 0 | 0 | 0.01 | 1.73 | 7.29 | 11.94 | 14.68 | 16.3 | 17.12 | 17.39 | 17.52 | 17.15 | 16.48 | 14.73 | 11.97 | 7.29 | 1.81 | 0.02 | 0 | 0 | 0 | 0 | 0 | 0 | 0 | 0 | 0 | 0.86 | 6.19 | 11.74 | 14.99 | 16.71 | 17.59 | 17.89 | 17.73 | 17.35 | 16.49 | 14.88 | 12.07 | 7.26 | 1.59 | 0.01 | 0 | 0 | 0 | 0 | 0 | 0 | 0 | 0 | 0 | 0.17 | 3.85 | 10.19 | 14.05 | 16.15 | 17.07 | 17.25 | 17.23 | 16.91 | 16.06 | 14.11 | 10.38 | 4.21 | 0.28 | 0 | 0 | 0 | 0 | 0 | 0 | 0 | 0 | 0 | 0 | 0.01 | 2.15 | 8.56 | 12.94 | 15.13 | 15.95 | 16.28 | 16.1 | 15.77 | 14.91 | 12.36 | 6.96 | 1.06 | 0 | 0 | 0 | 0 | 0 | 0 | 0 | 0 | 0 | 0 | 0 | 0 | 0.69 | 6.13 | 11.18 | 13.3 | 13.98 | 14.18 | 14.06 | 13.66 | 12.34 | 8.97 | 2.73 | 0.02 | 0 | 0 | 0 | 0 | 0 | 0 | 0 | 0 | 0 | 0 | 0 | 0.02 | 2.43 | 8.25 | 11.58 | 12.9 | 13.15 | 13.08 | 12.33 | 10.81 | 6.18 | 0.82 | 0 | 0 | 0 | 0 | 0 | 0 | 0 | 0 | 0 | 0 | 0 | 0 | 0 | 0 | 0.78 | 4.5 | 7.85 | 9.68 | 10.34 | 9.89 | 8.93 | 8.22 | 4.24 | 0.52 | 0 | 0 | 0 | 0 | 0 | 0 | 0
KERMAN_6_SOLAR1 |  | Solar_1Axis | Solar Tracking | CISO | North | Norcal | EO | 1.5 | 0 | 0 | 0 | 0 | 0 | 0 | 0 | 0.04 | 0.28 | 0.5 | 0.61 | 0.66 | 0.68 | 0.64 | 0.6 | 0.41 | 0.09 | 0 | 0 | 0 | 0 | 0 | 0 | 0 | 0 | 0 | 0 | 0 | 0 | 0 | 0 | 0.19 | 0.77 | 0.99 | 0.99 | 0.95 | 0.93 | 0.93 | 0.95 | 0.83 | 0.43 | 0.02 | 0 | 0 | 0 | 0 | 0 | 0 | 0 | 0 | 0 | 0 | 0 | 0 | 0 | 0.12 | 0.66 | 0.99 | 1.04 | 1.01 | 1.01 | 0.97 | 0.92 | 0.87 | 0.73 | 0.22 | 0.05 | 0 | 0 | 0 | 0 | 0 | 0 | 0 | 0 | 0 | 0 | 0 | 0.01 | 0.39 | 0.92 | 1.08 | 1.08 | 1.06 | 1.1 | 1.09 | 1.07 | 1.08 | 1.02 | 0.91 | 0.39 | 0.02 | 0 | 0 | 0 | 0 | 0 | 0 | 0 | 0 | 0 | 0 | 0.14 | 0.75 | 1.05 | 1.13 | 1.15 | 1.14 | 1.16 | 1.16 | 1.16 | 1.18 | 1.15 | 1.08 | 0.66 | 0.09 | 0 | 0 | 0 | 0 | 0 | 0 | 0 | 0 | 0 | 0 | 0.23 | 0.85 | 1.14 | 1.24 | 1.26 | 1.27 | 1.28 | 1.27 | 1.26 | 1.26 | 1.22 | 1.14 | 0.82 | 0.22 | 0 | 0 | 0 | 0 | 0 | 0 | 0 | 0 | 0 | 0 | 0.1 | 0.69 | 1.15 | 1.26 | 1.28 | 1.29 | 1.28 | 1.28 | 1.26 | 1.26 | 1.21 | 1.12 | 0.78 | 0.18 | 0 | 0 | 0 | 0 | 0 | 0 | 0 | 0 | 0 | 0 | 0.02 | 0.41 | 0.96 | 1.17 | 1.21 | 1.23 | 1.23 | 1.21 | 1.21 | 1.21 | 1.15 | 0.94 | 0.41 | 0.02 | 0 | 0 | 0 | 0 | 0 | 0 | 0 | 0 | 0 | 0 | 0 | 0.2 | 0.76 | 1.02 | 1.08 | 1.09 | 1.08 | 1.08 | 1.08 | 1.09 | 0.98 | 0.61 | 0.08 | 0 | 0 | 0 | 0 | 0 | 0 | 0 | 0 | 0 | 0 | 0 | 0 | 0.05 | 0.49 | 0.85 | 0.94 | 0.93 | 0.89 | 0.91 | 0.93 | 0.91 | 0.71 | 0.2 | 0 | 0 | 0 | 0 | 0 | 0 | 0 | 0 | 0 | 0 | 0 | 0 | 0 | 0.16 | 0.56 | 0.76 | 0.79 | 0.76 | 0.78 | 0.8 | 0.75 | 0.46 | 0.05 | 0 | 0 | 0 | 0 | 0 | 0 | 0 | 0 | 0 | 0 | 0 | 0 | 0 | 0 | 0.04 | 0.28 | 0.46 | 0.55 | 0.6 | 0.59 | 0.57 | 0.48 | 0.26 | 0.03 | 0 | 0 | 0 | 0 | 0 | 0 | 0
KERMAN_6_SOLAR2 |  | Solar_1Axis | Solar Tracking | CISO | North | Norcal | EO | 1.5 | 0 | 0 | 0 | 0 | 0 | 0 | 0 | 0.04 | 0.28 | 0.5 | 0.61 | 0.66 | 0.68 | 0.64 | 0.6 | 0.41 | 0.09 | 0 | 0 | 0 | 0 | 0 | 0 | 0 | 0 | 0 | 0 | 0 | 0 | 0 | 0 | 0.19 | 0.77 | 0.99 | 0.99 | 0.95 | 0.93 | 0.93 | 0.95 | 0.83 | 0.43 | 0.02 | 0 | 0 | 0 | 0 | 0 | 0 | 0 | 0 | 0 | 0 | 0 | 0 | 0 | 0.12 | 0.66 | 0.99 | 1.04 | 1.01 | 1.01 | 0.97 | 0.92 | 0.87 | 0.73 | 0.22 | 0.05 | 0 | 0 | 0 | 0 | 0 | 0 | 0 | 0 | 0 | 0 | 0 | 0.01 | 0.39 | 0.92 | 1.08 | 1.08 | 1.06 | 1.1 | 1.09 | 1.07 | 1.08 | 1.02 | 0.91 | 0.39 | 0.02 | 0 | 0 | 0 | 0 | 0 | 0 | 0 | 0 | 0 | 0 | 0.14 | 0.75 | 1.05 | 1.13 | 1.15 | 1.14 | 1.16 | 1.16 | 1.16 | 1.18 | 1.15 | 1.08 | 0.66 | 0.09 | 0 | 0 | 0 | 0 | 0 | 0 | 0 | 0 | 0 | 0 | 0.23 | 0.85 | 1.14 | 1.24 | 1.26 | 1.27 | 1.28 | 1.27 | 1.26 | 1.26 | 1.22 | 1.14 | 0.82 | 0.22 | 0 | 0 | 0 | 0 | 0 | 0 | 0 | 0 | 0 | 0 | 0.1 | 0.69 | 1.15 | 1.26 | 1.28 | 1.29 | 1.28 | 1.28 | 1.26 | 1.26 | 1.21 | 1.12 | 0.78 | 0.18 | 0 | 0 | 0 | 0 | 0 | 0 | 0 | 0 | 0 | 0 | 0.02 | 0.41 | 0.96 | 1.17 | 1.21 | 1.23 | 1.23 | 1.21 | 1.21 | 1.21 | 1.15 | 0.94 | 0.41 | 0.02 | 0 | 0 | 0 | 0 | 0 | 0 | 0 | 0 | 0 | 0 | 0 | 0.2 | 0.76 | 1.02 | 1.08 | 1.09 | 1.08 | 1.08 | 1.08 | 1.09 | 0.98 | 0.61 | 0.08 | 0 | 0 | 0 | 0 | 0 | 0 | 0 | 0 | 0 | 0 | 0 | 0 | 0.05 | 0.49 | 0.85 | 0.94 | 0.93 | 0.89 | 0.91 | 0.93 | 0.91 | 0.71 | 0.2 | 0 | 0 | 0 | 0 | 0 | 0 | 0 | 0 | 0 | 0 | 0 | 0 | 0 | 0.16 | 0.56 | 0.76 | 0.79 | 0.76 | 0.78 | 0.8 | 0.75 | 0.46 | 0.05 | 0 | 0 | 0 | 0 | 0 | 0 | 0 | 0 | 0 | 0 | 0 | 0 | 0 | 0 | 0.04 | 0.28 | 0.46 | 0.55 | 0.6 | 0.59 | 0.57 | 0.48 | 0.26 | 0.03 | 0 | 0 | 0 | 0 | 0 | 0 | 0
KNGBRD_2_SOLAR1 |  | Solar_1Axis | Solar Tracking | CISO | South | Socal | FC | 20 | 0 | 0 | 0 | 0 | 0 | 0 | 0.01 | 2.4 | 9.38 | 12.22 | 12.1 | 11.88 | 11.75 | 11.78 | 10.67 | 7.7 | 1.3 | 0 | 0 | 0 | 0 | 0 | 0 | 0 | 0 | 0 | 0 | 0 | 0 | 0 | 0.14 | 5.23 | 12.73 | 14.07 | 13.76 | 13.64 | 13.56 | 13.08 | 12.76 | 11.6 | 4.93 | 0.2 | 0 | 0 | 0 | 0 | 0 | 0 | 0 | 0 | 0 | 0 | 0 | 0 | 0.03 | 3.42 | 11.89 | 14.59 | 14.65 | 14.35 | 14.2 | 14.13 | 13.42 | 12.38 | 9.24 | 3.47 | 0.56 | 0 | 0 | 0 | 0 | 0 | 0 | 0 | 0 | 0 | 0 | 0 | 0.61 | 7.31 | 14.32 | 15.31 | 15.95 | 15.9 | 16 | 15.83 | 15.65 | 15.08 | 14.22 | 11.53 | 3.65 | 0.06 | 0 | 0 | 0 | 0 | 0 | 0 | 0 | 0 | 0 | 0.01 | 2.97 | 10.95 | 15.04 | 16.29 | 16.83 | 16.97 | 17.03 | 16.95 | 16.67 | 16.26 | 15.51 | 13.6 | 6.57 | 0.52 | 0 | 0 | 0 | 0 | 0 | 0 | 0 | 0 | 0 | 0.05 | 3.64 | 11.13 | 14.86 | 16.15 | 16.89 | 17.21 | 17.1 | 17.1 | 16.84 | 16.39 | 15.71 | 14.19 | 8.49 | 1.38 | 0 | 0 | 0 | 0 | 0 | 0 | 0 | 0 | 0 | 0 | 1.62 | 8.55 | 13.71 | 15.76 | 16.6 | 16.93 | 16.77 | 16.58 | 16.43 | 16.04 | 15.22 | 13.16 | 7.55 | 1.13 | 0 | 0 | 0 | 0 | 0 | 0 | 0 | 0 | 0 | 0 | 0.62 | 6.85 | 13.46 | 15.77 | 16.61 | 17.03 | 17.09 | 16.71 | 15.88 | 15.52 | 14.26 | 11.36 | 4.06 | 0.11 | 0 | 0 | 0 | 0 | 0 | 0 | 0 | 0 | 0 | 0 | 0.1 | 4.57 | 11.7 | 14.41 | 15.44 | 15.72 | 15.98 | 15.69 | 15.24 | 14.26 | 12.92 | 6.86 | 0.61 | 0 | 0 | 0 | 0 | 0 | 0 | 0 | 0 | 0 | 0 | 0 | 0 | 2 | 9.87 | 13.19 | 13.87 | 14.07 | 14.04 | 13.9 | 14.11 | 13.2 | 9.95 | 2.17 | 0 | 0 | 0 | 0 | 0 | 0 | 0 | 0 | 0 | 0 | 0 | 0 | 0.31 | 5.59 | 11.69 | 13.13 | 12.87 | 12.51 | 12.71 | 12.64 | 11.63 | 6.83 | 0.63 | 0 | 0 | 0 | 0 | 0 | 0 | 0 | 0 | 0 | 0 | 0 | 0 | 0 | 0.02 | 2.65 | 8.33 | 10.45 | 10.3 | 9.9 | 10.31 | 10.15 | 9.35 | 5.11 | 0.42 | 0 | 0 | 0 | 0 | 0 | 0 | 0
KNGBRD_2_SOLAR2 |  | Solar_1Axis | Solar Tracking | CISO | South | Socal | FC | 20 | 0 | 0 | 0 | 0 | 0 | 0 | 0.01 | 2.4 | 9.38 | 12.22 | 12.1 | 11.88 | 11.75 | 11.78 | 10.67 | 7.7 | 1.3 | 0 | 0 | 0 | 0 | 0 | 0 | 0 | 0 | 0 | 0 | 0 | 0 | 0 | 0.14 | 5.23 | 12.73 | 14.07 | 13.76 | 13.64 | 13.56 | 13.08 | 12.76 | 11.6 | 4.93 | 0.2 | 0 | 0 | 0 | 0 | 0 | 0 | 0 | 0 | 0 | 0 | 0 | 0 | 0.03 | 3.42 | 11.89 | 14.59 | 14.65 | 14.35 | 14.2 | 14.13 | 13.42 | 12.38 | 9.24 | 3.47 | 0.56 | 0 | 0 | 0 | 0 | 0 | 0 | 0 | 0 | 0 | 0 | 0 | 0.61 | 7.31 | 14.32 | 15.31 | 15.95 | 15.9 | 16 | 15.83 | 15.65 | 15.08 | 14.22 | 11.53 | 3.65 | 0.06 | 0 | 0 | 0 | 0 | 0 | 0 | 0 | 0 | 0 | 0.01 | 2.97 | 10.95 | 15.04 | 16.29 | 16.83 | 16.97 | 17.03 | 16.95 | 16.67 | 16.26 | 15.51 | 13.6 | 6.57 | 0.52 | 0 | 0 | 0 | 0 | 0 | 0 | 0 | 0 | 0 | 0.05 | 3.64 | 11.13 | 14.86 | 16.15 | 16.89 | 17.21 | 17.1 | 17.1 | 16.84 | 16.39 | 15.71 | 14.19 | 8.49 | 1.38 | 0 | 0 | 0 | 0 | 0 | 0 | 0 | 0 | 0 | 0 | 1.62 | 8.55 | 13.71 | 15.76 | 16.6 | 16.93 | 16.77 | 16.58 | 16.43 | 16.04 | 15.22 | 13.16 | 7.55 | 1.13 | 0 | 0 | 0 | 0 | 0 | 0 | 0 | 0 | 0 | 0 | 0.62 | 6.85 | 13.46 | 15.77 | 16.61 | 17.03 | 17.09 | 16.71 | 15.88 | 15.52 | 14.26 | 11.36 | 4.06 | 0.11 | 0 | 0 | 0 | 0 | 0 | 0 | 0 | 0 | 0 | 0 | 0.1 | 4.57 | 11.7 | 14.41 | 15.44 | 15.72 | 15.98 | 15.69 | 15.24 | 14.26 | 12.92 | 6.86 | 0.61 | 0 | 0 | 0 | 0 | 0 | 0 | 0 | 0 | 0 | 0 | 0 | 0 | 2 | 9.87 | 13.19 | 13.87 | 14.07 | 14.04 | 13.9 | 14.11 | 13.2 | 9.95 | 2.17 | 0 | 0 | 0 | 0 | 0 | 0 | 0 | 0 | 0 | 0 | 0 | 0 | 0.31 | 5.59 | 11.69 | 13.13 | 12.87 | 12.51 | 12.71 | 12.64 | 11.63 | 6.83 | 0.63 | 0 | 0 | 0 | 0 | 0 | 0 | 0 | 0 | 0 | 0 | 0 | 0 | 0 | 0.02 | 2.65 | 8.33 | 10.45 | 10.3 | 9.9 | 10.31 | 10.15 | 9.35 | 5.11 | 0.42 | 0 | 0 | 0 | 0 | 0 | 0 | 0
KNGBRG_1_KBSLR1 |  | Solar_Fixed | Solar Fixed | CISO | North | Norcal | EO | 1.5 | 0 | 0 | 0 | 0 | 0 | 0 | 0 | 0.05 | 0.32 | 0.63 | 0.8 | 0.84 | 0.87 | 0.77 | 0.72 | 0.49 | 0.12 | 0 | 0 | 0 | 0 | 0 | 0 | 0 | 0 | 0 | 0 | 0 | 0 | 0 | 0 | 0.17 | 0.67 | 0.92 | 1.01 | 1.04 | 1.06 | 1 | 0.93 | 0.76 | 0.38 | 0.03 | 0 | 0 | 0 | 0 | 0 | 0 | 0 | 0 | 0 | 0 | 0 | 0 | 0 | 0.1 | 0.52 | 0.84 | 1.01 | 1.03 | 1.02 | 0.99 | 0.92 | 0.82 | 0.63 | 0.22 | 0.05 | 0 | 0 | 0 | 0 | 0 | 0 | 0 | 0 | 0 | 0 | 0 | 0.01 | 0.27 | 0.75 | 1.02 | 1.14 | 1.18 | 1.22 | 1.2 | 1.19 | 1.14 | 1.01 | 0.77 | 0.3 | 0.01 | 0 | 0 | 0 | 0 | 0 | 0 | 0 | 0 | 0 | 0 | 0.08 | 0.49 | 0.86 | 1.08 | 1.19 | 1.24 | 1.23 | 1.23 | 1.23 | 1.19 | 1.06 | 0.86 | 0.45 | 0.06 | 0 | 0 | 0 | 0 | 0 | 0 | 0 | 0 | 0 | 0 | 0.13 | 0.55 | 0.9 | 1.1 | 1.22 | 1.28 | 1.3 | 1.31 | 1.29 | 1.24 | 1.1 | 0.9 | 0.55 | 0.14 | 0 | 0 | 0 | 0 | 0 | 0 | 0 | 0 | 0 | 0 | 0.06 | 0.46 | 0.88 | 1.12 | 1.25 | 1.32 | 1.34 | 1.33 | 1.3 | 1.24 | 1.12 | 0.91 | 0.54 | 0.12 | 0 | 0 | 0 | 0 | 0 | 0 | 0 | 0 | 0 | 0 | 0.01 | 0.29 | 0.76 | 1.05 | 1.21 | 1.28 | 1.29 | 1.29 | 1.27 | 1.2 | 1.06 | 0.78 | 0.32 | 0.02 | 0 | 0 | 0 | 0 | 0 | 0 | 0 | 0 | 0 | 0 | 0 | 0.16 | 0.64 | 0.97 | 1.13 | 1.2 | 1.22 | 1.21 | 1.18 | 1.12 | 0.93 | 0.52 | 0.08 | 0 | 0 | 0 | 0 | 0 | 0 | 0 | 0 | 0 | 0 | 0 | 0 | 0.05 | 0.46 | 0.84 | 1 | 1.05 | 1.06 | 1.05 | 1.02 | 0.93 | 0.67 | 0.2 | 0 | 0 | 0 | 0 | 0 | 0 | 0 | 0 | 0 | 0 | 0 | 0 | 0 | 0.18 | 0.62 | 0.87 | 0.97 | 0.99 | 0.98 | 0.93 | 0.81 | 0.46 | 0.06 | 0 | 0 | 0 | 0 | 0 | 0 | 0 | 0 | 0 | 0 | 0 | 0 | 0 | 0 | 0.06 | 0.34 | 0.59 | 0.73 | 0.78 | 0.74 | 0.67 | 0.62 | 0.32 | 0.04 | 0 | 0 | 0 | 0 | 0 | 0 | 0
KNGBRG_1_KBSLR2 |  | Solar_Fixed | Solar Fixed | CISO | North | Norcal | EO | 1.5 | 0 | 0 | 0 | 0 | 0 | 0 | 0 | 0.05 | 0.32 | 0.63 | 0.8 | 0.84 | 0.87 | 0.77 | 0.72 | 0.49 | 0.12 | 0 | 0 | 0 | 0 | 0 | 0 | 0 | 0 | 0 | 0 | 0 | 0 | 0 | 0 | 0.17 | 0.67 | 0.92 | 1.01 | 1.04 | 1.06 | 1 | 0.93 | 0.76 | 0.38 | 0.03 | 0 | 0 | 0 | 0 | 0 | 0 | 0 | 0 | 0 | 0 | 0 | 0 | 0 | 0.1 | 0.52 | 0.84 | 1.01 | 1.03 | 1.02 | 0.99 | 0.92 | 0.82 | 0.63 | 0.22 | 0.05 | 0 | 0 | 0 | 0 | 0 | 0 | 0 | 0 | 0 | 0 | 0 | 0.01 | 0.27 | 0.75 | 1.02 | 1.14 | 1.18 | 1.22 | 1.2 | 1.19 | 1.14 | 1.01 | 0.77 | 0.3 | 0.01 | 0 | 0 | 0 | 0 | 0 | 0 | 0 | 0 | 0 | 0 | 0.08 | 0.49 | 0.86 | 1.08 | 1.19 | 1.24 | 1.23 | 1.23 | 1.23 | 1.19 | 1.06 | 0.86 | 0.45 | 0.06 | 0 | 0 | 0 | 0 | 0 | 0 | 0 | 0 | 0 | 0 | 0.13 | 0.55 | 0.9 | 1.1 | 1.22 | 1.28 | 1.3 | 1.31 | 1.29 | 1.24 | 1.1 | 0.9 | 0.55 | 0.14 | 0 | 0 | 0 | 0 | 0 | 0 | 0 | 0 | 0 | 0 | 0.06 | 0.46 | 0.88 | 1.12 | 1.25 | 1.32 | 1.34 | 1.33 | 1.3 | 1.24 | 1.12 | 0.91 | 0.54 | 0.12 | 0 | 0 | 0 | 0 | 0 | 0 | 0 | 0 | 0 | 0 | 0.01 | 0.29 | 0.76 | 1.05 | 1.21 | 1.28 | 1.29 | 1.29 | 1.27 | 1.2 | 1.06 | 0.78 | 0.32 | 0.02 | 0 | 0 | 0 | 0 | 0 | 0 | 0 | 0 | 0 | 0 | 0 | 0.16 | 0.64 | 0.97 | 1.13 | 1.2 | 1.22 | 1.21 | 1.18 | 1.12 | 0.93 | 0.52 | 0.08 | 0 | 0 | 0 | 0 | 0 | 0 | 0 | 0 | 0 | 0 | 0 | 0 | 0.05 | 0.46 | 0.84 | 1 | 1.05 | 1.06 | 1.05 | 1.02 | 0.93 | 0.67 | 0.2 | 0 | 0 | 0 | 0 | 0 | 0 | 0 | 0 | 0 | 0 | 0 | 0 | 0 | 0.18 | 0.62 | 0.87 | 0.97 | 0.99 | 0.98 | 0.93 | 0.81 | 0.46 | 0.06 | 0 | 0 | 0 | 0 | 0 | 0 | 0 | 0 | 0 | 0 | 0 | 0 | 0 | 0 | 0.06 | 0.34 | 0.59 | 0.73 | 0.78 | 0.74 | 0.67 | 0.62 | 0.32 | 0.04 | 0 | 0 | 0 | 0 | 0 | 0 | 0
KNTSTH_6_SOLAR |  | Solar_Fixed | Solar Fixed | CISO | North | Norcal | ID | 20 | 0 | 0 | 0 | 0 | 0 | 0 | 0 | 0.62 | 4.32 | 8.46 | 10.65 | 11.16 | 11.64 | 10.25 | 9.63 | 6.57 | 1.54 | 0 | 0 | 0 | 0 | 0 | 0 | 0 | 0 | 0 | 0 | 0 | 0 | 0 | 0 | 2.29 | 8.92 | 12.29 | 13.48 | 13.8 | 14.15 | 13.34 | 12.42 | 10.08 | 5.11 | 0.37 | 0 | 0 | 0 | 0 | 0 | 0 | 0 | 0 | 0 | 0 | 0 | 0 | 0 | 1.27 | 6.87 | 11.2 | 13.42 | 13.72 | 13.62 | 13.13 | 12.3 | 10.96 | 8.45 | 2.99 | 0.64 | 0 | 0 | 0 | 0 | 0 | 0 | 0 | 0 | 0 | 0 | 0 | 0.12 | 3.56 | 10.04 | 13.58 | 15.15 | 15.75 | 16.26 | 15.98 | 15.91 | 15.2 | 13.45 | 10.25 | 3.94 | 0.17 | 0 | 0 | 0 | 0 | 0 | 0 | 0 | 0 | 0 | 0 | 1.13 | 6.54 | 11.45 | 14.42 | 15.87 | 16.49 | 16.45 | 16.45 | 16.44 | 15.82 | 14.1 | 11.43 | 5.99 | 0.81 | 0 | 0 | 0 | 0 | 0 | 0 | 0 | 0 | 0 | 0.01 | 1.73 | 7.29 | 11.94 | 14.68 | 16.3 | 17.12 | 17.39 | 17.52 | 17.15 | 16.48 | 14.73 | 11.97 | 7.29 | 1.81 | 0.02 | 0 | 0 | 0 | 0 | 0 | 0 | 0 | 0 | 0 | 0.86 | 6.19 | 11.74 | 14.99 | 16.71 | 17.59 | 17.89 | 17.73 | 17.35 | 16.49 | 14.88 | 12.07 | 7.26 | 1.59 | 0.01 | 0 | 0 | 0 | 0 | 0 | 0 | 0 | 0 | 0 | 0.17 | 3.85 | 10.19 | 14.05 | 16.15 | 17.07 | 17.25 | 17.23 | 16.91 | 16.06 | 14.11 | 10.38 | 4.21 | 0.28 | 0 | 0 | 0 | 0 | 0 | 0 | 0 | 0 | 0 | 0 | 0.01 | 2.15 | 8.56 | 12.94 | 15.13 | 15.95 | 16.28 | 16.1 | 15.77 | 14.91 | 12.36 | 6.96 | 1.06 | 0 | 0 | 0 | 0 | 0 | 0 | 0 | 0 | 0 | 0 | 0 | 0 | 0.69 | 6.13 | 11.18 | 13.3 | 13.98 | 14.18 | 14.06 | 13.66 | 12.34 | 8.97 | 2.73 | 0.02 | 0 | 0 | 0 | 0 | 0 | 0 | 0 | 0 | 0 | 0 | 0 | 0.02 | 2.43 | 8.25 | 11.58 | 12.9 | 13.15 | 13.08 | 12.33 | 10.81 | 6.18 | 0.82 | 0 | 0 | 0 | 0 | 0 | 0 | 0 | 0 | 0 | 0 | 0 | 0 | 0 | 0 | 0.78 | 4.5 | 7.85 | 9.68 | 10.34 | 9.89 | 8.93 | 8.22 | 4.24 | 0.52 | 0 | 0 | 0 | 0 | 0 | 0 | 0
KRAMER_1_R1PX3 |  | Paired_Solar_1Axis | Solar Tracking | CISO | South | Socal | FC | 90 | 0 | 0 | 0 | 0 | 0 | 0 | 0.04 | 10.78 | 42.23 | 54.98 | 54.43 | 53.47 | 52.89 | 53.02 | 48.02 | 34.65 | 5.85 | 0 | 0 | 0 | 0 | 0 | 0 | 0 | 0 | 0 | 0 | 0 | 0 | 0 | 0.62 | 23.54 | 57.28 | 63.29 | 61.91 | 61.37 | 61.03 | 58.85 | 57.41 | 52.19 | 22.17 | 0.89 | 0 | 0 | 0 | 0 | 0 | 0 | 0 | 0 | 0 | 0 | 0 | 0 | 0.13 | 15.4 | 53.5 | 65.67 | 65.9 | 64.56 | 63.89 | 63.6 | 60.41 | 55.7 | 41.56 | 15.63 | 2.52 | 0 | 0 | 0 | 0 | 0 | 0 | 0 | 0 | 0 | 0 | 0 | 2.76 | 32.88 | 64.42 | 68.91 | 71.76 | 71.55 | 72.01 | 71.24 | 70.42 | 67.86 | 63.99 | 51.87 | 16.4 | 0.27 | 0 | 0 | 0 | 0 | 0 | 0 | 0 | 0 | 0 | 0.05 | 13.35 | 49.29 | 67.7 | 73.32 | 75.72 | 76.36 | 76.61 | 76.29 | 75 | 73.18 | 69.79 | 61.21 | 29.55 | 2.34 | 0 | 0 | 0 | 0 | 0 | 0 | 0 | 0 | 0 | 0.22 | 16.39 | 50.08 | 66.87 | 72.66 | 76 | 77.45 | 76.95 | 76.97 | 75.77 | 73.75 | 70.69 | 63.85 | 38.2 | 6.2 | 0 | 0 | 0 | 0 | 0 | 0 | 0 | 0 | 0 | 0 | 7.27 | 38.49 | 61.69 | 70.94 | 74.72 | 76.18 | 75.48 | 74.6 | 73.95 | 72.17 | 68.48 | 59.22 | 33.96 | 5.08 | 0 | 0 | 0 | 0 | 0 | 0 | 0 | 0 | 0 | 0 | 2.79 | 30.83 | 60.56 | 70.95 | 74.75 | 76.64 | 76.91 | 75.18 | 71.48 | 69.82 | 64.17 | 51.11 | 18.27 | 0.5 | 0 | 0 | 0 | 0 | 0 | 0 | 0 | 0 | 0 | 0 | 0.44 | 20.56 | 52.63 | 64.83 | 69.46 | 70.74 | 71.91 | 70.59 | 68.59 | 64.15 | 58.15 | 30.87 | 2.74 | 0 | 0 | 0 | 0 | 0 | 0 | 0 | 0 | 0 | 0 | 0 | 0 | 9 | 44.4 | 59.35 | 62.44 | 63.33 | 63.18 | 62.57 | 63.51 | 59.4 | 44.79 | 9.76 | 0.01 | 0 | 0 | 0 | 0 | 0 | 0 | 0 | 0 | 0 | 0 | 0 | 1.41 | 25.16 | 52.6 | 59.08 | 57.94 | 56.3 | 57.22 | 56.88 | 52.33 | 30.73 | 2.85 | 0 | 0 | 0 | 0 | 0 | 0 | 0 | 0 | 0 | 0 | 0 | 0 | 0 | 0.1 | 11.9 | 37.5 | 47 | 46.33 | 44.57 | 46.39 | 45.66 | 42.07 | 22.99 | 1.89 | 0 | 0 | 0 | 0 | 0 | 0 | 0
KRAMER_1_R2PX2 |  | Paired_Solar_1Axis | Solar Tracking | CISO | South | Socal | FC | 48 | 0 | 0 | 0 | 0 | 0 | 0 | 0.02 | 5.75 | 22.52 | 29.32 | 29.03 | 28.52 | 28.21 | 28.28 | 25.61 | 18.48 | 3.12 | 0 | 0 | 0 | 0 | 0 | 0 | 0 | 0 | 0 | 0 | 0 | 0 | 0 | 0.33 | 12.55 | 30.55 | 33.76 | 33.02 | 32.73 | 32.55 | 31.39 | 30.62 | 27.83 | 11.82 | 0.47 | 0 | 0 | 0 | 0 | 0 | 0 | 0 | 0 | 0 | 0 | 0 | 0 | 0.07 | 8.21 | 28.53 | 35.02 | 35.15 | 34.43 | 34.08 | 33.92 | 32.22 | 29.71 | 22.17 | 8.34 | 1.35 | 0 | 0 | 0 | 0 | 0 | 0 | 0 | 0 | 0 | 0 | 0 | 1.47 | 17.54 | 34.36 | 36.75 | 38.27 | 38.16 | 38.4 | 38 | 37.55 | 36.19 | 34.13 | 27.67 | 8.75 | 0.14 | 0 | 0 | 0 | 0 | 0 | 0 | 0 | 0 | 0 | 0.03 | 7.12 | 26.29 | 36.11 | 39.1 | 40.38 | 40.73 | 40.86 | 40.69 | 40 | 39.03 | 37.22 | 32.64 | 15.76 | 1.25 | 0 | 0 | 0 | 0 | 0 | 0 | 0 | 0 | 0 | 0.11 | 8.74 | 26.71 | 35.67 | 38.75 | 40.53 | 41.31 | 41.04 | 41.05 | 40.41 | 39.34 | 37.7 | 34.05 | 20.37 | 3.31 | 0 | 0 | 0 | 0 | 0 | 0 | 0 | 0 | 0 | 0 | 3.88 | 20.53 | 32.9 | 37.83 | 39.85 | 40.63 | 40.26 | 39.79 | 39.44 | 38.49 | 36.52 | 31.58 | 18.11 | 2.71 | 0 | 0 | 0 | 0 | 0 | 0 | 0 | 0 | 0 | 0 | 1.49 | 16.44 | 32.3 | 37.84 | 39.87 | 40.87 | 41.02 | 40.1 | 38.12 | 37.24 | 34.23 | 27.26 | 9.74 | 0.27 | 0 | 0 | 0 | 0 | 0 | 0 | 0 | 0 | 0 | 0 | 0.24 | 10.97 | 28.07 | 34.58 | 37.05 | 37.73 | 38.35 | 37.65 | 36.58 | 34.21 | 31.01 | 16.46 | 1.46 | 0 | 0 | 0 | 0 | 0 | 0 | 0 | 0 | 0 | 0 | 0 | 0 | 4.8 | 23.68 | 31.65 | 33.3 | 33.78 | 33.7 | 33.37 | 33.87 | 31.68 | 23.89 | 5.2 | 0 | 0 | 0 | 0 | 0 | 0 | 0 | 0 | 0 | 0 | 0 | 0 | 0.75 | 13.42 | 28.05 | 31.51 | 30.9 | 30.03 | 30.51 | 30.34 | 27.91 | 16.39 | 1.52 | 0 | 0 | 0 | 0 | 0 | 0 | 0 | 0 | 0 | 0 | 0 | 0 | 0 | 0.05 | 6.35 | 20 | 25.07 | 24.71 | 23.77 | 24.74 | 24.35 | 22.44 | 12.26 | 1.01 | 0 | 0 | 0 | 0 | 0 | 0 | 0
KRAMER_2_SEGS 9 |  | Solar_Thermal | Solar Thermal | CISO | South | Socal | FC | 80 | 0 | 0 | 0 | 0 | 0 | 0 | 0 | 0 | 1.74 | 13.38 | 18.63 | 23.13 | 21.28 | 18.16 | 18.96 | 15.29 | 4.54 | 0 | 0 | 0 | 0 | 0 | 0 | 0 | 0 | 0 | 0 | 0 | 0 | 0 | 0 | 0.09 | 11.09 | 28.31 | 30.94 | 29.1 | 26.37 | 26.22 | 27.98 | 26.75 | 14.99 | 3.26 | 0 | 0 | 0 | 0 | 0 | 0 | 0 | 0 | 0 | 0 | 0 | 0 | 0 | 0 | 11.65 | 35.29 | 39.83 | 39.24 | 39.84 | 43.06 | 41.82 | 39.24 | 32.27 | 13.2 | 0.59 | 0 | 0 | 0 | 0 | 0 | 0 | 0 | 0 | 0 | 0 | 0 | 0 | 2.46 | 31.06 | 49.21 | 55.33 | 55.56 | 55.95 | 54.49 | 50.19 | 45.09 | 41.38 | 35.88 | 16.28 | 1.81 | 0 | 0 | 0 | 0 | 0 | 0 | 0 | 0 | 0 | 0 | 0.87 | 20 | 53.74 | 65.3 | 67.12 | 67.01 | 65.93 | 64.59 | 62.98 | 58.2 | 52.61 | 44.4 | 29.02 | 6.48 | 0 | 0 | 0 | 0 | 0 | 0 | 0 | 0 | 0 | 0 | 2.25 | 25.54 | 55.06 | 62.08 | 63.98 | 63.25 | 62.84 | 61.58 | 58.51 | 55.92 | 53.42 | 47.33 | 32.99 | 11.54 | 0.21 | 0 | 0 | 0 | 0 | 0 | 0 | 0 | 0 | 0 | 0 | 4.45 | 24.8 | 40.15 | 45.59 | 47.11 | 47.89 | 45.68 | 44.5 | 41.77 | 40.29 | 32.84 | 24.16 | 7.7 | 0 | 0 | 0 | 0 | 0 | 0 | 0 | 0 | 0 | 0 | 0 | 2.27 | 28.02 | 46.74 | 55.93 | 58.11 | 57.37 | 49.32 | 46.66 | 43.85 | 41.36 | 34.72 | 20.98 | 3.31 | 0 | 0 | 0 | 0 | 0 | 0 | 0 | 0 | 0 | 0 | 0 | 0.67 | 22.69 | 46.47 | 55.1 | 55.49 | 54.76 | 52.28 | 48.85 | 46.44 | 43.27 | 32.12 | 7.82 | 0.03 | 0 | 0 | 0 | 0 | 0 | 0 | 0 | 0 | 0 | 0 | 0 | 0 | 11.32 | 42.97 | 53.57 | 52.96 | 52.51 | 51.41 | 52.3 | 49.72 | 40.07 | 17.19 | 1.24 | 0 | 0 | 0 | 0 | 0 | 0 | 0 | 0 | 0 | 0 | 0 | 0 | 0.29 | 15.01 | 37.87 | 42.65 | 41.79 | 40.73 | 40.41 | 37.3 | 25.57 | 6.71 | 0 | 0 | 0 | 0 | 0 | 0 | 0 | 0 | 0 | 0 | 0 | 0 | 0 | 0 | 0 | 1.04 | 8.64 | 13.63 | 14.46 | 14.31 | 14.82 | 14.64 | 10.5 | 2.39 | 0 | 0 | 0 | 0 | 0 | 0 | 0
LAMONT_1_SOLAR1 |  | Solar_1Axis | Solar Tracking | CISO | North | Norcal | FC | 60 | 0 | 0 | 0 | 0 | 0 | 0 | 0 | 1.41 | 11.34 | 20.09 | 24.5 | 26.48 | 27.35 | 25.52 | 23.81 | 16.34 | 3.62 | 0 | 0 | 0 | 0 | 0 | 0 | 0 | 0 | 0 | 0 | 0 | 0 | 0 | 0.01 | 7.61 | 31 | 39.76 | 39.61 | 37.81 | 37.34 | 37.25 | 38.06 | 33.05 | 17.26 | 0.92 | 0 | 0 | 0 | 0 | 0 | 0 | 0 | 0 | 0 | 0 | 0 | 0 | 0 | 4.68 | 26.39 | 39.61 | 41.76 | 40.24 | 40.57 | 38.85 | 36.94 | 34.77 | 29.11 | 8.82 | 1.83 | 0 | 0 | 0 | 0 | 0 | 0 | 0 | 0 | 0 | 0 | 0 | 0.47 | 15.43 | 36.85 | 43.35 | 43.1 | 42.45 | 43.87 | 43.63 | 42.8 | 43.37 | 40.83 | 36.28 | 15.6 | 0.62 | 0 | 0 | 0 | 0 | 0 | 0 | 0 | 0 | 0 | 0 | 5.6 | 29.93 | 42.11 | 45.05 | 45.81 | 45.44 | 46.4 | 46.48 | 46.59 | 47.22 | 45.89 | 43.05 | 26.22 | 3.48 | 0 | 0 | 0 | 0 | 0 | 0 | 0 | 0 | 0 | 0.03 | 9.32 | 33.85 | 45.65 | 49.63 | 50.29 | 50.73 | 51.05 | 50.76 | 50.4 | 50.55 | 48.63 | 45.56 | 32.87 | 8.9 | 0.08 | 0 | 0 | 0 | 0 | 0 | 0 | 0 | 0 | 0 | 4.19 | 27.73 | 45.8 | 50.57 | 51.34 | 51.49 | 51.11 | 51.1 | 50.29 | 50.25 | 48.43 | 44.8 | 31.07 | 7.17 | 0.04 | 0 | 0 | 0 | 0 | 0 | 0 | 0 | 0 | 0 | 0.62 | 16.39 | 38.27 | 46.6 | 48.46 | 49.07 | 49.01 | 48.55 | 48.48 | 48.3 | 46.19 | 37.62 | 16.54 | 0.96 | 0 | 0 | 0 | 0 | 0 | 0 | 0 | 0 | 0 | 0 | 0.02 | 7.93 | 30.56 | 40.86 | 43.29 | 43.8 | 43.29 | 43.01 | 43.14 | 43.75 | 39.39 | 24.42 | 3.13 | 0 | 0 | 0 | 0 | 0 | 0 | 0 | 0 | 0 | 0 | 0 | 0 | 2.07 | 19.54 | 34.15 | 37.66 | 37.16 | 35.79 | 36.21 | 37.32 | 36.43 | 28.55 | 8.07 | 0.05 | 0 | 0 | 0 | 0 | 0 | 0 | 0 | 0 | 0 | 0 | 0 | 0.06 | 6.44 | 22.34 | 30.49 | 31.66 | 30.32 | 31.18 | 31.92 | 30.15 | 18.4 | 2.2 | 0 | 0 | 0 | 0 | 0 | 0 | 0 | 0 | 0 | 0 | 0 | 0 | 0 | 0 | 1.51 | 11.24 | 18.39 | 22.03 | 24.12 | 23.77 | 22.89 | 19.25 | 10.26 | 1.2 | 0 | 0 | 0 | 0 | 0 | 0 | 0
LAMONT_1_SOLAR2 |  | Solar_1Axis | Solar Tracking | CISO | North | Norcal | FC | 20 | 0 | 0 | 0 | 0 | 0 | 0 | 0 | 0.47 | 3.78 | 6.7 | 8.17 | 8.83 | 9.12 | 8.51 | 7.94 | 5.45 | 1.21 | 0 | 0 | 0 | 0 | 0 | 0 | 0 | 0 | 0 | 0 | 0 | 0 | 0 | 0 | 2.54 | 10.33 | 13.25 | 13.2 | 12.6 | 12.45 | 12.42 | 12.69 | 11.02 | 5.75 | 0.31 | 0 | 0 | 0 | 0 | 0 | 0 | 0 | 0 | 0 | 0 | 0 | 0 | 0 | 1.56 | 8.8 | 13.2 | 13.92 | 13.41 | 13.52 | 12.95 | 12.31 | 11.59 | 9.7 | 2.94 | 0.61 | 0 | 0 | 0 | 0 | 0 | 0 | 0 | 0 | 0 | 0 | 0 | 0.16 | 5.14 | 12.28 | 14.45 | 14.37 | 14.15 | 14.62 | 14.54 | 14.27 | 14.46 | 13.61 | 12.09 | 5.2 | 0.21 | 0 | 0 | 0 | 0 | 0 | 0 | 0 | 0 | 0 | 0 | 1.87 | 9.98 | 14.04 | 15.02 | 15.27 | 15.15 | 15.47 | 15.49 | 15.53 | 15.74 | 15.3 | 14.35 | 8.74 | 1.16 | 0 | 0 | 0 | 0 | 0 | 0 | 0 | 0 | 0 | 0.01 | 3.11 | 11.28 | 15.22 | 16.54 | 16.76 | 16.91 | 17.02 | 16.92 | 16.8 | 16.85 | 16.21 | 15.19 | 10.96 | 2.97 | 0.03 | 0 | 0 | 0 | 0 | 0 | 0 | 0 | 0 | 0 | 1.4 | 9.24 | 15.27 | 16.86 | 17.11 | 17.16 | 17.04 | 17.03 | 16.76 | 16.75 | 16.14 | 14.93 | 10.36 | 2.39 | 0.01 | 0 | 0 | 0 | 0 | 0 | 0 | 0 | 0 | 0 | 0.21 | 5.46 | 12.76 | 15.53 | 16.15 | 16.36 | 16.34 | 16.18 | 16.16 | 16.1 | 15.4 | 12.54 | 5.51 | 0.32 | 0 | 0 | 0 | 0 | 0 | 0 | 0 | 0 | 0 | 0 | 0.01 | 2.64 | 10.19 | 13.62 | 14.43 | 14.6 | 14.43 | 14.34 | 14.38 | 14.58 | 13.13 | 8.14 | 1.04 | 0 | 0 | 0 | 0 | 0 | 0 | 0 | 0 | 0 | 0 | 0 | 0 | 0.69 | 6.51 | 11.38 | 12.55 | 12.39 | 11.93 | 12.07 | 12.44 | 12.14 | 9.52 | 2.69 | 0.02 | 0 | 0 | 0 | 0 | 0 | 0 | 0 | 0 | 0 | 0 | 0 | 0.02 | 2.15 | 7.45 | 10.16 | 10.55 | 10.11 | 10.39 | 10.64 | 10.05 | 6.13 | 0.73 | 0 | 0 | 0 | 0 | 0 | 0 | 0 | 0 | 0 | 0 | 0 | 0 | 0 | 0 | 0.5 | 3.75 | 6.13 | 7.34 | 8.04 | 7.92 | 7.63 | 6.42 | 3.42 | 0.4 | 0 | 0 | 0 | 0 | 0 | 0 | 0
LAMONT_1_SOLAR3 |  | Solar_1Axis | Solar Tracking | CISO | North | Norcal | FC | 14.99 | 0 | 0 | 0 | 0 | 0 | 0 | 0 | 0.35 | 2.83 | 5.02 | 6.12 | 6.62 | 6.83 | 6.38 | 5.95 | 4.08 | 0.9 | 0 | 0 | 0 | 0 | 0 | 0 | 0 | 0 | 0 | 0 | 0 | 0 | 0 | 0 | 1.9 | 7.74 | 9.93 | 9.9 | 9.45 | 9.33 | 9.31 | 9.51 | 8.26 | 4.31 | 0.23 | 0 | 0 | 0 | 0 | 0 | 0 | 0 | 0 | 0 | 0 | 0 | 0 | 0 | 1.17 | 6.59 | 9.9 | 10.43 | 10.05 | 10.14 | 9.71 | 9.23 | 8.69 | 7.27 | 2.2 | 0.46 | 0 | 0 | 0 | 0 | 0 | 0 | 0 | 0 | 0 | 0 | 0 | 0.12 | 3.85 | 9.21 | 10.83 | 10.77 | 10.61 | 10.96 | 10.9 | 10.69 | 10.83 | 10.2 | 9.07 | 3.9 | 0.16 | 0 | 0 | 0 | 0 | 0 | 0 | 0 | 0 | 0 | 0 | 1.4 | 7.48 | 10.52 | 11.26 | 11.44 | 11.35 | 11.59 | 11.61 | 11.64 | 11.8 | 11.46 | 10.75 | 6.55 | 0.87 | 0 | 0 | 0 | 0 | 0 | 0 | 0 | 0 | 0 | 0.01 | 2.33 | 8.46 | 11.41 | 12.4 | 12.56 | 12.67 | 12.75 | 12.68 | 12.59 | 12.63 | 12.15 | 11.38 | 8.21 | 2.22 | 0.02 | 0 | 0 | 0 | 0 | 0 | 0 | 0 | 0 | 0 | 1.05 | 6.93 | 11.44 | 12.64 | 12.83 | 12.86 | 12.77 | 12.77 | 12.56 | 12.55 | 12.1 | 11.19 | 7.76 | 1.79 | 0.01 | 0 | 0 | 0 | 0 | 0 | 0 | 0 | 0 | 0 | 0.15 | 4.09 | 9.56 | 11.64 | 12.11 | 12.26 | 12.24 | 12.13 | 12.11 | 12.07 | 11.54 | 9.4 | 4.13 | 0.24 | 0 | 0 | 0 | 0 | 0 | 0 | 0 | 0 | 0 | 0 | 0.01 | 1.98 | 7.63 | 10.21 | 10.81 | 10.94 | 10.81 | 10.75 | 10.78 | 10.93 | 9.84 | 6.1 | 0.78 | 0 | 0 | 0 | 0 | 0 | 0 | 0 | 0 | 0 | 0 | 0 | 0 | 0.52 | 4.88 | 8.53 | 9.41 | 9.28 | 8.94 | 9.05 | 9.32 | 9.1 | 7.13 | 2.02 | 0.01 | 0 | 0 | 0 | 0 | 0 | 0 | 0 | 0 | 0 | 0 | 0 | 0.02 | 1.61 | 5.58 | 7.62 | 7.91 | 7.57 | 7.79 | 7.98 | 7.53 | 4.6 | 0.55 | 0 | 0 | 0 | 0 | 0 | 0 | 0 | 0 | 0 | 0 | 0 | 0 | 0 | 0 | 0.38 | 2.81 | 4.6 | 5.5 | 6.03 | 5.94 | 5.72 | 4.81 | 2.56 | 0.3 | 0 | 0 | 0 | 0 | 0 | 0 | 0
LAMONT_1_SOLAR4 |  | Solar_1Axis | Solar Tracking | CISO | North | Norcal | FC | 26.66 | 0 | 0 | 0 | 0 | 0 | 0 | 0 | 0.63 | 5.04 | 8.93 | 10.88 | 11.77 | 12.15 | 11.34 | 10.58 | 7.26 | 1.61 | 0 | 0 | 0 | 0 | 0 | 0 | 0 | 0 | 0 | 0 | 0 | 0 | 0 | 0.01 | 3.38 | 13.77 | 17.66 | 17.6 | 16.8 | 16.59 | 16.55 | 16.91 | 14.68 | 7.67 | 0.41 | 0 | 0 | 0 | 0 | 0 | 0 | 0 | 0 | 0 | 0 | 0 | 0 | 0 | 2.08 | 11.73 | 17.6 | 18.56 | 17.88 | 18.03 | 17.26 | 16.41 | 15.45 | 12.94 | 3.92 | 0.81 | 0 | 0 | 0 | 0 | 0 | 0 | 0 | 0 | 0 | 0 | 0 | 0.21 | 6.86 | 16.37 | 19.26 | 19.15 | 18.86 | 19.49 | 19.38 | 19.02 | 19.27 | 18.14 | 16.12 | 6.93 | 0.28 | 0 | 0 | 0 | 0 | 0 | 0 | 0 | 0 | 0 | 0 | 2.49 | 13.3 | 18.71 | 20.02 | 20.35 | 20.19 | 20.62 | 20.65 | 20.7 | 20.98 | 20.39 | 19.13 | 11.65 | 1.55 | 0 | 0 | 0 | 0 | 0 | 0 | 0 | 0 | 0 | 0.01 | 4.14 | 15.04 | 20.28 | 22.05 | 22.35 | 22.54 | 22.68 | 22.55 | 22.4 | 22.46 | 21.61 | 20.24 | 14.6 | 3.95 | 0.03 | 0 | 0 | 0 | 0 | 0 | 0 | 0 | 0 | 0 | 1.86 | 12.32 | 20.35 | 22.47 | 22.81 | 22.88 | 22.71 | 22.7 | 22.34 | 22.33 | 21.52 | 19.91 | 13.81 | 3.19 | 0.02 | 0 | 0 | 0 | 0 | 0 | 0 | 0 | 0 | 0 | 0.27 | 7.28 | 17 | 20.71 | 21.53 | 21.8 | 21.78 | 21.57 | 21.54 | 21.46 | 20.53 | 16.72 | 7.35 | 0.43 | 0 | 0 | 0 | 0 | 0 | 0 | 0 | 0 | 0 | 0 | 0.01 | 3.52 | 13.58 | 18.16 | 19.23 | 19.46 | 19.23 | 19.11 | 19.17 | 19.44 | 17.5 | 10.85 | 1.39 | 0 | 0 | 0 | 0 | 0 | 0 | 0 | 0 | 0 | 0 | 0 | 0 | 0.92 | 8.68 | 15.17 | 16.73 | 16.51 | 15.9 | 16.09 | 16.58 | 16.19 | 12.69 | 3.58 | 0.02 | 0 | 0 | 0 | 0 | 0 | 0 | 0 | 0 | 0 | 0 | 0 | 0.03 | 2.86 | 9.93 | 13.55 | 14.07 | 13.47 | 13.86 | 14.18 | 13.4 | 8.18 | 0.98 | 0 | 0 | 0 | 0 | 0 | 0 | 0 | 0 | 0 | 0 | 0 | 0 | 0 | 0 | 0.67 | 4.99 | 8.17 | 9.79 | 10.72 | 10.56 | 10.17 | 8.55 | 4.56 | 0.53 | 0 | 0 | 0 | 0 | 0 | 0 | 0
LAMONT_1_SOLAR5 |  | Solar_1Axis | Solar Tracking | CISO | North | Norcal | FC | 16.66 | 0 | 0 | 0 | 0 | 0 | 0 | 0 | 0.39 | 3.15 | 5.58 | 6.8 | 7.35 | 7.6 | 7.09 | 6.61 | 4.54 | 1 | 0 | 0 | 0 | 0 | 0 | 0 | 0 | 0 | 0 | 0 | 0 | 0 | 0 | 0 | 2.11 | 8.61 | 11.04 | 11 | 10.5 | 10.37 | 10.34 | 10.57 | 9.18 | 4.79 | 0.26 | 0 | 0 | 0 | 0 | 0 | 0 | 0 | 0 | 0 | 0 | 0 | 0 | 0 | 1.3 | 7.33 | 11 | 11.6 | 11.17 | 11.26 | 10.79 | 10.26 | 9.65 | 8.08 | 2.45 | 0.51 | 0 | 0 | 0 | 0 | 0 | 0 | 0 | 0 | 0 | 0 | 0 | 0.13 | 4.28 | 10.23 | 12.04 | 11.97 | 11.79 | 12.18 | 12.11 | 11.88 | 12.04 | 11.34 | 10.07 | 4.33 | 0.17 | 0 | 0 | 0 | 0 | 0 | 0 | 0 | 0 | 0 | 0 | 1.56 | 8.31 | 11.69 | 12.51 | 12.72 | 12.62 | 12.88 | 12.91 | 12.94 | 13.11 | 12.74 | 11.95 | 7.28 | 0.97 | 0 | 0 | 0 | 0 | 0 | 0 | 0 | 0 | 0 | 0.01 | 2.59 | 9.4 | 12.68 | 13.78 | 13.96 | 14.09 | 14.18 | 14.09 | 14 | 14.04 | 13.5 | 12.65 | 9.13 | 2.47 | 0.02 | 0 | 0 | 0 | 0 | 0 | 0 | 0 | 0 | 0 | 1.16 | 7.7 | 12.72 | 14.04 | 14.26 | 14.3 | 14.19 | 14.19 | 13.96 | 13.95 | 13.45 | 12.44 | 8.63 | 1.99 | 0.01 | 0 | 0 | 0 | 0 | 0 | 0 | 0 | 0 | 0 | 0.17 | 4.55 | 10.63 | 12.94 | 13.46 | 13.63 | 13.61 | 13.48 | 13.46 | 13.41 | 12.83 | 10.45 | 4.59 | 0.27 | 0 | 0 | 0 | 0 | 0 | 0 | 0 | 0 | 0 | 0 | 0.01 | 2.2 | 8.49 | 11.35 | 12.02 | 12.16 | 12.02 | 11.94 | 11.98 | 12.15 | 10.94 | 6.78 | 0.87 | 0 | 0 | 0 | 0 | 0 | 0 | 0 | 0 | 0 | 0 | 0 | 0 | 0.57 | 5.43 | 9.48 | 10.46 | 10.32 | 9.94 | 10.05 | 10.36 | 10.11 | 7.93 | 2.24 | 0.01 | 0 | 0 | 0 | 0 | 0 | 0 | 0 | 0 | 0 | 0 | 0 | 0.02 | 1.79 | 6.2 | 8.46 | 8.79 | 8.42 | 8.66 | 8.86 | 8.37 | 5.11 | 0.61 | 0 | 0 | 0 | 0 | 0 | 0 | 0 | 0 | 0 | 0 | 0 | 0 | 0 | 0 | 0.42 | 3.12 | 5.11 | 6.12 | 6.7 | 6.6 | 6.36 | 5.34 | 2.85 | 0.33 | 0 | 0 | 0 | 0 | 0 | 0 | 0
LCKHT1_2_LH1SR1 |  | Paired_Solar_1Axis | Solar Tracking | CISO | South | Socal | ID | 85 | 0 | 0 | 0 | 0 | 0 | 0 | 0.04 | 10.18 | 39.88 | 51.93 | 51.41 | 50.5 | 49.95 | 50.07 | 45.35 | 32.73 | 5.52 | 0 | 0 | 0 | 0 | 0 | 0 | 0 | 0 | 0 | 0 | 0 | 0 | 0 | 0.59 | 22.23 | 54.1 | 59.78 | 58.47 | 57.96 | 57.64 | 55.58 | 54.22 | 49.29 | 20.94 | 0.84 | 0 | 0 | 0 | 0 | 0 | 0 | 0 | 0 | 0 | 0 | 0 | 0 | 0.13 | 14.54 | 50.53 | 62.02 | 62.24 | 60.98 | 60.34 | 60.07 | 57.05 | 52.61 | 39.25 | 14.77 | 2.38 | 0 | 0 | 0 | 0 | 0 | 0 | 0 | 0 | 0 | 0 | 0 | 2.6 | 31.05 | 60.84 | 65.08 | 67.77 | 67.58 | 68.01 | 67.28 | 66.5 | 64.09 | 60.43 | 48.99 | 15.49 | 0.25 | 0 | 0 | 0 | 0 | 0 | 0 | 0 | 0 | 0 | 0.05 | 12.6 | 46.55 | 63.94 | 69.24 | 71.51 | 72.12 | 72.36 | 72.05 | 70.83 | 69.12 | 65.91 | 57.81 | 27.91 | 2.21 | 0 | 0 | 0 | 0 | 0 | 0 | 0 | 0 | 0 | 0.2 | 15.48 | 47.29 | 63.16 | 68.63 | 71.78 | 73.15 | 72.68 | 72.69 | 71.56 | 69.66 | 66.76 | 60.31 | 36.08 | 5.86 | 0 | 0 | 0 | 0 | 0 | 0 | 0 | 0 | 0 | 0 | 6.87 | 36.35 | 58.27 | 66.99 | 70.57 | 71.95 | 71.29 | 70.46 | 69.84 | 68.16 | 64.67 | 55.93 | 32.07 | 4.8 | 0 | 0 | 0 | 0 | 0 | 0 | 0 | 0 | 0 | 0 | 2.63 | 29.12 | 57.2 | 67.01 | 70.6 | 72.38 | 72.64 | 71.01 | 67.51 | 65.95 | 60.61 | 48.27 | 17.26 | 0.47 | 0 | 0 | 0 | 0 | 0 | 0 | 0 | 0 | 0 | 0 | 0.42 | 19.42 | 49.71 | 61.23 | 65.6 | 66.81 | 67.92 | 66.66 | 64.78 | 60.58 | 54.92 | 29.15 | 2.59 | 0 | 0 | 0 | 0 | 0 | 0 | 0 | 0 | 0 | 0 | 0 | 0 | 8.5 | 41.94 | 56.05 | 58.97 | 59.81 | 59.67 | 59.09 | 59.98 | 56.1 | 42.3 | 9.21 | 0.01 | 0 | 0 | 0 | 0 | 0 | 0 | 0 | 0 | 0 | 0 | 0 | 1.34 | 23.77 | 49.68 | 55.8 | 54.72 | 53.17 | 54.04 | 53.72 | 49.42 | 29.03 | 2.69 | 0 | 0 | 0 | 0 | 0 | 0 | 0 | 0 | 0 | 0 | 0 | 0 | 0 | 0.09 | 11.24 | 35.42 | 44.39 | 43.76 | 42.09 | 43.81 | 43.12 | 39.73 | 21.71 | 1.79 | 0 | 0 | 0 | 0 | 0 | 0 | 0
LCKHT1_2_LH1SR2 |  | Solar_1Axis | Solar Tracking | CISO | South | Socal | ID | 75 | 0 | 0 | 0 | 0 | 0 | 0 | 0.04 | 8.98 | 35.19 | 45.82 | 45.36 | 44.56 | 44.07 | 44.18 | 40.02 | 28.88 | 4.87 | 0 | 0 | 0 | 0 | 0 | 0 | 0 | 0 | 0 | 0 | 0 | 0 | 0 | 0.52 | 19.62 | 47.73 | 52.74 | 51.59 | 51.14 | 50.86 | 49.04 | 47.84 | 43.49 | 18.47 | 0.74 | 0 | 0 | 0 | 0 | 0 | 0 | 0 | 0 | 0 | 0 | 0 | 0 | 0.11 | 12.83 | 44.58 | 54.72 | 54.92 | 53.8 | 53.24 | 53 | 50.34 | 46.42 | 34.64 | 13.03 | 2.1 | 0 | 0 | 0 | 0 | 0 | 0 | 0 | 0 | 0 | 0 | 0 | 2.3 | 27.4 | 53.68 | 57.42 | 59.8 | 59.63 | 60 | 59.37 | 58.68 | 56.55 | 53.32 | 43.23 | 13.67 | 0.22 | 0 | 0 | 0 | 0 | 0 | 0 | 0 | 0 | 0 | 0.04 | 11.12 | 41.07 | 56.42 | 61.1 | 63.1 | 63.63 | 63.85 | 63.57 | 62.5 | 60.99 | 58.15 | 51.01 | 24.62 | 1.95 | 0 | 0 | 0 | 0 | 0 | 0 | 0 | 0 | 0 | 0.18 | 13.66 | 41.73 | 55.73 | 60.55 | 63.33 | 64.54 | 64.13 | 64.14 | 63.14 | 61.46 | 58.91 | 53.21 | 31.83 | 5.17 | 0 | 0 | 0 | 0 | 0 | 0 | 0 | 0 | 0 | 0 | 6.06 | 32.07 | 51.41 | 59.11 | 62.27 | 63.48 | 62.9 | 62.17 | 61.63 | 60.14 | 57.06 | 49.35 | 28.3 | 4.23 | 0 | 0 | 0 | 0 | 0 | 0 | 0 | 0 | 0 | 0 | 2.32 | 25.69 | 50.47 | 59.12 | 62.29 | 63.86 | 64.09 | 62.65 | 59.57 | 58.19 | 53.48 | 42.59 | 15.23 | 0.42 | 0 | 0 | 0 | 0 | 0 | 0 | 0 | 0 | 0 | 0 | 0.37 | 17.13 | 43.86 | 54.03 | 57.88 | 58.95 | 59.93 | 58.82 | 57.16 | 53.46 | 48.46 | 25.72 | 2.28 | 0 | 0 | 0 | 0 | 0 | 0 | 0 | 0 | 0 | 0 | 0 | 0 | 7.5 | 37 | 49.46 | 52.03 | 52.78 | 52.65 | 52.14 | 52.92 | 49.5 | 37.33 | 8.13 | 0.01 | 0 | 0 | 0 | 0 | 0 | 0 | 0 | 0 | 0 | 0 | 0 | 1.18 | 20.97 | 43.84 | 49.23 | 48.28 | 46.92 | 47.68 | 47.4 | 43.6 | 25.61 | 2.38 | 0 | 0 | 0 | 0 | 0 | 0 | 0 | 0 | 0 | 0 | 0 | 0 | 0 | 0.08 | 9.92 | 31.25 | 39.17 | 38.61 | 37.14 | 38.66 | 38.05 | 35.06 | 19.15 | 1.58 | 0 | 0 | 0 | 0 | 0 | 0 | 0
LEPRFD_1_KANSAS |  | Solar_Fixed | Solar Fixed | CISO | North | Norcal | FC | 20 | 0 | 0 | 0 | 0 | 0 | 0 | 0 | 0.62 | 4.32 | 8.46 | 10.65 | 11.16 | 11.64 | 10.25 | 9.63 | 6.57 | 1.54 | 0 | 0 | 0 | 0 | 0 | 0 | 0 | 0 | 0 | 0 | 0 | 0 | 0 | 0 | 2.29 | 8.92 | 12.29 | 13.48 | 13.8 | 14.15 | 13.34 | 12.42 | 10.08 | 5.11 | 0.37 | 0 | 0 | 0 | 0 | 0 | 0 | 0 | 0 | 0 | 0 | 0 | 0 | 0 | 1.27 | 6.87 | 11.2 | 13.42 | 13.72 | 13.62 | 13.13 | 12.3 | 10.96 | 8.45 | 2.99 | 0.64 | 0 | 0 | 0 | 0 | 0 | 0 | 0 | 0 | 0 | 0 | 0 | 0.12 | 3.56 | 10.04 | 13.58 | 15.15 | 15.75 | 16.26 | 15.98 | 15.91 | 15.2 | 13.45 | 10.25 | 3.94 | 0.17 | 0 | 0 | 0 | 0 | 0 | 0 | 0 | 0 | 0 | 0 | 1.13 | 6.54 | 11.45 | 14.42 | 15.87 | 16.49 | 16.45 | 16.45 | 16.44 | 15.82 | 14.1 | 11.43 | 5.99 | 0.81 | 0 | 0 | 0 | 0 | 0 | 0 | 0 | 0 | 0 | 0.01 | 1.73 | 7.29 | 11.94 | 14.68 | 16.3 | 17.12 | 17.39 | 17.52 | 17.15 | 16.48 | 14.73 | 11.97 | 7.29 | 1.81 | 0.02 | 0 | 0 | 0 | 0 | 0 | 0 | 0 | 0 | 0 | 0.86 | 6.19 | 11.74 | 14.99 | 16.71 | 17.59 | 17.89 | 17.73 | 17.35 | 16.49 | 14.88 | 12.07 | 7.26 | 1.59 | 0.01 | 0 | 0 | 0 | 0 | 0 | 0 | 0 | 0 | 0 | 0.17 | 3.85 | 10.19 | 14.05 | 16.15 | 17.07 | 17.25 | 17.23 | 16.91 | 16.06 | 14.11 | 10.38 | 4.21 | 0.28 | 0 | 0 | 0 | 0 | 0 | 0 | 0 | 0 | 0 | 0 | 0.01 | 2.15 | 8.56 | 12.94 | 15.13 | 15.95 | 16.28 | 16.1 | 15.77 | 14.91 | 12.36 | 6.96 | 1.06 | 0 | 0 | 0 | 0 | 0 | 0 | 0 | 0 | 0 | 0 | 0 | 0 | 0.69 | 6.13 | 11.18 | 13.3 | 13.98 | 14.18 | 14.06 | 13.66 | 12.34 | 8.97 | 2.73 | 0.02 | 0 | 0 | 0 | 0 | 0 | 0 | 0 | 0 | 0 | 0 | 0 | 0.02 | 2.43 | 8.25 | 11.58 | 12.9 | 13.15 | 13.08 | 12.33 | 10.81 | 6.18 | 0.82 | 0 | 0 | 0 | 0 | 0 | 0 | 0 | 0 | 0 | 0 | 0 | 0 | 0 | 0 | 0.78 | 4.5 | 7.85 | 9.68 | 10.34 | 9.89 | 8.93 | 8.22 | 4.24 | 0.52 | 0 | 0 | 0 | 0 | 0 | 0 | 0
LHILLS_6_SOLAR1 |  | Solar_1Axis | Solar Tracking | CISO | North | Norcal | FC | 20 | 0 | 0 | 0 | 0 | 0 | 0 | 0 | 0.47 | 3.78 | 6.7 | 8.17 | 8.83 | 9.12 | 8.51 | 7.94 | 5.45 | 1.21 | 0 | 0 | 0 | 0 | 0 | 0 | 0 | 0 | 0 | 0 | 0 | 0 | 0 | 0 | 2.54 | 10.33 | 13.25 | 13.2 | 12.6 | 12.45 | 12.42 | 12.69 | 11.02 | 5.75 | 0.31 | 0 | 0 | 0 | 0 | 0 | 0 | 0 | 0 | 0 | 0 | 0 | 0 | 0 | 1.56 | 8.8 | 13.2 | 13.92 | 13.41 | 13.52 | 12.95 | 12.31 | 11.59 | 9.7 | 2.94 | 0.61 | 0 | 0 | 0 | 0 | 0 | 0 | 0 | 0 | 0 | 0 | 0 | 0.16 | 5.14 | 12.28 | 14.45 | 14.37 | 14.15 | 14.62 | 14.54 | 14.27 | 14.46 | 13.61 | 12.09 | 5.2 | 0.21 | 0 | 0 | 0 | 0 | 0 | 0 | 0 | 0 | 0 | 0 | 1.87 | 9.98 | 14.04 | 15.02 | 15.27 | 15.15 | 15.47 | 15.49 | 15.53 | 15.74 | 15.3 | 14.35 | 8.74 | 1.16 | 0 | 0 | 0 | 0 | 0 | 0 | 0 | 0 | 0 | 0.01 | 3.11 | 11.28 | 15.22 | 16.54 | 16.76 | 16.91 | 17.02 | 16.92 | 16.8 | 16.85 | 16.21 | 15.19 | 10.96 | 2.97 | 0.03 | 0 | 0 | 0 | 0 | 0 | 0 | 0 | 0 | 0 | 1.4 | 9.24 | 15.27 | 16.86 | 17.11 | 17.16 | 17.04 | 17.03 | 16.76 | 16.75 | 16.14 | 14.93 | 10.36 | 2.39 | 0.01 | 0 | 0 | 0 | 0 | 0 | 0 | 0 | 0 | 0 | 0.21 | 5.46 | 12.76 | 15.53 | 16.15 | 16.36 | 16.34 | 16.18 | 16.16 | 16.1 | 15.4 | 12.54 | 5.51 | 0.32 | 0 | 0 | 0 | 0 | 0 | 0 | 0 | 0 | 0 | 0 | 0.01 | 2.64 | 10.19 | 13.62 | 14.43 | 14.6 | 14.43 | 14.34 | 14.38 | 14.58 | 13.13 | 8.14 | 1.04 | 0 | 0 | 0 | 0 | 0 | 0 | 0 | 0 | 0 | 0 | 0 | 0 | 0.69 | 6.51 | 11.38 | 12.55 | 12.39 | 11.93 | 12.07 | 12.44 | 12.14 | 9.52 | 2.69 | 0.02 | 0 | 0 | 0 | 0 | 0 | 0 | 0 | 0 | 0 | 0 | 0 | 0.02 | 2.15 | 7.45 | 10.16 | 10.55 | 10.11 | 10.39 | 10.64 | 10.05 | 6.13 | 0.73 | 0 | 0 | 0 | 0 | 0 | 0 | 0 | 0 | 0 | 0 | 0 | 0 | 0 | 0 | 0.5 | 3.75 | 6.13 | 7.34 | 8.04 | 7.92 | 7.63 | 6.42 | 3.42 | 0.4 | 0 | 0 | 0 | 0 | 0 | 0 | 0
LILIAC_6_SOLAR |  | Solar_1Axis | Solar Tracking | CISO | South | Socal | FC | 3 | 0 | 0 | 0 | 0 | 0 | 0 | 0 | 0.36 | 1.41 | 1.83 | 1.81 | 1.78 | 1.76 | 1.77 | 1.6 | 1.16 | 0.19 | 0 | 0 | 0 | 0 | 0 | 0 | 0 | 0 | 0 | 0 | 0 | 0 | 0 | 0.02 | 0.78 | 1.91 | 2.11 | 2.06 | 2.05 | 2.03 | 1.96 | 1.91 | 1.74 | 0.74 | 0.03 | 0 | 0 | 0 | 0 | 0 | 0 | 0 | 0 | 0 | 0 | 0 | 0 | 0 | 0.51 | 1.78 | 2.19 | 2.2 | 2.15 | 2.13 | 2.12 | 2.01 | 1.86 | 1.39 | 0.52 | 0.08 | 0 | 0 | 0 | 0 | 0 | 0 | 0 | 0 | 0 | 0 | 0 | 0.09 | 1.1 | 2.15 | 2.3 | 2.39 | 2.39 | 2.4 | 2.37 | 2.35 | 2.26 | 2.13 | 1.73 | 0.55 | 0.01 | 0 | 0 | 0 | 0 | 0 | 0 | 0 | 0 | 0 | 0 | 0.44 | 1.64 | 2.26 | 2.44 | 2.52 | 2.55 | 2.55 | 2.54 | 2.5 | 2.44 | 2.33 | 2.04 | 0.98 | 0.08 | 0 | 0 | 0 | 0 | 0 | 0 | 0 | 0 | 0 | 0.01 | 0.55 | 1.67 | 2.23 | 2.42 | 2.53 | 2.58 | 2.57 | 2.57 | 2.53 | 2.46 | 2.36 | 2.13 | 1.27 | 0.21 | 0 | 0 | 0 | 0 | 0 | 0 | 0 | 0 | 0 | 0 | 0.24 | 1.28 | 2.06 | 2.36 | 2.49 | 2.54 | 2.52 | 2.49 | 2.47 | 2.41 | 2.28 | 1.97 | 1.13 | 0.17 | 0 | 0 | 0 | 0 | 0 | 0 | 0 | 0 | 0 | 0 | 0.09 | 1.03 | 2.02 | 2.36 | 2.49 | 2.55 | 2.56 | 2.51 | 2.38 | 2.33 | 2.14 | 1.7 | 0.61 | 0.02 | 0 | 0 | 0 | 0 | 0 | 0 | 0 | 0 | 0 | 0 | 0.01 | 0.69 | 1.75 | 2.16 | 2.32 | 2.36 | 2.4 | 2.35 | 2.29 | 2.14 | 1.94 | 1.03 | 0.09 | 0 | 0 | 0 | 0 | 0 | 0 | 0 | 0 | 0 | 0 | 0 | 0 | 0.3 | 1.48 | 1.98 | 2.08 | 2.11 | 2.11 | 2.09 | 2.12 | 1.98 | 1.49 | 0.33 | 0 | 0 | 0 | 0 | 0 | 0 | 0 | 0 | 0 | 0 | 0 | 0 | 0.05 | 0.84 | 1.75 | 1.97 | 1.93 | 1.88 | 1.91 | 1.9 | 1.74 | 1.02 | 0.1 | 0 | 0 | 0 | 0 | 0 | 0 | 0 | 0 | 0 | 0 | 0 | 0 | 0 | 0 | 0.4 | 1.25 | 1.57 | 1.54 | 1.49 | 1.55 | 1.52 | 1.4 | 0.77 | 0.06 | 0 | 0 | 0 | 0 | 0 | 0 | 0
LITLRK_6_GBCSR1 |  | Solar_1Axis | Solar Tracking | CISO | South | Socal | FC | 3 | 0 | 0 | 0 | 0 | 0 | 0 | 0 | 0.36 | 1.41 | 1.83 | 1.81 | 1.78 | 1.76 | 1.77 | 1.6 | 1.16 | 0.19 | 0 | 0 | 0 | 0 | 0 | 0 | 0 | 0 | 0 | 0 | 0 | 0 | 0 | 0.02 | 0.78 | 1.91 | 2.11 | 2.06 | 2.05 | 2.03 | 1.96 | 1.91 | 1.74 | 0.74 | 0.03 | 0 | 0 | 0 | 0 | 0 | 0 | 0 | 0 | 0 | 0 | 0 | 0 | 0 | 0.51 | 1.78 | 2.19 | 2.2 | 2.15 | 2.13 | 2.12 | 2.01 | 1.86 | 1.39 | 0.52 | 0.08 | 0 | 0 | 0 | 0 | 0 | 0 | 0 | 0 | 0 | 0 | 0 | 0.09 | 1.1 | 2.15 | 2.3 | 2.39 | 2.39 | 2.4 | 2.37 | 2.35 | 2.26 | 2.13 | 1.73 | 0.55 | 0.01 | 0 | 0 | 0 | 0 | 0 | 0 | 0 | 0 | 0 | 0 | 0.44 | 1.64 | 2.26 | 2.44 | 2.52 | 2.55 | 2.55 | 2.54 | 2.5 | 2.44 | 2.33 | 2.04 | 0.98 | 0.08 | 0 | 0 | 0 | 0 | 0 | 0 | 0 | 0 | 0 | 0.01 | 0.55 | 1.67 | 2.23 | 2.42 | 2.53 | 2.58 | 2.57 | 2.57 | 2.53 | 2.46 | 2.36 | 2.13 | 1.27 | 0.21 | 0 | 0 | 0 | 0 | 0 | 0 | 0 | 0 | 0 | 0 | 0.24 | 1.28 | 2.06 | 2.36 | 2.49 | 2.54 | 2.52 | 2.49 | 2.47 | 2.41 | 2.28 | 1.97 | 1.13 | 0.17 | 0 | 0 | 0 | 0 | 0 | 0 | 0 | 0 | 0 | 0 | 0.09 | 1.03 | 2.02 | 2.36 | 2.49 | 2.55 | 2.56 | 2.51 | 2.38 | 2.33 | 2.14 | 1.7 | 0.61 | 0.02 | 0 | 0 | 0 | 0 | 0 | 0 | 0 | 0 | 0 | 0 | 0.01 | 0.69 | 1.75 | 2.16 | 2.32 | 2.36 | 2.4 | 2.35 | 2.29 | 2.14 | 1.94 | 1.03 | 0.09 | 0 | 0 | 0 | 0 | 0 | 0 | 0 | 0 | 0 | 0 | 0 | 0 | 0.3 | 1.48 | 1.98 | 2.08 | 2.11 | 2.11 | 2.09 | 2.12 | 1.98 | 1.49 | 0.33 | 0 | 0 | 0 | 0 | 0 | 0 | 0 | 0 | 0 | 0 | 0 | 0 | 0.05 | 0.84 | 1.75 | 1.97 | 1.93 | 1.88 | 1.91 | 1.9 | 1.74 | 1.02 | 0.1 | 0 | 0 | 0 | 0 | 0 | 0 | 0 | 0 | 0 | 0 | 0 | 0 | 0 | 0 | 0.4 | 1.25 | 1.57 | 1.54 | 1.49 | 1.55 | 1.52 | 1.4 | 0.77 | 0.06 | 0 | 0 | 0 | 0 | 0 | 0 | 0
LITLRK_6_SEPV01 |  | Solar_1Axis | Solar Tracking | CISO | South | Socal | EO | 2 | 0 | 0 | 0 | 0 | 0 | 0 | 0 | 0.24 | 0.94 | 1.22 | 1.21 | 1.19 | 1.18 | 1.18 | 1.07 | 0.77 | 0.13 | 0 | 0 | 0 | 0 | 0 | 0 | 0 | 0 | 0 | 0 | 0 | 0 | 0 | 0.01 | 0.52 | 1.27 | 1.41 | 1.38 | 1.36 | 1.36 | 1.31 | 1.28 | 1.16 | 0.49 | 0.02 | 0 | 0 | 0 | 0 | 0 | 0 | 0 | 0 | 0 | 0 | 0 | 0 | 0 | 0.34 | 1.19 | 1.46 | 1.46 | 1.43 | 1.42 | 1.41 | 1.34 | 1.24 | 0.92 | 0.35 | 0.06 | 0 | 0 | 0 | 0 | 0 | 0 | 0 | 0 | 0 | 0 | 0 | 0.06 | 0.73 | 1.43 | 1.53 | 1.59 | 1.59 | 1.6 | 1.58 | 1.56 | 1.51 | 1.42 | 1.15 | 0.36 | 0.01 | 0 | 0 | 0 | 0 | 0 | 0 | 0 | 0 | 0 | 0 | 0.3 | 1.1 | 1.5 | 1.63 | 1.68 | 1.7 | 1.7 | 1.7 | 1.67 | 1.63 | 1.55 | 1.36 | 0.66 | 0.05 | 0 | 0 | 0 | 0 | 0 | 0 | 0 | 0 | 0 | 0 | 0.36 | 1.11 | 1.49 | 1.61 | 1.69 | 1.72 | 1.71 | 1.71 | 1.68 | 1.64 | 1.57 | 1.42 | 0.85 | 0.14 | 0 | 0 | 0 | 0 | 0 | 0 | 0 | 0 | 0 | 0 | 0.16 | 0.86 | 1.37 | 1.58 | 1.66 | 1.69 | 1.68 | 1.66 | 1.64 | 1.6 | 1.52 | 1.32 | 0.75 | 0.11 | 0 | 0 | 0 | 0 | 0 | 0 | 0 | 0 | 0 | 0 | 0.06 | 0.69 | 1.35 | 1.58 | 1.66 | 1.7 | 1.71 | 1.67 | 1.59 | 1.55 | 1.43 | 1.14 | 0.41 | 0.01 | 0 | 0 | 0 | 0 | 0 | 0 | 0 | 0 | 0 | 0 | 0.01 | 0.46 | 1.17 | 1.44 | 1.54 | 1.57 | 1.6 | 1.57 | 1.52 | 1.43 | 1.29 | 0.69 | 0.06 | 0 | 0 | 0 | 0 | 0 | 0 | 0 | 0 | 0 | 0 | 0 | 0 | 0.2 | 0.99 | 1.32 | 1.39 | 1.41 | 1.4 | 1.39 | 1.41 | 1.32 | 1 | 0.22 | 0 | 0 | 0 | 0 | 0 | 0 | 0 | 0 | 0 | 0 | 0 | 0 | 0.03 | 0.56 | 1.17 | 1.31 | 1.29 | 1.25 | 1.27 | 1.26 | 1.16 | 0.68 | 0.06 | 0 | 0 | 0 | 0 | 0 | 0 | 0 | 0 | 0 | 0 | 0 | 0 | 0 | 0 | 0.26 | 0.83 | 1.04 | 1.03 | 0.99 | 1.03 | 1.01 | 0.93 | 0.51 | 0.04 | 0 | 0 | 0 | 0 | 0 | 0 | 0
LITLRK_6_SOLAR1 |  | Solar_1Axis | Solar Tracking | CISO | South | Socal | FC | 5 | 0 | 0 | 0 | 0 | 0 | 0 | 0 | 0.6 | 2.35 | 3.05 | 3.02 | 2.97 | 2.94 | 2.95 | 2.67 | 1.93 | 0.32 | 0 | 0 | 0 | 0 | 0 | 0 | 0 | 0 | 0 | 0 | 0 | 0 | 0 | 0.03 | 1.31 | 3.18 | 3.52 | 3.44 | 3.41 | 3.39 | 3.27 | 3.19 | 2.9 | 1.23 | 0.05 | 0 | 0 | 0 | 0 | 0 | 0 | 0 | 0 | 0 | 0 | 0 | 0 | 0.01 | 0.86 | 2.97 | 3.65 | 3.66 | 3.59 | 3.55 | 3.53 | 3.36 | 3.09 | 2.31 | 0.87 | 0.14 | 0 | 0 | 0 | 0 | 0 | 0 | 0 | 0 | 0 | 0 | 0 | 0.15 | 1.83 | 3.58 | 3.83 | 3.99 | 3.98 | 4 | 3.96 | 3.91 | 3.77 | 3.55 | 2.88 | 0.91 | 0.01 | 0 | 0 | 0 | 0 | 0 | 0 | 0 | 0 | 0 | 0 | 0.74 | 2.74 | 3.76 | 4.07 | 4.21 | 4.24 | 4.26 | 4.24 | 4.17 | 4.07 | 3.88 | 3.4 | 1.64 | 0.13 | 0 | 0 | 0 | 0 | 0 | 0 | 0 | 0 | 0 | 0.01 | 0.91 | 2.78 | 3.72 | 4.04 | 4.22 | 4.3 | 4.28 | 4.28 | 4.21 | 4.1 | 3.93 | 3.55 | 2.12 | 0.34 | 0 | 0 | 0 | 0 | 0 | 0 | 0 | 0 | 0 | 0 | 0.4 | 2.14 | 3.43 | 3.94 | 4.15 | 4.23 | 4.19 | 4.14 | 4.11 | 4.01 | 3.8 | 3.29 | 1.89 | 0.28 | 0 | 0 | 0 | 0 | 0 | 0 | 0 | 0 | 0 | 0 | 0.15 | 1.71 | 3.36 | 3.94 | 4.15 | 4.26 | 4.27 | 4.18 | 3.97 | 3.88 | 3.57 | 2.84 | 1.02 | 0.03 | 0 | 0 | 0 | 0 | 0 | 0 | 0 | 0 | 0 | 0 | 0.02 | 1.14 | 2.92 | 3.6 | 3.86 | 3.93 | 4 | 3.92 | 3.81 | 3.56 | 3.23 | 1.71 | 0.15 | 0 | 0 | 0 | 0 | 0 | 0 | 0 | 0 | 0 | 0 | 0 | 0 | 0.5 | 2.47 | 3.3 | 3.47 | 3.52 | 3.51 | 3.48 | 3.53 | 3.3 | 2.49 | 0.54 | 0 | 0 | 0 | 0 | 0 | 0 | 0 | 0 | 0 | 0 | 0 | 0 | 0.08 | 1.4 | 2.92 | 3.28 | 3.22 | 3.13 | 3.18 | 3.16 | 2.91 | 1.71 | 0.16 | 0 | 0 | 0 | 0 | 0 | 0 | 0 | 0 | 0 | 0 | 0 | 0 | 0 | 0.01 | 0.66 | 2.08 | 2.61 | 2.57 | 2.48 | 2.58 | 2.54 | 2.34 | 1.28 | 0.11 | 0 | 0 | 0 | 0 | 0 | 0 | 0
LITLRK_6_SOLAR2 |  | Solar_1Axis | Solar Tracking | CISO | South | Socal | FC | 2 | 0 | 0 | 0 | 0 | 0 | 0 | 0 | 0.24 | 0.94 | 1.22 | 1.21 | 1.19 | 1.18 | 1.18 | 1.07 | 0.77 | 0.13 | 0 | 0 | 0 | 0 | 0 | 0 | 0 | 0 | 0 | 0 | 0 | 0 | 0 | 0.01 | 0.52 | 1.27 | 1.41 | 1.38 | 1.36 | 1.36 | 1.31 | 1.28 | 1.16 | 0.49 | 0.02 | 0 | 0 | 0 | 0 | 0 | 0 | 0 | 0 | 0 | 0 | 0 | 0 | 0 | 0.34 | 1.19 | 1.46 | 1.46 | 1.43 | 1.42 | 1.41 | 1.34 | 1.24 | 0.92 | 0.35 | 0.06 | 0 | 0 | 0 | 0 | 0 | 0 | 0 | 0 | 0 | 0 | 0 | 0.06 | 0.73 | 1.43 | 1.53 | 1.59 | 1.59 | 1.6 | 1.58 | 1.56 | 1.51 | 1.42 | 1.15 | 0.36 | 0.01 | 0 | 0 | 0 | 0 | 0 | 0 | 0 | 0 | 0 | 0 | 0.3 | 1.1 | 1.5 | 1.63 | 1.68 | 1.7 | 1.7 | 1.7 | 1.67 | 1.63 | 1.55 | 1.36 | 0.66 | 0.05 | 0 | 0 | 0 | 0 | 0 | 0 | 0 | 0 | 0 | 0 | 0.36 | 1.11 | 1.49 | 1.61 | 1.69 | 1.72 | 1.71 | 1.71 | 1.68 | 1.64 | 1.57 | 1.42 | 0.85 | 0.14 | 0 | 0 | 0 | 0 | 0 | 0 | 0 | 0 | 0 | 0 | 0.16 | 0.86 | 1.37 | 1.58 | 1.66 | 1.69 | 1.68 | 1.66 | 1.64 | 1.6 | 1.52 | 1.32 | 0.75 | 0.11 | 0 | 0 | 0 | 0 | 0 | 0 | 0 | 0 | 0 | 0 | 0.06 | 0.69 | 1.35 | 1.58 | 1.66 | 1.7 | 1.71 | 1.67 | 1.59 | 1.55 | 1.43 | 1.14 | 0.41 | 0.01 | 0 | 0 | 0 | 0 | 0 | 0 | 0 | 0 | 0 | 0 | 0.01 | 0.46 | 1.17 | 1.44 | 1.54 | 1.57 | 1.6 | 1.57 | 1.52 | 1.43 | 1.29 | 0.69 | 0.06 | 0 | 0 | 0 | 0 | 0 | 0 | 0 | 0 | 0 | 0 | 0 | 0 | 0.2 | 0.99 | 1.32 | 1.39 | 1.41 | 1.4 | 1.39 | 1.41 | 1.32 | 1 | 0.22 | 0 | 0 | 0 | 0 | 0 | 0 | 0 | 0 | 0 | 0 | 0 | 0 | 0.03 | 0.56 | 1.17 | 1.31 | 1.29 | 1.25 | 1.27 | 1.26 | 1.16 | 0.68 | 0.06 | 0 | 0 | 0 | 0 | 0 | 0 | 0 | 0 | 0 | 0 | 0 | 0 | 0 | 0 | 0.26 | 0.83 | 1.04 | 1.03 | 0.99 | 1.03 | 1.01 | 0.93 | 0.51 | 0.04 | 0 | 0 | 0 | 0 | 0 | 0 | 0
LITLRK_6_SOLAR3 |  | Solar_1Axis | Solar Tracking | CISO | South | Socal | FC | 2 | 0 | 0 | 0 | 0 | 0 | 0 | 0 | 0.24 | 0.94 | 1.22 | 1.21 | 1.19 | 1.18 | 1.18 | 1.07 | 0.77 | 0.13 | 0 | 0 | 0 | 0 | 0 | 0 | 0 | 0 | 0 | 0 | 0 | 0 | 0 | 0.01 | 0.52 | 1.27 | 1.41 | 1.38 | 1.36 | 1.36 | 1.31 | 1.28 | 1.16 | 0.49 | 0.02 | 0 | 0 | 0 | 0 | 0 | 0 | 0 | 0 | 0 | 0 | 0 | 0 | 0 | 0.34 | 1.19 | 1.46 | 1.46 | 1.43 | 1.42 | 1.41 | 1.34 | 1.24 | 0.92 | 0.35 | 0.06 | 0 | 0 | 0 | 0 | 0 | 0 | 0 | 0 | 0 | 0 | 0 | 0.06 | 0.73 | 1.43 | 1.53 | 1.59 | 1.59 | 1.6 | 1.58 | 1.56 | 1.51 | 1.42 | 1.15 | 0.36 | 0.01 | 0 | 0 | 0 | 0 | 0 | 0 | 0 | 0 | 0 | 0 | 0.3 | 1.1 | 1.5 | 1.63 | 1.68 | 1.7 | 1.7 | 1.7 | 1.67 | 1.63 | 1.55 | 1.36 | 0.66 | 0.05 | 0 | 0 | 0 | 0 | 0 | 0 | 0 | 0 | 0 | 0 | 0.36 | 1.11 | 1.49 | 1.61 | 1.69 | 1.72 | 1.71 | 1.71 | 1.68 | 1.64 | 1.57 | 1.42 | 0.85 | 0.14 | 0 | 0 | 0 | 0 | 0 | 0 | 0 | 0 | 0 | 0 | 0.16 | 0.86 | 1.37 | 1.58 | 1.66 | 1.69 | 1.68 | 1.66 | 1.64 | 1.6 | 1.52 | 1.32 | 0.75 | 0.11 | 0 | 0 | 0 | 0 | 0 | 0 | 0 | 0 | 0 | 0 | 0.06 | 0.69 | 1.35 | 1.58 | 1.66 | 1.7 | 1.71 | 1.67 | 1.59 | 1.55 | 1.43 | 1.14 | 0.41 | 0.01 | 0 | 0 | 0 | 0 | 0 | 0 | 0 | 0 | 0 | 0 | 0.01 | 0.46 | 1.17 | 1.44 | 1.54 | 1.57 | 1.6 | 1.57 | 1.52 | 1.43 | 1.29 | 0.69 | 0.06 | 0 | 0 | 0 | 0 | 0 | 0 | 0 | 0 | 0 | 0 | 0 | 0 | 0.2 | 0.99 | 1.32 | 1.39 | 1.41 | 1.4 | 1.39 | 1.41 | 1.32 | 1 | 0.22 | 0 | 0 | 0 | 0 | 0 | 0 | 0 | 0 | 0 | 0 | 0 | 0 | 0.03 | 0.56 | 1.17 | 1.31 | 1.29 | 1.25 | 1.27 | 1.26 | 1.16 | 0.68 | 0.06 | 0 | 0 | 0 | 0 | 0 | 0 | 0 | 0 | 0 | 0 | 0 | 0 | 0 | 0 | 0.26 | 0.83 | 1.04 | 1.03 | 0.99 | 1.03 | 1.01 | 0.93 | 0.51 | 0.04 | 0 | 0 | 0 | 0 | 0 | 0 | 0
LITLRK_6_SOLAR4 |  | Solar_1Axis | Solar Tracking | CISO | South | Socal | FC | 3 | 0 | 0 | 0 | 0 | 0 | 0 | 0 | 0.36 | 1.41 | 1.83 | 1.81 | 1.78 | 1.76 | 1.77 | 1.6 | 1.16 | 0.19 | 0 | 0 | 0 | 0 | 0 | 0 | 0 | 0 | 0 | 0 | 0 | 0 | 0 | 0.02 | 0.78 | 1.91 | 2.11 | 2.06 | 2.05 | 2.03 | 1.96 | 1.91 | 1.74 | 0.74 | 0.03 | 0 | 0 | 0 | 0 | 0 | 0 | 0 | 0 | 0 | 0 | 0 | 0 | 0 | 0.51 | 1.78 | 2.19 | 2.2 | 2.15 | 2.13 | 2.12 | 2.01 | 1.86 | 1.39 | 0.52 | 0.08 | 0 | 0 | 0 | 0 | 0 | 0 | 0 | 0 | 0 | 0 | 0 | 0.09 | 1.1 | 2.15 | 2.3 | 2.39 | 2.39 | 2.4 | 2.37 | 2.35 | 2.26 | 2.13 | 1.73 | 0.55 | 0.01 | 0 | 0 | 0 | 0 | 0 | 0 | 0 | 0 | 0 | 0 | 0.44 | 1.64 | 2.26 | 2.44 | 2.52 | 2.55 | 2.55 | 2.54 | 2.5 | 2.44 | 2.33 | 2.04 | 0.98 | 0.08 | 0 | 0 | 0 | 0 | 0 | 0 | 0 | 0 | 0 | 0.01 | 0.55 | 1.67 | 2.23 | 2.42 | 2.53 | 2.58 | 2.57 | 2.57 | 2.53 | 2.46 | 2.36 | 2.13 | 1.27 | 0.21 | 0 | 0 | 0 | 0 | 0 | 0 | 0 | 0 | 0 | 0 | 0.24 | 1.28 | 2.06 | 2.36 | 2.49 | 2.54 | 2.52 | 2.49 | 2.47 | 2.41 | 2.28 | 1.97 | 1.13 | 0.17 | 0 | 0 | 0 | 0 | 0 | 0 | 0 | 0 | 0 | 0 | 0.09 | 1.03 | 2.02 | 2.36 | 2.49 | 2.55 | 2.56 | 2.51 | 2.38 | 2.33 | 2.14 | 1.7 | 0.61 | 0.02 | 0 | 0 | 0 | 0 | 0 | 0 | 0 | 0 | 0 | 0 | 0.01 | 0.69 | 1.75 | 2.16 | 2.32 | 2.36 | 2.4 | 2.35 | 2.29 | 2.14 | 1.94 | 1.03 | 0.09 | 0 | 0 | 0 | 0 | 0 | 0 | 0 | 0 | 0 | 0 | 0 | 0 | 0.3 | 1.48 | 1.98 | 2.08 | 2.11 | 2.11 | 2.09 | 2.12 | 1.98 | 1.49 | 0.33 | 0 | 0 | 0 | 0 | 0 | 0 | 0 | 0 | 0 | 0 | 0 | 0 | 0.05 | 0.84 | 1.75 | 1.97 | 1.93 | 1.88 | 1.91 | 1.9 | 1.74 | 1.02 | 0.1 | 0 | 0 | 0 | 0 | 0 | 0 | 0 | 0 | 0 | 0 | 0 | 0 | 0 | 0 | 0.4 | 1.25 | 1.57 | 1.54 | 1.49 | 1.55 | 1.52 | 1.4 | 0.77 | 0.06 | 0 | 0 | 0 | 0 | 0 | 0 | 0
LIVEOK_6_SOLAR |  | Solar_Fixed | Solar Fixed | CISO | North | Norcal | PD | 1.25 | 0 | 0 | 0 | 0 | 0 | 0 | 0 | 0.04 | 0.27 | 0.53 | 0.67 | 0.7 | 0.73 | 0.64 | 0.6 | 0.41 | 0.1 | 0 | 0 | 0 | 0 | 0 | 0 | 0 | 0 | 0 | 0 | 0 | 0 | 0 | 0 | 0.14 | 0.56 | 0.77 | 0.84 | 0.86 | 0.88 | 0.83 | 0.78 | 0.63 | 0.32 | 0.02 | 0 | 0 | 0 | 0 | 0 | 0 | 0 | 0 | 0 | 0 | 0 | 0 | 0 | 0.08 | 0.43 | 0.7 | 0.84 | 0.86 | 0.85 | 0.82 | 0.77 | 0.68 | 0.53 | 0.19 | 0.04 | 0 | 0 | 0 | 0 | 0 | 0 | 0 | 0 | 0 | 0 | 0 | 0.01 | 0.22 | 0.63 | 0.85 | 0.95 | 0.98 | 1.02 | 1 | 0.99 | 0.95 | 0.84 | 0.64 | 0.25 | 0.01 | 0 | 0 | 0 | 0 | 0 | 0 | 0 | 0 | 0 | 0 | 0.07 | 0.41 | 0.72 | 0.9 | 0.99 | 1.03 | 1.03 | 1.03 | 1.03 | 0.99 | 0.88 | 0.71 | 0.37 | 0.05 | 0 | 0 | 0 | 0 | 0 | 0 | 0 | 0 | 0 | 0 | 0.11 | 0.46 | 0.75 | 0.92 | 1.02 | 1.07 | 1.09 | 1.1 | 1.07 | 1.03 | 0.92 | 0.75 | 0.46 | 0.11 | 0 | 0 | 0 | 0 | 0 | 0 | 0 | 0 | 0 | 0 | 0.05 | 0.39 | 0.73 | 0.94 | 1.04 | 1.1 | 1.12 | 1.11 | 1.08 | 1.03 | 0.93 | 0.75 | 0.45 | 0.1 | 0 | 0 | 0 | 0 | 0 | 0 | 0 | 0 | 0 | 0 | 0.01 | 0.24 | 0.64 | 0.88 | 1.01 | 1.07 | 1.08 | 1.08 | 1.06 | 1 | 0.88 | 0.65 | 0.26 | 0.02 | 0 | 0 | 0 | 0 | 0 | 0 | 0 | 0 | 0 | 0 | 0 | 0.13 | 0.54 | 0.81 | 0.95 | 1 | 1.02 | 1.01 | 0.99 | 0.93 | 0.77 | 0.43 | 0.07 | 0 | 0 | 0 | 0 | 0 | 0 | 0 | 0 | 0 | 0 | 0 | 0 | 0.04 | 0.38 | 0.7 | 0.83 | 0.87 | 0.89 | 0.88 | 0.85 | 0.77 | 0.56 | 0.17 | 0 | 0 | 0 | 0 | 0 | 0 | 0 | 0 | 0 | 0 | 0 | 0 | 0 | 0.15 | 0.52 | 0.72 | 0.81 | 0.82 | 0.82 | 0.77 | 0.68 | 0.39 | 0.05 | 0 | 0 | 0 | 0 | 0 | 0 | 0 | 0 | 0 | 0 | 0 | 0 | 0 | 0 | 0.05 | 0.28 | 0.49 | 0.6 | 0.65 | 0.62 | 0.56 | 0.51 | 0.26 | 0.03 | 0 | 0 | 0 | 0 | 0 | 0 | 0
LNCSTR_6_CREST |  | Solar_1Axis | Solar Tracking | CISO | South | Socal | EO | 5.5 | 0 | 0 | 0 | 0 | 0 | 0 | 0 | 0.66 | 2.58 | 3.36 | 3.33 | 3.27 | 3.23 | 3.24 | 2.93 | 2.12 | 0.36 | 0 | 0 | 0 | 0 | 0 | 0 | 0 | 0 | 0 | 0 | 0 | 0 | 0 | 0.04 | 1.44 | 3.5 | 3.87 | 3.78 | 3.75 | 3.73 | 3.6 | 3.51 | 3.19 | 1.35 | 0.05 | 0 | 0 | 0 | 0 | 0 | 0 | 0 | 0 | 0 | 0 | 0 | 0 | 0.01 | 0.94 | 3.27 | 4.01 | 4.03 | 3.95 | 3.9 | 3.89 | 3.69 | 3.4 | 2.54 | 0.96 | 0.15 | 0 | 0 | 0 | 0 | 0 | 0 | 0 | 0 | 0 | 0 | 0 | 0.17 | 2.01 | 3.94 | 4.21 | 4.39 | 4.37 | 4.4 | 4.35 | 4.3 | 4.15 | 3.91 | 3.17 | 1 | 0.02 | 0 | 0 | 0 | 0 | 0 | 0 | 0 | 0 | 0 | 0 | 0.82 | 3.01 | 4.14 | 4.48 | 4.63 | 4.67 | 4.68 | 4.66 | 4.58 | 4.47 | 4.26 | 3.74 | 1.81 | 0.14 | 0 | 0 | 0 | 0 | 0 | 0 | 0 | 0 | 0 | 0.01 | 1 | 3.06 | 4.09 | 4.44 | 4.64 | 4.73 | 4.7 | 4.7 | 4.63 | 4.51 | 4.32 | 3.9 | 2.33 | 0.38 | 0 | 0 | 0 | 0 | 0 | 0 | 0 | 0 | 0 | 0 | 0.44 | 2.35 | 3.77 | 4.33 | 4.57 | 4.66 | 4.61 | 4.56 | 4.52 | 4.41 | 4.18 | 3.62 | 2.08 | 0.31 | 0 | 0 | 0 | 0 | 0 | 0 | 0 | 0 | 0 | 0 | 0.17 | 1.88 | 3.7 | 4.34 | 4.57 | 4.68 | 4.7 | 4.59 | 4.37 | 4.27 | 3.92 | 3.12 | 1.12 | 0.03 | 0 | 0 | 0 | 0 | 0 | 0 | 0 | 0 | 0 | 0 | 0.03 | 1.26 | 3.22 | 3.96 | 4.24 | 4.32 | 4.39 | 4.31 | 4.19 | 3.92 | 3.55 | 1.89 | 0.17 | 0 | 0 | 0 | 0 | 0 | 0 | 0 | 0 | 0 | 0 | 0 | 0 | 0.55 | 2.71 | 3.63 | 3.82 | 3.87 | 3.86 | 3.82 | 3.88 | 3.63 | 2.74 | 0.6 | 0 | 0 | 0 | 0 | 0 | 0 | 0 | 0 | 0 | 0 | 0 | 0 | 0.09 | 1.54 | 3.21 | 3.61 | 3.54 | 3.44 | 3.5 | 3.48 | 3.2 | 1.88 | 0.17 | 0 | 0 | 0 | 0 | 0 | 0 | 0 | 0 | 0 | 0 | 0 | 0 | 0 | 0.01 | 0.73 | 2.29 | 2.87 | 2.83 | 2.72 | 2.84 | 2.79 | 2.57 | 1.4 | 0.12 | 0 | 0 | 0 | 0 | 0 | 0 | 0
LNCSTR_6_SOLAR2 | LNCSTR_6_SOLAR2_SUN | Hybrid_SolarFixed | Solar Fixed | CISO | South | Socal | PD | 3 | 0 | 0 | 0 | 0 | 0 | 0 | 0 | 0.4 | 1.33 | 1.81 | 1.95 | 2.02 | 1.97 | 1.89 | 1.58 | 0.92 | 0.13 | 0 | 0 | 0 | 0 | 0 | 0 | 0 | 0 | 0 | 0 | 0 | 0 | 0 | 0.03 | 0.74 | 1.75 | 2.09 | 2.24 | 2.24 | 2.2 | 2.12 | 1.95 | 1.5 | 0.58 | 0.01 | 0 | 0 | 0 | 0 | 0 | 0 | 0 | 0 | 0 | 0 | 0 | 0 | 0.01 | 0.42 | 1.48 | 2.05 | 2.25 | 2.29 | 2.26 | 2.21 | 2.08 | 1.84 | 1.16 | 0.54 | 0.08 | 0 | 0 | 0 | 0 | 0 | 0 | 0 | 0 | 0 | 0 | 0 | 0.08 | 0.83 | 1.78 | 2.24 | 2.44 | 2.55 | 2.55 | 2.5 | 2.43 | 2.23 | 1.9 | 1.3 | 0.33 | 0 | 0 | 0 | 0 | 0 | 0 | 0 | 0 | 0 | 0 | 0 | 0.34 | 1.26 | 1.91 | 2.27 | 2.53 | 2.63 | 2.64 | 2.61 | 2.56 | 2.38 | 2.08 | 1.51 | 0.57 | 0.04 | 0 | 0 | 0 | 0 | 0 | 0 | 0 | 0 | 0 | 0.01 | 0.42 | 1.29 | 1.95 | 2.33 | 2.58 | 2.7 | 2.72 | 2.72 | 2.62 | 2.43 | 2.13 | 1.63 | 0.78 | 0.1 | 0 | 0 | 0 | 0 | 0 | 0 | 0 | 0 | 0 | 0 | 0.2 | 0.88 | 1.63 | 2.1 | 2.41 | 2.57 | 2.62 | 2.6 | 2.49 | 2.33 | 2.01 | 1.51 | 0.69 | 0.08 | 0 | 0 | 0 | 0 | 0 | 0 | 0 | 0 | 0 | 0 | 0.09 | 0.8 | 1.7 | 2.18 | 2.48 | 2.64 | 2.69 | 2.64 | 2.53 | 2.3 | 1.95 | 1.3 | 0.37 | 0.01 | 0 | 0 | 0 | 0 | 0 | 0 | 0 | 0 | 0 | 0 | 0.02 | 0.61 | 1.59 | 2.14 | 2.44 | 2.57 | 2.6 | 2.58 | 2.46 | 2.17 | 1.74 | 0.77 | 0.07 | 0 | 0 | 0 | 0 | 0 | 0 | 0 | 0 | 0 | 0 | 0 | 0 | 0.33 | 1.38 | 1.97 | 2.24 | 2.38 | 2.41 | 2.38 | 2.26 | 2.01 | 1.27 | 0.26 | 0 | 0 | 0 | 0 | 0 | 0 | 0 | 0 | 0 | 0 | 0 | 0 | 0.07 | 0.81 | 1.62 | 2.01 | 2.15 | 2.2 | 2.13 | 2.02 | 1.66 | 0.76 | 0.05 | 0 | 0 | 0 | 0 | 0 | 0 | 0 | 0 | 0 | 0 | 0 | 0 | 0 | 0.01 | 0.43 | 1.2 | 1.61 | 1.77 | 1.86 | 1.81 | 1.66 | 1.35 | 0.61 | 0.04 | 0 | 0 | 0 | 0 | 0 | 0 | 0
LOCKFD_1_BEARCK |  | Solar_Fixed | Solar Fixed | CISO | North | Norcal | FC | 1.5 | 0 | 0 | 0 | 0 | 0 | 0 | 0 | 0.05 | 0.32 | 0.63 | 0.8 | 0.84 | 0.87 | 0.77 | 0.72 | 0.49 | 0.12 | 0 | 0 | 0 | 0 | 0 | 0 | 0 | 0 | 0 | 0 | 0 | 0 | 0 | 0 | 0.17 | 0.67 | 0.92 | 1.01 | 1.04 | 1.06 | 1 | 0.93 | 0.76 | 0.38 | 0.03 | 0 | 0 | 0 | 0 | 0 | 0 | 0 | 0 | 0 | 0 | 0 | 0 | 0 | 0.1 | 0.52 | 0.84 | 1.01 | 1.03 | 1.02 | 0.99 | 0.92 | 0.82 | 0.63 | 0.22 | 0.05 | 0 | 0 | 0 | 0 | 0 | 0 | 0 | 0 | 0 | 0 | 0 | 0.01 | 0.27 | 0.75 | 1.02 | 1.14 | 1.18 | 1.22 | 1.2 | 1.19 | 1.14 | 1.01 | 0.77 | 0.3 | 0.01 | 0 | 0 | 0 | 0 | 0 | 0 | 0 | 0 | 0 | 0 | 0.08 | 0.49 | 0.86 | 1.08 | 1.19 | 1.24 | 1.23 | 1.23 | 1.23 | 1.19 | 1.06 | 0.86 | 0.45 | 0.06 | 0 | 0 | 0 | 0 | 0 | 0 | 0 | 0 | 0 | 0 | 0.13 | 0.55 | 0.9 | 1.1 | 1.22 | 1.28 | 1.3 | 1.31 | 1.29 | 1.24 | 1.1 | 0.9 | 0.55 | 0.14 | 0 | 0 | 0 | 0 | 0 | 0 | 0 | 0 | 0 | 0 | 0.06 | 0.46 | 0.88 | 1.12 | 1.25 | 1.32 | 1.34 | 1.33 | 1.3 | 1.24 | 1.12 | 0.91 | 0.54 | 0.12 | 0 | 0 | 0 | 0 | 0 | 0 | 0 | 0 | 0 | 0 | 0.01 | 0.29 | 0.76 | 1.05 | 1.21 | 1.28 | 1.29 | 1.29 | 1.27 | 1.2 | 1.06 | 0.78 | 0.32 | 0.02 | 0 | 0 | 0 | 0 | 0 | 0 | 0 | 0 | 0 | 0 | 0 | 0.16 | 0.64 | 0.97 | 1.13 | 1.2 | 1.22 | 1.21 | 1.18 | 1.12 | 0.93 | 0.52 | 0.08 | 0 | 0 | 0 | 0 | 0 | 0 | 0 | 0 | 0 | 0 | 0 | 0 | 0.05 | 0.46 | 0.84 | 1 | 1.05 | 1.06 | 1.05 | 1.02 | 0.93 | 0.67 | 0.2 | 0 | 0 | 0 | 0 | 0 | 0 | 0 | 0 | 0 | 0 | 0 | 0 | 0 | 0.18 | 0.62 | 0.87 | 0.97 | 0.99 | 0.98 | 0.93 | 0.81 | 0.46 | 0.06 | 0 | 0 | 0 | 0 | 0 | 0 | 0 | 0 | 0 | 0 | 0 | 0 | 0 | 0 | 0.06 | 0.34 | 0.59 | 0.73 | 0.78 | 0.74 | 0.67 | 0.62 | 0.32 | 0.04 | 0 | 0 | 0 | 0 | 0 | 0 | 0
LOCKFD_1_KSOLAR |  | Solar_Fixed | Solar Fixed | CISO | North | Norcal | FC | 1 | 0 | 0 | 0 | 0 | 0 | 0 | 0 | 0.03 | 0.22 | 0.42 | 0.53 | 0.56 | 0.58 | 0.51 | 0.48 | 0.33 | 0.08 | 0 | 0 | 0 | 0 | 0 | 0 | 0 | 0 | 0 | 0 | 0 | 0 | 0 | 0 | 0.11 | 0.45 | 0.61 | 0.67 | 0.69 | 0.71 | 0.67 | 0.62 | 0.5 | 0.26 | 0.02 | 0 | 0 | 0 | 0 | 0 | 0 | 0 | 0 | 0 | 0 | 0 | 0 | 0 | 0.06 | 0.34 | 0.56 | 0.67 | 0.69 | 0.68 | 0.66 | 0.61 | 0.55 | 0.42 | 0.15 | 0.03 | 0 | 0 | 0 | 0 | 0 | 0 | 0 | 0 | 0 | 0 | 0 | 0.01 | 0.18 | 0.5 | 0.68 | 0.76 | 0.79 | 0.81 | 0.8 | 0.8 | 0.76 | 0.67 | 0.51 | 0.2 | 0.01 | 0 | 0 | 0 | 0 | 0 | 0 | 0 | 0 | 0 | 0 | 0.06 | 0.33 | 0.57 | 0.72 | 0.79 | 0.82 | 0.82 | 0.82 | 0.82 | 0.79 | 0.71 | 0.57 | 0.3 | 0.04 | 0 | 0 | 0 | 0 | 0 | 0 | 0 | 0 | 0 | 0 | 0.09 | 0.36 | 0.6 | 0.73 | 0.82 | 0.86 | 0.87 | 0.88 | 0.86 | 0.82 | 0.74 | 0.6 | 0.36 | 0.09 | 0 | 0 | 0 | 0 | 0 | 0 | 0 | 0 | 0 | 0 | 0.04 | 0.31 | 0.59 | 0.75 | 0.84 | 0.88 | 0.89 | 0.89 | 0.87 | 0.82 | 0.74 | 0.6 | 0.36 | 0.08 | 0 | 0 | 0 | 0 | 0 | 0 | 0 | 0 | 0 | 0 | 0.01 | 0.19 | 0.51 | 0.7 | 0.81 | 0.85 | 0.86 | 0.86 | 0.85 | 0.8 | 0.71 | 0.52 | 0.21 | 0.01 | 0 | 0 | 0 | 0 | 0 | 0 | 0 | 0 | 0 | 0 | 0 | 0.11 | 0.43 | 0.65 | 0.76 | 0.8 | 0.81 | 0.8 | 0.79 | 0.75 | 0.62 | 0.35 | 0.05 | 0 | 0 | 0 | 0 | 0 | 0 | 0 | 0 | 0 | 0 | 0 | 0 | 0.03 | 0.31 | 0.56 | 0.67 | 0.7 | 0.71 | 0.7 | 0.68 | 0.62 | 0.45 | 0.14 | 0 | 0 | 0 | 0 | 0 | 0 | 0 | 0 | 0 | 0 | 0 | 0 | 0 | 0.12 | 0.41 | 0.58 | 0.65 | 0.66 | 0.65 | 0.62 | 0.54 | 0.31 | 0.04 | 0 | 0 | 0 | 0 | 0 | 0 | 0 | 0 | 0 | 0 | 0 | 0 | 0 | 0 | 0.04 | 0.23 | 0.39 | 0.48 | 0.52 | 0.49 | 0.45 | 0.41 | 0.21 | 0.03 | 0 | 0 | 0 | 0 | 0 | 0 | 0
LOTUS_6_LSFSR1 |  | Solar_1Axis | Solar Tracking | CISO | North | Norcal | FC | 50 | 0 | 0 | 0 | 0 | 0 | 0 | 0 | 1.17 | 9.45 | 16.74 | 20.41 | 22.07 | 22.79 | 21.27 | 19.85 | 13.62 | 3.02 | 0 | 0 | 0 | 0 | 0 | 0 | 0 | 0 | 0 | 0 | 0 | 0 | 0 | 0.01 | 6.34 | 25.83 | 33.13 | 33.01 | 31.51 | 31.11 | 31.04 | 31.72 | 27.54 | 14.38 | 0.77 | 0 | 0 | 0 | 0 | 0 | 0 | 0 | 0 | 0 | 0 | 0 | 0 | 0 | 3.9 | 21.99 | 33.01 | 34.8 | 33.53 | 33.81 | 32.37 | 30.78 | 28.97 | 24.26 | 7.35 | 1.52 | 0 | 0 | 0 | 0 | 0 | 0 | 0 | 0 | 0 | 0 | 0 | 0.39 | 12.86 | 30.7 | 36.12 | 35.91 | 35.38 | 36.56 | 36.35 | 35.66 | 36.14 | 34.03 | 30.24 | 13 | 0.52 | 0 | 0 | 0 | 0 | 0 | 0 | 0 | 0 | 0 | 0 | 4.67 | 24.94 | 35.09 | 37.54 | 38.17 | 37.87 | 38.67 | 38.73 | 38.82 | 39.35 | 38.24 | 35.87 | 21.85 | 2.9 | 0 | 0 | 0 | 0 | 0 | 0 | 0 | 0 | 0 | 0.03 | 7.77 | 28.21 | 38.04 | 41.36 | 41.91 | 42.27 | 42.54 | 42.3 | 42 | 42.13 | 40.53 | 37.97 | 27.39 | 7.41 | 0.06 | 0 | 0 | 0 | 0 | 0 | 0 | 0 | 0 | 0 | 3.49 | 23.11 | 38.17 | 42.15 | 42.78 | 42.91 | 42.59 | 42.58 | 41.91 | 41.87 | 40.36 | 37.33 | 25.9 | 5.98 | 0.03 | 0 | 0 | 0 | 0 | 0 | 0 | 0 | 0 | 0 | 0.51 | 13.66 | 31.89 | 38.84 | 40.38 | 40.89 | 40.84 | 40.46 | 40.4 | 40.25 | 38.5 | 31.35 | 13.78 | 0.8 | 0 | 0 | 0 | 0 | 0 | 0 | 0 | 0 | 0 | 0 | 0.02 | 6.61 | 25.47 | 34.05 | 36.07 | 36.5 | 36.07 | 35.84 | 35.95 | 36.46 | 32.82 | 20.35 | 2.61 | 0 | 0 | 0 | 0 | 0 | 0 | 0 | 0 | 0 | 0 | 0 | 0 | 1.72 | 16.28 | 28.46 | 31.39 | 30.96 | 29.82 | 30.18 | 31.1 | 30.36 | 23.79 | 6.72 | 0.04 | 0 | 0 | 0 | 0 | 0 | 0 | 0 | 0 | 0 | 0 | 0 | 0.05 | 5.36 | 18.62 | 25.4 | 26.38 | 25.26 | 25.99 | 26.6 | 25.13 | 15.34 | 1.83 | 0 | 0 | 0 | 0 | 0 | 0 | 0 | 0 | 0 | 0 | 0 | 0 | 0 | 0 | 1.26 | 9.36 | 15.33 | 18.36 | 20.1 | 19.81 | 19.08 | 16.04 | 8.55 | 1 | 0 | 0 | 0 | 0 | 0 | 0 | 0
LTBEAR_1_LB3SR3 |  | Solar_1Axis | Solar Tracking | CISO | North | Norcal | ID | 20 | 0 | 0 | 0 | 0 | 0 | 0 | 0 | 0.47 | 3.78 | 6.7 | 8.17 | 8.83 | 9.12 | 8.51 | 7.94 | 5.45 | 1.21 | 0 | 0 | 0 | 0 | 0 | 0 | 0 | 0 | 0 | 0 | 0 | 0 | 0 | 0 | 2.54 | 10.33 | 13.25 | 13.2 | 12.6 | 12.45 | 12.42 | 12.69 | 11.02 | 5.75 | 0.31 | 0 | 0 | 0 | 0 | 0 | 0 | 0 | 0 | 0 | 0 | 0 | 0 | 0 | 1.56 | 8.8 | 13.2 | 13.92 | 13.41 | 13.52 | 12.95 | 12.31 | 11.59 | 9.7 | 2.94 | 0.61 | 0 | 0 | 0 | 0 | 0 | 0 | 0 | 0 | 0 | 0 | 0 | 0.16 | 5.14 | 12.28 | 14.45 | 14.37 | 14.15 | 14.62 | 14.54 | 14.27 | 14.46 | 13.61 | 12.09 | 5.2 | 0.21 | 0 | 0 | 0 | 0 | 0 | 0 | 0 | 0 | 0 | 0 | 1.87 | 9.98 | 14.04 | 15.02 | 15.27 | 15.15 | 15.47 | 15.49 | 15.53 | 15.74 | 15.3 | 14.35 | 8.74 | 1.16 | 0 | 0 | 0 | 0 | 0 | 0 | 0 | 0 | 0 | 0.01 | 3.11 | 11.28 | 15.22 | 16.54 | 16.76 | 16.91 | 17.02 | 16.92 | 16.8 | 16.85 | 16.21 | 15.19 | 10.96 | 2.97 | 0.03 | 0 | 0 | 0 | 0 | 0 | 0 | 0 | 0 | 0 | 1.4 | 9.24 | 15.27 | 16.86 | 17.11 | 17.16 | 17.04 | 17.03 | 16.76 | 16.75 | 16.14 | 14.93 | 10.36 | 2.39 | 0.01 | 0 | 0 | 0 | 0 | 0 | 0 | 0 | 0 | 0 | 0.21 | 5.46 | 12.76 | 15.53 | 16.15 | 16.36 | 16.34 | 16.18 | 16.16 | 16.1 | 15.4 | 12.54 | 5.51 | 0.32 | 0 | 0 | 0 | 0 | 0 | 0 | 0 | 0 | 0 | 0 | 0.01 | 2.64 | 10.19 | 13.62 | 14.43 | 14.6 | 14.43 | 14.34 | 14.38 | 14.58 | 13.13 | 8.14 | 1.04 | 0 | 0 | 0 | 0 | 0 | 0 | 0 | 0 | 0 | 0 | 0 | 0 | 0.69 | 6.51 | 11.38 | 12.55 | 12.39 | 11.93 | 12.07 | 12.44 | 12.14 | 9.52 | 2.69 | 0.02 | 0 | 0 | 0 | 0 | 0 | 0 | 0 | 0 | 0 | 0 | 0 | 0.02 | 2.15 | 7.45 | 10.16 | 10.55 | 10.11 | 10.39 | 10.64 | 10.05 | 6.13 | 0.73 | 0 | 0 | 0 | 0 | 0 | 0 | 0 | 0 | 0 | 0 | 0 | 0 | 0 | 0 | 0.5 | 3.75 | 6.13 | 7.34 | 8.04 | 7.92 | 7.63 | 6.42 | 3.42 | 0.4 | 0 | 0 | 0 | 0 | 0 | 0 | 0
LTBEAR_1_LB4SR4 |  | Solar_1Axis | Solar Tracking | CISO | North | Norcal | ID | 50 | 0 | 0 | 0 | 0 | 0 | 0 | 0 | 1.17 | 9.45 | 16.74 | 20.41 | 22.07 | 22.79 | 21.27 | 19.85 | 13.62 | 3.02 | 0 | 0 | 0 | 0 | 0 | 0 | 0 | 0 | 0 | 0 | 0 | 0 | 0 | 0.01 | 6.34 | 25.83 | 33.13 | 33.01 | 31.51 | 31.11 | 31.04 | 31.72 | 27.54 | 14.38 | 0.77 | 0 | 0 | 0 | 0 | 0 | 0 | 0 | 0 | 0 | 0 | 0 | 0 | 0 | 3.9 | 21.99 | 33.01 | 34.8 | 33.53 | 33.81 | 32.37 | 30.78 | 28.97 | 24.26 | 7.35 | 1.52 | 0 | 0 | 0 | 0 | 0 | 0 | 0 | 0 | 0 | 0 | 0 | 0.39 | 12.86 | 30.7 | 36.12 | 35.91 | 35.38 | 36.56 | 36.35 | 35.66 | 36.14 | 34.03 | 30.24 | 13 | 0.52 | 0 | 0 | 0 | 0 | 0 | 0 | 0 | 0 | 0 | 0 | 4.67 | 24.94 | 35.09 | 37.54 | 38.17 | 37.87 | 38.67 | 38.73 | 38.82 | 39.35 | 38.24 | 35.87 | 21.85 | 2.9 | 0 | 0 | 0 | 0 | 0 | 0 | 0 | 0 | 0 | 0.03 | 7.77 | 28.21 | 38.04 | 41.36 | 41.91 | 42.27 | 42.54 | 42.3 | 42 | 42.13 | 40.53 | 37.97 | 27.39 | 7.41 | 0.06 | 0 | 0 | 0 | 0 | 0 | 0 | 0 | 0 | 0 | 3.49 | 23.11 | 38.17 | 42.15 | 42.78 | 42.91 | 42.59 | 42.58 | 41.91 | 41.87 | 40.36 | 37.33 | 25.9 | 5.98 | 0.03 | 0 | 0 | 0 | 0 | 0 | 0 | 0 | 0 | 0 | 0.51 | 13.66 | 31.89 | 38.84 | 40.38 | 40.89 | 40.84 | 40.46 | 40.4 | 40.25 | 38.5 | 31.35 | 13.78 | 0.8 | 0 | 0 | 0 | 0 | 0 | 0 | 0 | 0 | 0 | 0 | 0.02 | 6.61 | 25.47 | 34.05 | 36.07 | 36.5 | 36.07 | 35.84 | 35.95 | 36.46 | 32.82 | 20.35 | 2.61 | 0 | 0 | 0 | 0 | 0 | 0 | 0 | 0 | 0 | 0 | 0 | 0 | 1.72 | 16.28 | 28.46 | 31.39 | 30.96 | 29.82 | 30.18 | 31.1 | 30.36 | 23.79 | 6.72 | 0.04 | 0 | 0 | 0 | 0 | 0 | 0 | 0 | 0 | 0 | 0 | 0 | 0.05 | 5.36 | 18.62 | 25.4 | 26.38 | 25.26 | 25.99 | 26.6 | 25.13 | 15.34 | 1.83 | 0 | 0 | 0 | 0 | 0 | 0 | 0 | 0 | 0 | 0 | 0 | 0 | 0 | 0 | 1.26 | 9.36 | 15.33 | 18.36 | 20.1 | 19.81 | 19.08 | 16.04 | 8.55 | 1 | 0 | 0 | 0 | 0 | 0 | 0 | 0
LTBEAR_1_LB4SR5 |  | Solar_1Axis | Solar Tracking | CISO | North | Norcal | ID | 50 | 0 | 0 | 0 | 0 | 0 | 0 | 0 | 1.17 | 9.45 | 16.74 | 20.41 | 22.07 | 22.79 | 21.27 | 19.85 | 13.62 | 3.02 | 0 | 0 | 0 | 0 | 0 | 0 | 0 | 0 | 0 | 0 | 0 | 0 | 0 | 0.01 | 6.34 | 25.83 | 33.13 | 33.01 | 31.51 | 31.11 | 31.04 | 31.72 | 27.54 | 14.38 | 0.77 | 0 | 0 | 0 | 0 | 0 | 0 | 0 | 0 | 0 | 0 | 0 | 0 | 0 | 3.9 | 21.99 | 33.01 | 34.8 | 33.53 | 33.81 | 32.37 | 30.78 | 28.97 | 24.26 | 7.35 | 1.52 | 0 | 0 | 0 | 0 | 0 | 0 | 0 | 0 | 0 | 0 | 0 | 0.39 | 12.86 | 30.7 | 36.12 | 35.91 | 35.38 | 36.56 | 36.35 | 35.66 | 36.14 | 34.03 | 30.24 | 13 | 0.52 | 0 | 0 | 0 | 0 | 0 | 0 | 0 | 0 | 0 | 0 | 4.67 | 24.94 | 35.09 | 37.54 | 38.17 | 37.87 | 38.67 | 38.73 | 38.82 | 39.35 | 38.24 | 35.87 | 21.85 | 2.9 | 0 | 0 | 0 | 0 | 0 | 0 | 0 | 0 | 0 | 0.03 | 7.77 | 28.21 | 38.04 | 41.36 | 41.91 | 42.27 | 42.54 | 42.3 | 42 | 42.13 | 40.53 | 37.97 | 27.39 | 7.41 | 0.06 | 0 | 0 | 0 | 0 | 0 | 0 | 0 | 0 | 0 | 3.49 | 23.11 | 38.17 | 42.15 | 42.78 | 42.91 | 42.59 | 42.58 | 41.91 | 41.87 | 40.36 | 37.33 | 25.9 | 5.98 | 0.03 | 0 | 0 | 0 | 0 | 0 | 0 | 0 | 0 | 0 | 0.51 | 13.66 | 31.89 | 38.84 | 40.38 | 40.89 | 40.84 | 40.46 | 40.4 | 40.25 | 38.5 | 31.35 | 13.78 | 0.8 | 0 | 0 | 0 | 0 | 0 | 0 | 0 | 0 | 0 | 0 | 0.02 | 6.61 | 25.47 | 34.05 | 36.07 | 36.5 | 36.07 | 35.84 | 35.95 | 36.46 | 32.82 | 20.35 | 2.61 | 0 | 0 | 0 | 0 | 0 | 0 | 0 | 0 | 0 | 0 | 0 | 0 | 1.72 | 16.28 | 28.46 | 31.39 | 30.96 | 29.82 | 30.18 | 31.1 | 30.36 | 23.79 | 6.72 | 0.04 | 0 | 0 | 0 | 0 | 0 | 0 | 0 | 0 | 0 | 0 | 0 | 0.05 | 5.36 | 18.62 | 25.4 | 26.38 | 25.26 | 25.99 | 26.6 | 25.13 | 15.34 | 1.83 | 0 | 0 | 0 | 0 | 0 | 0 | 0 | 0 | 0 | 0 | 0 | 0 | 0 | 0 | 1.26 | 9.36 | 15.33 | 18.36 | 20.1 | 19.81 | 19.08 | 16.04 | 8.55 | 1 | 0 | 0 | 0 | 0 | 0 | 0 | 0
LTBERA_1_LB1SR1 |  | Solar_1Axis | Solar Tracking | CISO | North | Norcal | ID | 40 | 0 | 0 | 0 | 0 | 0 | 0 | 0 | 0.94 | 7.56 | 13.39 | 16.33 | 17.65 | 18.24 | 17.01 | 15.88 | 10.89 | 2.41 | 0 | 0 | 0 | 0 | 0 | 0 | 0 | 0 | 0 | 0 | 0 | 0 | 0 | 0.01 | 5.07 | 20.66 | 26.5 | 26.41 | 25.21 | 24.89 | 24.83 | 25.38 | 22.03 | 11.5 | 0.61 | 0 | 0 | 0 | 0 | 0 | 0 | 0 | 0 | 0 | 0 | 0 | 0 | 0 | 3.12 | 17.59 | 26.41 | 27.84 | 26.83 | 27.05 | 25.9 | 24.62 | 23.18 | 19.41 | 5.88 | 1.22 | 0 | 0 | 0 | 0 | 0 | 0 | 0 | 0 | 0 | 0 | 0 | 0.31 | 10.29 | 24.56 | 28.9 | 28.73 | 28.3 | 29.25 | 29.08 | 28.53 | 28.91 | 27.22 | 24.19 | 10.4 | 0.41 | 0 | 0 | 0 | 0 | 0 | 0 | 0 | 0 | 0 | 0 | 3.74 | 19.95 | 28.07 | 30.03 | 30.54 | 30.3 | 30.94 | 30.99 | 31.06 | 31.48 | 30.59 | 28.7 | 17.48 | 2.32 | 0 | 0 | 0 | 0 | 0 | 0 | 0 | 0 | 0 | 0.02 | 6.21 | 22.57 | 30.43 | 33.08 | 33.53 | 33.82 | 34.03 | 33.84 | 33.6 | 33.7 | 32.42 | 30.37 | 21.91 | 5.93 | 0.05 | 0 | 0 | 0 | 0 | 0 | 0 | 0 | 0 | 0 | 2.79 | 18.49 | 30.53 | 33.72 | 34.23 | 34.33 | 34.07 | 34.06 | 33.53 | 33.5 | 32.29 | 29.87 | 20.72 | 4.78 | 0.03 | 0 | 0 | 0 | 0 | 0 | 0 | 0 | 0 | 0 | 0.41 | 10.93 | 25.51 | 31.07 | 32.31 | 32.71 | 32.67 | 32.37 | 32.32 | 32.2 | 30.8 | 25.08 | 11.03 | 0.64 | 0 | 0 | 0 | 0 | 0 | 0 | 0 | 0 | 0 | 0 | 0.02 | 5.28 | 20.37 | 27.24 | 28.86 | 29.2 | 28.86 | 28.67 | 28.76 | 29.17 | 26.26 | 16.28 | 2.09 | 0 | 0 | 0 | 0 | 0 | 0 | 0 | 0 | 0 | 0 | 0 | 0 | 1.38 | 13.03 | 22.77 | 25.11 | 24.77 | 23.86 | 24.14 | 24.88 | 24.29 | 19.03 | 5.38 | 0.04 | 0 | 0 | 0 | 0 | 0 | 0 | 0 | 0 | 0 | 0 | 0 | 0.04 | 4.29 | 14.89 | 20.32 | 21.11 | 20.21 | 20.79 | 21.28 | 20.1 | 12.27 | 1.47 | 0 | 0 | 0 | 0 | 0 | 0 | 0 | 0 | 0 | 0 | 0 | 0 | 0 | 0 | 1.01 | 7.49 | 12.26 | 14.69 | 16.08 | 15.84 | 15.26 | 12.83 | 6.84 | 0.8 | 0 | 0 | 0 | 0 | 0 | 0 | 0
MAGUND_1_BKISR1 |  | Solar_1Axis | Solar Tracking | CISO | North | Norcal | FC | 1 | 0 | 0 | 0 | 0 | 0 | 0 | 0 | 0.02 | 0.19 | 0.33 | 0.41 | 0.44 | 0.46 | 0.43 | 0.4 | 0.27 | 0.06 | 0 | 0 | 0 | 0 | 0 | 0 | 0 | 0 | 0 | 0 | 0 | 0 | 0 | 0 | 0.13 | 0.52 | 0.66 | 0.66 | 0.63 | 0.62 | 0.62 | 0.63 | 0.55 | 0.29 | 0.02 | 0 | 0 | 0 | 0 | 0 | 0 | 0 | 0 | 0 | 0 | 0 | 0 | 0 | 0.08 | 0.44 | 0.66 | 0.7 | 0.67 | 0.68 | 0.65 | 0.62 | 0.58 | 0.49 | 0.15 | 0.03 | 0 | 0 | 0 | 0 | 0 | 0 | 0 | 0 | 0 | 0 | 0 | 0.01 | 0.26 | 0.61 | 0.72 | 0.72 | 0.71 | 0.73 | 0.73 | 0.71 | 0.72 | 0.68 | 0.6 | 0.26 | 0.01 | 0 | 0 | 0 | 0 | 0 | 0 | 0 | 0 | 0 | 0 | 0.09 | 0.5 | 0.7 | 0.75 | 0.76 | 0.76 | 0.77 | 0.77 | 0.78 | 0.79 | 0.76 | 0.72 | 0.44 | 0.06 | 0 | 0 | 0 | 0 | 0 | 0 | 0 | 0 | 0 | 0 | 0.16 | 0.56 | 0.76 | 0.83 | 0.84 | 0.85 | 0.85 | 0.85 | 0.84 | 0.84 | 0.81 | 0.76 | 0.55 | 0.15 | 0 | 0 | 0 | 0 | 0 | 0 | 0 | 0 | 0 | 0 | 0.07 | 0.46 | 0.76 | 0.84 | 0.86 | 0.86 | 0.85 | 0.85 | 0.84 | 0.84 | 0.81 | 0.75 | 0.52 | 0.12 | 0 | 0 | 0 | 0 | 0 | 0 | 0 | 0 | 0 | 0 | 0.01 | 0.27 | 0.64 | 0.78 | 0.81 | 0.82 | 0.82 | 0.81 | 0.81 | 0.81 | 0.77 | 0.63 | 0.28 | 0.02 | 0 | 0 | 0 | 0 | 0 | 0 | 0 | 0 | 0 | 0 | 0 | 0.13 | 0.51 | 0.68 | 0.72 | 0.73 | 0.72 | 0.72 | 0.72 | 0.73 | 0.66 | 0.41 | 0.05 | 0 | 0 | 0 | 0 | 0 | 0 | 0 | 0 | 0 | 0 | 0 | 0 | 0.03 | 0.33 | 0.57 | 0.63 | 0.62 | 0.6 | 0.6 | 0.62 | 0.61 | 0.48 | 0.13 | 0 | 0 | 0 | 0 | 0 | 0 | 0 | 0 | 0 | 0 | 0 | 0 | 0 | 0.11 | 0.37 | 0.51 | 0.53 | 0.51 | 0.52 | 0.53 | 0.5 | 0.31 | 0.04 | 0 | 0 | 0 | 0 | 0 | 0 | 0 | 0 | 0 | 0 | 0 | 0 | 0 | 0 | 0.03 | 0.19 | 0.31 | 0.37 | 0.4 | 0.4 | 0.38 | 0.32 | 0.17 | 0.02 | 0 | 0 | 0 | 0 | 0 | 0 | 0
MAGUND_1_BKSSR2 |  | Solar_1Axis | Solar Tracking | CISO | North | Norcal | FC | 5.25 | 0 | 0 | 0 | 0 | 0 | 0 | 0 | 0.12 | 0.99 | 1.76 | 2.14 | 2.32 | 2.39 | 2.23 | 2.08 | 1.43 | 0.32 | 0 | 0 | 0 | 0 | 0 | 0 | 0 | 0 | 0 | 0 | 0 | 0 | 0 | 0 | 0.67 | 2.71 | 3.48 | 3.47 | 3.31 | 3.27 | 3.26 | 3.33 | 2.89 | 1.51 | 0.08 | 0 | 0 | 0 | 0 | 0 | 0 | 0 | 0 | 0 | 0 | 0 | 0 | 0 | 0.41 | 2.31 | 3.47 | 3.65 | 3.52 | 3.55 | 3.4 | 3.23 | 3.04 | 2.55 | 0.77 | 0.16 | 0 | 0 | 0 | 0 | 0 | 0 | 0 | 0 | 0 | 0 | 0 | 0.04 | 1.35 | 3.22 | 3.79 | 3.77 | 3.71 | 3.84 | 3.82 | 3.74 | 3.79 | 3.57 | 3.17 | 1.37 | 0.05 | 0 | 0 | 0 | 0 | 0 | 0 | 0 | 0 | 0 | 0 | 0.49 | 2.62 | 3.68 | 3.94 | 4.01 | 3.98 | 4.06 | 4.07 | 4.08 | 4.13 | 4.02 | 3.77 | 2.29 | 0.3 | 0 | 0 | 0 | 0 | 0 | 0 | 0 | 0 | 0 | 0 | 0.82 | 2.96 | 3.99 | 4.34 | 4.4 | 4.44 | 4.47 | 4.44 | 4.41 | 4.42 | 4.26 | 3.99 | 2.88 | 0.78 | 0.01 | 0 | 0 | 0 | 0 | 0 | 0 | 0 | 0 | 0 | 0.37 | 2.43 | 4.01 | 4.43 | 4.49 | 4.51 | 4.47 | 4.47 | 4.4 | 4.4 | 4.24 | 3.92 | 2.72 | 0.63 | 0 | 0 | 0 | 0 | 0 | 0 | 0 | 0 | 0 | 0 | 0.05 | 1.43 | 3.35 | 4.08 | 4.24 | 4.29 | 4.29 | 4.25 | 4.24 | 4.23 | 4.04 | 3.29 | 1.45 | 0.08 | 0 | 0 | 0 | 0 | 0 | 0 | 0 | 0 | 0 | 0 | 0 | 0.69 | 2.67 | 3.58 | 3.79 | 3.83 | 3.79 | 3.76 | 3.77 | 3.83 | 3.45 | 2.14 | 0.27 | 0 | 0 | 0 | 0 | 0 | 0 | 0 | 0 | 0 | 0 | 0 | 0 | 0.18 | 1.71 | 2.99 | 3.3 | 3.25 | 3.13 | 3.17 | 3.27 | 3.19 | 2.5 | 0.71 | 0 | 0 | 0 | 0 | 0 | 0 | 0 | 0 | 0 | 0 | 0 | 0 | 0.01 | 0.56 | 1.95 | 2.67 | 2.77 | 2.65 | 2.73 | 2.79 | 2.64 | 1.61 | 0.19 | 0 | 0 | 0 | 0 | 0 | 0 | 0 | 0 | 0 | 0 | 0 | 0 | 0 | 0 | 0.13 | 0.98 | 1.61 | 1.93 | 2.11 | 2.08 | 2 | 1.68 | 0.9 | 0.11 | 0 | 0 | 0 | 0 | 0 | 0 | 0
MANTEC_1_ML1SR1 |  | Solar_1Axis | Solar Tracking | CISO | North | Norcal | EO | 1 | 0 | 0 | 0 | 0 | 0 | 0 | 0 | 0.02 | 0.19 | 0.33 | 0.41 | 0.44 | 0.46 | 0.43 | 0.4 | 0.27 | 0.06 | 0 | 0 | 0 | 0 | 0 | 0 | 0 | 0 | 0 | 0 | 0 | 0 | 0 | 0 | 0.13 | 0.52 | 0.66 | 0.66 | 0.63 | 0.62 | 0.62 | 0.63 | 0.55 | 0.29 | 0.02 | 0 | 0 | 0 | 0 | 0 | 0 | 0 | 0 | 0 | 0 | 0 | 0 | 0 | 0.08 | 0.44 | 0.66 | 0.7 | 0.67 | 0.68 | 0.65 | 0.62 | 0.58 | 0.49 | 0.15 | 0.03 | 0 | 0 | 0 | 0 | 0 | 0 | 0 | 0 | 0 | 0 | 0 | 0.01 | 0.26 | 0.61 | 0.72 | 0.72 | 0.71 | 0.73 | 0.73 | 0.71 | 0.72 | 0.68 | 0.6 | 0.26 | 0.01 | 0 | 0 | 0 | 0 | 0 | 0 | 0 | 0 | 0 | 0 | 0.09 | 0.5 | 0.7 | 0.75 | 0.76 | 0.76 | 0.77 | 0.77 | 0.78 | 0.79 | 0.76 | 0.72 | 0.44 | 0.06 | 0 | 0 | 0 | 0 | 0 | 0 | 0 | 0 | 0 | 0 | 0.16 | 0.56 | 0.76 | 0.83 | 0.84 | 0.85 | 0.85 | 0.85 | 0.84 | 0.84 | 0.81 | 0.76 | 0.55 | 0.15 | 0 | 0 | 0 | 0 | 0 | 0 | 0 | 0 | 0 | 0 | 0.07 | 0.46 | 0.76 | 0.84 | 0.86 | 0.86 | 0.85 | 0.85 | 0.84 | 0.84 | 0.81 | 0.75 | 0.52 | 0.12 | 0 | 0 | 0 | 0 | 0 | 0 | 0 | 0 | 0 | 0 | 0.01 | 0.27 | 0.64 | 0.78 | 0.81 | 0.82 | 0.82 | 0.81 | 0.81 | 0.81 | 0.77 | 0.63 | 0.28 | 0.02 | 0 | 0 | 0 | 0 | 0 | 0 | 0 | 0 | 0 | 0 | 0 | 0.13 | 0.51 | 0.68 | 0.72 | 0.73 | 0.72 | 0.72 | 0.72 | 0.73 | 0.66 | 0.41 | 0.05 | 0 | 0 | 0 | 0 | 0 | 0 | 0 | 0 | 0 | 0 | 0 | 0 | 0.03 | 0.33 | 0.57 | 0.63 | 0.62 | 0.6 | 0.6 | 0.62 | 0.61 | 0.48 | 0.13 | 0 | 0 | 0 | 0 | 0 | 0 | 0 | 0 | 0 | 0 | 0 | 0 | 0 | 0.11 | 0.37 | 0.51 | 0.53 | 0.51 | 0.52 | 0.53 | 0.5 | 0.31 | 0.04 | 0 | 0 | 0 | 0 | 0 | 0 | 0 | 0 | 0 | 0 | 0 | 0 | 0 | 0 | 0.03 | 0.19 | 0.31 | 0.37 | 0.4 | 0.4 | 0.38 | 0.32 | 0.17 | 0.02 | 0 | 0 | 0 | 0 | 0 | 0 | 0
MANZNA_2_WIND |  | Wind | Wind | CISO | South | Socal | FC | 189 | 9.92 | 10.5 | 9.9 | 9.44 | 10.55 | 10.26 | 10.52 | 9.65 | 8.39 | 9.51 | 8.46 | 9.27 | 10.41 | 9.5 | 10.47 | 10.44 | 8.93 | 8.61 | 10.3 | 9.73 | 9.6 | 10.54 | 9.09 | 9.6 | 18.32 | 17.47 | 20.04 | 19.53 | 16.5 | 17.48 | 17.21 | 14.12 | 14.76 | 16.3 | 20.29 | 21.02 | 18.96 | 17.54 | 22.39 | 22.95 | 22.51 | 23.53 | 22.23 | 24.18 | 27.75 | 23.98 | 21.1 | 20.75 | 20.41 | 19.16 | 16.8 | 16.66 | 16.99 | 16.93 | 16.98 | 13.96 | 10.79 | 10.76 | 10.95 | 12.38 | 15.02 | 16.21 | 18.32 | 17.87 | 23.94 | 25.48 | 24.02 | 25.83 | 25.04 | 25.67 | 21.17 | 20.06 | 69.8 | 72.39 | 66.13 | 60.48 | 56.56 | 50.56 | 41.7 | 34.41 | 25.12 | 22.37 | 22.21 | 22.14 | 21.55 | 25.15 | 37.71 | 52.11 | 61.93 | 69.54 | 74.62 | 76.26 | 76.27 | 76.94 | 73.34 | 73.31 | 81.63 | 77.37 | 73.96 | 73.92 | 65.11 | 52.33 | 40.09 | 30.15 | 22.35 | 16.67 | 12.53 | 12.07 | 10.35 | 14.35 | 23.86 | 38.54 | 60.11 | 71.95 | 81.28 | 78.37 | 79.19 | 83.63 | 82.42 | 84.21 | 83.99 | 81.98 | 76.25 | 69.62 | 63.55 | 51.3 | 40.13 | 29.47 | 18.11 | 13.12 | 9.41 | 10.96 | 11.85 | 13.93 | 22.89 | 36.59 | 52.81 | 62.38 | 71.66 | 80.33 | 87.73 | 87.44 | 86.4 | 87.05 | 79.08 | 74.3 | 70.06 | 61.71 | 51.14 | 43.96 | 32.68 | 21.12 | 10.76 | 7.18 | 6.14 | 7.25 | 9.65 | 14.15 | 23.12 | 34.47 | 49.55 | 62.98 | 72.79 | 79.46 | 86 | 88.11 | 85.34 | 82.29 | 70.79 | 68.64 | 62.99 | 53.85 | 43.38 | 37.82 | 27.82 | 20.06 | 12.32 | 8.43 | 6.61 | 7.34 | 9.93 | 13.99 | 21.5 | 31.35 | 43.01 | 55.15 | 62.14 | 75.34 | 79.89 | 79.62 | 77.03 | 73.46 | 35.71 | 32.92 | 29.83 | 23.22 | 19.11 | 13.83 | 11.1 | 7.67 | 6.39 | 6.42 | 7.36 | 9.79 | 11.37 | 13.51 | 16.77 | 20.71 | 23.42 | 30.89 | 37.81 | 45.39 | 45.42 | 45.35 | 42.62 | 38.96 | 18.61 | 17.25 | 17.5 | 17.22 | 15.78 | 12.98 | 10.47 | 8.67 | 5.79 | 5.2 | 5.56 | 6.94 | 8.19 | 8.21 | 8.33 | 9.62 | 12.27 | 14.66 | 17.69 | 20.37 | 22.5 | 22.89 | 21.16 | 18.2 | 8.33 | 7.38 | 7.55 | 7.67 | 7.78 | 7.9 | 7.54 | 6.78 | 6.17 | 6.74 | 7.34 | 8.36 | 7.94 | 8.4 | 8.47 | 7.09 | 6.43 | 8.18 | 10.29 | 11.09 | 11.81 | 8.77 | 9.29 | 8.95 | 7.04 | 6.84 | 6.71 | 7.7 | 7.54 | 7.66 | 7.59 | 7.08 | 6.63 | 6.61 | 6.56 | 7.17 | 7.12 | 6.58 | 6.27 | 6.58 | 7.28 | 7.68 | 8.68 | 8.13 | 9.2 | 8.28 | 7.82 | 7.75
MARCPW_6_SOLAR1 |  | Solar_1Axis | Solar Tracking | CISO | North | Norcal | FC | 20 | 0 | 0 | 0 | 0 | 0 | 0 | 0 | 0.47 | 3.78 | 6.7 | 8.17 | 8.83 | 9.12 | 8.51 | 7.94 | 5.45 | 1.21 | 0 | 0 | 0 | 0 | 0 | 0 | 0 | 0 | 0 | 0 | 0 | 0 | 0 | 0 | 2.54 | 10.33 | 13.25 | 13.2 | 12.6 | 12.45 | 12.42 | 12.69 | 11.02 | 5.75 | 0.31 | 0 | 0 | 0 | 0 | 0 | 0 | 0 | 0 | 0 | 0 | 0 | 0 | 0 | 1.56 | 8.8 | 13.2 | 13.92 | 13.41 | 13.52 | 12.95 | 12.31 | 11.59 | 9.7 | 2.94 | 0.61 | 0 | 0 | 0 | 0 | 0 | 0 | 0 | 0 | 0 | 0 | 0 | 0.16 | 5.14 | 12.28 | 14.45 | 14.37 | 14.15 | 14.62 | 14.54 | 14.27 | 14.46 | 13.61 | 12.09 | 5.2 | 0.21 | 0 | 0 | 0 | 0 | 0 | 0 | 0 | 0 | 0 | 0 | 1.87 | 9.98 | 14.04 | 15.02 | 15.27 | 15.15 | 15.47 | 15.49 | 15.53 | 15.74 | 15.3 | 14.35 | 8.74 | 1.16 | 0 | 0 | 0 | 0 | 0 | 0 | 0 | 0 | 0 | 0.01 | 3.11 | 11.28 | 15.22 | 16.54 | 16.76 | 16.91 | 17.02 | 16.92 | 16.8 | 16.85 | 16.21 | 15.19 | 10.96 | 2.97 | 0.03 | 0 | 0 | 0 | 0 | 0 | 0 | 0 | 0 | 0 | 1.4 | 9.24 | 15.27 | 16.86 | 17.11 | 17.16 | 17.04 | 17.03 | 16.76 | 16.75 | 16.14 | 14.93 | 10.36 | 2.39 | 0.01 | 0 | 0 | 0 | 0 | 0 | 0 | 0 | 0 | 0 | 0.21 | 5.46 | 12.76 | 15.53 | 16.15 | 16.36 | 16.34 | 16.18 | 16.16 | 16.1 | 15.4 | 12.54 | 5.51 | 0.32 | 0 | 0 | 0 | 0 | 0 | 0 | 0 | 0 | 0 | 0 | 0.01 | 2.64 | 10.19 | 13.62 | 14.43 | 14.6 | 14.43 | 14.34 | 14.38 | 14.58 | 13.13 | 8.14 | 1.04 | 0 | 0 | 0 | 0 | 0 | 0 | 0 | 0 | 0 | 0 | 0 | 0 | 0.69 | 6.51 | 11.38 | 12.55 | 12.39 | 11.93 | 12.07 | 12.44 | 12.14 | 9.52 | 2.69 | 0.02 | 0 | 0 | 0 | 0 | 0 | 0 | 0 | 0 | 0 | 0 | 0 | 0.02 | 2.15 | 7.45 | 10.16 | 10.55 | 10.11 | 10.39 | 10.64 | 10.05 | 6.13 | 0.73 | 0 | 0 | 0 | 0 | 0 | 0 | 0 | 0 | 0 | 0 | 0 | 0 | 0 | 0 | 0.5 | 3.75 | 6.13 | 7.34 | 8.04 | 7.92 | 7.63 | 6.42 | 3.42 | 0.4 | 0 | 0 | 0 | 0 | 0 | 0 | 0
MARTIN_1_SUNSET |  | Solar_Fixed | Solar Fixed | CISO | North | Norcal | FC | 4.5 | 0 | 0 | 0 | 0 | 0 | 0 | 0 | 0.14 | 0.97 | 1.9 | 2.4 | 2.51 | 2.62 | 2.31 | 2.17 | 1.48 | 0.35 | 0 | 0 | 0 | 0 | 0 | 0 | 0 | 0 | 0 | 0 | 0 | 0 | 0 | 0 | 0.52 | 2.01 | 2.77 | 3.03 | 3.11 | 3.18 | 3 | 2.79 | 2.27 | 1.15 | 0.08 | 0 | 0 | 0 | 0 | 0 | 0 | 0 | 0 | 0 | 0 | 0 | 0 | 0 | 0.29 | 1.55 | 2.52 | 3.02 | 3.09 | 3.06 | 2.96 | 2.77 | 2.47 | 1.9 | 0.67 | 0.15 | 0 | 0 | 0 | 0 | 0 | 0 | 0 | 0 | 0 | 0 | 0 | 0.03 | 0.8 | 2.26 | 3.06 | 3.41 | 3.54 | 3.66 | 3.6 | 3.58 | 3.42 | 3.03 | 2.31 | 0.89 | 0.04 | 0 | 0 | 0 | 0 | 0 | 0 | 0 | 0 | 0 | 0 | 0.25 | 1.47 | 2.58 | 3.24 | 3.57 | 3.71 | 3.7 | 3.7 | 3.7 | 3.56 | 3.17 | 2.57 | 1.35 | 0.18 | 0 | 0 | 0 | 0 | 0 | 0 | 0 | 0 | 0 | 0 | 0.39 | 1.64 | 2.69 | 3.3 | 3.67 | 3.85 | 3.91 | 3.94 | 3.86 | 3.71 | 3.31 | 2.69 | 1.64 | 0.41 | 0 | 0 | 0 | 0 | 0 | 0 | 0 | 0 | 0 | 0 | 0.19 | 1.39 | 2.64 | 3.37 | 3.76 | 3.96 | 4.03 | 3.99 | 3.9 | 3.71 | 3.35 | 2.72 | 1.63 | 0.36 | 0 | 0 | 0 | 0 | 0 | 0 | 0 | 0 | 0 | 0 | 0.04 | 0.87 | 2.29 | 3.16 | 3.63 | 3.84 | 3.88 | 3.88 | 3.8 | 3.61 | 3.18 | 2.34 | 0.95 | 0.06 | 0 | 0 | 0 | 0 | 0 | 0 | 0 | 0 | 0 | 0 | 0 | 0.48 | 1.93 | 2.91 | 3.4 | 3.59 | 3.66 | 3.62 | 3.55 | 3.36 | 2.78 | 1.57 | 0.24 | 0 | 0 | 0 | 0 | 0 | 0 | 0 | 0 | 0 | 0 | 0 | 0 | 0.15 | 1.38 | 2.52 | 2.99 | 3.15 | 3.19 | 3.16 | 3.07 | 2.78 | 2.02 | 0.61 | 0.01 | 0 | 0 | 0 | 0 | 0 | 0 | 0 | 0 | 0 | 0 | 0 | 0 | 0.55 | 1.86 | 2.6 | 2.9 | 2.96 | 2.94 | 2.78 | 2.43 | 1.39 | 0.18 | 0 | 0 | 0 | 0 | 0 | 0 | 0 | 0 | 0 | 0 | 0 | 0 | 0 | 0 | 0.18 | 1.01 | 1.77 | 2.18 | 2.33 | 2.22 | 2.01 | 1.85 | 0.95 | 0.12 | 0 | 0 | 0 | 0 | 0 | 0 | 0
MCARTH_6_FRIVRB |  | Solar_Fixed | Solar Fixed | CISO | North | Norcal | ID | 1.5 | 0 | 0 | 0 | 0 | 0 | 0 | 0 | 0.05 | 0.32 | 0.63 | 0.8 | 0.84 | 0.87 | 0.77 | 0.72 | 0.49 | 0.12 | 0 | 0 | 0 | 0 | 0 | 0 | 0 | 0 | 0 | 0 | 0 | 0 | 0 | 0 | 0.17 | 0.67 | 0.92 | 1.01 | 1.04 | 1.06 | 1 | 0.93 | 0.76 | 0.38 | 0.03 | 0 | 0 | 0 | 0 | 0 | 0 | 0 | 0 | 0 | 0 | 0 | 0 | 0 | 0.1 | 0.52 | 0.84 | 1.01 | 1.03 | 1.02 | 0.99 | 0.92 | 0.82 | 0.63 | 0.22 | 0.05 | 0 | 0 | 0 | 0 | 0 | 0 | 0 | 0 | 0 | 0 | 0 | 0.01 | 0.27 | 0.75 | 1.02 | 1.14 | 1.18 | 1.22 | 1.2 | 1.19 | 1.14 | 1.01 | 0.77 | 0.3 | 0.01 | 0 | 0 | 0 | 0 | 0 | 0 | 0 | 0 | 0 | 0 | 0.08 | 0.49 | 0.86 | 1.08 | 1.19 | 1.24 | 1.23 | 1.23 | 1.23 | 1.19 | 1.06 | 0.86 | 0.45 | 0.06 | 0 | 0 | 0 | 0 | 0 | 0 | 0 | 0 | 0 | 0 | 0.13 | 0.55 | 0.9 | 1.1 | 1.22 | 1.28 | 1.3 | 1.31 | 1.29 | 1.24 | 1.1 | 0.9 | 0.55 | 0.14 | 0 | 0 | 0 | 0 | 0 | 0 | 0 | 0 | 0 | 0 | 0.06 | 0.46 | 0.88 | 1.12 | 1.25 | 1.32 | 1.34 | 1.33 | 1.3 | 1.24 | 1.12 | 0.91 | 0.54 | 0.12 | 0 | 0 | 0 | 0 | 0 | 0 | 0 | 0 | 0 | 0 | 0.01 | 0.29 | 0.76 | 1.05 | 1.21 | 1.28 | 1.29 | 1.29 | 1.27 | 1.2 | 1.06 | 0.78 | 0.32 | 0.02 | 0 | 0 | 0 | 0 | 0 | 0 | 0 | 0 | 0 | 0 | 0 | 0.16 | 0.64 | 0.97 | 1.13 | 1.2 | 1.22 | 1.21 | 1.18 | 1.12 | 0.93 | 0.52 | 0.08 | 0 | 0 | 0 | 0 | 0 | 0 | 0 | 0 | 0 | 0 | 0 | 0 | 0.05 | 0.46 | 0.84 | 1 | 1.05 | 1.06 | 1.05 | 1.02 | 0.93 | 0.67 | 0.2 | 0 | 0 | 0 | 0 | 0 | 0 | 0 | 0 | 0 | 0 | 0 | 0 | 0 | 0.18 | 0.62 | 0.87 | 0.97 | 0.99 | 0.98 | 0.93 | 0.81 | 0.46 | 0.06 | 0 | 0 | 0 | 0 | 0 | 0 | 0 | 0 | 0 | 0 | 0 | 0 | 0 | 0 | 0.06 | 0.34 | 0.59 | 0.73 | 0.78 | 0.74 | 0.67 | 0.62 | 0.32 | 0.04 | 0 | 0 | 0 | 0 | 0 | 0 | 0
MENBIO_6_RENEW1 |  | Solar_Fixed | Solar Fixed | CISO | North | Norcal | FC | 5 | 0 | 0 | 0 | 0 | 0 | 0 | 0 | 0.15 | 1.08 | 2.11 | 2.66 | 2.79 | 2.91 | 2.56 | 2.41 | 1.64 | 0.39 | 0 | 0 | 0 | 0 | 0 | 0 | 0 | 0 | 0 | 0 | 0 | 0 | 0 | 0 | 0.57 | 2.23 | 3.07 | 3.37 | 3.45 | 3.54 | 3.33 | 3.1 | 2.52 | 1.28 | 0.09 | 0 | 0 | 0 | 0 | 0 | 0 | 0 | 0 | 0 | 0 | 0 | 0 | 0 | 0.32 | 1.72 | 2.8 | 3.35 | 3.43 | 3.4 | 3.28 | 3.07 | 2.74 | 2.11 | 0.75 | 0.16 | 0 | 0 | 0 | 0 | 0 | 0 | 0 | 0 | 0 | 0 | 0 | 0.03 | 0.89 | 2.51 | 3.4 | 3.79 | 3.94 | 4.06 | 3.99 | 3.98 | 3.8 | 3.36 | 2.56 | 0.99 | 0.04 | 0 | 0 | 0 | 0 | 0 | 0 | 0 | 0 | 0 | 0 | 0.28 | 1.63 | 2.86 | 3.6 | 3.97 | 4.12 | 4.11 | 4.11 | 4.11 | 3.96 | 3.53 | 2.86 | 1.5 | 0.2 | 0 | 0 | 0 | 0 | 0 | 0 | 0 | 0 | 0 | 0 | 0.43 | 1.82 | 2.99 | 3.67 | 4.08 | 4.28 | 4.35 | 4.38 | 4.29 | 4.12 | 3.68 | 2.99 | 1.82 | 0.45 | 0 | 0 | 0 | 0 | 0 | 0 | 0 | 0 | 0 | 0 | 0.21 | 1.55 | 2.93 | 3.75 | 4.18 | 4.4 | 4.47 | 4.43 | 4.34 | 4.12 | 3.72 | 3.02 | 1.81 | 0.4 | 0 | 0 | 0 | 0 | 0 | 0 | 0 | 0 | 0 | 0 | 0.04 | 0.96 | 2.55 | 3.51 | 4.04 | 4.27 | 4.31 | 4.31 | 4.23 | 4.01 | 3.53 | 2.6 | 1.05 | 0.07 | 0 | 0 | 0 | 0 | 0 | 0 | 0 | 0 | 0 | 0 | 0 | 0.54 | 2.14 | 3.23 | 3.78 | 3.99 | 4.07 | 4.02 | 3.94 | 3.73 | 3.09 | 1.74 | 0.27 | 0 | 0 | 0 | 0 | 0 | 0 | 0 | 0 | 0 | 0 | 0 | 0 | 0.17 | 1.53 | 2.8 | 3.33 | 3.49 | 3.54 | 3.52 | 3.42 | 3.09 | 2.24 | 0.68 | 0.01 | 0 | 0 | 0 | 0 | 0 | 0 | 0 | 0 | 0 | 0 | 0 | 0.01 | 0.61 | 2.06 | 2.89 | 3.23 | 3.29 | 3.27 | 3.08 | 2.7 | 1.55 | 0.2 | 0 | 0 | 0 | 0 | 0 | 0 | 0 | 0 | 0 | 0 | 0 | 0 | 0 | 0 | 0.2 | 1.13 | 1.96 | 2.42 | 2.59 | 2.47 | 2.23 | 2.05 | 1.06 | 0.13 | 0 | 0 | 0 | 0 | 0 | 0 | 0
MERCED_1_SOLAR1 |  | Solar_1Axis | Solar Tracking | CISO | North | Norcal | EO | 1.5 | 0 | 0 | 0 | 0 | 0 | 0 | 0 | 0.04 | 0.28 | 0.5 | 0.61 | 0.66 | 0.68 | 0.64 | 0.6 | 0.41 | 0.09 | 0 | 0 | 0 | 0 | 0 | 0 | 0 | 0 | 0 | 0 | 0 | 0 | 0 | 0 | 0.19 | 0.77 | 0.99 | 0.99 | 0.95 | 0.93 | 0.93 | 0.95 | 0.83 | 0.43 | 0.02 | 0 | 0 | 0 | 0 | 0 | 0 | 0 | 0 | 0 | 0 | 0 | 0 | 0 | 0.12 | 0.66 | 0.99 | 1.04 | 1.01 | 1.01 | 0.97 | 0.92 | 0.87 | 0.73 | 0.22 | 0.05 | 0 | 0 | 0 | 0 | 0 | 0 | 0 | 0 | 0 | 0 | 0 | 0.01 | 0.39 | 0.92 | 1.08 | 1.08 | 1.06 | 1.1 | 1.09 | 1.07 | 1.08 | 1.02 | 0.91 | 0.39 | 0.02 | 0 | 0 | 0 | 0 | 0 | 0 | 0 | 0 | 0 | 0 | 0.14 | 0.75 | 1.05 | 1.13 | 1.15 | 1.14 | 1.16 | 1.16 | 1.16 | 1.18 | 1.15 | 1.08 | 0.66 | 0.09 | 0 | 0 | 0 | 0 | 0 | 0 | 0 | 0 | 0 | 0 | 0.23 | 0.85 | 1.14 | 1.24 | 1.26 | 1.27 | 1.28 | 1.27 | 1.26 | 1.26 | 1.22 | 1.14 | 0.82 | 0.22 | 0 | 0 | 0 | 0 | 0 | 0 | 0 | 0 | 0 | 0 | 0.1 | 0.69 | 1.15 | 1.26 | 1.28 | 1.29 | 1.28 | 1.28 | 1.26 | 1.26 | 1.21 | 1.12 | 0.78 | 0.18 | 0 | 0 | 0 | 0 | 0 | 0 | 0 | 0 | 0 | 0 | 0.02 | 0.41 | 0.96 | 1.17 | 1.21 | 1.23 | 1.23 | 1.21 | 1.21 | 1.21 | 1.15 | 0.94 | 0.41 | 0.02 | 0 | 0 | 0 | 0 | 0 | 0 | 0 | 0 | 0 | 0 | 0 | 0.2 | 0.76 | 1.02 | 1.08 | 1.09 | 1.08 | 1.08 | 1.08 | 1.09 | 0.98 | 0.61 | 0.08 | 0 | 0 | 0 | 0 | 0 | 0 | 0 | 0 | 0 | 0 | 0 | 0 | 0.05 | 0.49 | 0.85 | 0.94 | 0.93 | 0.89 | 0.91 | 0.93 | 0.91 | 0.71 | 0.2 | 0 | 0 | 0 | 0 | 0 | 0 | 0 | 0 | 0 | 0 | 0 | 0 | 0 | 0.16 | 0.56 | 0.76 | 0.79 | 0.76 | 0.78 | 0.8 | 0.75 | 0.46 | 0.05 | 0 | 0 | 0 | 0 | 0 | 0 | 0 | 0 | 0 | 0 | 0 | 0 | 0 | 0 | 0.04 | 0.28 | 0.46 | 0.55 | 0.6 | 0.59 | 0.57 | 0.48 | 0.26 | 0.03 | 0 | 0 | 0 | 0 | 0 | 0 | 0
MERCED_1_SOLAR2 |  | Solar_1Axis | Solar Tracking | CISO | North | Norcal | EO | 1.5 | 0 | 0 | 0 | 0 | 0 | 0 | 0 | 0.04 | 0.28 | 0.5 | 0.61 | 0.66 | 0.68 | 0.64 | 0.6 | 0.41 | 0.09 | 0 | 0 | 0 | 0 | 0 | 0 | 0 | 0 | 0 | 0 | 0 | 0 | 0 | 0 | 0.19 | 0.77 | 0.99 | 0.99 | 0.95 | 0.93 | 0.93 | 0.95 | 0.83 | 0.43 | 0.02 | 0 | 0 | 0 | 0 | 0 | 0 | 0 | 0 | 0 | 0 | 0 | 0 | 0 | 0.12 | 0.66 | 0.99 | 1.04 | 1.01 | 1.01 | 0.97 | 0.92 | 0.87 | 0.73 | 0.22 | 0.05 | 0 | 0 | 0 | 0 | 0 | 0 | 0 | 0 | 0 | 0 | 0 | 0.01 | 0.39 | 0.92 | 1.08 | 1.08 | 1.06 | 1.1 | 1.09 | 1.07 | 1.08 | 1.02 | 0.91 | 0.39 | 0.02 | 0 | 0 | 0 | 0 | 0 | 0 | 0 | 0 | 0 | 0 | 0.14 | 0.75 | 1.05 | 1.13 | 1.15 | 1.14 | 1.16 | 1.16 | 1.16 | 1.18 | 1.15 | 1.08 | 0.66 | 0.09 | 0 | 0 | 0 | 0 | 0 | 0 | 0 | 0 | 0 | 0 | 0.23 | 0.85 | 1.14 | 1.24 | 1.26 | 1.27 | 1.28 | 1.27 | 1.26 | 1.26 | 1.22 | 1.14 | 0.82 | 0.22 | 0 | 0 | 0 | 0 | 0 | 0 | 0 | 0 | 0 | 0 | 0.1 | 0.69 | 1.15 | 1.26 | 1.28 | 1.29 | 1.28 | 1.28 | 1.26 | 1.26 | 1.21 | 1.12 | 0.78 | 0.18 | 0 | 0 | 0 | 0 | 0 | 0 | 0 | 0 | 0 | 0 | 0.02 | 0.41 | 0.96 | 1.17 | 1.21 | 1.23 | 1.23 | 1.21 | 1.21 | 1.21 | 1.15 | 0.94 | 0.41 | 0.02 | 0 | 0 | 0 | 0 | 0 | 0 | 0 | 0 | 0 | 0 | 0 | 0.2 | 0.76 | 1.02 | 1.08 | 1.09 | 1.08 | 1.08 | 1.08 | 1.09 | 0.98 | 0.61 | 0.08 | 0 | 0 | 0 | 0 | 0 | 0 | 0 | 0 | 0 | 0 | 0 | 0 | 0.05 | 0.49 | 0.85 | 0.94 | 0.93 | 0.89 | 0.91 | 0.93 | 0.91 | 0.71 | 0.2 | 0 | 0 | 0 | 0 | 0 | 0 | 0 | 0 | 0 | 0 | 0 | 0 | 0 | 0.16 | 0.56 | 0.76 | 0.79 | 0.76 | 0.78 | 0.8 | 0.75 | 0.46 | 0.05 | 0 | 0 | 0 | 0 | 0 | 0 | 0 | 0 | 0 | 0 | 0 | 0 | 0 | 0 | 0.04 | 0.28 | 0.46 | 0.55 | 0.6 | 0.59 | 0.57 | 0.48 | 0.26 | 0.03 | 0 | 0 | 0 | 0 | 0 | 0 | 0
MIDWD_2_WIND2 |  | Wind | Wind | CISO | South | Socal | FC | 3 | 0.16 | 0.17 | 0.16 | 0.15 | 0.17 | 0.16 | 0.17 | 0.15 | 0.13 | 0.15 | 0.13 | 0.15 | 0.17 | 0.15 | 0.17 | 0.17 | 0.14 | 0.14 | 0.16 | 0.15 | 0.15 | 0.17 | 0.14 | 0.15 | 0.29 | 0.28 | 0.32 | 0.31 | 0.26 | 0.28 | 0.27 | 0.22 | 0.23 | 0.26 | 0.32 | 0.33 | 0.3 | 0.28 | 0.36 | 0.36 | 0.36 | 0.37 | 0.35 | 0.38 | 0.44 | 0.38 | 0.33 | 0.33 | 0.32 | 0.3 | 0.27 | 0.26 | 0.27 | 0.27 | 0.27 | 0.22 | 0.17 | 0.17 | 0.17 | 0.2 | 0.24 | 0.26 | 0.29 | 0.28 | 0.38 | 0.4 | 0.38 | 0.41 | 0.4 | 0.41 | 0.34 | 0.32 | 1.11 | 1.15 | 1.05 | 0.96 | 0.9 | 0.8 | 0.66 | 0.55 | 0.4 | 0.36 | 0.35 | 0.35 | 0.34 | 0.4 | 0.6 | 0.83 | 0.98 | 1.1 | 1.18 | 1.21 | 1.21 | 1.22 | 1.16 | 1.16 | 1.3 | 1.23 | 1.17 | 1.17 | 1.03 | 0.83 | 0.64 | 0.48 | 0.35 | 0.26 | 0.2 | 0.19 | 0.16 | 0.23 | 0.38 | 0.61 | 0.95 | 1.14 | 1.29 | 1.24 | 1.26 | 1.33 | 1.31 | 1.34 | 1.33 | 1.3 | 1.21 | 1.11 | 1.01 | 0.81 | 0.64 | 0.47 | 0.29 | 0.21 | 0.15 | 0.17 | 0.19 | 0.22 | 0.36 | 0.58 | 0.84 | 0.99 | 1.14 | 1.28 | 1.39 | 1.39 | 1.37 | 1.38 | 1.26 | 1.18 | 1.11 | 0.98 | 0.81 | 0.7 | 0.52 | 0.34 | 0.17 | 0.11 | 0.1 | 0.12 | 0.15 | 0.22 | 0.37 | 0.55 | 0.79 | 1 | 1.16 | 1.26 | 1.37 | 1.4 | 1.35 | 1.31 | 1.12 | 1.09 | 1 | 0.85 | 0.69 | 0.6 | 0.44 | 0.32 | 0.2 | 0.13 | 0.1 | 0.12 | 0.16 | 0.22 | 0.34 | 0.5 | 0.68 | 0.88 | 0.99 | 1.2 | 1.27 | 1.26 | 1.22 | 1.17 | 0.57 | 0.52 | 0.47 | 0.37 | 0.3 | 0.22 | 0.18 | 0.12 | 0.1 | 0.1 | 0.12 | 0.16 | 0.18 | 0.21 | 0.27 | 0.33 | 0.37 | 0.49 | 0.6 | 0.72 | 0.72 | 0.72 | 0.68 | 0.62 | 0.3 | 0.27 | 0.28 | 0.27 | 0.25 | 0.21 | 0.17 | 0.14 | 0.09 | 0.08 | 0.09 | 0.11 | 0.13 | 0.13 | 0.13 | 0.15 | 0.19 | 0.23 | 0.28 | 0.32 | 0.36 | 0.36 | 0.34 | 0.29 | 0.13 | 0.12 | 0.12 | 0.12 | 0.12 | 0.13 | 0.12 | 0.11 | 0.1 | 0.11 | 0.12 | 0.13 | 0.13 | 0.13 | 0.13 | 0.11 | 0.1 | 0.13 | 0.16 | 0.18 | 0.19 | 0.14 | 0.15 | 0.14 | 0.11 | 0.11 | 0.11 | 0.12 | 0.12 | 0.12 | 0.12 | 0.11 | 0.11 | 0.1 | 0.1 | 0.11 | 0.11 | 0.1 | 0.1 | 0.1 | 0.12 | 0.12 | 0.14 | 0.13 | 0.15 | 0.13 | 0.12 | 0.12
MIDWD_7_CORAMB |  | Wind | Wind | CISO | South | Socal | FC | 7.5 | 0.39 | 0.42 | 0.39 | 0.37 | 0.42 | 0.41 | 0.42 | 0.38 | 0.33 | 0.38 | 0.34 | 0.37 | 0.41 | 0.38 | 0.42 | 0.41 | 0.35 | 0.34 | 0.41 | 0.39 | 0.38 | 0.42 | 0.36 | 0.38 | 0.73 | 0.69 | 0.8 | 0.78 | 0.65 | 0.69 | 0.68 | 0.56 | 0.59 | 0.65 | 0.81 | 0.83 | 0.75 | 0.7 | 0.89 | 0.91 | 0.89 | 0.93 | 0.88 | 0.96 | 1.1 | 0.95 | 0.84 | 0.82 | 0.81 | 0.76 | 0.67 | 0.66 | 0.67 | 0.67 | 0.67 | 0.55 | 0.43 | 0.43 | 0.43 | 0.49 | 0.6 | 0.64 | 0.73 | 0.71 | 0.95 | 1.01 | 0.95 | 1.02 | 0.99 | 1.02 | 0.84 | 0.8 | 2.77 | 2.87 | 2.62 | 2.4 | 2.24 | 2.01 | 1.65 | 1.37 | 1 | 0.89 | 0.88 | 0.88 | 0.86 | 1 | 1.5 | 2.07 | 2.46 | 2.76 | 2.96 | 3.03 | 3.03 | 3.05 | 2.91 | 2.91 | 3.24 | 3.07 | 2.93 | 2.93 | 2.58 | 2.08 | 1.59 | 1.2 | 0.89 | 0.66 | 0.5 | 0.48 | 0.41 | 0.57 | 0.95 | 1.53 | 2.39 | 2.86 | 3.23 | 3.11 | 3.14 | 3.32 | 3.27 | 3.34 | 3.33 | 3.25 | 3.03 | 2.76 | 2.52 | 2.04 | 1.59 | 1.17 | 0.72 | 0.52 | 0.37 | 0.43 | 0.47 | 0.55 | 0.91 | 1.45 | 2.1 | 2.48 | 2.84 | 3.19 | 3.48 | 3.47 | 3.43 | 3.45 | 3.14 | 2.95 | 2.78 | 2.45 | 2.03 | 1.74 | 1.3 | 0.84 | 0.43 | 0.28 | 0.24 | 0.29 | 0.38 | 0.56 | 0.92 | 1.37 | 1.97 | 2.5 | 2.89 | 3.15 | 3.41 | 3.5 | 3.39 | 3.27 | 2.81 | 2.72 | 2.5 | 2.14 | 1.72 | 1.5 | 1.1 | 0.8 | 0.49 | 0.33 | 0.26 | 0.29 | 0.39 | 0.56 | 0.85 | 1.24 | 1.71 | 2.19 | 2.47 | 2.99 | 3.17 | 3.16 | 3.06 | 2.92 | 1.42 | 1.31 | 1.18 | 0.92 | 0.76 | 0.55 | 0.44 | 0.3 | 0.25 | 0.25 | 0.29 | 0.39 | 0.45 | 0.54 | 0.67 | 0.82 | 0.93 | 1.23 | 1.5 | 1.8 | 1.8 | 1.8 | 1.69 | 1.55 | 0.74 | 0.68 | 0.69 | 0.68 | 0.63 | 0.51 | 0.42 | 0.34 | 0.23 | 0.21 | 0.22 | 0.28 | 0.32 | 0.33 | 0.33 | 0.38 | 0.49 | 0.58 | 0.7 | 0.81 | 0.89 | 0.91 | 0.84 | 0.72 | 0.33 | 0.29 | 0.3 | 0.3 | 0.31 | 0.31 | 0.3 | 0.27 | 0.24 | 0.27 | 0.29 | 0.33 | 0.31 | 0.33 | 0.34 | 0.28 | 0.26 | 0.32 | 0.41 | 0.44 | 0.47 | 0.35 | 0.37 | 0.36 | 0.28 | 0.27 | 0.27 | 0.31 | 0.3 | 0.3 | 0.3 | 0.28 | 0.26 | 0.26 | 0.26 | 0.28 | 0.28 | 0.26 | 0.25 | 0.26 | 0.29 | 0.3 | 0.34 | 0.32 | 0.37 | 0.33 | 0.31 | 0.31
MIRLOM_2_CREST |  | Solar_Fixed | Solar Fixed | CISO | South | Socal | EO | 1.5 | 0 | 0 | 0 | 0 | 0 | 0 | 0 | 0.2 | 0.67 | 0.9 | 0.98 | 1.01 | 0.98 | 0.95 | 0.79 | 0.46 | 0.07 | 0 | 0 | 0 | 0 | 0 | 0 | 0 | 0 | 0 | 0 | 0 | 0 | 0 | 0.02 | 0.37 | 0.88 | 1.04 | 1.12 | 1.12 | 1.1 | 1.06 | 0.98 | 0.75 | 0.29 | 0.01 | 0 | 0 | 0 | 0 | 0 | 0 | 0 | 0 | 0 | 0 | 0 | 0 | 0 | 0.21 | 0.74 | 1.03 | 1.13 | 1.14 | 1.13 | 1.1 | 1.04 | 0.92 | 0.58 | 0.27 | 0.04 | 0 | 0 | 0 | 0 | 0 | 0 | 0 | 0 | 0 | 0 | 0 | 0.04 | 0.41 | 0.89 | 1.12 | 1.22 | 1.27 | 1.27 | 1.25 | 1.22 | 1.12 | 0.95 | 0.65 | 0.16 | 0 | 0 | 0 | 0 | 0 | 0 | 0 | 0 | 0 | 0 | 0 | 0.17 | 0.63 | 0.96 | 1.14 | 1.26 | 1.31 | 1.32 | 1.31 | 1.28 | 1.19 | 1.04 | 0.76 | 0.28 | 0.02 | 0 | 0 | 0 | 0 | 0 | 0 | 0 | 0 | 0 | 0.01 | 0.21 | 0.64 | 0.98 | 1.17 | 1.29 | 1.35 | 1.36 | 1.36 | 1.31 | 1.21 | 1.06 | 0.81 | 0.39 | 0.05 | 0 | 0 | 0 | 0 | 0 | 0 | 0 | 0 | 0 | 0 | 0.1 | 0.44 | 0.82 | 1.05 | 1.21 | 1.29 | 1.31 | 1.3 | 1.24 | 1.16 | 1.01 | 0.76 | 0.34 | 0.04 | 0 | 0 | 0 | 0 | 0 | 0 | 0 | 0 | 0 | 0 | 0.04 | 0.4 | 0.85 | 1.09 | 1.24 | 1.32 | 1.34 | 1.32 | 1.27 | 1.15 | 0.98 | 0.65 | 0.19 | 0.01 | 0 | 0 | 0 | 0 | 0 | 0 | 0 | 0 | 0 | 0 | 0.01 | 0.31 | 0.79 | 1.07 | 1.22 | 1.29 | 1.3 | 1.29 | 1.23 | 1.08 | 0.87 | 0.39 | 0.03 | 0 | 0 | 0 | 0 | 0 | 0 | 0 | 0 | 0 | 0 | 0 | 0 | 0.16 | 0.69 | 0.98 | 1.12 | 1.19 | 1.21 | 1.19 | 1.13 | 1.01 | 0.64 | 0.13 | 0 | 0 | 0 | 0 | 0 | 0 | 0 | 0 | 0 | 0 | 0 | 0 | 0.04 | 0.4 | 0.81 | 1.01 | 1.08 | 1.1 | 1.07 | 1.01 | 0.83 | 0.38 | 0.03 | 0 | 0 | 0 | 0 | 0 | 0 | 0 | 0 | 0 | 0 | 0 | 0 | 0 | 0 | 0.21 | 0.6 | 0.8 | 0.88 | 0.93 | 0.9 | 0.83 | 0.68 | 0.3 | 0.02 | 0 | 0 | 0 | 0 | 0 | 0 | 0
MIRLOM_2_LNDFL |  | Solar_1Axis | Solar Tracking | CISO | South | Socal | FC | 3 | 0 | 0 | 0 | 0 | 0 | 0 | 0 | 0.36 | 1.41 | 1.83 | 1.81 | 1.78 | 1.76 | 1.77 | 1.6 | 1.16 | 0.19 | 0 | 0 | 0 | 0 | 0 | 0 | 0 | 0 | 0 | 0 | 0 | 0 | 0 | 0.02 | 0.78 | 1.91 | 2.11 | 2.06 | 2.05 | 2.03 | 1.96 | 1.91 | 1.74 | 0.74 | 0.03 | 0 | 0 | 0 | 0 | 0 | 0 | 0 | 0 | 0 | 0 | 0 | 0 | 0 | 0.51 | 1.78 | 2.19 | 2.2 | 2.15 | 2.13 | 2.12 | 2.01 | 1.86 | 1.39 | 0.52 | 0.08 | 0 | 0 | 0 | 0 | 0 | 0 | 0 | 0 | 0 | 0 | 0 | 0.09 | 1.1 | 2.15 | 2.3 | 2.39 | 2.39 | 2.4 | 2.37 | 2.35 | 2.26 | 2.13 | 1.73 | 0.55 | 0.01 | 0 | 0 | 0 | 0 | 0 | 0 | 0 | 0 | 0 | 0 | 0.44 | 1.64 | 2.26 | 2.44 | 2.52 | 2.55 | 2.55 | 2.54 | 2.5 | 2.44 | 2.33 | 2.04 | 0.98 | 0.08 | 0 | 0 | 0 | 0 | 0 | 0 | 0 | 0 | 0 | 0.01 | 0.55 | 1.67 | 2.23 | 2.42 | 2.53 | 2.58 | 2.57 | 2.57 | 2.53 | 2.46 | 2.36 | 2.13 | 1.27 | 0.21 | 0 | 0 | 0 | 0 | 0 | 0 | 0 | 0 | 0 | 0 | 0.24 | 1.28 | 2.06 | 2.36 | 2.49 | 2.54 | 2.52 | 2.49 | 2.47 | 2.41 | 2.28 | 1.97 | 1.13 | 0.17 | 0 | 0 | 0 | 0 | 0 | 0 | 0 | 0 | 0 | 0 | 0.09 | 1.03 | 2.02 | 2.36 | 2.49 | 2.55 | 2.56 | 2.51 | 2.38 | 2.33 | 2.14 | 1.7 | 0.61 | 0.02 | 0 | 0 | 0 | 0 | 0 | 0 | 0 | 0 | 0 | 0 | 0.01 | 0.69 | 1.75 | 2.16 | 2.32 | 2.36 | 2.4 | 2.35 | 2.29 | 2.14 | 1.94 | 1.03 | 0.09 | 0 | 0 | 0 | 0 | 0 | 0 | 0 | 0 | 0 | 0 | 0 | 0 | 0.3 | 1.48 | 1.98 | 2.08 | 2.11 | 2.11 | 2.09 | 2.12 | 1.98 | 1.49 | 0.33 | 0 | 0 | 0 | 0 | 0 | 0 | 0 | 0 | 0 | 0 | 0 | 0 | 0.05 | 0.84 | 1.75 | 1.97 | 1.93 | 1.88 | 1.91 | 1.9 | 1.74 | 1.02 | 0.1 | 0 | 0 | 0 | 0 | 0 | 0 | 0 | 0 | 0 | 0 | 0 | 0 | 0 | 0 | 0.4 | 1.25 | 1.57 | 1.54 | 1.49 | 1.55 | 1.52 | 1.4 | 0.77 | 0.06 | 0 | 0 | 0 | 0 | 0 | 0 | 0
MNDOTA_1_SOLAR1 |  | Solar_1Axis | Solar Tracking | CISO | North | Norcal | FC | 60 | 0 | 0 | 0 | 0 | 0 | 0 | 0 | 1.41 | 11.34 | 20.09 | 24.5 | 26.48 | 27.35 | 25.52 | 23.81 | 16.34 | 3.62 | 0 | 0 | 0 | 0 | 0 | 0 | 0 | 0 | 0 | 0 | 0 | 0 | 0 | 0.01 | 7.61 | 31 | 39.76 | 39.61 | 37.81 | 37.34 | 37.25 | 38.06 | 33.05 | 17.26 | 0.92 | 0 | 0 | 0 | 0 | 0 | 0 | 0 | 0 | 0 | 0 | 0 | 0 | 0 | 4.68 | 26.39 | 39.61 | 41.76 | 40.24 | 40.57 | 38.85 | 36.94 | 34.77 | 29.11 | 8.82 | 1.83 | 0 | 0 | 0 | 0 | 0 | 0 | 0 | 0 | 0 | 0 | 0 | 0.47 | 15.43 | 36.85 | 43.35 | 43.1 | 42.45 | 43.87 | 43.63 | 42.8 | 43.37 | 40.83 | 36.28 | 15.6 | 0.62 | 0 | 0 | 0 | 0 | 0 | 0 | 0 | 0 | 0 | 0 | 5.6 | 29.93 | 42.11 | 45.05 | 45.81 | 45.44 | 46.4 | 46.48 | 46.59 | 47.22 | 45.89 | 43.05 | 26.22 | 3.48 | 0 | 0 | 0 | 0 | 0 | 0 | 0 | 0 | 0 | 0.03 | 9.32 | 33.85 | 45.65 | 49.63 | 50.29 | 50.73 | 51.05 | 50.76 | 50.4 | 50.55 | 48.63 | 45.56 | 32.87 | 8.9 | 0.08 | 0 | 0 | 0 | 0 | 0 | 0 | 0 | 0 | 0 | 4.19 | 27.73 | 45.8 | 50.57 | 51.34 | 51.49 | 51.11 | 51.1 | 50.29 | 50.25 | 48.43 | 44.8 | 31.07 | 7.17 | 0.04 | 0 | 0 | 0 | 0 | 0 | 0 | 0 | 0 | 0 | 0.62 | 16.39 | 38.27 | 46.6 | 48.46 | 49.07 | 49.01 | 48.55 | 48.48 | 48.3 | 46.19 | 37.62 | 16.54 | 0.96 | 0 | 0 | 0 | 0 | 0 | 0 | 0 | 0 | 0 | 0 | 0.02 | 7.93 | 30.56 | 40.86 | 43.29 | 43.8 | 43.29 | 43.01 | 43.14 | 43.75 | 39.39 | 24.42 | 3.13 | 0 | 0 | 0 | 0 | 0 | 0 | 0 | 0 | 0 | 0 | 0 | 0 | 2.07 | 19.54 | 34.15 | 37.66 | 37.16 | 35.79 | 36.21 | 37.32 | 36.43 | 28.55 | 8.07 | 0.05 | 0 | 0 | 0 | 0 | 0 | 0 | 0 | 0 | 0 | 0 | 0 | 0.06 | 6.44 | 22.34 | 30.49 | 31.66 | 30.32 | 31.18 | 31.92 | 30.15 | 18.4 | 2.2 | 0 | 0 | 0 | 0 | 0 | 0 | 0 | 0 | 0 | 0 | 0 | 0 | 0 | 0 | 1.51 | 11.24 | 18.39 | 22.03 | 24.12 | 23.77 | 22.89 | 19.25 | 10.26 | 1.2 | 0 | 0 | 0 | 0 | 0 | 0 | 0
MNDOTA_1_SOLAR2 |  | Solar_1Axis | Solar Tracking | CISO | North | Norcal | EO | 5 | 0 | 0 | 0 | 0 | 0 | 0 | 0 | 0.12 | 0.95 | 1.67 | 2.04 | 2.21 | 2.28 | 2.13 | 1.98 | 1.36 | 0.3 | 0 | 0 | 0 | 0 | 0 | 0 | 0 | 0 | 0 | 0 | 0 | 0 | 0 | 0 | 0.63 | 2.58 | 3.31 | 3.3 | 3.15 | 3.11 | 3.1 | 3.17 | 2.75 | 1.44 | 0.08 | 0 | 0 | 0 | 0 | 0 | 0 | 0 | 0 | 0 | 0 | 0 | 0 | 0 | 0.39 | 2.2 | 3.3 | 3.48 | 3.35 | 3.38 | 3.24 | 3.08 | 2.9 | 2.43 | 0.74 | 0.15 | 0 | 0 | 0 | 0 | 0 | 0 | 0 | 0 | 0 | 0 | 0 | 0.04 | 1.29 | 3.07 | 3.61 | 3.59 | 3.54 | 3.66 | 3.64 | 3.57 | 3.61 | 3.4 | 3.02 | 1.3 | 0.05 | 0 | 0 | 0 | 0 | 0 | 0 | 0 | 0 | 0 | 0 | 0.47 | 2.49 | 3.51 | 3.75 | 3.82 | 3.79 | 3.87 | 3.87 | 3.88 | 3.93 | 3.82 | 3.59 | 2.19 | 0.29 | 0 | 0 | 0 | 0 | 0 | 0 | 0 | 0 | 0 | 0 | 0.78 | 2.82 | 3.8 | 4.14 | 4.19 | 4.23 | 4.25 | 4.23 | 4.2 | 4.21 | 4.05 | 3.8 | 2.74 | 0.74 | 0.01 | 0 | 0 | 0 | 0 | 0 | 0 | 0 | 0 | 0 | 0.35 | 2.31 | 3.82 | 4.21 | 4.28 | 4.29 | 4.26 | 4.26 | 4.19 | 4.19 | 4.04 | 3.73 | 2.59 | 0.6 | 0 | 0 | 0 | 0 | 0 | 0 | 0 | 0 | 0 | 0 | 0.05 | 1.37 | 3.19 | 3.88 | 4.04 | 4.09 | 4.08 | 4.05 | 4.04 | 4.03 | 3.85 | 3.13 | 1.38 | 0.08 | 0 | 0 | 0 | 0 | 0 | 0 | 0 | 0 | 0 | 0 | 0 | 0.66 | 2.55 | 3.41 | 3.61 | 3.65 | 3.61 | 3.58 | 3.59 | 3.65 | 3.28 | 2.04 | 0.26 | 0 | 0 | 0 | 0 | 0 | 0 | 0 | 0 | 0 | 0 | 0 | 0 | 0.17 | 1.63 | 2.85 | 3.14 | 3.1 | 2.98 | 3.02 | 3.11 | 3.04 | 2.38 | 0.67 | 0 | 0 | 0 | 0 | 0 | 0 | 0 | 0 | 0 | 0 | 0 | 0 | 0.01 | 0.54 | 1.86 | 2.54 | 2.64 | 2.53 | 2.6 | 2.66 | 2.51 | 1.53 | 0.18 | 0 | 0 | 0 | 0 | 0 | 0 | 0 | 0 | 0 | 0 | 0 | 0 | 0 | 0 | 0.13 | 0.94 | 1.53 | 1.84 | 2.01 | 1.98 | 1.91 | 1.6 | 0.85 | 0.1 | 0 | 0 | 0 | 0 | 0 | 0 | 0
MOJAVW_2_SOLAR |  | Solar_1Axis | Solar Tracking | CISO | South | Socal | FC | 20 | 0 | 0 | 0 | 0 | 0 | 0 | 0.01 | 2.4 | 9.38 | 12.22 | 12.1 | 11.88 | 11.75 | 11.78 | 10.67 | 7.7 | 1.3 | 0 | 0 | 0 | 0 | 0 | 0 | 0 | 0 | 0 | 0 | 0 | 0 | 0 | 0.14 | 5.23 | 12.73 | 14.07 | 13.76 | 13.64 | 13.56 | 13.08 | 12.76 | 11.6 | 4.93 | 0.2 | 0 | 0 | 0 | 0 | 0 | 0 | 0 | 0 | 0 | 0 | 0 | 0 | 0.03 | 3.42 | 11.89 | 14.59 | 14.65 | 14.35 | 14.2 | 14.13 | 13.42 | 12.38 | 9.24 | 3.47 | 0.56 | 0 | 0 | 0 | 0 | 0 | 0 | 0 | 0 | 0 | 0 | 0 | 0.61 | 7.31 | 14.32 | 15.31 | 15.95 | 15.9 | 16 | 15.83 | 15.65 | 15.08 | 14.22 | 11.53 | 3.65 | 0.06 | 0 | 0 | 0 | 0 | 0 | 0 | 0 | 0 | 0 | 0.01 | 2.97 | 10.95 | 15.04 | 16.29 | 16.83 | 16.97 | 17.03 | 16.95 | 16.67 | 16.26 | 15.51 | 13.6 | 6.57 | 0.52 | 0 | 0 | 0 | 0 | 0 | 0 | 0 | 0 | 0 | 0.05 | 3.64 | 11.13 | 14.86 | 16.15 | 16.89 | 17.21 | 17.1 | 17.1 | 16.84 | 16.39 | 15.71 | 14.19 | 8.49 | 1.38 | 0 | 0 | 0 | 0 | 0 | 0 | 0 | 0 | 0 | 0 | 1.62 | 8.55 | 13.71 | 15.76 | 16.6 | 16.93 | 16.77 | 16.58 | 16.43 | 16.04 | 15.22 | 13.16 | 7.55 | 1.13 | 0 | 0 | 0 | 0 | 0 | 0 | 0 | 0 | 0 | 0 | 0.62 | 6.85 | 13.46 | 15.77 | 16.61 | 17.03 | 17.09 | 16.71 | 15.88 | 15.52 | 14.26 | 11.36 | 4.06 | 0.11 | 0 | 0 | 0 | 0 | 0 | 0 | 0 | 0 | 0 | 0 | 0.1 | 4.57 | 11.7 | 14.41 | 15.44 | 15.72 | 15.98 | 15.69 | 15.24 | 14.26 | 12.92 | 6.86 | 0.61 | 0 | 0 | 0 | 0 | 0 | 0 | 0 | 0 | 0 | 0 | 0 | 0 | 2 | 9.87 | 13.19 | 13.87 | 14.07 | 14.04 | 13.9 | 14.11 | 13.2 | 9.95 | 2.17 | 0 | 0 | 0 | 0 | 0 | 0 | 0 | 0 | 0 | 0 | 0 | 0 | 0.31 | 5.59 | 11.69 | 13.13 | 12.87 | 12.51 | 12.71 | 12.64 | 11.63 | 6.83 | 0.63 | 0 | 0 | 0 | 0 | 0 | 0 | 0 | 0 | 0 | 0 | 0 | 0 | 0 | 0.02 | 2.65 | 8.33 | 10.45 | 10.3 | 9.9 | 10.31 | 10.15 | 9.35 | 5.11 | 0.42 | 0 | 0 | 0 | 0 | 0 | 0 | 0
MORWD_6_QF |  | Wind | Wind | CISO | South | Socal | FC | 38.16 | 2 | 2.12 | 2 | 1.91 | 2.13 | 2.07 | 2.12 | 1.95 | 1.69 | 1.92 | 1.71 | 1.87 | 2.1 | 1.92 | 2.11 | 2.11 | 1.8 | 1.74 | 2.08 | 1.96 | 1.94 | 2.13 | 1.84 | 1.94 | 3.7 | 3.53 | 4.05 | 3.94 | 3.33 | 3.53 | 3.48 | 2.85 | 2.98 | 3.29 | 4.1 | 4.24 | 3.83 | 3.54 | 4.52 | 4.63 | 4.54 | 4.75 | 4.49 | 4.88 | 5.6 | 4.84 | 4.26 | 4.19 | 4.12 | 3.87 | 3.39 | 3.36 | 3.43 | 3.42 | 3.43 | 2.82 | 2.18 | 2.17 | 2.21 | 2.5 | 3.03 | 3.27 | 3.7 | 3.61 | 4.83 | 5.14 | 4.85 | 5.21 | 5.05 | 5.18 | 4.27 | 4.05 | 14.09 | 14.62 | 13.35 | 12.21 | 11.42 | 10.21 | 8.42 | 6.95 | 5.07 | 4.52 | 4.48 | 4.47 | 4.35 | 5.08 | 7.61 | 10.52 | 12.5 | 14.04 | 15.07 | 15.4 | 15.4 | 15.53 | 14.81 | 14.8 | 16.48 | 15.62 | 14.93 | 14.92 | 13.15 | 10.56 | 8.09 | 6.09 | 4.51 | 3.37 | 2.53 | 2.44 | 2.09 | 2.9 | 4.82 | 7.78 | 12.14 | 14.53 | 16.41 | 15.82 | 15.99 | 16.89 | 16.64 | 17 | 16.96 | 16.55 | 15.39 | 14.06 | 12.83 | 10.36 | 8.1 | 5.95 | 3.66 | 2.65 | 1.9 | 2.21 | 2.39 | 2.81 | 4.62 | 7.39 | 10.66 | 12.59 | 14.47 | 16.22 | 17.71 | 17.65 | 17.44 | 17.58 | 15.97 | 15 | 14.15 | 12.46 | 10.33 | 8.88 | 6.6 | 4.26 | 2.17 | 1.45 | 1.24 | 1.46 | 1.95 | 2.86 | 4.67 | 6.96 | 10 | 12.72 | 14.7 | 16.04 | 17.36 | 17.79 | 17.23 | 16.61 | 14.29 | 13.86 | 12.72 | 10.87 | 8.76 | 7.64 | 5.62 | 4.05 | 2.49 | 1.7 | 1.33 | 1.48 | 2.01 | 2.82 | 4.34 | 6.33 | 8.68 | 11.14 | 12.55 | 15.21 | 16.13 | 16.08 | 15.55 | 14.83 | 7.21 | 6.65 | 6.02 | 4.69 | 3.86 | 2.79 | 2.24 | 1.55 | 1.29 | 1.3 | 1.49 | 1.98 | 2.3 | 2.73 | 3.39 | 4.18 | 4.73 | 6.24 | 7.63 | 9.16 | 9.17 | 9.16 | 8.61 | 7.87 | 3.76 | 3.48 | 3.53 | 3.48 | 3.19 | 2.62 | 2.11 | 1.75 | 1.17 | 1.05 | 1.12 | 1.4 | 1.65 | 1.66 | 1.68 | 1.94 | 2.48 | 2.96 | 3.57 | 4.11 | 4.54 | 4.62 | 4.27 | 3.68 | 1.68 | 1.49 | 1.52 | 1.55 | 1.57 | 1.59 | 1.52 | 1.37 | 1.25 | 1.36 | 1.48 | 1.69 | 1.6 | 1.7 | 1.71 | 1.43 | 1.3 | 1.65 | 2.08 | 2.24 | 2.39 | 1.77 | 1.88 | 1.81 | 1.42 | 1.38 | 1.35 | 1.55 | 1.52 | 1.55 | 1.53 | 1.43 | 1.34 | 1.33 | 1.33 | 1.45 | 1.44 | 1.33 | 1.27 | 1.33 | 1.47 | 1.55 | 1.75 | 1.64 | 1.86 | 1.67 | 1.58 | 1.57
MRLSDS_6_SOLAR1 |  | Solar_1Axis | Solar Tracking | CISO | North | Norcal | FC | 15 | 0 | 0 | 0 | 0 | 0 | 0 | 0 | 0.35 | 2.84 | 5.02 | 6.12 | 6.62 | 6.84 | 6.38 | 5.95 | 4.09 | 0.9 | 0 | 0 | 0 | 0 | 0 | 0 | 0 | 0 | 0 | 0 | 0 | 0 | 0 | 0 | 1.9 | 7.75 | 9.94 | 9.9 | 9.45 | 9.33 | 9.31 | 9.52 | 8.26 | 4.31 | 0.23 | 0 | 0 | 0 | 0 | 0 | 0 | 0 | 0 | 0 | 0 | 0 | 0 | 0 | 1.17 | 6.6 | 9.9 | 10.44 | 10.06 | 10.14 | 9.71 | 9.23 | 8.69 | 7.28 | 2.21 | 0.46 | 0 | 0 | 0 | 0 | 0 | 0 | 0 | 0 | 0 | 0 | 0 | 0.12 | 3.86 | 9.21 | 10.84 | 10.77 | 10.61 | 10.97 | 10.91 | 10.7 | 10.84 | 10.21 | 9.07 | 3.9 | 0.16 | 0 | 0 | 0 | 0 | 0 | 0 | 0 | 0 | 0 | 0 | 1.4 | 7.48 | 10.53 | 11.26 | 11.45 | 11.36 | 11.6 | 11.62 | 11.65 | 11.8 | 11.47 | 10.76 | 6.56 | 0.87 | 0 | 0 | 0 | 0 | 0 | 0 | 0 | 0 | 0 | 0.01 | 2.33 | 8.46 | 11.41 | 12.41 | 12.57 | 12.68 | 12.76 | 12.69 | 12.6 | 12.64 | 12.16 | 11.39 | 8.22 | 2.22 | 0.02 | 0 | 0 | 0 | 0 | 0 | 0 | 0 | 0 | 0 | 1.05 | 6.93 | 11.45 | 12.64 | 12.84 | 12.87 | 12.78 | 12.77 | 12.57 | 12.56 | 12.11 | 11.2 | 7.77 | 1.79 | 0.01 | 0 | 0 | 0 | 0 | 0 | 0 | 0 | 0 | 0 | 0.15 | 4.1 | 9.57 | 11.65 | 12.11 | 12.27 | 12.25 | 12.14 | 12.12 | 12.08 | 11.55 | 9.4 | 4.14 | 0.24 | 0 | 0 | 0 | 0 | 0 | 0 | 0 | 0 | 0 | 0 | 0.01 | 1.98 | 7.64 | 10.22 | 10.82 | 10.95 | 10.82 | 10.75 | 10.78 | 10.94 | 9.85 | 6.11 | 0.78 | 0 | 0 | 0 | 0 | 0 | 0 | 0 | 0 | 0 | 0 | 0 | 0 | 0.52 | 4.88 | 8.54 | 9.42 | 9.29 | 8.95 | 9.05 | 9.33 | 9.11 | 7.14 | 2.02 | 0.01 | 0 | 0 | 0 | 0 | 0 | 0 | 0 | 0 | 0 | 0 | 0 | 0.02 | 1.61 | 5.59 | 7.62 | 7.91 | 7.58 | 7.8 | 7.98 | 7.54 | 4.6 | 0.55 | 0 | 0 | 0 | 0 | 0 | 0 | 0 | 0 | 0 | 0 | 0 | 0 | 0 | 0 | 0.38 | 2.81 | 4.6 | 5.51 | 6.03 | 5.94 | 5.72 | 4.81 | 2.56 | 0.3 | 0 | 0 | 0 | 0 | 0 | 0 | 0
MSOLAR_2_SOLAR1 |  | Solar_Fixed | Solar Fixed | CISO | South | Socal | FC | 165 | 0 | 0 | 0 | 0 | 0 | 0 | 0.27 | 21.85 | 73.3 | 99.45 | 107.46 | 110.97 | 108.1 | 104.09 | 86.93 | 50.73 | 7.36 | 0 | 0 | 0 | 0 | 0 | 0 | 0 | 0 | 0 | 0 | 0 | 0 | 0 | 1.82 | 40.66 | 96.45 | 114.9 | 122.93 | 123.38 | 121.18 | 116.69 | 107.36 | 82.44 | 31.96 | 0.79 | 0 | 0 | 0 | 0 | 0 | 0 | 0 | 0 | 0 | 0 | 0 | 0 | 0.36 | 23.33 | 81.38 | 112.81 | 123.83 | 125.92 | 124.37 | 121.38 | 114.16 | 100.94 | 63.68 | 29.6 | 4.46 | 0 | 0 | 0 | 0 | 0 | 0 | 0 | 0 | 0 | 0 | 0 | 4.52 | 45.59 | 98.16 | 123.22 | 134.46 | 140.02 | 140.23 | 137.37 | 133.83 | 122.75 | 104.44 | 71.64 | 17.88 | 0.24 | 0 | 0 | 0 | 0 | 0 | 0 | 0 | 0 | 0 | 0.24 | 18.87 | 69.32 | 105.17 | 124.99 | 138.92 | 144.43 | 145.21 | 143.62 | 140.71 | 131.06 | 114.6 | 83.19 | 31.25 | 2.04 | 0 | 0 | 0 | 0 | 0 | 0 | 0 | 0 | 0 | 0.61 | 23.2 | 70.76 | 107.42 | 128.32 | 142.03 | 148.46 | 149.62 | 149.44 | 144.31 | 133.61 | 117.11 | 89.51 | 42.7 | 5.39 | 0.01 | 0 | 0 | 0 | 0 | 0 | 0 | 0 | 0 | 0.03 | 11.13 | 48.65 | 89.84 | 115.59 | 132.74 | 141.46 | 144.3 | 143.14 | 136.7 | 127.88 | 110.71 | 83.27 | 37.87 | 4.32 | 0.01 | 0 | 0 | 0 | 0 | 0 | 0 | 0 | 0 | 0 | 4.94 | 43.78 | 93.44 | 120.15 | 136.55 | 145.02 | 147.75 | 145.35 | 139.28 | 126.77 | 107.28 | 71.57 | 20.44 | 0.55 | 0 | 0 | 0 | 0 | 0 | 0 | 0 | 0 | 0 | 0 | 1.37 | 33.65 | 87.27 | 117.59 | 134.07 | 141.5 | 143.2 | 141.91 | 135.32 | 119.15 | 95.95 | 42.47 | 3.79 | 0.02 | 0 | 0 | 0 | 0 | 0 | 0 | 0 | 0 | 0 | 0 | 0.15 | 17.94 | 75.65 | 108.25 | 123.19 | 130.93 | 132.75 | 130.82 | 124.41 | 110.71 | 70.05 | 14.05 | 0.06 | 0 | 0 | 0 | 0 | 0 | 0 | 0 | 0 | 0 | 0 | 0 | 4.07 | 44.53 | 89.09 | 110.79 | 118.26 | 121.05 | 117.3 | 111.07 | 91.43 | 41.75 | 2.81 | 0 | 0 | 0 | 0 | 0 | 0 | 0 | 0 | 0 | 0 | 0 | 0 | 0 | 0.5 | 23.5 | 65.97 | 88.31 | 97.33 | 102.47 | 99.34 | 91.24 | 74.39 | 33.29 | 2.05 | 0 | 0 | 0 | 0 | 0 | 0 | 0
MSOLAR_2_SOLAR2 |  | Solar_Fixed | Solar Fixed | CISO | South | Socal | FC | 100.81 | 0 | 0 | 0 | 0 | 0 | 0 | 0.16 | 13.35 | 44.79 | 60.76 | 65.65 | 67.8 | 66.04 | 63.59 | 53.11 | 30.99 | 4.5 | 0 | 0 | 0 | 0 | 0 | 0 | 0 | 0 | 0 | 0 | 0 | 0 | 0 | 1.11 | 24.84 | 58.93 | 70.2 | 75.11 | 75.38 | 74.04 | 71.29 | 65.59 | 50.37 | 19.53 | 0.48 | 0 | 0 | 0 | 0 | 0 | 0 | 0 | 0 | 0 | 0 | 0 | 0 | 0.22 | 14.25 | 49.72 | 68.92 | 75.65 | 76.94 | 75.99 | 74.16 | 69.75 | 61.67 | 38.91 | 18.09 | 2.73 | 0 | 0 | 0 | 0 | 0 | 0 | 0 | 0 | 0 | 0 | 0 | 2.76 | 27.85 | 59.97 | 75.29 | 82.15 | 85.55 | 85.68 | 83.93 | 81.77 | 75 | 63.81 | 43.77 | 10.93 | 0.14 | 0 | 0 | 0 | 0 | 0 | 0 | 0 | 0 | 0 | 0.14 | 11.53 | 42.36 | 64.25 | 76.37 | 84.88 | 88.24 | 88.72 | 87.75 | 85.97 | 80.07 | 70.01 | 50.83 | 19.09 | 1.25 | 0 | 0 | 0 | 0 | 0 | 0 | 0 | 0 | 0 | 0.37 | 14.17 | 43.23 | 65.63 | 78.4 | 86.77 | 90.7 | 91.41 | 91.3 | 88.17 | 81.63 | 71.55 | 54.69 | 26.09 | 3.29 | 0 | 0 | 0 | 0 | 0 | 0 | 0 | 0 | 0 | 0.02 | 6.8 | 29.72 | 54.89 | 70.62 | 81.1 | 86.43 | 88.17 | 87.45 | 83.52 | 78.13 | 67.64 | 50.87 | 23.14 | 2.64 | 0 | 0 | 0 | 0 | 0 | 0 | 0 | 0 | 0 | 0 | 3.02 | 26.75 | 57.09 | 73.41 | 83.43 | 88.6 | 90.27 | 88.8 | 85.09 | 77.45 | 65.54 | 43.72 | 12.49 | 0.34 | 0 | 0 | 0 | 0 | 0 | 0 | 0 | 0 | 0 | 0 | 0.84 | 20.56 | 53.32 | 71.84 | 81.91 | 86.45 | 87.49 | 86.7 | 82.68 | 72.8 | 58.62 | 25.95 | 2.32 | 0.01 | 0 | 0 | 0 | 0 | 0 | 0 | 0 | 0 | 0 | 0 | 0.09 | 10.96 | 46.22 | 66.14 | 75.26 | 79.99 | 81.11 | 79.93 | 76.01 | 67.64 | 42.8 | 8.59 | 0.04 | 0 | 0 | 0 | 0 | 0 | 0 | 0 | 0 | 0 | 0 | 0 | 2.49 | 27.21 | 54.43 | 67.69 | 72.25 | 73.96 | 71.67 | 67.86 | 55.86 | 25.51 | 1.72 | 0 | 0 | 0 | 0 | 0 | 0 | 0 | 0 | 0 | 0 | 0 | 0 | 0 | 0.3 | 14.36 | 40.31 | 53.96 | 59.46 | 62.6 | 60.7 | 55.74 | 45.45 | 20.34 | 1.25 | 0 | 0 | 0 | 0 | 0 | 0 | 0
MSOLAR_2_SOLAR3 |  | Solar_Fixed | Solar Fixed | CISO | South | Socal | FC | 152 | 0 | 0 | 0 | 0 | 0 | 0 | 0.25 | 20.12 | 67.53 | 91.61 | 98.99 | 102.23 | 99.58 | 95.89 | 80.08 | 46.73 | 6.78 | 0 | 0 | 0 | 0 | 0 | 0 | 0 | 0 | 0 | 0 | 0 | 0 | 0 | 1.68 | 37.46 | 88.86 | 105.84 | 113.25 | 113.66 | 111.63 | 107.49 | 98.9 | 75.95 | 29.44 | 0.73 | 0 | 0 | 0 | 0 | 0 | 0 | 0 | 0 | 0 | 0 | 0 | 0 | 0.33 | 21.49 | 74.97 | 103.92 | 114.07 | 116 | 114.57 | 111.82 | 105.16 | 92.98 | 58.66 | 27.27 | 4.11 | 0 | 0 | 0 | 0 | 0 | 0 | 0 | 0 | 0 | 0 | 0 | 4.16 | 42 | 90.42 | 113.52 | 123.87 | 128.99 | 129.18 | 126.55 | 123.29 | 113.08 | 96.21 | 66 | 16.47 | 0.22 | 0 | 0 | 0 | 0 | 0 | 0 | 0 | 0 | 0 | 0.22 | 17.38 | 63.86 | 96.88 | 115.14 | 127.98 | 133.05 | 133.77 | 132.3 | 129.62 | 120.73 | 105.57 | 76.63 | 28.78 | 1.88 | 0 | 0 | 0 | 0 | 0 | 0 | 0 | 0 | 0 | 0.56 | 21.37 | 65.18 | 98.96 | 118.21 | 130.84 | 136.76 | 137.83 | 137.66 | 132.94 | 123.08 | 107.88 | 82.46 | 39.34 | 4.97 | 0.01 | 0 | 0 | 0 | 0 | 0 | 0 | 0 | 0 | 0.02 | 10.25 | 44.81 | 82.76 | 106.48 | 122.28 | 130.32 | 132.93 | 131.86 | 125.93 | 117.81 | 101.98 | 76.71 | 34.89 | 3.98 | 0 | 0 | 0 | 0 | 0 | 0 | 0 | 0 | 0 | 0 | 4.55 | 40.33 | 86.07 | 110.68 | 125.79 | 133.59 | 136.11 | 133.9 | 128.3 | 116.78 | 98.82 | 65.93 | 18.83 | 0.51 | 0 | 0 | 0 | 0 | 0 | 0 | 0 | 0 | 0 | 0 | 1.26 | 31 | 80.4 | 108.33 | 123.5 | 130.35 | 131.92 | 130.73 | 124.66 | 109.76 | 88.39 | 39.12 | 3.49 | 0.01 | 0 | 0 | 0 | 0 | 0 | 0 | 0 | 0 | 0 | 0 | 0.14 | 16.52 | 69.69 | 99.72 | 113.48 | 120.61 | 122.29 | 120.52 | 114.6 | 101.99 | 64.53 | 12.95 | 0.06 | 0 | 0 | 0 | 0 | 0 | 0 | 0 | 0 | 0 | 0 | 0 | 3.75 | 41.02 | 82.07 | 102.06 | 108.94 | 111.51 | 108.06 | 102.31 | 84.23 | 38.46 | 2.59 | 0 | 0 | 0 | 0 | 0 | 0 | 0 | 0 | 0 | 0 | 0 | 0 | 0 | 0.46 | 21.65 | 60.77 | 81.35 | 89.66 | 94.39 | 91.52 | 84.05 | 68.52 | 30.67 | 1.89 | 0 | 0 | 0 | 0 | 0 | 0 | 0
MSTANG_2_SOLAR |  | Paired_Solar_1Axis | Solar Tracking | CISO | North | Norcal | EO | 30 | 0 | 0 | 0 | 0 | 0 | 0 | 0 | 0.7 | 5.67 | 10.04 | 12.25 | 13.24 | 13.68 | 12.76 | 11.91 | 8.17 | 1.81 | 0 | 0 | 0 | 0 | 0 | 0 | 0 | 0 | 0 | 0 | 0 | 0 | 0 | 0.01 | 3.8 | 15.5 | 19.88 | 19.81 | 18.91 | 18.67 | 18.62 | 19.03 | 16.52 | 8.63 | 0.46 | 0 | 0 | 0 | 0 | 0 | 0 | 0 | 0 | 0 | 0 | 0 | 0 | 0 | 2.34 | 13.2 | 19.81 | 20.88 | 20.12 | 20.28 | 19.42 | 18.47 | 17.38 | 14.56 | 4.41 | 0.91 | 0 | 0 | 0 | 0 | 0 | 0 | 0 | 0 | 0 | 0 | 0 | 0.24 | 7.71 | 18.42 | 21.67 | 21.55 | 21.23 | 21.94 | 21.81 | 21.4 | 21.68 | 20.42 | 18.14 | 7.8 | 0.31 | 0 | 0 | 0 | 0 | 0 | 0 | 0 | 0 | 0 | 0 | 2.8 | 14.97 | 21.06 | 22.53 | 22.9 | 22.72 | 23.2 | 23.24 | 23.29 | 23.61 | 22.95 | 21.52 | 13.11 | 1.74 | 0 | 0 | 0 | 0 | 0 | 0 | 0 | 0 | 0 | 0.02 | 4.66 | 16.92 | 22.83 | 24.81 | 25.15 | 25.36 | 25.53 | 25.38 | 25.2 | 25.28 | 24.32 | 22.78 | 16.43 | 4.45 | 0.04 | 0 | 0 | 0 | 0 | 0 | 0 | 0 | 0 | 0 | 2.09 | 13.87 | 22.9 | 25.29 | 25.67 | 25.74 | 25.55 | 25.55 | 25.14 | 25.12 | 24.22 | 22.4 | 15.54 | 3.59 | 0.02 | 0 | 0 | 0 | 0 | 0 | 0 | 0 | 0 | 0 | 0.31 | 8.19 | 19.13 | 23.3 | 24.23 | 24.54 | 24.5 | 24.28 | 24.24 | 24.15 | 23.1 | 18.81 | 8.27 | 0.48 | 0 | 0 | 0 | 0 | 0 | 0 | 0 | 0 | 0 | 0 | 0.01 | 3.96 | 15.28 | 20.43 | 21.64 | 21.9 | 21.64 | 21.51 | 21.57 | 21.88 | 19.69 | 12.21 | 1.57 | 0 | 0 | 0 | 0 | 0 | 0 | 0 | 0 | 0 | 0 | 0 | 0 | 1.03 | 9.77 | 17.08 | 18.83 | 18.58 | 17.89 | 18.11 | 18.66 | 18.21 | 14.28 | 4.03 | 0.03 | 0 | 0 | 0 | 0 | 0 | 0 | 0 | 0 | 0 | 0 | 0 | 0.03 | 3.22 | 11.17 | 15.24 | 15.83 | 15.16 | 15.59 | 15.96 | 15.08 | 9.2 | 1.1 | 0 | 0 | 0 | 0 | 0 | 0 | 0 | 0 | 0 | 0 | 0 | 0 | 0 | 0 | 0.76 | 5.62 | 9.2 | 11.02 | 12.06 | 11.88 | 11.45 | 9.62 | 5.13 | 0.6 | 0 | 0 | 0 | 0 | 0 | 0 | 0
MSTANG_2_SOLAR3 |  | Paired_Solar_1Axis | Solar Tracking | CISO | North | Norcal | PD | 40 | 0 | 0 | 0 | 0 | 0 | 0 | 0 | 0.94 | 7.56 | 13.39 | 16.33 | 17.65 | 18.24 | 17.01 | 15.88 | 10.89 | 2.41 | 0 | 0 | 0 | 0 | 0 | 0 | 0 | 0 | 0 | 0 | 0 | 0 | 0 | 0.01 | 5.07 | 20.66 | 26.5 | 26.41 | 25.21 | 24.89 | 24.83 | 25.38 | 22.03 | 11.5 | 0.61 | 0 | 0 | 0 | 0 | 0 | 0 | 0 | 0 | 0 | 0 | 0 | 0 | 0 | 3.12 | 17.59 | 26.41 | 27.84 | 26.83 | 27.05 | 25.9 | 24.62 | 23.18 | 19.41 | 5.88 | 1.22 | 0 | 0 | 0 | 0 | 0 | 0 | 0 | 0 | 0 | 0 | 0 | 0.31 | 10.29 | 24.56 | 28.9 | 28.73 | 28.3 | 29.25 | 29.08 | 28.53 | 28.91 | 27.22 | 24.19 | 10.4 | 0.41 | 0 | 0 | 0 | 0 | 0 | 0 | 0 | 0 | 0 | 0 | 3.74 | 19.95 | 28.07 | 30.03 | 30.54 | 30.3 | 30.94 | 30.99 | 31.06 | 31.48 | 30.59 | 28.7 | 17.48 | 2.32 | 0 | 0 | 0 | 0 | 0 | 0 | 0 | 0 | 0 | 0.02 | 6.21 | 22.57 | 30.43 | 33.08 | 33.53 | 33.82 | 34.03 | 33.84 | 33.6 | 33.7 | 32.42 | 30.37 | 21.91 | 5.93 | 0.05 | 0 | 0 | 0 | 0 | 0 | 0 | 0 | 0 | 0 | 2.79 | 18.49 | 30.53 | 33.72 | 34.23 | 34.33 | 34.07 | 34.06 | 33.53 | 33.5 | 32.29 | 29.87 | 20.72 | 4.78 | 0.03 | 0 | 0 | 0 | 0 | 0 | 0 | 0 | 0 | 0 | 0.41 | 10.93 | 25.51 | 31.07 | 32.31 | 32.71 | 32.67 | 32.37 | 32.32 | 32.2 | 30.8 | 25.08 | 11.03 | 0.64 | 0 | 0 | 0 | 0 | 0 | 0 | 0 | 0 | 0 | 0 | 0.02 | 5.28 | 20.37 | 27.24 | 28.86 | 29.2 | 28.86 | 28.67 | 28.76 | 29.17 | 26.26 | 16.28 | 2.09 | 0 | 0 | 0 | 0 | 0 | 0 | 0 | 0 | 0 | 0 | 0 | 0 | 1.38 | 13.03 | 22.77 | 25.11 | 24.77 | 23.86 | 24.14 | 24.88 | 24.29 | 19.03 | 5.38 | 0.04 | 0 | 0 | 0 | 0 | 0 | 0 | 0 | 0 | 0 | 0 | 0 | 0.04 | 4.29 | 14.89 | 20.32 | 21.11 | 20.21 | 20.79 | 21.28 | 20.1 | 12.27 | 1.47 | 0 | 0 | 0 | 0 | 0 | 0 | 0 | 0 | 0 | 0 | 0 | 0 | 0 | 0 | 1.01 | 7.49 | 12.26 | 14.69 | 16.08 | 15.84 | 15.26 | 12.83 | 6.84 | 0.8 | 0 | 0 | 0 | 0 | 0 | 0 | 0
MSTANG_2_SOLAR4 |  | Paired_Solar_1Axis | Solar Tracking | CISO | North | Norcal | FC | 30 | 0 | 0 | 0 | 0 | 0 | 0 | 0 | 0.7 | 5.67 | 10.04 | 12.25 | 13.24 | 13.68 | 12.76 | 11.91 | 8.17 | 1.81 | 0 | 0 | 0 | 0 | 0 | 0 | 0 | 0 | 0 | 0 | 0 | 0 | 0 | 0.01 | 3.8 | 15.5 | 19.88 | 19.81 | 18.91 | 18.67 | 18.62 | 19.03 | 16.52 | 8.63 | 0.46 | 0 | 0 | 0 | 0 | 0 | 0 | 0 | 0 | 0 | 0 | 0 | 0 | 0 | 2.34 | 13.2 | 19.81 | 20.88 | 20.12 | 20.28 | 19.42 | 18.47 | 17.38 | 14.56 | 4.41 | 0.91 | 0 | 0 | 0 | 0 | 0 | 0 | 0 | 0 | 0 | 0 | 0 | 0.24 | 7.71 | 18.42 | 21.67 | 21.55 | 21.23 | 21.94 | 21.81 | 21.4 | 21.68 | 20.42 | 18.14 | 7.8 | 0.31 | 0 | 0 | 0 | 0 | 0 | 0 | 0 | 0 | 0 | 0 | 2.8 | 14.97 | 21.06 | 22.53 | 22.9 | 22.72 | 23.2 | 23.24 | 23.29 | 23.61 | 22.95 | 21.52 | 13.11 | 1.74 | 0 | 0 | 0 | 0 | 0 | 0 | 0 | 0 | 0 | 0.02 | 4.66 | 16.92 | 22.83 | 24.81 | 25.15 | 25.36 | 25.53 | 25.38 | 25.2 | 25.28 | 24.32 | 22.78 | 16.43 | 4.45 | 0.04 | 0 | 0 | 0 | 0 | 0 | 0 | 0 | 0 | 0 | 2.09 | 13.87 | 22.9 | 25.29 | 25.67 | 25.74 | 25.55 | 25.55 | 25.14 | 25.12 | 24.22 | 22.4 | 15.54 | 3.59 | 0.02 | 0 | 0 | 0 | 0 | 0 | 0 | 0 | 0 | 0 | 0.31 | 8.19 | 19.13 | 23.3 | 24.23 | 24.54 | 24.5 | 24.28 | 24.24 | 24.15 | 23.1 | 18.81 | 8.27 | 0.48 | 0 | 0 | 0 | 0 | 0 | 0 | 0 | 0 | 0 | 0 | 0.01 | 3.96 | 15.28 | 20.43 | 21.64 | 21.9 | 21.64 | 21.51 | 21.57 | 21.88 | 19.69 | 12.21 | 1.57 | 0 | 0 | 0 | 0 | 0 | 0 | 0 | 0 | 0 | 0 | 0 | 0 | 1.03 | 9.77 | 17.08 | 18.83 | 18.58 | 17.89 | 18.11 | 18.66 | 18.21 | 14.28 | 4.03 | 0.03 | 0 | 0 | 0 | 0 | 0 | 0 | 0 | 0 | 0 | 0 | 0 | 0.03 | 3.22 | 11.17 | 15.24 | 15.83 | 15.16 | 15.59 | 15.96 | 15.08 | 9.2 | 1.1 | 0 | 0 | 0 | 0 | 0 | 0 | 0 | 0 | 0 | 0 | 0 | 0 | 0 | 0 | 0.76 | 5.62 | 9.2 | 11.02 | 12.06 | 11.88 | 11.45 | 9.62 | 5.13 | 0.6 | 0 | 0 | 0 | 0 | 0 | 0 | 0
MTWIND_1_MVPWD1 |  | Wind | Wind | CISO | South | Socal | FC | 66.6 | 3.5 | 3.7 | 3.49 | 3.33 | 3.72 | 3.61 | 3.71 | 3.4 | 2.96 | 3.35 | 2.98 | 3.27 | 3.67 | 3.35 | 3.69 | 3.68 | 3.15 | 3.03 | 3.63 | 3.43 | 3.38 | 3.71 | 3.2 | 3.38 | 6.46 | 6.16 | 7.06 | 6.88 | 5.81 | 6.16 | 6.07 | 4.97 | 5.2 | 5.74 | 7.15 | 7.41 | 6.68 | 6.18 | 7.89 | 8.09 | 7.93 | 8.29 | 7.83 | 8.52 | 9.78 | 8.45 | 7.43 | 7.31 | 7.19 | 6.75 | 5.92 | 5.87 | 5.99 | 5.97 | 5.98 | 4.92 | 3.8 | 3.79 | 3.86 | 4.36 | 5.29 | 5.71 | 6.45 | 6.3 | 8.43 | 8.98 | 8.46 | 9.1 | 8.82 | 9.05 | 7.46 | 7.07 | 24.6 | 25.51 | 23.3 | 21.31 | 19.93 | 17.82 | 14.7 | 12.12 | 8.85 | 7.88 | 7.83 | 7.8 | 7.59 | 8.86 | 13.29 | 18.36 | 21.82 | 24.51 | 26.3 | 26.87 | 26.88 | 27.11 | 25.84 | 25.83 | 28.77 | 27.27 | 26.06 | 26.05 | 22.94 | 18.44 | 14.13 | 10.63 | 7.88 | 5.87 | 4.42 | 4.25 | 3.65 | 5.06 | 8.41 | 13.58 | 21.18 | 25.35 | 28.64 | 27.62 | 27.9 | 29.47 | 29.04 | 29.68 | 29.59 | 28.89 | 26.87 | 24.53 | 22.39 | 18.08 | 14.14 | 10.39 | 6.38 | 4.62 | 3.31 | 3.86 | 4.18 | 4.91 | 8.07 | 12.89 | 18.61 | 21.98 | 25.25 | 28.31 | 30.91 | 30.81 | 30.45 | 30.67 | 27.87 | 26.18 | 24.69 | 21.75 | 18.02 | 15.49 | 11.51 | 7.44 | 3.79 | 2.53 | 2.16 | 2.55 | 3.4 | 4.98 | 8.15 | 12.15 | 17.46 | 22.19 | 25.65 | 28 | 30.31 | 31.05 | 30.07 | 29 | 24.95 | 24.19 | 22.2 | 18.97 | 15.29 | 13.33 | 9.8 | 7.07 | 4.34 | 2.97 | 2.33 | 2.59 | 3.5 | 4.93 | 7.57 | 11.05 | 15.16 | 19.43 | 21.9 | 26.55 | 28.15 | 28.06 | 27.14 | 25.89 | 12.58 | 11.6 | 10.51 | 8.18 | 6.74 | 4.87 | 3.91 | 2.7 | 2.25 | 2.26 | 2.59 | 3.45 | 4.01 | 4.76 | 5.91 | 7.3 | 8.25 | 10.89 | 13.32 | 15.99 | 16.01 | 15.98 | 15.02 | 13.73 | 6.56 | 6.08 | 6.17 | 6.07 | 5.56 | 4.57 | 3.69 | 3.06 | 2.04 | 1.83 | 1.96 | 2.45 | 2.89 | 2.89 | 2.94 | 3.39 | 4.33 | 5.17 | 6.23 | 7.18 | 7.93 | 8.07 | 7.46 | 6.41 | 2.94 | 2.6 | 2.66 | 2.7 | 2.74 | 2.78 | 2.66 | 2.39 | 2.18 | 2.38 | 2.59 | 2.95 | 2.8 | 2.96 | 2.98 | 2.5 | 2.27 | 2.88 | 3.63 | 3.91 | 4.16 | 3.09 | 3.27 | 3.15 | 2.48 | 2.41 | 2.36 | 2.71 | 2.66 | 2.7 | 2.68 | 2.49 | 2.34 | 2.33 | 2.31 | 2.53 | 2.51 | 2.32 | 2.21 | 2.32 | 2.57 | 2.7 | 3.06 | 2.86 | 3.24 | 2.92 | 2.75 | 2.73
MTWIND_1_UNIT 3 |  | Wind | Wind | CISO | South | Socal | FC | 22.44 | 1.18 | 1.25 | 1.18 | 1.12 | 1.25 | 1.22 | 1.25 | 1.15 | 1 | 1.13 | 1 | 1.1 | 1.24 | 1.13 | 1.24 | 1.24 | 1.06 | 1.02 | 1.22 | 1.16 | 1.14 | 1.25 | 1.08 | 1.14 | 2.18 | 2.07 | 2.38 | 2.32 | 1.96 | 2.08 | 2.04 | 1.68 | 1.75 | 1.94 | 2.41 | 2.5 | 2.25 | 2.08 | 2.66 | 2.72 | 2.67 | 2.79 | 2.64 | 2.87 | 3.3 | 2.85 | 2.5 | 2.46 | 2.42 | 2.28 | 2 | 1.98 | 2.02 | 2.01 | 2.02 | 1.66 | 1.28 | 1.28 | 1.3 | 1.47 | 1.78 | 1.92 | 2.17 | 2.12 | 2.84 | 3.02 | 2.85 | 3.07 | 2.97 | 3.05 | 2.51 | 2.38 | 8.29 | 8.6 | 7.85 | 7.18 | 6.72 | 6 | 4.95 | 4.09 | 2.98 | 2.66 | 2.64 | 2.63 | 2.56 | 2.99 | 4.48 | 6.19 | 7.35 | 8.26 | 8.86 | 9.05 | 9.06 | 9.14 | 8.71 | 8.7 | 9.69 | 9.19 | 8.78 | 8.78 | 7.73 | 6.21 | 4.76 | 3.58 | 2.65 | 1.98 | 1.49 | 1.43 | 1.23 | 1.7 | 2.83 | 4.58 | 7.14 | 8.54 | 9.65 | 9.3 | 9.4 | 9.93 | 9.79 | 10 | 9.97 | 9.73 | 9.05 | 8.27 | 7.55 | 6.09 | 4.76 | 3.5 | 2.15 | 1.56 | 1.12 | 1.3 | 1.41 | 1.65 | 2.72 | 4.34 | 6.27 | 7.41 | 8.51 | 9.54 | 10.42 | 10.38 | 10.26 | 10.34 | 9.39 | 8.82 | 8.32 | 7.33 | 6.07 | 5.22 | 3.88 | 2.51 | 1.28 | 0.85 | 0.73 | 0.86 | 1.15 | 1.68 | 2.74 | 4.09 | 5.88 | 7.48 | 8.64 | 9.43 | 10.21 | 10.46 | 10.13 | 9.77 | 8.4 | 8.15 | 7.48 | 6.39 | 5.15 | 4.49 | 3.3 | 2.38 | 1.46 | 1 | 0.78 | 0.87 | 1.18 | 1.66 | 2.55 | 3.72 | 5.11 | 6.55 | 7.38 | 8.95 | 9.49 | 9.45 | 9.15 | 8.72 | 4.24 | 3.91 | 3.54 | 2.76 | 2.27 | 1.64 | 1.32 | 0.91 | 0.76 | 0.76 | 0.87 | 1.16 | 1.35 | 1.6 | 1.99 | 2.46 | 2.78 | 3.67 | 4.49 | 5.39 | 5.39 | 5.38 | 5.06 | 4.63 | 2.21 | 2.05 | 2.08 | 2.04 | 1.87 | 1.54 | 1.24 | 1.03 | 0.69 | 0.62 | 0.66 | 0.82 | 0.97 | 0.97 | 0.99 | 1.14 | 1.46 | 1.74 | 2.1 | 2.42 | 2.67 | 2.72 | 2.51 | 2.16 | 0.99 | 0.88 | 0.9 | 0.91 | 0.92 | 0.94 | 0.89 | 0.81 | 0.73 | 0.8 | 0.87 | 0.99 | 0.94 | 1 | 1.01 | 0.84 | 0.76 | 0.97 | 1.22 | 1.32 | 1.4 | 1.04 | 1.1 | 1.06 | 0.84 | 0.81 | 0.8 | 0.91 | 0.89 | 0.91 | 0.9 | 0.84 | 0.79 | 0.78 | 0.78 | 0.85 | 0.85 | 0.78 | 0.74 | 0.78 | 0.86 | 0.91 | 1.03 | 0.97 | 1.09 | 0.98 | 0.93 | 0.92
NEENCH_6_SOLAR |  | Solar_Fixed | Solar Fixed | CISO | South | Socal | FC | 66 | 0 | 0 | 0 | 0 | 0 | 0 | 0.11 | 8.74 | 29.32 | 39.78 | 42.98 | 44.39 | 43.24 | 41.64 | 34.77 | 20.29 | 2.95 | 0 | 0 | 0 | 0 | 0 | 0 | 0 | 0 | 0 | 0 | 0 | 0 | 0 | 0.73 | 16.27 | 38.58 | 45.96 | 49.17 | 49.35 | 48.47 | 46.68 | 42.94 | 32.98 | 12.78 | 0.32 | 0 | 0 | 0 | 0 | 0 | 0 | 0 | 0 | 0 | 0 | 0 | 0 | 0.14 | 9.33 | 32.55 | 45.12 | 49.53 | 50.37 | 49.75 | 48.55 | 45.66 | 40.37 | 25.47 | 11.84 | 1.78 | 0 | 0 | 0 | 0 | 0 | 0 | 0 | 0 | 0 | 0 | 0 | 1.81 | 18.24 | 39.26 | 49.29 | 53.79 | 56.01 | 56.09 | 54.95 | 53.53 | 49.1 | 41.77 | 28.66 | 7.15 | 0.09 | 0 | 0 | 0 | 0 | 0 | 0 | 0 | 0 | 0 | 0.09 | 7.55 | 27.73 | 42.07 | 50 | 55.57 | 57.77 | 58.08 | 57.45 | 56.28 | 52.42 | 45.84 | 33.28 | 12.5 | 0.82 | 0 | 0 | 0 | 0 | 0 | 0 | 0 | 0 | 0 | 0.24 | 9.28 | 28.3 | 42.97 | 51.33 | 56.81 | 59.38 | 59.85 | 59.77 | 57.73 | 53.44 | 46.84 | 35.8 | 17.08 | 2.16 | 0 | 0 | 0 | 0 | 0 | 0 | 0 | 0 | 0 | 0.01 | 4.45 | 19.46 | 35.93 | 46.24 | 53.09 | 56.59 | 57.72 | 57.26 | 54.68 | 51.15 | 44.28 | 33.31 | 15.15 | 1.73 | 0 | 0 | 0 | 0 | 0 | 0 | 0 | 0 | 0 | 0 | 1.98 | 17.51 | 37.37 | 48.06 | 54.62 | 58.01 | 59.1 | 58.14 | 55.71 | 50.71 | 42.91 | 28.63 | 8.18 | 0.22 | 0 | 0 | 0 | 0 | 0 | 0 | 0 | 0 | 0 | 0 | 0.55 | 13.46 | 34.91 | 47.04 | 53.63 | 56.6 | 57.28 | 56.77 | 54.13 | 47.66 | 38.38 | 16.99 | 1.52 | 0.01 | 0 | 0 | 0 | 0 | 0 | 0 | 0 | 0 | 0 | 0 | 0.06 | 7.17 | 30.26 | 43.3 | 49.27 | 52.37 | 53.1 | 52.33 | 49.76 | 44.28 | 28.02 | 5.62 | 0.03 | 0 | 0 | 0 | 0 | 0 | 0 | 0 | 0 | 0 | 0 | 0 | 1.63 | 17.81 | 35.63 | 44.31 | 47.3 | 48.42 | 46.92 | 44.43 | 36.57 | 16.7 | 1.13 | 0 | 0 | 0 | 0 | 0 | 0 | 0 | 0 | 0 | 0 | 0 | 0 | 0 | 0.2 | 9.4 | 26.39 | 35.33 | 38.93 | 40.99 | 39.74 | 36.5 | 29.75 | 13.32 | 0.82 | 0 | 0 | 0 | 0 | 0 | 0 | 0
NZWIND_2_WDSTR5 |  | Wind | Wind | CISO | South | Socal | FC | 6.31 | 0.33 | 0.35 | 0.33 | 0.32 | 0.35 | 0.34 | 0.35 | 0.32 | 0.28 | 0.32 | 0.28 | 0.31 | 0.35 | 0.32 | 0.35 | 0.35 | 0.3 | 0.29 | 0.34 | 0.32 | 0.32 | 0.35 | 0.3 | 0.32 | 0.61 | 0.58 | 0.67 | 0.65 | 0.55 | 0.58 | 0.57 | 0.47 | 0.49 | 0.54 | 0.68 | 0.7 | 0.63 | 0.59 | 0.75 | 0.77 | 0.75 | 0.79 | 0.74 | 0.81 | 0.93 | 0.8 | 0.7 | 0.69 | 0.68 | 0.64 | 0.56 | 0.56 | 0.57 | 0.57 | 0.57 | 0.47 | 0.36 | 0.36 | 0.37 | 0.41 | 0.5 | 0.54 | 0.61 | 0.6 | 0.8 | 0.85 | 0.8 | 0.86 | 0.84 | 0.86 | 0.71 | 0.67 | 2.33 | 2.42 | 2.21 | 2.02 | 1.89 | 1.69 | 1.39 | 1.15 | 0.84 | 0.75 | 0.74 | 0.74 | 0.72 | 0.84 | 1.26 | 1.74 | 2.07 | 2.32 | 2.49 | 2.55 | 2.55 | 2.57 | 2.45 | 2.45 | 2.73 | 2.58 | 2.47 | 2.47 | 2.17 | 1.75 | 1.34 | 1.01 | 0.75 | 0.56 | 0.42 | 0.4 | 0.35 | 0.48 | 0.8 | 1.29 | 2.01 | 2.4 | 2.71 | 2.62 | 2.64 | 2.79 | 2.75 | 2.81 | 2.8 | 2.74 | 2.55 | 2.32 | 2.12 | 1.71 | 1.34 | 0.98 | 0.6 | 0.44 | 0.31 | 0.37 | 0.4 | 0.47 | 0.76 | 1.22 | 1.76 | 2.08 | 2.39 | 2.68 | 2.93 | 2.92 | 2.88 | 2.91 | 2.64 | 2.48 | 2.34 | 2.06 | 1.71 | 1.47 | 1.09 | 0.7 | 0.36 | 0.24 | 0.2 | 0.24 | 0.32 | 0.47 | 0.77 | 1.15 | 1.65 | 2.1 | 2.43 | 2.65 | 2.87 | 2.94 | 2.85 | 2.75 | 2.36 | 2.29 | 2.1 | 1.8 | 1.45 | 1.26 | 0.93 | 0.67 | 0.41 | 0.28 | 0.22 | 0.25 | 0.33 | 0.47 | 0.72 | 1.05 | 1.44 | 1.84 | 2.07 | 2.52 | 2.67 | 2.66 | 2.57 | 2.45 | 1.19 | 1.1 | 1 | 0.78 | 0.64 | 0.46 | 0.37 | 0.26 | 0.21 | 0.21 | 0.25 | 0.33 | 0.38 | 0.45 | 0.56 | 0.69 | 0.78 | 1.03 | 1.26 | 1.52 | 1.52 | 1.51 | 1.42 | 1.3 | 0.62 | 0.58 | 0.58 | 0.57 | 0.53 | 0.43 | 0.35 | 0.29 | 0.19 | 0.17 | 0.19 | 0.23 | 0.27 | 0.27 | 0.28 | 0.32 | 0.41 | 0.49 | 0.59 | 0.68 | 0.75 | 0.76 | 0.71 | 0.61 | 0.28 | 0.25 | 0.25 | 0.26 | 0.26 | 0.26 | 0.25 | 0.23 | 0.21 | 0.23 | 0.25 | 0.28 | 0.27 | 0.28 | 0.28 | 0.24 | 0.21 | 0.27 | 0.34 | 0.37 | 0.39 | 0.29 | 0.31 | 0.3 | 0.24 | 0.23 | 0.22 | 0.26 | 0.25 | 0.26 | 0.25 | 0.24 | 0.22 | 0.22 | 0.22 | 0.24 | 0.24 | 0.22 | 0.21 | 0.22 | 0.24 | 0.26 | 0.29 | 0.27 | 0.31 | 0.28 | 0.26 | 0.26
NZWIND_6_CALWND |  | Wind | Wind | CISO | South | Socal | FC | 9 | 0.47 | 0.5 | 0.47 | 0.45 | 0.5 | 0.49 | 0.5 | 0.46 | 0.4 | 0.45 | 0.4 | 0.44 | 0.5 | 0.45 | 0.5 | 0.5 | 0.43 | 0.41 | 0.49 | 0.46 | 0.46 | 0.5 | 0.43 | 0.46 | 0.87 | 0.83 | 0.95 | 0.93 | 0.79 | 0.83 | 0.82 | 0.67 | 0.7 | 0.78 | 0.97 | 1 | 0.9 | 0.84 | 1.07 | 1.09 | 1.07 | 1.12 | 1.06 | 1.15 | 1.32 | 1.14 | 1 | 0.99 | 0.97 | 0.91 | 0.8 | 0.79 | 0.81 | 0.81 | 0.81 | 0.66 | 0.51 | 0.51 | 0.52 | 0.59 | 0.72 | 0.77 | 0.87 | 0.85 | 1.14 | 1.21 | 1.14 | 1.23 | 1.19 | 1.22 | 1.01 | 0.96 | 3.32 | 3.45 | 3.15 | 2.88 | 2.69 | 2.41 | 1.99 | 1.64 | 1.2 | 1.07 | 1.06 | 1.05 | 1.03 | 1.2 | 1.8 | 2.48 | 2.95 | 3.31 | 3.55 | 3.63 | 3.63 | 3.66 | 3.49 | 3.49 | 3.89 | 3.68 | 3.52 | 3.52 | 3.1 | 2.49 | 1.91 | 1.44 | 1.06 | 0.79 | 0.6 | 0.57 | 0.49 | 0.68 | 1.14 | 1.84 | 2.86 | 3.43 | 3.87 | 3.73 | 3.77 | 3.98 | 3.92 | 4.01 | 4 | 3.9 | 3.63 | 3.32 | 3.03 | 2.44 | 1.91 | 1.4 | 0.86 | 0.62 | 0.45 | 0.52 | 0.56 | 0.66 | 1.09 | 1.74 | 2.51 | 2.97 | 3.41 | 3.83 | 4.18 | 4.16 | 4.11 | 4.15 | 3.77 | 3.54 | 3.34 | 2.94 | 2.44 | 2.09 | 1.56 | 1.01 | 0.51 | 0.34 | 0.29 | 0.35 | 0.46 | 0.67 | 1.1 | 1.64 | 2.36 | 3 | 3.47 | 3.78 | 4.1 | 4.2 | 4.06 | 3.92 | 3.37 | 3.27 | 3 | 2.56 | 2.07 | 1.8 | 1.32 | 0.96 | 0.59 | 0.4 | 0.31 | 0.35 | 0.47 | 0.67 | 1.02 | 1.49 | 2.05 | 2.63 | 2.96 | 3.59 | 3.8 | 3.79 | 3.67 | 3.5 | 1.7 | 1.57 | 1.42 | 1.11 | 0.91 | 0.66 | 0.53 | 0.37 | 0.3 | 0.31 | 0.35 | 0.47 | 0.54 | 0.64 | 0.8 | 0.99 | 1.12 | 1.47 | 1.8 | 2.16 | 2.16 | 2.16 | 2.03 | 1.86 | 0.89 | 0.82 | 0.83 | 0.82 | 0.75 | 0.62 | 0.5 | 0.41 | 0.28 | 0.25 | 0.26 | 0.33 | 0.39 | 0.39 | 0.4 | 0.46 | 0.58 | 0.7 | 0.84 | 0.97 | 1.07 | 1.09 | 1.01 | 0.87 | 0.4 | 0.35 | 0.36 | 0.37 | 0.37 | 0.38 | 0.36 | 0.32 | 0.29 | 0.32 | 0.35 | 0.4 | 0.38 | 0.4 | 0.4 | 0.34 | 0.31 | 0.39 | 0.49 | 0.53 | 0.56 | 0.42 | 0.44 | 0.43 | 0.34 | 0.33 | 0.32 | 0.37 | 0.36 | 0.36 | 0.36 | 0.34 | 0.32 | 0.31 | 0.31 | 0.34 | 0.34 | 0.31 | 0.3 | 0.31 | 0.35 | 0.37 | 0.41 | 0.39 | 0.44 | 0.39 | 0.37 | 0.37
NZWIND_6_WDSTR |  | Wind | Wind | CISO | South | Socal | FC | 3.35 | 0.18 | 0.19 | 0.18 | 0.17 | 0.19 | 0.18 | 0.19 | 0.17 | 0.15 | 0.17 | 0.15 | 0.16 | 0.18 | 0.17 | 0.19 | 0.19 | 0.16 | 0.15 | 0.18 | 0.17 | 0.17 | 0.19 | 0.16 | 0.17 | 0.32 | 0.31 | 0.36 | 0.35 | 0.29 | 0.31 | 0.31 | 0.25 | 0.26 | 0.29 | 0.36 | 0.37 | 0.34 | 0.31 | 0.4 | 0.41 | 0.4 | 0.42 | 0.39 | 0.43 | 0.49 | 0.43 | 0.37 | 0.37 | 0.36 | 0.34 | 0.3 | 0.3 | 0.3 | 0.3 | 0.3 | 0.25 | 0.19 | 0.19 | 0.19 | 0.22 | 0.27 | 0.29 | 0.32 | 0.32 | 0.42 | 0.45 | 0.43 | 0.46 | 0.44 | 0.46 | 0.38 | 0.36 | 1.24 | 1.28 | 1.17 | 1.07 | 1 | 0.9 | 0.74 | 0.61 | 0.45 | 0.4 | 0.39 | 0.39 | 0.38 | 0.45 | 0.67 | 0.92 | 1.1 | 1.23 | 1.32 | 1.35 | 1.35 | 1.36 | 1.3 | 1.3 | 1.45 | 1.37 | 1.31 | 1.31 | 1.15 | 0.93 | 0.71 | 0.53 | 0.4 | 0.3 | 0.22 | 0.21 | 0.18 | 0.25 | 0.42 | 0.68 | 1.07 | 1.28 | 1.44 | 1.39 | 1.4 | 1.48 | 1.46 | 1.49 | 1.49 | 1.45 | 1.35 | 1.23 | 1.13 | 0.91 | 0.71 | 0.52 | 0.32 | 0.23 | 0.17 | 0.19 | 0.21 | 0.25 | 0.41 | 0.65 | 0.94 | 1.11 | 1.27 | 1.42 | 1.55 | 1.55 | 1.53 | 1.54 | 1.4 | 1.32 | 1.24 | 1.09 | 0.91 | 0.78 | 0.58 | 0.37 | 0.19 | 0.13 | 0.11 | 0.13 | 0.17 | 0.25 | 0.41 | 0.61 | 0.88 | 1.12 | 1.29 | 1.41 | 1.52 | 1.56 | 1.51 | 1.46 | 1.25 | 1.22 | 1.12 | 0.95 | 0.77 | 0.67 | 0.49 | 0.36 | 0.22 | 0.15 | 0.12 | 0.13 | 0.18 | 0.25 | 0.38 | 0.56 | 0.76 | 0.98 | 1.1 | 1.34 | 1.42 | 1.41 | 1.37 | 1.3 | 0.63 | 0.58 | 0.53 | 0.41 | 0.34 | 0.25 | 0.2 | 0.14 | 0.11 | 0.11 | 0.13 | 0.17 | 0.2 | 0.24 | 0.3 | 0.37 | 0.42 | 0.55 | 0.67 | 0.8 | 0.81 | 0.8 | 0.76 | 0.69 | 0.33 | 0.31 | 0.31 | 0.31 | 0.28 | 0.23 | 0.19 | 0.15 | 0.1 | 0.09 | 0.1 | 0.12 | 0.15 | 0.15 | 0.15 | 0.17 | 0.22 | 0.26 | 0.31 | 0.36 | 0.4 | 0.41 | 0.38 | 0.32 | 0.15 | 0.13 | 0.13 | 0.14 | 0.14 | 0.14 | 0.13 | 0.12 | 0.11 | 0.12 | 0.13 | 0.15 | 0.14 | 0.15 | 0.15 | 0.13 | 0.11 | 0.14 | 0.18 | 0.2 | 0.21 | 0.16 | 0.16 | 0.16 | 0.12 | 0.12 | 0.12 | 0.14 | 0.13 | 0.14 | 0.13 | 0.13 | 0.12 | 0.12 | 0.12 | 0.13 | 0.13 | 0.12 | 0.11 | 0.12 | 0.13 | 0.14 | 0.15 | 0.14 | 0.16 | 0.15 | 0.14 | 0.14
NZWIND_6_WDSTR2 |  | Wind | Wind | CISO | South | Socal | FC | 4.07 | 0.21 | 0.23 | 0.21 | 0.2 | 0.23 | 0.22 | 0.23 | 0.21 | 0.18 | 0.2 | 0.18 | 0.2 | 0.22 | 0.2 | 0.23 | 0.22 | 0.19 | 0.19 | 0.22 | 0.21 | 0.21 | 0.23 | 0.2 | 0.21 | 0.39 | 0.38 | 0.43 | 0.42 | 0.36 | 0.38 | 0.37 | 0.3 | 0.32 | 0.35 | 0.44 | 0.45 | 0.41 | 0.38 | 0.48 | 0.49 | 0.48 | 0.51 | 0.48 | 0.52 | 0.6 | 0.52 | 0.45 | 0.45 | 0.44 | 0.41 | 0.36 | 0.36 | 0.37 | 0.36 | 0.37 | 0.3 | 0.23 | 0.23 | 0.24 | 0.27 | 0.32 | 0.35 | 0.39 | 0.38 | 0.52 | 0.55 | 0.52 | 0.56 | 0.54 | 0.55 | 0.46 | 0.43 | 1.5 | 1.56 | 1.42 | 1.3 | 1.22 | 1.09 | 0.9 | 0.74 | 0.54 | 0.48 | 0.48 | 0.48 | 0.46 | 0.54 | 0.81 | 1.12 | 1.33 | 1.5 | 1.61 | 1.64 | 1.64 | 1.66 | 1.58 | 1.58 | 1.76 | 1.67 | 1.59 | 1.59 | 1.4 | 1.13 | 0.86 | 0.65 | 0.48 | 0.36 | 0.27 | 0.26 | 0.22 | 0.31 | 0.51 | 0.83 | 1.29 | 1.55 | 1.75 | 1.69 | 1.71 | 1.8 | 1.77 | 1.81 | 1.81 | 1.77 | 1.64 | 1.5 | 1.37 | 1.1 | 0.86 | 0.63 | 0.39 | 0.28 | 0.2 | 0.24 | 0.26 | 0.3 | 0.49 | 0.79 | 1.14 | 1.34 | 1.54 | 1.73 | 1.89 | 1.88 | 1.86 | 1.87 | 1.7 | 1.6 | 1.51 | 1.33 | 1.1 | 0.95 | 0.7 | 0.45 | 0.23 | 0.15 | 0.13 | 0.16 | 0.21 | 0.3 | 0.5 | 0.74 | 1.07 | 1.36 | 1.57 | 1.71 | 1.85 | 1.9 | 1.84 | 1.77 | 1.52 | 1.48 | 1.36 | 1.16 | 0.93 | 0.81 | 0.6 | 0.43 | 0.27 | 0.18 | 0.14 | 0.16 | 0.21 | 0.3 | 0.46 | 0.68 | 0.93 | 1.19 | 1.34 | 1.62 | 1.72 | 1.71 | 1.66 | 1.58 | 0.77 | 0.71 | 0.64 | 0.5 | 0.41 | 0.3 | 0.24 | 0.17 | 0.14 | 0.14 | 0.16 | 0.21 | 0.24 | 0.29 | 0.36 | 0.45 | 0.5 | 0.67 | 0.81 | 0.98 | 0.98 | 0.98 | 0.92 | 0.84 | 0.4 | 0.37 | 0.38 | 0.37 | 0.34 | 0.28 | 0.23 | 0.19 | 0.12 | 0.11 | 0.12 | 0.15 | 0.18 | 0.18 | 0.18 | 0.21 | 0.26 | 0.32 | 0.38 | 0.44 | 0.48 | 0.49 | 0.46 | 0.39 | 0.18 | 0.16 | 0.16 | 0.17 | 0.17 | 0.17 | 0.16 | 0.15 | 0.13 | 0.15 | 0.16 | 0.18 | 0.17 | 0.18 | 0.18 | 0.15 | 0.14 | 0.18 | 0.22 | 0.24 | 0.25 | 0.19 | 0.2 | 0.19 | 0.15 | 0.15 | 0.14 | 0.17 | 0.16 | 0.16 | 0.16 | 0.15 | 0.14 | 0.14 | 0.14 | 0.15 | 0.15 | 0.14 | 0.14 | 0.14 | 0.16 | 0.17 | 0.19 | 0.18 | 0.2 | 0.18 | 0.17 | 0.17
NZWIND_6_WDSTR3 |  | Wind | Wind | CISO | South | Socal | FC | 3.86 | 0.2 | 0.21 | 0.2 | 0.19 | 0.22 | 0.21 | 0.21 | 0.2 | 0.17 | 0.19 | 0.17 | 0.19 | 0.21 | 0.19 | 0.21 | 0.21 | 0.18 | 0.18 | 0.21 | 0.2 | 0.2 | 0.22 | 0.19 | 0.2 | 0.37 | 0.36 | 0.41 | 0.4 | 0.34 | 0.36 | 0.35 | 0.29 | 0.3 | 0.33 | 0.41 | 0.43 | 0.39 | 0.36 | 0.46 | 0.47 | 0.46 | 0.48 | 0.45 | 0.49 | 0.57 | 0.49 | 0.43 | 0.42 | 0.42 | 0.39 | 0.34 | 0.34 | 0.35 | 0.35 | 0.35 | 0.29 | 0.22 | 0.22 | 0.22 | 0.25 | 0.31 | 0.33 | 0.37 | 0.36 | 0.49 | 0.52 | 0.49 | 0.53 | 0.51 | 0.52 | 0.43 | 0.41 | 1.43 | 1.48 | 1.35 | 1.24 | 1.16 | 1.03 | 0.85 | 0.7 | 0.51 | 0.46 | 0.45 | 0.45 | 0.44 | 0.51 | 0.77 | 1.06 | 1.26 | 1.42 | 1.52 | 1.56 | 1.56 | 1.57 | 1.5 | 1.5 | 1.67 | 1.58 | 1.51 | 1.51 | 1.33 | 1.07 | 0.82 | 0.62 | 0.46 | 0.34 | 0.26 | 0.25 | 0.21 | 0.29 | 0.49 | 0.79 | 1.23 | 1.47 | 1.66 | 1.6 | 1.62 | 1.71 | 1.68 | 1.72 | 1.72 | 1.67 | 1.56 | 1.42 | 1.3 | 1.05 | 0.82 | 0.6 | 0.37 | 0.27 | 0.19 | 0.22 | 0.24 | 0.28 | 0.47 | 0.75 | 1.08 | 1.27 | 1.46 | 1.64 | 1.79 | 1.79 | 1.76 | 1.78 | 1.62 | 1.52 | 1.43 | 1.26 | 1.04 | 0.9 | 0.67 | 0.43 | 0.22 | 0.15 | 0.13 | 0.15 | 0.2 | 0.29 | 0.47 | 0.7 | 1.01 | 1.29 | 1.49 | 1.62 | 1.76 | 1.8 | 1.74 | 1.68 | 1.45 | 1.4 | 1.29 | 1.1 | 0.89 | 0.77 | 0.57 | 0.41 | 0.25 | 0.17 | 0.13 | 0.15 | 0.2 | 0.29 | 0.44 | 0.64 | 0.88 | 1.13 | 1.27 | 1.54 | 1.63 | 1.63 | 1.57 | 1.5 | 0.73 | 0.67 | 0.61 | 0.47 | 0.39 | 0.28 | 0.23 | 0.16 | 0.13 | 0.13 | 0.15 | 0.2 | 0.23 | 0.28 | 0.34 | 0.42 | 0.48 | 0.63 | 0.77 | 0.93 | 0.93 | 0.93 | 0.87 | 0.8 | 0.38 | 0.35 | 0.36 | 0.35 | 0.32 | 0.27 | 0.21 | 0.18 | 0.12 | 0.11 | 0.11 | 0.14 | 0.17 | 0.17 | 0.17 | 0.2 | 0.25 | 0.3 | 0.36 | 0.42 | 0.46 | 0.47 | 0.43 | 0.37 | 0.17 | 0.15 | 0.15 | 0.16 | 0.16 | 0.16 | 0.15 | 0.14 | 0.13 | 0.14 | 0.15 | 0.17 | 0.16 | 0.17 | 0.17 | 0.14 | 0.13 | 0.17 | 0.21 | 0.23 | 0.24 | 0.18 | 0.19 | 0.18 | 0.14 | 0.14 | 0.14 | 0.16 | 0.15 | 0.16 | 0.16 | 0.14 | 0.14 | 0.13 | 0.13 | 0.15 | 0.15 | 0.13 | 0.13 | 0.13 | 0.15 | 0.16 | 0.18 | 0.17 | 0.19 | 0.17 | 0.16 | 0.16
NZWIND_6_WDSTR4 |  | Wind | Wind | CISO | South | Socal | FC | 6.77 | 0.36 | 0.38 | 0.35 | 0.34 | 0.38 | 0.37 | 0.38 | 0.35 | 0.3 | 0.34 | 0.3 | 0.33 | 0.37 | 0.34 | 0.37 | 0.37 | 0.32 | 0.31 | 0.37 | 0.35 | 0.34 | 0.38 | 0.33 | 0.34 | 0.66 | 0.63 | 0.72 | 0.7 | 0.59 | 0.63 | 0.62 | 0.51 | 0.53 | 0.58 | 0.73 | 0.75 | 0.68 | 0.63 | 0.8 | 0.82 | 0.81 | 0.84 | 0.8 | 0.87 | 0.99 | 0.86 | 0.76 | 0.74 | 0.73 | 0.69 | 0.6 | 0.6 | 0.61 | 0.61 | 0.61 | 0.5 | 0.39 | 0.39 | 0.39 | 0.44 | 0.54 | 0.58 | 0.66 | 0.64 | 0.86 | 0.91 | 0.86 | 0.93 | 0.9 | 0.92 | 0.76 | 0.72 | 2.5 | 2.59 | 2.37 | 2.17 | 2.03 | 1.81 | 1.49 | 1.23 | 0.9 | 0.8 | 0.8 | 0.79 | 0.77 | 0.9 | 1.35 | 1.87 | 2.22 | 2.49 | 2.67 | 2.73 | 2.73 | 2.76 | 2.63 | 2.63 | 2.92 | 2.77 | 2.65 | 2.65 | 2.33 | 1.87 | 1.44 | 1.08 | 0.8 | 0.6 | 0.45 | 0.43 | 0.37 | 0.51 | 0.85 | 1.38 | 2.15 | 2.58 | 2.91 | 2.81 | 2.84 | 3 | 2.95 | 3.02 | 3.01 | 2.94 | 2.73 | 2.49 | 2.28 | 1.84 | 1.44 | 1.06 | 0.65 | 0.47 | 0.34 | 0.39 | 0.42 | 0.5 | 0.82 | 1.31 | 1.89 | 2.23 | 2.57 | 2.88 | 3.14 | 3.13 | 3.09 | 3.12 | 2.83 | 2.66 | 2.51 | 2.21 | 1.83 | 1.57 | 1.17 | 0.76 | 0.39 | 0.26 | 0.22 | 0.26 | 0.35 | 0.51 | 0.83 | 1.23 | 1.77 | 2.26 | 2.61 | 2.85 | 3.08 | 3.16 | 3.06 | 2.95 | 2.54 | 2.46 | 2.26 | 1.93 | 1.55 | 1.35 | 1 | 0.72 | 0.44 | 0.3 | 0.24 | 0.26 | 0.36 | 0.5 | 0.77 | 1.12 | 1.54 | 1.98 | 2.23 | 2.7 | 2.86 | 2.85 | 2.76 | 2.63 | 1.28 | 1.18 | 1.07 | 0.83 | 0.68 | 0.5 | 0.4 | 0.27 | 0.23 | 0.23 | 0.26 | 0.35 | 0.41 | 0.48 | 0.6 | 0.74 | 0.84 | 1.11 | 1.35 | 1.63 | 1.63 | 1.62 | 1.53 | 1.4 | 0.67 | 0.62 | 0.63 | 0.62 | 0.57 | 0.46 | 0.38 | 0.31 | 0.21 | 0.19 | 0.2 | 0.25 | 0.29 | 0.29 | 0.3 | 0.34 | 0.44 | 0.53 | 0.63 | 0.73 | 0.81 | 0.82 | 0.76 | 0.65 | 0.3 | 0.26 | 0.27 | 0.27 | 0.28 | 0.28 | 0.27 | 0.24 | 0.22 | 0.24 | 0.26 | 0.3 | 0.28 | 0.3 | 0.3 | 0.25 | 0.23 | 0.29 | 0.37 | 0.4 | 0.42 | 0.31 | 0.33 | 0.32 | 0.25 | 0.25 | 0.24 | 0.28 | 0.27 | 0.27 | 0.27 | 0.25 | 0.24 | 0.24 | 0.24 | 0.26 | 0.26 | 0.24 | 0.22 | 0.24 | 0.26 | 0.27 | 0.31 | 0.29 | 0.33 | 0.3 | 0.28 | 0.28
OAKWD_6_QF |  | Wind | Wind | CISO | South | Socal | FC | 27.87 | 1.46 | 1.55 | 1.46 | 1.39 | 1.56 | 1.51 | 1.55 | 1.42 | 1.24 | 1.4 | 1.25 | 1.37 | 1.53 | 1.4 | 1.54 | 1.54 | 1.32 | 1.27 | 1.52 | 1.44 | 1.42 | 1.55 | 1.34 | 1.42 | 2.7 | 2.58 | 2.95 | 2.88 | 2.43 | 2.58 | 2.54 | 2.08 | 2.18 | 2.4 | 2.99 | 3.1 | 2.8 | 2.59 | 3.3 | 3.38 | 3.32 | 3.47 | 3.28 | 3.57 | 4.09 | 3.54 | 3.11 | 3.06 | 3.01 | 2.83 | 2.48 | 2.46 | 2.51 | 2.5 | 2.5 | 2.06 | 1.59 | 1.59 | 1.61 | 1.83 | 2.21 | 2.39 | 2.7 | 2.63 | 3.53 | 3.76 | 3.54 | 3.81 | 3.69 | 3.79 | 3.12 | 2.96 | 10.29 | 10.68 | 9.75 | 8.92 | 8.34 | 7.46 | 6.15 | 5.07 | 3.7 | 3.3 | 3.27 | 3.26 | 3.18 | 3.71 | 5.56 | 7.68 | 9.13 | 10.25 | 11 | 11.25 | 11.25 | 11.35 | 10.82 | 10.81 | 12.04 | 11.41 | 10.91 | 10.9 | 9.6 | 7.72 | 5.91 | 4.45 | 3.3 | 2.46 | 1.85 | 1.78 | 1.53 | 2.12 | 3.52 | 5.68 | 8.86 | 10.61 | 11.99 | 11.56 | 11.68 | 12.33 | 12.15 | 12.42 | 12.38 | 12.09 | 11.24 | 10.27 | 9.37 | 7.57 | 5.92 | 4.35 | 2.67 | 1.93 | 1.39 | 1.62 | 1.75 | 2.05 | 3.38 | 5.4 | 7.79 | 9.2 | 10.57 | 11.85 | 12.94 | 12.89 | 12.74 | 12.84 | 11.66 | 10.96 | 10.33 | 9.1 | 7.54 | 6.48 | 4.82 | 3.11 | 1.59 | 1.06 | 0.91 | 1.07 | 1.42 | 2.09 | 3.41 | 5.08 | 7.31 | 9.29 | 10.73 | 11.72 | 12.68 | 12.99 | 12.58 | 12.13 | 10.44 | 10.12 | 9.29 | 7.94 | 6.4 | 5.58 | 4.1 | 2.96 | 1.82 | 1.24 | 0.97 | 1.08 | 1.46 | 2.06 | 3.17 | 4.62 | 6.34 | 8.13 | 9.16 | 11.11 | 11.78 | 11.74 | 11.36 | 10.83 | 5.27 | 4.85 | 4.4 | 3.42 | 2.82 | 2.04 | 1.64 | 1.13 | 0.94 | 0.95 | 1.09 | 1.44 | 1.68 | 1.99 | 2.47 | 3.05 | 3.45 | 4.56 | 5.58 | 6.69 | 6.7 | 6.69 | 6.28 | 5.75 | 2.74 | 2.54 | 2.58 | 2.54 | 2.33 | 1.91 | 1.54 | 1.28 | 0.85 | 0.77 | 0.82 | 1.02 | 1.21 | 1.21 | 1.23 | 1.42 | 1.81 | 2.16 | 2.61 | 3 | 3.32 | 3.38 | 3.12 | 2.68 | 1.23 | 1.09 | 1.11 | 1.13 | 1.15 | 1.16 | 1.11 | 1 | 0.91 | 0.99 | 1.08 | 1.23 | 1.17 | 1.24 | 1.25 | 1.04 | 0.95 | 1.21 | 1.52 | 1.64 | 1.74 | 1.29 | 1.37 | 1.32 | 1.04 | 1.01 | 0.99 | 1.14 | 1.11 | 1.13 | 1.12 | 1.04 | 0.98 | 0.97 | 0.97 | 1.06 | 1.05 | 0.97 | 0.92 | 0.97 | 1.07 | 1.13 | 1.28 | 1.2 | 1.36 | 1.22 | 1.15 | 1.14
OAKWD_6_ZEPHWD |  | Wind | Wind | CISO | South | Socal | FC | 3.5 | 0.18 | 0.19 | 0.18 | 0.17 | 0.2 | 0.19 | 0.19 | 0.18 | 0.16 | 0.18 | 0.16 | 0.17 | 0.19 | 0.18 | 0.19 | 0.19 | 0.17 | 0.16 | 0.19 | 0.18 | 0.18 | 0.2 | 0.17 | 0.18 | 0.34 | 0.32 | 0.37 | 0.36 | 0.31 | 0.32 | 0.32 | 0.26 | 0.27 | 0.3 | 0.38 | 0.39 | 0.35 | 0.32 | 0.41 | 0.42 | 0.42 | 0.44 | 0.41 | 0.45 | 0.51 | 0.44 | 0.39 | 0.38 | 0.38 | 0.35 | 0.31 | 0.31 | 0.31 | 0.31 | 0.31 | 0.26 | 0.2 | 0.2 | 0.2 | 0.23 | 0.28 | 0.3 | 0.34 | 0.33 | 0.44 | 0.47 | 0.44 | 0.48 | 0.46 | 0.48 | 0.39 | 0.37 | 1.29 | 1.34 | 1.22 | 1.12 | 1.05 | 0.94 | 0.77 | 0.64 | 0.47 | 0.41 | 0.41 | 0.41 | 0.4 | 0.47 | 0.7 | 0.96 | 1.15 | 1.29 | 1.38 | 1.41 | 1.41 | 1.42 | 1.36 | 1.36 | 1.51 | 1.43 | 1.37 | 1.37 | 1.21 | 0.97 | 0.74 | 0.56 | 0.41 | 0.31 | 0.23 | 0.22 | 0.19 | 0.27 | 0.44 | 0.71 | 1.11 | 1.33 | 1.51 | 1.45 | 1.47 | 1.55 | 1.53 | 1.56 | 1.56 | 1.52 | 1.41 | 1.29 | 1.18 | 0.95 | 0.74 | 0.55 | 0.34 | 0.24 | 0.17 | 0.2 | 0.22 | 0.26 | 0.42 | 0.68 | 0.98 | 1.16 | 1.33 | 1.49 | 1.62 | 1.62 | 1.6 | 1.61 | 1.46 | 1.38 | 1.3 | 1.14 | 0.95 | 0.81 | 0.61 | 0.39 | 0.2 | 0.13 | 0.11 | 0.13 | 0.18 | 0.26 | 0.43 | 0.64 | 0.92 | 1.17 | 1.35 | 1.47 | 1.59 | 1.63 | 1.58 | 1.52 | 1.31 | 1.27 | 1.17 | 1 | 0.8 | 0.7 | 0.52 | 0.37 | 0.23 | 0.16 | 0.12 | 0.14 | 0.18 | 0.26 | 0.4 | 0.58 | 0.8 | 1.02 | 1.15 | 1.4 | 1.48 | 1.47 | 1.43 | 1.36 | 0.66 | 0.61 | 0.55 | 0.43 | 0.35 | 0.26 | 0.21 | 0.14 | 0.12 | 0.12 | 0.14 | 0.18 | 0.21 | 0.25 | 0.31 | 0.38 | 0.43 | 0.57 | 0.7 | 0.84 | 0.84 | 0.84 | 0.79 | 0.72 | 0.34 | 0.32 | 0.32 | 0.32 | 0.29 | 0.24 | 0.19 | 0.16 | 0.11 | 0.1 | 0.1 | 0.13 | 0.15 | 0.15 | 0.15 | 0.18 | 0.23 | 0.27 | 0.33 | 0.38 | 0.42 | 0.42 | 0.39 | 0.34 | 0.15 | 0.14 | 0.14 | 0.14 | 0.14 | 0.15 | 0.14 | 0.13 | 0.11 | 0.12 | 0.14 | 0.15 | 0.15 | 0.16 | 0.16 | 0.13 | 0.12 | 0.15 | 0.19 | 0.21 | 0.22 | 0.16 | 0.17 | 0.17 | 0.13 | 0.13 | 0.12 | 0.14 | 0.14 | 0.14 | 0.14 | 0.13 | 0.12 | 0.12 | 0.12 | 0.13 | 0.13 | 0.12 | 0.12 | 0.12 | 0.13 | 0.14 | 0.16 | 0.15 | 0.17 | 0.15 | 0.14 | 0.14
OASIS_6_CREST |  | Solar_1Axis | Solar Tracking | CISO | South | Socal | EO | 10.5 | 0 | 0 | 0 | 0 | 0 | 0 | 0.01 | 1.26 | 4.93 | 6.41 | 6.35 | 6.24 | 6.17 | 6.19 | 5.6 | 4.04 | 0.68 | 0 | 0 | 0 | 0 | 0 | 0 | 0 | 0 | 0 | 0 | 0 | 0 | 0 | 0.07 | 2.75 | 6.68 | 7.38 | 7.22 | 7.16 | 7.12 | 6.87 | 6.7 | 6.09 | 2.59 | 0.1 | 0 | 0 | 0 | 0 | 0 | 0 | 0 | 0 | 0 | 0 | 0 | 0 | 0.02 | 1.8 | 6.24 | 7.66 | 7.69 | 7.53 | 7.45 | 7.42 | 7.05 | 6.5 | 4.85 | 1.82 | 0.29 | 0 | 0 | 0 | 0 | 0 | 0 | 0 | 0 | 0 | 0 | 0 | 0.32 | 3.84 | 7.52 | 8.04 | 8.37 | 8.35 | 8.4 | 8.31 | 8.22 | 7.92 | 7.47 | 6.05 | 1.91 | 0.03 | 0 | 0 | 0 | 0 | 0 | 0 | 0 | 0 | 0 | 0.01 | 1.56 | 5.75 | 7.9 | 8.55 | 8.83 | 8.91 | 8.94 | 8.9 | 8.75 | 8.54 | 8.14 | 7.14 | 3.45 | 0.27 | 0 | 0 | 0 | 0 | 0 | 0 | 0 | 0 | 0 | 0.03 | 1.91 | 5.84 | 7.8 | 8.48 | 8.87 | 9.04 | 8.98 | 8.98 | 8.84 | 8.6 | 8.25 | 7.45 | 4.46 | 0.72 | 0 | 0 | 0 | 0 | 0 | 0 | 0 | 0 | 0 | 0 | 0.85 | 4.49 | 7.2 | 8.28 | 8.72 | 8.89 | 8.81 | 8.7 | 8.63 | 8.42 | 7.99 | 6.91 | 3.96 | 0.59 | 0 | 0 | 0 | 0 | 0 | 0 | 0 | 0 | 0 | 0 | 0.33 | 3.6 | 7.07 | 8.28 | 8.72 | 8.94 | 8.97 | 8.77 | 8.34 | 8.15 | 7.49 | 5.96 | 2.13 | 0.06 | 0 | 0 | 0 | 0 | 0 | 0 | 0 | 0 | 0 | 0 | 0.05 | 2.4 | 6.14 | 7.56 | 8.1 | 8.25 | 8.39 | 8.23 | 8 | 7.48 | 6.78 | 3.6 | 0.32 | 0 | 0 | 0 | 0 | 0 | 0 | 0 | 0 | 0 | 0 | 0 | 0 | 1.05 | 5.18 | 6.92 | 7.28 | 7.39 | 7.37 | 7.3 | 7.41 | 6.93 | 5.23 | 1.14 | 0 | 0 | 0 | 0 | 0 | 0 | 0 | 0 | 0 | 0 | 0 | 0 | 0.17 | 2.94 | 6.14 | 6.89 | 6.76 | 6.57 | 6.68 | 6.64 | 6.1 | 3.59 | 0.33 | 0 | 0 | 0 | 0 | 0 | 0 | 0 | 0 | 0 | 0 | 0 | 0 | 0 | 0.01 | 1.39 | 4.38 | 5.48 | 5.41 | 5.2 | 5.41 | 5.33 | 4.91 | 2.68 | 0.22 | 0 | 0 | 0 | 0 | 0 | 0 | 0
OASIS_6_GBDSR4 |  | Solar_1Axis | Solar Tracking | CISO | South | Socal | FC | 3 | 0 | 0 | 0 | 0 | 0 | 0 | 0 | 0.36 | 1.41 | 1.83 | 1.81 | 1.78 | 1.76 | 1.77 | 1.6 | 1.16 | 0.19 | 0 | 0 | 0 | 0 | 0 | 0 | 0 | 0 | 0 | 0 | 0 | 0 | 0 | 0.02 | 0.78 | 1.91 | 2.11 | 2.06 | 2.05 | 2.03 | 1.96 | 1.91 | 1.74 | 0.74 | 0.03 | 0 | 0 | 0 | 0 | 0 | 0 | 0 | 0 | 0 | 0 | 0 | 0 | 0 | 0.51 | 1.78 | 2.19 | 2.2 | 2.15 | 2.13 | 2.12 | 2.01 | 1.86 | 1.39 | 0.52 | 0.08 | 0 | 0 | 0 | 0 | 0 | 0 | 0 | 0 | 0 | 0 | 0 | 0.09 | 1.1 | 2.15 | 2.3 | 2.39 | 2.39 | 2.4 | 2.37 | 2.35 | 2.26 | 2.13 | 1.73 | 0.55 | 0.01 | 0 | 0 | 0 | 0 | 0 | 0 | 0 | 0 | 0 | 0 | 0.44 | 1.64 | 2.26 | 2.44 | 2.52 | 2.55 | 2.55 | 2.54 | 2.5 | 2.44 | 2.33 | 2.04 | 0.98 | 0.08 | 0 | 0 | 0 | 0 | 0 | 0 | 0 | 0 | 0 | 0.01 | 0.55 | 1.67 | 2.23 | 2.42 | 2.53 | 2.58 | 2.57 | 2.57 | 2.53 | 2.46 | 2.36 | 2.13 | 1.27 | 0.21 | 0 | 0 | 0 | 0 | 0 | 0 | 0 | 0 | 0 | 0 | 0.24 | 1.28 | 2.06 | 2.36 | 2.49 | 2.54 | 2.52 | 2.49 | 2.47 | 2.41 | 2.28 | 1.97 | 1.13 | 0.17 | 0 | 0 | 0 | 0 | 0 | 0 | 0 | 0 | 0 | 0 | 0.09 | 1.03 | 2.02 | 2.36 | 2.49 | 2.55 | 2.56 | 2.51 | 2.38 | 2.33 | 2.14 | 1.7 | 0.61 | 0.02 | 0 | 0 | 0 | 0 | 0 | 0 | 0 | 0 | 0 | 0 | 0.01 | 0.69 | 1.75 | 2.16 | 2.32 | 2.36 | 2.4 | 2.35 | 2.29 | 2.14 | 1.94 | 1.03 | 0.09 | 0 | 0 | 0 | 0 | 0 | 0 | 0 | 0 | 0 | 0 | 0 | 0 | 0.3 | 1.48 | 1.98 | 2.08 | 2.11 | 2.11 | 2.09 | 2.12 | 1.98 | 1.49 | 0.33 | 0 | 0 | 0 | 0 | 0 | 0 | 0 | 0 | 0 | 0 | 0 | 0 | 0.05 | 0.84 | 1.75 | 1.97 | 1.93 | 1.88 | 1.91 | 1.9 | 1.74 | 1.02 | 0.1 | 0 | 0 | 0 | 0 | 0 | 0 | 0 | 0 | 0 | 0 | 0 | 0 | 0 | 0 | 0.4 | 1.25 | 1.57 | 1.54 | 1.49 | 1.55 | 1.52 | 1.4 | 0.77 | 0.06 | 0 | 0 | 0 | 0 | 0 | 0 | 0
OASIS_6_SOLAR1 |  | Solar_2Axis | Solar Tracking | CISO | South | Socal | EO | 1.5 | 0 | 0 | 0 | 0 | 0 | 0 | 0 | 0.18 | 0.7 | 0.92 | 0.91 | 0.89 | 0.88 | 0.88 | 0.8 | 0.58 | 0.1 | 0 | 0 | 0 | 0 | 0 | 0 | 0 | 0 | 0 | 0 | 0 | 0 | 0 | 0.01 | 0.39 | 0.95 | 1.05 | 1.03 | 1.02 | 1.02 | 0.98 | 0.96 | 0.87 | 0.37 | 0.01 | 0 | 0 | 0 | 0 | 0 | 0 | 0 | 0 | 0 | 0 | 0 | 0 | 0 | 0.26 | 0.89 | 1.09 | 1.1 | 1.08 | 1.06 | 1.06 | 1.01 | 0.93 | 0.69 | 0.26 | 0.04 | 0 | 0 | 0 | 0 | 0 | 0 | 0 | 0 | 0 | 0 | 0 | 0.05 | 0.55 | 1.07 | 1.15 | 1.2 | 1.19 | 1.2 | 1.19 | 1.17 | 1.13 | 1.07 | 0.86 | 0.27 | 0 | 0 | 0 | 0 | 0 | 0 | 0 | 0 | 0 | 0 | 0 | 0.22 | 0.82 | 1.13 | 1.22 | 1.26 | 1.27 | 1.28 | 1.27 | 1.25 | 1.22 | 1.16 | 1.02 | 0.49 | 0.04 | 0 | 0 | 0 | 0 | 0 | 0 | 0 | 0 | 0 | 0 | 0.27 | 0.83 | 1.11 | 1.21 | 1.27 | 1.29 | 1.28 | 1.28 | 1.26 | 1.23 | 1.18 | 1.06 | 0.64 | 0.1 | 0 | 0 | 0 | 0 | 0 | 0 | 0 | 0 | 0 | 0 | 0.12 | 0.64 | 1.03 | 1.18 | 1.25 | 1.27 | 1.26 | 1.24 | 1.23 | 1.2 | 1.14 | 0.99 | 0.57 | 0.08 | 0 | 0 | 0 | 0 | 0 | 0 | 0 | 0 | 0 | 0 | 0.05 | 0.51 | 1.01 | 1.18 | 1.25 | 1.28 | 1.28 | 1.25 | 1.19 | 1.16 | 1.07 | 0.85 | 0.3 | 0.01 | 0 | 0 | 0 | 0 | 0 | 0 | 0 | 0 | 0 | 0 | 0.01 | 0.34 | 0.88 | 1.08 | 1.16 | 1.18 | 1.2 | 1.18 | 1.14 | 1.07 | 0.97 | 0.51 | 0.05 | 0 | 0 | 0 | 0 | 0 | 0 | 0 | 0 | 0 | 0 | 0 | 0 | 0.15 | 0.74 | 0.99 | 1.04 | 1.06 | 1.05 | 1.04 | 1.06 | 0.99 | 0.75 | 0.16 | 0 | 0 | 0 | 0 | 0 | 0 | 0 | 0 | 0 | 0 | 0 | 0 | 0.02 | 0.42 | 0.88 | 0.98 | 0.97 | 0.94 | 0.95 | 0.95 | 0.87 | 0.51 | 0.05 | 0 | 0 | 0 | 0 | 0 | 0 | 0 | 0 | 0 | 0 | 0 | 0 | 0 | 0 | 0.2 | 0.63 | 0.78 | 0.77 | 0.74 | 0.77 | 0.76 | 0.7 | 0.38 | 0.03 | 0 | 0 | 0 | 0 | 0 | 0 | 0
OASIS_6_SOLAR2 |  | Solar_1Axis | Solar Tracking | CISO | South | Socal | FC | 20 | 0 | 0 | 0 | 0 | 0 | 0 | 0.01 | 2.4 | 9.38 | 12.22 | 12.1 | 11.88 | 11.75 | 11.78 | 10.67 | 7.7 | 1.3 | 0 | 0 | 0 | 0 | 0 | 0 | 0 | 0 | 0 | 0 | 0 | 0 | 0 | 0.14 | 5.23 | 12.73 | 14.07 | 13.76 | 13.64 | 13.56 | 13.08 | 12.76 | 11.6 | 4.93 | 0.2 | 0 | 0 | 0 | 0 | 0 | 0 | 0 | 0 | 0 | 0 | 0 | 0 | 0.03 | 3.42 | 11.89 | 14.59 | 14.65 | 14.35 | 14.2 | 14.13 | 13.42 | 12.38 | 9.24 | 3.47 | 0.56 | 0 | 0 | 0 | 0 | 0 | 0 | 0 | 0 | 0 | 0 | 0 | 0.61 | 7.31 | 14.32 | 15.31 | 15.95 | 15.9 | 16 | 15.83 | 15.65 | 15.08 | 14.22 | 11.53 | 3.65 | 0.06 | 0 | 0 | 0 | 0 | 0 | 0 | 0 | 0 | 0 | 0.01 | 2.97 | 10.95 | 15.04 | 16.29 | 16.83 | 16.97 | 17.03 | 16.95 | 16.67 | 16.26 | 15.51 | 13.6 | 6.57 | 0.52 | 0 | 0 | 0 | 0 | 0 | 0 | 0 | 0 | 0 | 0.05 | 3.64 | 11.13 | 14.86 | 16.15 | 16.89 | 17.21 | 17.1 | 17.1 | 16.84 | 16.39 | 15.71 | 14.19 | 8.49 | 1.38 | 0 | 0 | 0 | 0 | 0 | 0 | 0 | 0 | 0 | 0 | 1.62 | 8.55 | 13.71 | 15.76 | 16.6 | 16.93 | 16.77 | 16.58 | 16.43 | 16.04 | 15.22 | 13.16 | 7.55 | 1.13 | 0 | 0 | 0 | 0 | 0 | 0 | 0 | 0 | 0 | 0 | 0.62 | 6.85 | 13.46 | 15.77 | 16.61 | 17.03 | 17.09 | 16.71 | 15.88 | 15.52 | 14.26 | 11.36 | 4.06 | 0.11 | 0 | 0 | 0 | 0 | 0 | 0 | 0 | 0 | 0 | 0 | 0.1 | 4.57 | 11.7 | 14.41 | 15.44 | 15.72 | 15.98 | 15.69 | 15.24 | 14.26 | 12.92 | 6.86 | 0.61 | 0 | 0 | 0 | 0 | 0 | 0 | 0 | 0 | 0 | 0 | 0 | 0 | 2 | 9.87 | 13.19 | 13.87 | 14.07 | 14.04 | 13.9 | 14.11 | 13.2 | 9.95 | 2.17 | 0 | 0 | 0 | 0 | 0 | 0 | 0 | 0 | 0 | 0 | 0 | 0 | 0.31 | 5.59 | 11.69 | 13.13 | 12.87 | 12.51 | 12.71 | 12.64 | 11.63 | 6.83 | 0.63 | 0 | 0 | 0 | 0 | 0 | 0 | 0 | 0 | 0 | 0 | 0 | 0 | 0 | 0.02 | 2.65 | 8.33 | 10.45 | 10.3 | 9.9 | 10.31 | 10.15 | 9.35 | 5.11 | 0.42 | 0 | 0 | 0 | 0 | 0 | 0 | 0
OASIS_6_SOLAR3 |  | Solar_1Axis | Solar Tracking | CISO | South | Socal | EO | 3 | 0 | 0 | 0 | 0 | 0 | 0 | 0 | 0.36 | 1.41 | 1.83 | 1.81 | 1.78 | 1.76 | 1.77 | 1.6 | 1.16 | 0.19 | 0 | 0 | 0 | 0 | 0 | 0 | 0 | 0 | 0 | 0 | 0 | 0 | 0 | 0.02 | 0.78 | 1.91 | 2.11 | 2.06 | 2.05 | 2.03 | 1.96 | 1.91 | 1.74 | 0.74 | 0.03 | 0 | 0 | 0 | 0 | 0 | 0 | 0 | 0 | 0 | 0 | 0 | 0 | 0 | 0.51 | 1.78 | 2.19 | 2.2 | 2.15 | 2.13 | 2.12 | 2.01 | 1.86 | 1.39 | 0.52 | 0.08 | 0 | 0 | 0 | 0 | 0 | 0 | 0 | 0 | 0 | 0 | 0 | 0.09 | 1.1 | 2.15 | 2.3 | 2.39 | 2.39 | 2.4 | 2.37 | 2.35 | 2.26 | 2.13 | 1.73 | 0.55 | 0.01 | 0 | 0 | 0 | 0 | 0 | 0 | 0 | 0 | 0 | 0 | 0.44 | 1.64 | 2.26 | 2.44 | 2.52 | 2.55 | 2.55 | 2.54 | 2.5 | 2.44 | 2.33 | 2.04 | 0.98 | 0.08 | 0 | 0 | 0 | 0 | 0 | 0 | 0 | 0 | 0 | 0.01 | 0.55 | 1.67 | 2.23 | 2.42 | 2.53 | 2.58 | 2.57 | 2.57 | 2.53 | 2.46 | 2.36 | 2.13 | 1.27 | 0.21 | 0 | 0 | 0 | 0 | 0 | 0 | 0 | 0 | 0 | 0 | 0.24 | 1.28 | 2.06 | 2.36 | 2.49 | 2.54 | 2.52 | 2.49 | 2.47 | 2.41 | 2.28 | 1.97 | 1.13 | 0.17 | 0 | 0 | 0 | 0 | 0 | 0 | 0 | 0 | 0 | 0 | 0.09 | 1.03 | 2.02 | 2.36 | 2.49 | 2.55 | 2.56 | 2.51 | 2.38 | 2.33 | 2.14 | 1.7 | 0.61 | 0.02 | 0 | 0 | 0 | 0 | 0 | 0 | 0 | 0 | 0 | 0 | 0.01 | 0.69 | 1.75 | 2.16 | 2.32 | 2.36 | 2.4 | 2.35 | 2.29 | 2.14 | 1.94 | 1.03 | 0.09 | 0 | 0 | 0 | 0 | 0 | 0 | 0 | 0 | 0 | 0 | 0 | 0 | 0.3 | 1.48 | 1.98 | 2.08 | 2.11 | 2.11 | 2.09 | 2.12 | 1.98 | 1.49 | 0.33 | 0 | 0 | 0 | 0 | 0 | 0 | 0 | 0 | 0 | 0 | 0 | 0 | 0.05 | 0.84 | 1.75 | 1.97 | 1.93 | 1.88 | 1.91 | 1.9 | 1.74 | 1.02 | 0.1 | 0 | 0 | 0 | 0 | 0 | 0 | 0 | 0 | 0 | 0 | 0 | 0 | 0 | 0 | 0.4 | 1.25 | 1.57 | 1.54 | 1.49 | 1.55 | 1.52 | 1.4 | 0.77 | 0.06 | 0 | 0 | 0 | 0 | 0 | 0 | 0
OBERON_5_O1SSR3 |  | Paired_Solar_1Axis | Solar Tracking | CISO | South | Socal | ID | 100 | 0 | 0 | 0 | 0 | 0 | 0 | 0.05 | 11.98 | 46.92 | 61.09 | 60.48 | 59.41 | 58.77 | 58.91 | 53.36 | 38.5 | 6.5 | 0 | 0 | 0 | 0 | 0 | 0 | 0 | 0 | 0 | 0 | 0 | 0 | 0 | 0.69 | 26.16 | 63.64 | 70.33 | 68.79 | 68.19 | 67.81 | 65.39 | 63.79 | 57.98 | 24.63 | 0.99 | 0 | 0 | 0 | 0 | 0 | 0 | 0 | 0 | 0 | 0 | 0 | 0 | 0.15 | 17.11 | 59.44 | 72.97 | 73.23 | 71.74 | 70.99 | 70.67 | 67.12 | 61.89 | 46.18 | 17.37 | 2.81 | 0 | 0 | 0 | 0 | 0 | 0 | 0 | 0 | 0 | 0 | 0 | 3.06 | 36.53 | 71.58 | 76.56 | 79.73 | 79.5 | 80.01 | 79.16 | 78.24 | 75.4 | 71.1 | 57.64 | 18.23 | 0.29 | 0 | 0 | 0 | 0 | 0 | 0 | 0 | 0 | 0 | 0.06 | 14.83 | 54.76 | 75.22 | 81.46 | 84.13 | 84.85 | 85.13 | 84.76 | 83.33 | 81.32 | 77.54 | 68.01 | 32.83 | 2.6 | 0 | 0 | 0 | 0 | 0 | 0 | 0 | 0 | 0 | 0.24 | 18.21 | 55.64 | 74.3 | 80.74 | 84.44 | 86.06 | 85.5 | 85.52 | 84.19 | 81.95 | 78.55 | 70.95 | 42.44 | 6.89 | 0 | 0 | 0 | 0 | 0 | 0 | 0 | 0 | 0 | 0 | 8.08 | 42.76 | 68.55 | 78.82 | 83.02 | 84.65 | 83.87 | 82.89 | 82.17 | 80.19 | 76.08 | 65.8 | 37.73 | 5.64 | 0 | 0 | 0 | 0 | 0 | 0 | 0 | 0 | 0 | 0 | 3.1 | 34.25 | 67.29 | 78.83 | 83.05 | 85.15 | 85.45 | 83.54 | 79.42 | 77.58 | 71.3 | 56.79 | 20.3 | 0.56 | 0 | 0 | 0 | 0 | 0 | 0 | 0 | 0 | 0 | 0 | 0.49 | 22.84 | 58.48 | 72.04 | 77.18 | 78.59 | 79.9 | 78.43 | 76.21 | 71.28 | 64.61 | 34.3 | 3.05 | 0 | 0 | 0 | 0 | 0 | 0 | 0 | 0 | 0 | 0 | 0 | 0 | 10 | 49.34 | 65.94 | 69.37 | 70.37 | 70.2 | 69.52 | 70.56 | 66 | 49.77 | 10.84 | 0.01 | 0 | 0 | 0 | 0 | 0 | 0 | 0 | 0 | 0 | 0 | 0 | 1.57 | 27.96 | 58.45 | 65.64 | 64.37 | 62.56 | 63.57 | 63.2 | 58.14 | 34.15 | 3.17 | 0 | 0 | 0 | 0 | 0 | 0 | 0 | 0 | 0 | 0 | 0 | 0 | 0 | 0.11 | 13.23 | 41.67 | 52.23 | 51.48 | 49.52 | 51.55 | 50.73 | 46.74 | 25.54 | 2.1 | 0 | 0 | 0 | 0 | 0 | 0 | 0
OBERON_5_O1SSX2 |  | Paired_Solar_1Axis | Solar Tracking | CISO | South | Socal | ID | 150 | 0 | 0 | 0 | 0 | 0 | 0 | 0.07 | 17.97 | 70.38 | 91.63 | 90.72 | 89.11 | 88.15 | 88.36 | 80.04 | 57.76 | 9.74 | 0 | 0 | 0 | 0 | 0 | 0 | 0 | 0 | 0 | 0 | 0 | 0 | 0 | 1.03 | 39.23 | 95.47 | 105.49 | 103.18 | 102.28 | 101.71 | 98.08 | 95.69 | 86.98 | 36.95 | 1.48 | 0 | 0 | 0 | 0 | 0 | 0 | 0 | 0 | 0 | 0 | 0 | 0 | 0.22 | 25.66 | 89.16 | 109.45 | 109.84 | 107.61 | 106.49 | 106 | 100.68 | 92.83 | 69.27 | 26.06 | 4.21 | 0 | 0 | 0 | 0 | 0 | 0 | 0 | 0 | 0 | 0 | 0 | 4.59 | 54.8 | 107.36 | 114.84 | 119.59 | 119.25 | 120.01 | 118.74 | 117.36 | 113.1 | 106.65 | 86.46 | 27.34 | 0.44 | 0 | 0 | 0 | 0 | 0 | 0 | 0 | 0 | 0 | 0.09 | 22.24 | 82.14 | 112.83 | 122.2 | 126.2 | 127.27 | 127.69 | 127.15 | 124.99 | 121.97 | 116.31 | 102.01 | 49.25 | 3.9 | 0 | 0 | 0 | 0 | 0 | 0 | 0 | 0 | 0 | 0.36 | 27.32 | 83.46 | 111.45 | 121.11 | 126.67 | 129.09 | 128.25 | 128.28 | 126.28 | 122.92 | 117.82 | 106.42 | 63.66 | 10.33 | 0.01 | 0 | 0 | 0 | 0 | 0 | 0 | 0 | 0 | 0.01 | 12.12 | 64.15 | 102.82 | 118.23 | 124.53 | 126.97 | 125.8 | 124.33 | 123.26 | 120.28 | 114.13 | 98.7 | 56.59 | 8.46 | 0 | 0 | 0 | 0 | 0 | 0 | 0 | 0 | 0 | 0 | 4.64 | 51.38 | 100.94 | 118.25 | 124.58 | 127.73 | 128.18 | 125.3 | 119.14 | 116.37 | 106.96 | 85.19 | 30.45 | 0.84 | 0 | 0 | 0 | 0 | 0 | 0 | 0 | 0 | 0 | 0 | 0.74 | 34.27 | 87.72 | 108.06 | 115.77 | 117.89 | 119.85 | 117.64 | 114.31 | 106.91 | 96.91 | 51.44 | 4.57 | 0 | 0 | 0 | 0 | 0 | 0 | 0 | 0 | 0 | 0 | 0 | 0.01 | 14.99 | 74.01 | 98.92 | 104.06 | 105.55 | 105.3 | 104.28 | 105.85 | 99 | 74.65 | 16.26 | 0.01 | 0 | 0 | 0 | 0 | 0 | 0 | 0 | 0 | 0 | 0 | 0 | 2.36 | 41.94 | 87.67 | 98.46 | 96.56 | 93.83 | 95.36 | 94.81 | 87.21 | 51.22 | 4.75 | 0 | 0 | 0 | 0 | 0 | 0 | 0 | 0 | 0 | 0 | 0 | 0 | 0 | 0.16 | 19.84 | 62.5 | 78.34 | 77.22 | 74.28 | 77.32 | 76.1 | 70.11 | 38.31 | 3.15 | 0 | 0 | 0 | 0 | 0 | 0 | 0
OBERON_5_O2SSR4 |  | Paired_Solar_1Axis | Solar Tracking | CISO | South | Socal | ID | 125 | 0 | 0 | 0 | 0 | 0 | 0 | 0.06 | 14.97 | 58.65 | 76.36 | 75.6 | 74.26 | 73.46 | 73.64 | 66.7 | 48.13 | 8.12 | 0 | 0 | 0 | 0 | 0 | 0 | 0 | 0 | 0 | 0 | 0 | 0 | 0 | 0.86 | 32.69 | 79.56 | 87.91 | 85.99 | 85.23 | 84.76 | 81.74 | 79.74 | 72.48 | 30.79 | 1.23 | 0 | 0 | 0 | 0 | 0 | 0 | 0 | 0 | 0 | 0 | 0 | 0 | 0.19 | 21.38 | 74.3 | 91.21 | 91.53 | 89.67 | 88.74 | 88.33 | 83.9 | 77.36 | 57.73 | 21.71 | 3.51 | 0 | 0 | 0 | 0 | 0 | 0 | 0 | 0 | 0 | 0 | 0 | 3.83 | 45.67 | 89.47 | 95.7 | 99.66 | 99.38 | 100.01 | 98.95 | 97.8 | 94.25 | 88.87 | 72.05 | 22.78 | 0.37 | 0 | 0 | 0 | 0 | 0 | 0 | 0 | 0 | 0 | 0.07 | 18.54 | 68.45 | 94.03 | 101.83 | 105.16 | 106.06 | 106.41 | 105.96 | 104.16 | 101.64 | 96.92 | 85.01 | 41.04 | 3.25 | 0 | 0 | 0 | 0 | 0 | 0 | 0 | 0 | 0 | 0.3 | 22.77 | 69.55 | 92.88 | 100.92 | 105.56 | 107.57 | 106.88 | 106.9 | 105.24 | 102.44 | 98.18 | 88.68 | 53.05 | 8.61 | 0 | 0 | 0 | 0 | 0 | 0 | 0 | 0 | 0 | 0.01 | 10.1 | 53.46 | 85.68 | 98.52 | 103.78 | 105.81 | 104.83 | 103.61 | 102.71 | 100.23 | 95.11 | 82.25 | 47.16 | 7.05 | 0 | 0 | 0 | 0 | 0 | 0 | 0 | 0 | 0 | 0 | 3.87 | 42.82 | 84.11 | 98.54 | 103.82 | 106.44 | 106.82 | 104.42 | 99.28 | 96.98 | 89.13 | 70.99 | 25.38 | 0.7 | 0 | 0 | 0 | 0 | 0 | 0 | 0 | 0 | 0 | 0 | 0.62 | 28.56 | 73.1 | 90.05 | 96.47 | 98.24 | 99.88 | 98.04 | 95.26 | 89.1 | 80.76 | 42.87 | 3.81 | 0 | 0 | 0 | 0 | 0 | 0 | 0 | 0 | 0 | 0 | 0 | 0.01 | 12.49 | 61.67 | 82.43 | 86.72 | 87.96 | 87.75 | 86.9 | 88.21 | 82.5 | 62.21 | 13.55 | 0.01 | 0 | 0 | 0 | 0 | 0 | 0 | 0 | 0 | 0 | 0 | 0 | 1.96 | 34.95 | 73.06 | 82.05 | 80.47 | 78.2 | 79.47 | 79.01 | 72.67 | 42.69 | 3.96 | 0 | 0 | 0 | 0 | 0 | 0 | 0 | 0 | 0 | 0 | 0 | 0 | 0 | 0.13 | 16.53 | 52.09 | 65.28 | 64.35 | 61.9 | 64.43 | 63.42 | 58.43 | 31.92 | 2.63 | 0 | 0 | 0 | 0 | 0 | 0 | 0
OBERON_5_O2SSR5 |  | Paired_Solar_1Axis | Solar Tracking | CISO | South | Socal | ID | 125 | 0 | 0 | 0 | 0 | 0 | 0 | 0.06 | 14.97 | 58.65 | 76.36 | 75.6 | 74.26 | 73.46 | 73.64 | 66.7 | 48.13 | 8.12 | 0 | 0 | 0 | 0 | 0 | 0 | 0 | 0 | 0 | 0 | 0 | 0 | 0 | 0.86 | 32.69 | 79.56 | 87.91 | 85.99 | 85.23 | 84.76 | 81.74 | 79.74 | 72.48 | 30.79 | 1.23 | 0 | 0 | 0 | 0 | 0 | 0 | 0 | 0 | 0 | 0 | 0 | 0 | 0.19 | 21.38 | 74.3 | 91.21 | 91.53 | 89.67 | 88.74 | 88.33 | 83.9 | 77.36 | 57.73 | 21.71 | 3.51 | 0 | 0 | 0 | 0 | 0 | 0 | 0 | 0 | 0 | 0 | 0 | 3.83 | 45.67 | 89.47 | 95.7 | 99.66 | 99.38 | 100.01 | 98.95 | 97.8 | 94.25 | 88.87 | 72.05 | 22.78 | 0.37 | 0 | 0 | 0 | 0 | 0 | 0 | 0 | 0 | 0 | 0.07 | 18.54 | 68.45 | 94.03 | 101.83 | 105.16 | 106.06 | 106.41 | 105.96 | 104.16 | 101.64 | 96.92 | 85.01 | 41.04 | 3.25 | 0 | 0 | 0 | 0 | 0 | 0 | 0 | 0 | 0 | 0.3 | 22.77 | 69.55 | 92.88 | 100.92 | 105.56 | 107.57 | 106.88 | 106.9 | 105.24 | 102.44 | 98.18 | 88.68 | 53.05 | 8.61 | 0 | 0 | 0 | 0 | 0 | 0 | 0 | 0 | 0 | 0.01 | 10.1 | 53.46 | 85.68 | 98.52 | 103.78 | 105.81 | 104.83 | 103.61 | 102.71 | 100.23 | 95.11 | 82.25 | 47.16 | 7.05 | 0 | 0 | 0 | 0 | 0 | 0 | 0 | 0 | 0 | 0 | 3.87 | 42.82 | 84.11 | 98.54 | 103.82 | 106.44 | 106.82 | 104.42 | 99.28 | 96.98 | 89.13 | 70.99 | 25.38 | 0.7 | 0 | 0 | 0 | 0 | 0 | 0 | 0 | 0 | 0 | 0 | 0.62 | 28.56 | 73.1 | 90.05 | 96.47 | 98.24 | 99.88 | 98.04 | 95.26 | 89.1 | 80.76 | 42.87 | 3.81 | 0 | 0 | 0 | 0 | 0 | 0 | 0 | 0 | 0 | 0 | 0 | 0.01 | 12.49 | 61.67 | 82.43 | 86.72 | 87.96 | 87.75 | 86.9 | 88.21 | 82.5 | 62.21 | 13.55 | 0.01 | 0 | 0 | 0 | 0 | 0 | 0 | 0 | 0 | 0 | 0 | 0 | 1.96 | 34.95 | 73.06 | 82.05 | 80.47 | 78.2 | 79.47 | 79.01 | 72.67 | 42.69 | 3.96 | 0 | 0 | 0 | 0 | 0 | 0 | 0 | 0 | 0 | 0 | 0 | 0 | 0 | 0.13 | 16.53 | 52.09 | 65.28 | 64.35 | 61.9 | 64.43 | 63.42 | 58.43 | 31.92 | 2.63 | 0 | 0 | 0 | 0 | 0 | 0 | 0
OCTILO_5_WIND |  | Wind | Wind | CISO | South | Socal | FC | 265 | 13.91 | 14.73 | 13.88 | 13.23 | 14.79 | 14.38 | 14.75 | 13.53 | 11.76 | 13.34 | 11.86 | 12.99 | 14.59 | 13.31 | 14.68 | 14.64 | 12.52 | 12.08 | 14.45 | 13.65 | 13.46 | 14.78 | 12.75 | 13.46 | 25.69 | 24.49 | 28.1 | 27.39 | 23.13 | 24.52 | 24.14 | 19.79 | 20.69 | 22.85 | 28.46 | 29.48 | 26.58 | 24.6 | 31.4 | 32.18 | 31.56 | 32.99 | 31.17 | 33.91 | 38.92 | 33.62 | 29.58 | 29.1 | 28.61 | 26.87 | 23.56 | 23.35 | 23.82 | 23.74 | 23.8 | 19.58 | 15.13 | 15.08 | 15.35 | 17.36 | 21.06 | 22.73 | 25.68 | 25.05 | 33.56 | 35.72 | 33.68 | 36.21 | 35.1 | 36 | 29.69 | 28.13 | 97.87 | 101.5 | 92.72 | 84.8 | 79.3 | 70.89 | 58.47 | 48.24 | 35.22 | 31.37 | 31.14 | 31.04 | 30.22 | 35.26 | 52.88 | 73.06 | 86.83 | 97.51 | 104.63 | 106.92 | 106.94 | 107.88 | 102.84 | 102.79 | 114.46 | 108.49 | 103.7 | 103.65 | 91.29 | 73.37 | 56.21 | 42.28 | 31.34 | 23.38 | 17.57 | 16.93 | 14.51 | 20.11 | 33.46 | 54.04 | 84.27 | 100.89 | 113.96 | 109.88 | 111.03 | 117.26 | 115.56 | 118.08 | 117.76 | 114.94 | 106.91 | 97.62 | 89.11 | 71.93 | 56.26 | 41.33 | 25.39 | 18.39 | 13.19 | 15.36 | 16.62 | 19.53 | 32.09 | 51.3 | 74.04 | 87.46 | 100.47 | 112.64 | 123.01 | 122.6 | 121.15 | 122.05 | 110.87 | 104.17 | 98.24 | 86.53 | 71.7 | 61.64 | 45.82 | 29.61 | 15.08 | 10.06 | 8.61 | 10.17 | 13.53 | 19.83 | 32.41 | 48.34 | 69.47 | 88.3 | 102.06 | 111.41 | 120.59 | 123.54 | 119.66 | 115.37 | 99.26 | 96.24 | 88.32 | 75.5 | 60.83 | 53.03 | 39.01 | 28.13 | 17.27 | 11.82 | 9.26 | 10.29 | 13.93 | 19.62 | 30.14 | 43.96 | 60.31 | 77.33 | 87.12 | 105.64 | 112.02 | 111.64 | 108 | 103 | 50.07 | 46.15 | 41.82 | 32.56 | 26.8 | 19.39 | 15.56 | 10.75 | 8.96 | 9 | 10.32 | 13.73 | 15.94 | 18.94 | 23.52 | 29.04 | 32.84 | 43.31 | 53.02 | 63.64 | 63.69 | 63.59 | 59.76 | 54.63 | 26.1 | 24.19 | 24.53 | 24.15 | 22.13 | 18.2 | 14.68 | 12.16 | 8.12 | 7.29 | 7.8 | 9.73 | 11.48 | 11.51 | 11.69 | 13.49 | 17.21 | 20.56 | 24.81 | 28.57 | 31.54 | 32.09 | 29.67 | 25.53 | 11.69 | 10.35 | 10.59 | 10.76 | 10.91 | 11.07 | 10.57 | 9.51 | 8.66 | 9.45 | 10.29 | 11.72 | 11.13 | 11.77 | 11.87 | 9.93 | 9.02 | 11.47 | 14.42 | 15.55 | 16.56 | 12.29 | 13.02 | 12.55 | 9.87 | 9.59 | 9.41 | 10.8 | 10.57 | 10.74 | 10.65 | 9.92 | 9.29 | 9.26 | 9.2 | 10.05 | 9.98 | 9.23 | 8.79 | 9.22 | 10.21 | 10.76 | 12.17 | 11.4 | 12.91 | 11.61 | 10.96 | 10.87
OLDRV1_6_SOLAR |  | Solar_Fixed | Solar Fixed | CISO | North | Norcal | FC | 20 | 0 | 0 | 0 | 0 | 0 | 0 | 0 | 0.62 | 4.32 | 8.46 | 10.65 | 11.16 | 11.64 | 10.25 | 9.63 | 6.57 | 1.54 | 0 | 0 | 0 | 0 | 0 | 0 | 0 | 0 | 0 | 0 | 0 | 0 | 0 | 0 | 2.29 | 8.92 | 12.29 | 13.48 | 13.8 | 14.15 | 13.34 | 12.42 | 10.08 | 5.11 | 0.37 | 0 | 0 | 0 | 0 | 0 | 0 | 0 | 0 | 0 | 0 | 0 | 0 | 0 | 1.27 | 6.87 | 11.2 | 13.42 | 13.72 | 13.62 | 13.13 | 12.3 | 10.96 | 8.45 | 2.99 | 0.64 | 0 | 0 | 0 | 0 | 0 | 0 | 0 | 0 | 0 | 0 | 0 | 0.12 | 3.56 | 10.04 | 13.58 | 15.15 | 15.75 | 16.26 | 15.98 | 15.91 | 15.2 | 13.45 | 10.25 | 3.94 | 0.17 | 0 | 0 | 0 | 0 | 0 | 0 | 0 | 0 | 0 | 0 | 1.13 | 6.54 | 11.45 | 14.42 | 15.87 | 16.49 | 16.45 | 16.45 | 16.44 | 15.82 | 14.1 | 11.43 | 5.99 | 0.81 | 0 | 0 | 0 | 0 | 0 | 0 | 0 | 0 | 0 | 0.01 | 1.73 | 7.29 | 11.94 | 14.68 | 16.3 | 17.12 | 17.39 | 17.52 | 17.15 | 16.48 | 14.73 | 11.97 | 7.29 | 1.81 | 0.02 | 0 | 0 | 0 | 0 | 0 | 0 | 0 | 0 | 0 | 0.86 | 6.19 | 11.74 | 14.99 | 16.71 | 17.59 | 17.89 | 17.73 | 17.35 | 16.49 | 14.88 | 12.07 | 7.26 | 1.59 | 0.01 | 0 | 0 | 0 | 0 | 0 | 0 | 0 | 0 | 0 | 0.17 | 3.85 | 10.19 | 14.05 | 16.15 | 17.07 | 17.25 | 17.23 | 16.91 | 16.06 | 14.11 | 10.38 | 4.21 | 0.28 | 0 | 0 | 0 | 0 | 0 | 0 | 0 | 0 | 0 | 0 | 0.01 | 2.15 | 8.56 | 12.94 | 15.13 | 15.95 | 16.28 | 16.1 | 15.77 | 14.91 | 12.36 | 6.96 | 1.06 | 0 | 0 | 0 | 0 | 0 | 0 | 0 | 0 | 0 | 0 | 0 | 0 | 0.69 | 6.13 | 11.18 | 13.3 | 13.98 | 14.18 | 14.06 | 13.66 | 12.34 | 8.97 | 2.73 | 0.02 | 0 | 0 | 0 | 0 | 0 | 0 | 0 | 0 | 0 | 0 | 0 | 0.02 | 2.43 | 8.25 | 11.58 | 12.9 | 13.15 | 13.08 | 12.33 | 10.81 | 6.18 | 0.82 | 0 | 0 | 0 | 0 | 0 | 0 | 0 | 0 | 0 | 0 | 0 | 0 | 0 | 0 | 0.78 | 4.5 | 7.85 | 9.68 | 10.34 | 9.89 | 8.93 | 8.22 | 4.24 | 0.52 | 0 | 0 | 0 | 0 | 0 | 0 | 0
OLIVEP_1_SOLAR |  | Solar_Fixed | Solar Fixed | CISO | North | Norcal | FC | 20 | 0 | 0 | 0 | 0 | 0 | 0 | 0 | 0.62 | 4.32 | 8.46 | 10.65 | 11.16 | 11.64 | 10.25 | 9.63 | 6.57 | 1.54 | 0 | 0 | 0 | 0 | 0 | 0 | 0 | 0 | 0 | 0 | 0 | 0 | 0 | 0 | 2.29 | 8.92 | 12.29 | 13.48 | 13.8 | 14.15 | 13.34 | 12.42 | 10.08 | 5.11 | 0.37 | 0 | 0 | 0 | 0 | 0 | 0 | 0 | 0 | 0 | 0 | 0 | 0 | 0 | 1.27 | 6.87 | 11.2 | 13.42 | 13.72 | 13.62 | 13.13 | 12.3 | 10.96 | 8.45 | 2.99 | 0.64 | 0 | 0 | 0 | 0 | 0 | 0 | 0 | 0 | 0 | 0 | 0 | 0.12 | 3.56 | 10.04 | 13.58 | 15.15 | 15.75 | 16.26 | 15.98 | 15.91 | 15.2 | 13.45 | 10.25 | 3.94 | 0.17 | 0 | 0 | 0 | 0 | 0 | 0 | 0 | 0 | 0 | 0 | 1.13 | 6.54 | 11.45 | 14.42 | 15.87 | 16.49 | 16.45 | 16.45 | 16.44 | 15.82 | 14.1 | 11.43 | 5.99 | 0.81 | 0 | 0 | 0 | 0 | 0 | 0 | 0 | 0 | 0 | 0.01 | 1.73 | 7.29 | 11.94 | 14.68 | 16.3 | 17.12 | 17.39 | 17.52 | 17.15 | 16.48 | 14.73 | 11.97 | 7.29 | 1.81 | 0.02 | 0 | 0 | 0 | 0 | 0 | 0 | 0 | 0 | 0 | 0.86 | 6.19 | 11.74 | 14.99 | 16.71 | 17.59 | 17.89 | 17.73 | 17.35 | 16.49 | 14.88 | 12.07 | 7.26 | 1.59 | 0.01 | 0 | 0 | 0 | 0 | 0 | 0 | 0 | 0 | 0 | 0.17 | 3.85 | 10.19 | 14.05 | 16.15 | 17.07 | 17.25 | 17.23 | 16.91 | 16.06 | 14.11 | 10.38 | 4.21 | 0.28 | 0 | 0 | 0 | 0 | 0 | 0 | 0 | 0 | 0 | 0 | 0.01 | 2.15 | 8.56 | 12.94 | 15.13 | 15.95 | 16.28 | 16.1 | 15.77 | 14.91 | 12.36 | 6.96 | 1.06 | 0 | 0 | 0 | 0 | 0 | 0 | 0 | 0 | 0 | 0 | 0 | 0 | 0.69 | 6.13 | 11.18 | 13.3 | 13.98 | 14.18 | 14.06 | 13.66 | 12.34 | 8.97 | 2.73 | 0.02 | 0 | 0 | 0 | 0 | 0 | 0 | 0 | 0 | 0 | 0 | 0 | 0.02 | 2.43 | 8.25 | 11.58 | 12.9 | 13.15 | 13.08 | 12.33 | 10.81 | 6.18 | 0.82 | 0 | 0 | 0 | 0 | 0 | 0 | 0 | 0 | 0 | 0 | 0 | 0 | 0 | 0 | 0.78 | 4.5 | 7.85 | 9.68 | 10.34 | 9.89 | 8.93 | 8.22 | 4.24 | 0.52 | 0 | 0 | 0 | 0 | 0 | 0 | 0
OLIVEP_1_SOLAR2 |  | Solar_Fixed | Solar Fixed | CISO | North | Norcal | FC | 19.75 | 0 | 0 | 0 | 0 | 0 | 0 | 0 | 0.61 | 4.27 | 8.35 | 10.52 | 11.02 | 11.5 | 10.12 | 9.51 | 6.48 | 1.52 | 0 | 0 | 0 | 0 | 0 | 0 | 0 | 0 | 0 | 0 | 0 | 0 | 0 | 0 | 2.27 | 8.81 | 12.14 | 13.31 | 13.63 | 13.98 | 13.17 | 12.26 | 9.96 | 5.04 | 0.36 | 0 | 0 | 0 | 0 | 0 | 0 | 0 | 0 | 0 | 0 | 0 | 0 | 0 | 1.25 | 6.78 | 11.06 | 13.25 | 13.55 | 13.45 | 12.97 | 12.14 | 10.82 | 8.34 | 2.95 | 0.64 | 0 | 0 | 0 | 0 | 0 | 0 | 0 | 0 | 0 | 0 | 0 | 0.12 | 3.52 | 9.91 | 13.41 | 14.97 | 15.55 | 16.06 | 15.78 | 15.71 | 15.01 | 13.29 | 10.12 | 3.89 | 0.17 | 0 | 0 | 0 | 0 | 0 | 0 | 0 | 0 | 0 | 0 | 1.12 | 6.46 | 11.31 | 14.24 | 15.68 | 16.29 | 16.25 | 16.24 | 16.24 | 15.63 | 13.93 | 11.29 | 5.92 | 0.8 | 0 | 0 | 0 | 0 | 0 | 0 | 0 | 0 | 0 | 0.01 | 1.71 | 7.2 | 11.79 | 14.5 | 16.1 | 16.9 | 17.17 | 17.3 | 16.94 | 16.28 | 14.55 | 11.82 | 7.2 | 1.79 | 0.02 | 0 | 0 | 0 | 0 | 0 | 0 | 0 | 0 | 0 | 0.85 | 6.11 | 11.59 | 14.8 | 16.51 | 17.37 | 17.67 | 17.51 | 17.13 | 16.28 | 14.69 | 11.92 | 7.17 | 1.57 | 0.01 | 0 | 0 | 0 | 0 | 0 | 0 | 0 | 0 | 0 | 0.16 | 3.8 | 10.06 | 13.87 | 15.95 | 16.85 | 17.03 | 17.02 | 16.7 | 15.86 | 13.94 | 10.25 | 4.16 | 0.28 | 0 | 0 | 0 | 0 | 0 | 0 | 0 | 0 | 0 | 0 | 0 | 2.13 | 8.46 | 12.78 | 14.94 | 15.75 | 16.08 | 15.89 | 15.57 | 14.72 | 12.2 | 6.87 | 1.05 | 0 | 0 | 0 | 0 | 0 | 0 | 0 | 0 | 0 | 0 | 0 | 0 | 0.68 | 6.06 | 11.04 | 13.14 | 13.8 | 14 | 13.89 | 13.49 | 12.19 | 8.85 | 2.7 | 0.02 | 0 | 0 | 0 | 0 | 0 | 0 | 0 | 0 | 0 | 0 | 0 | 0.02 | 2.4 | 8.14 | 11.43 | 12.74 | 12.99 | 12.91 | 12.18 | 10.68 | 6.11 | 0.81 | 0 | 0 | 0 | 0 | 0 | 0 | 0 | 0 | 0 | 0 | 0 | 0 | 0 | 0 | 0.77 | 4.45 | 7.75 | 9.56 | 10.21 | 9.76 | 8.82 | 8.11 | 4.18 | 0.51 | 0 | 0 | 0 | 0 | 0 | 0 | 0
ORLND_6_SOLAR1 |  | Solar_1Axis | Solar Tracking | CISO | North | Norcal | FC | 1.5 | 0 | 0 | 0 | 0 | 0 | 0 | 0 | 0.04 | 0.28 | 0.5 | 0.61 | 0.66 | 0.68 | 0.64 | 0.6 | 0.41 | 0.09 | 0 | 0 | 0 | 0 | 0 | 0 | 0 | 0 | 0 | 0 | 0 | 0 | 0 | 0 | 0.19 | 0.77 | 0.99 | 0.99 | 0.95 | 0.93 | 0.93 | 0.95 | 0.83 | 0.43 | 0.02 | 0 | 0 | 0 | 0 | 0 | 0 | 0 | 0 | 0 | 0 | 0 | 0 | 0 | 0.12 | 0.66 | 0.99 | 1.04 | 1.01 | 1.01 | 0.97 | 0.92 | 0.87 | 0.73 | 0.22 | 0.05 | 0 | 0 | 0 | 0 | 0 | 0 | 0 | 0 | 0 | 0 | 0 | 0.01 | 0.39 | 0.92 | 1.08 | 1.08 | 1.06 | 1.1 | 1.09 | 1.07 | 1.08 | 1.02 | 0.91 | 0.39 | 0.02 | 0 | 0 | 0 | 0 | 0 | 0 | 0 | 0 | 0 | 0 | 0.14 | 0.75 | 1.05 | 1.13 | 1.15 | 1.14 | 1.16 | 1.16 | 1.16 | 1.18 | 1.15 | 1.08 | 0.66 | 0.09 | 0 | 0 | 0 | 0 | 0 | 0 | 0 | 0 | 0 | 0 | 0.23 | 0.85 | 1.14 | 1.24 | 1.26 | 1.27 | 1.28 | 1.27 | 1.26 | 1.26 | 1.22 | 1.14 | 0.82 | 0.22 | 0 | 0 | 0 | 0 | 0 | 0 | 0 | 0 | 0 | 0 | 0.1 | 0.69 | 1.15 | 1.26 | 1.28 | 1.29 | 1.28 | 1.28 | 1.26 | 1.26 | 1.21 | 1.12 | 0.78 | 0.18 | 0 | 0 | 0 | 0 | 0 | 0 | 0 | 0 | 0 | 0 | 0.02 | 0.41 | 0.96 | 1.17 | 1.21 | 1.23 | 1.23 | 1.21 | 1.21 | 1.21 | 1.15 | 0.94 | 0.41 | 0.02 | 0 | 0 | 0 | 0 | 0 | 0 | 0 | 0 | 0 | 0 | 0 | 0.2 | 0.76 | 1.02 | 1.08 | 1.09 | 1.08 | 1.08 | 1.08 | 1.09 | 0.98 | 0.61 | 0.08 | 0 | 0 | 0 | 0 | 0 | 0 | 0 | 0 | 0 | 0 | 0 | 0 | 0.05 | 0.49 | 0.85 | 0.94 | 0.93 | 0.89 | 0.91 | 0.93 | 0.91 | 0.71 | 0.2 | 0 | 0 | 0 | 0 | 0 | 0 | 0 | 0 | 0 | 0 | 0 | 0 | 0 | 0.16 | 0.56 | 0.76 | 0.79 | 0.76 | 0.78 | 0.8 | 0.75 | 0.46 | 0.05 | 0 | 0 | 0 | 0 | 0 | 0 | 0 | 0 | 0 | 0 | 0 | 0 | 0 | 0 | 0.04 | 0.28 | 0.46 | 0.55 | 0.6 | 0.59 | 0.57 | 0.48 | 0.26 | 0.03 | 0 | 0 | 0 | 0 | 0 | 0 | 0
OROLOM_1_SOLAR1 |  | Solar_1Axis | Solar Tracking | CISO | North | Norcal | EO | 10 | 0 | 0 | 0 | 0 | 0 | 0 | 0 | 0.23 | 1.89 | 3.35 | 4.08 | 4.41 | 4.56 | 4.25 | 3.97 | 2.72 | 0.6 | 0 | 0 | 0 | 0 | 0 | 0 | 0 | 0 | 0 | 0 | 0 | 0 | 0 | 0 | 1.27 | 5.17 | 6.63 | 6.6 | 6.3 | 6.22 | 6.21 | 6.34 | 5.51 | 2.88 | 0.15 | 0 | 0 | 0 | 0 | 0 | 0 | 0 | 0 | 0 | 0 | 0 | 0 | 0 | 0.78 | 4.4 | 6.6 | 6.96 | 6.71 | 6.76 | 6.47 | 6.16 | 5.79 | 4.85 | 1.47 | 0.3 | 0 | 0 | 0 | 0 | 0 | 0 | 0 | 0 | 0 | 0 | 0 | 0.08 | 2.57 | 6.14 | 7.22 | 7.18 | 7.08 | 7.31 | 7.27 | 7.13 | 7.23 | 6.81 | 6.05 | 2.6 | 0.1 | 0 | 0 | 0 | 0 | 0 | 0 | 0 | 0 | 0 | 0 | 0.93 | 4.99 | 7.02 | 7.51 | 7.63 | 7.57 | 7.73 | 7.75 | 7.76 | 7.87 | 7.65 | 7.17 | 4.37 | 0.58 | 0 | 0 | 0 | 0 | 0 | 0 | 0 | 0 | 0 | 0.01 | 1.55 | 5.64 | 7.61 | 8.27 | 8.38 | 8.45 | 8.51 | 8.46 | 8.4 | 8.43 | 8.11 | 7.59 | 5.48 | 1.48 | 0.01 | 0 | 0 | 0 | 0 | 0 | 0 | 0 | 0 | 0 | 0.7 | 4.62 | 7.63 | 8.43 | 8.56 | 8.58 | 8.52 | 8.52 | 8.38 | 8.37 | 8.07 | 7.47 | 5.18 | 1.2 | 0.01 | 0 | 0 | 0 | 0 | 0 | 0 | 0 | 0 | 0 | 0.1 | 2.73 | 6.38 | 7.77 | 8.08 | 8.18 | 8.17 | 8.09 | 8.08 | 8.05 | 7.7 | 6.27 | 2.76 | 0.16 | 0 | 0 | 0 | 0 | 0 | 0 | 0 | 0 | 0 | 0 | 0 | 1.32 | 5.09 | 6.81 | 7.21 | 7.3 | 7.21 | 7.17 | 7.19 | 7.29 | 6.56 | 4.07 | 0.52 | 0 | 0 | 0 | 0 | 0 | 0 | 0 | 0 | 0 | 0 | 0 | 0 | 0.34 | 3.26 | 5.69 | 6.28 | 6.19 | 5.96 | 6.04 | 6.22 | 6.07 | 4.76 | 1.34 | 0.01 | 0 | 0 | 0 | 0 | 0 | 0 | 0 | 0 | 0 | 0 | 0 | 0.01 | 1.07 | 3.72 | 5.08 | 5.28 | 5.05 | 5.2 | 5.32 | 5.03 | 3.07 | 0.37 | 0 | 0 | 0 | 0 | 0 | 0 | 0 | 0 | 0 | 0 | 0 | 0 | 0 | 0 | 0.25 | 1.87 | 3.07 | 3.67 | 4.02 | 3.96 | 3.82 | 3.21 | 1.71 | 0.2 | 0 | 0 | 0 | 0 | 0 | 0 | 0
OROLOM_1_SOLAR2 |  | Solar_1Axis | Solar Tracking | CISO | North | Norcal | EO | 10 | 0 | 0 | 0 | 0 | 0 | 0 | 0 | 0.23 | 1.89 | 3.35 | 4.08 | 4.41 | 4.56 | 4.25 | 3.97 | 2.72 | 0.6 | 0 | 0 | 0 | 0 | 0 | 0 | 0 | 0 | 0 | 0 | 0 | 0 | 0 | 0 | 1.27 | 5.17 | 6.63 | 6.6 | 6.3 | 6.22 | 6.21 | 6.34 | 5.51 | 2.88 | 0.15 | 0 | 0 | 0 | 0 | 0 | 0 | 0 | 0 | 0 | 0 | 0 | 0 | 0 | 0.78 | 4.4 | 6.6 | 6.96 | 6.71 | 6.76 | 6.47 | 6.16 | 5.79 | 4.85 | 1.47 | 0.3 | 0 | 0 | 0 | 0 | 0 | 0 | 0 | 0 | 0 | 0 | 0 | 0.08 | 2.57 | 6.14 | 7.22 | 7.18 | 7.08 | 7.31 | 7.27 | 7.13 | 7.23 | 6.81 | 6.05 | 2.6 | 0.1 | 0 | 0 | 0 | 0 | 0 | 0 | 0 | 0 | 0 | 0 | 0.93 | 4.99 | 7.02 | 7.51 | 7.63 | 7.57 | 7.73 | 7.75 | 7.76 | 7.87 | 7.65 | 7.17 | 4.37 | 0.58 | 0 | 0 | 0 | 0 | 0 | 0 | 0 | 0 | 0 | 0.01 | 1.55 | 5.64 | 7.61 | 8.27 | 8.38 | 8.45 | 8.51 | 8.46 | 8.4 | 8.43 | 8.11 | 7.59 | 5.48 | 1.48 | 0.01 | 0 | 0 | 0 | 0 | 0 | 0 | 0 | 0 | 0 | 0.7 | 4.62 | 7.63 | 8.43 | 8.56 | 8.58 | 8.52 | 8.52 | 8.38 | 8.37 | 8.07 | 7.47 | 5.18 | 1.2 | 0.01 | 0 | 0 | 0 | 0 | 0 | 0 | 0 | 0 | 0 | 0.1 | 2.73 | 6.38 | 7.77 | 8.08 | 8.18 | 8.17 | 8.09 | 8.08 | 8.05 | 7.7 | 6.27 | 2.76 | 0.16 | 0 | 0 | 0 | 0 | 0 | 0 | 0 | 0 | 0 | 0 | 0 | 1.32 | 5.09 | 6.81 | 7.21 | 7.3 | 7.21 | 7.17 | 7.19 | 7.29 | 6.56 | 4.07 | 0.52 | 0 | 0 | 0 | 0 | 0 | 0 | 0 | 0 | 0 | 0 | 0 | 0 | 0.34 | 3.26 | 5.69 | 6.28 | 6.19 | 5.96 | 6.04 | 6.22 | 6.07 | 4.76 | 1.34 | 0.01 | 0 | 0 | 0 | 0 | 0 | 0 | 0 | 0 | 0 | 0 | 0 | 0.01 | 1.07 | 3.72 | 5.08 | 5.28 | 5.05 | 5.2 | 5.32 | 5.03 | 3.07 | 0.37 | 0 | 0 | 0 | 0 | 0 | 0 | 0 | 0 | 0 | 0 | 0 | 0 | 0 | 0 | 0.25 | 1.87 | 3.07 | 3.67 | 4.02 | 3.96 | 3.82 | 3.21 | 1.71 | 0.2 | 0 | 0 | 0 | 0 | 0 | 0 | 0
ORTGA_6_ME1SL1 |  | Solar_1Axis | Solar Tracking | CISO | North | Norcal | FC | 3 | 0 | 0 | 0 | 0 | 0 | 0 | 0 | 0.07 | 0.57 | 1 | 1.22 | 1.32 | 1.37 | 1.28 | 1.19 | 0.82 | 0.18 | 0 | 0 | 0 | 0 | 0 | 0 | 0 | 0 | 0 | 0 | 0 | 0 | 0 | 0 | 0.38 | 1.55 | 1.99 | 1.98 | 1.89 | 1.87 | 1.86 | 1.9 | 1.65 | 0.86 | 0.05 | 0 | 0 | 0 | 0 | 0 | 0 | 0 | 0 | 0 | 0 | 0 | 0 | 0 | 0.23 | 1.32 | 1.98 | 2.09 | 2.01 | 2.03 | 1.94 | 1.85 | 1.74 | 1.46 | 0.44 | 0.09 | 0 | 0 | 0 | 0 | 0 | 0 | 0 | 0 | 0 | 0 | 0 | 0.02 | 0.77 | 1.84 | 2.17 | 2.15 | 2.12 | 2.19 | 2.18 | 2.14 | 2.17 | 2.04 | 1.81 | 0.78 | 0.03 | 0 | 0 | 0 | 0 | 0 | 0 | 0 | 0 | 0 | 0 | 0.28 | 1.5 | 2.11 | 2.25 | 2.29 | 2.27 | 2.32 | 2.32 | 2.33 | 2.36 | 2.29 | 2.15 | 1.31 | 0.17 | 0 | 0 | 0 | 0 | 0 | 0 | 0 | 0 | 0 | 0 | 0.47 | 1.69 | 2.28 | 2.48 | 2.51 | 2.54 | 2.55 | 2.54 | 2.52 | 2.53 | 2.43 | 2.28 | 1.64 | 0.44 | 0 | 0 | 0 | 0 | 0 | 0 | 0 | 0 | 0 | 0 | 0.21 | 1.39 | 2.29 | 2.53 | 2.57 | 2.57 | 2.56 | 2.55 | 2.51 | 2.51 | 2.42 | 2.24 | 1.55 | 0.36 | 0 | 0 | 0 | 0 | 0 | 0 | 0 | 0 | 0 | 0 | 0.03 | 0.82 | 1.91 | 2.33 | 2.42 | 2.45 | 2.45 | 2.43 | 2.42 | 2.42 | 2.31 | 1.88 | 0.83 | 0.05 | 0 | 0 | 0 | 0 | 0 | 0 | 0 | 0 | 0 | 0 | 0 | 0.4 | 1.53 | 2.04 | 2.16 | 2.19 | 2.16 | 2.15 | 2.16 | 2.19 | 1.97 | 1.22 | 0.16 | 0 | 0 | 0 | 0 | 0 | 0 | 0 | 0 | 0 | 0 | 0 | 0 | 0.1 | 0.98 | 1.71 | 1.88 | 1.86 | 1.79 | 1.81 | 1.87 | 1.82 | 1.43 | 0.4 | 0 | 0 | 0 | 0 | 0 | 0 | 0 | 0 | 0 | 0 | 0 | 0 | 0 | 0.32 | 1.12 | 1.52 | 1.58 | 1.52 | 1.56 | 1.6 | 1.51 | 0.92 | 0.11 | 0 | 0 | 0 | 0 | 0 | 0 | 0 | 0 | 0 | 0 | 0 | 0 | 0 | 0 | 0.08 | 0.56 | 0.92 | 1.1 | 1.21 | 1.19 | 1.14 | 0.96 | 0.51 | 0.06 | 0 | 0 | 0 | 0 | 0 | 0 | 0
PADUA_2_SOLAR1 |  | Solar_1Axis | Solar Tracking | CISO | South | Socal | EO | 1.75 | 0 | 0 | 0 | 0 | 0 | 0 | 0 | 0.21 | 0.82 | 1.07 | 1.06 | 1.04 | 1.03 | 1.03 | 0.93 | 0.67 | 0.11 | 0 | 0 | 0 | 0 | 0 | 0 | 0 | 0 | 0 | 0 | 0 | 0 | 0 | 0.01 | 0.46 | 1.11 | 1.23 | 1.2 | 1.19 | 1.19 | 1.14 | 1.12 | 1.01 | 0.43 | 0.02 | 0 | 0 | 0 | 0 | 0 | 0 | 0 | 0 | 0 | 0 | 0 | 0 | 0 | 0.3 | 1.04 | 1.28 | 1.28 | 1.26 | 1.24 | 1.24 | 1.17 | 1.08 | 0.81 | 0.3 | 0.05 | 0 | 0 | 0 | 0 | 0 | 0 | 0 | 0 | 0 | 0 | 0 | 0.05 | 0.64 | 1.25 | 1.34 | 1.4 | 1.39 | 1.4 | 1.39 | 1.37 | 1.32 | 1.24 | 1.01 | 0.32 | 0.01 | 0 | 0 | 0 | 0 | 0 | 0 | 0 | 0 | 0 | 0 | 0.26 | 0.96 | 1.32 | 1.43 | 1.47 | 1.48 | 1.49 | 1.48 | 1.46 | 1.42 | 1.36 | 1.19 | 0.57 | 0.05 | 0 | 0 | 0 | 0 | 0 | 0 | 0 | 0 | 0 | 0 | 0.32 | 0.97 | 1.3 | 1.41 | 1.48 | 1.51 | 1.5 | 1.5 | 1.47 | 1.43 | 1.37 | 1.24 | 0.74 | 0.12 | 0 | 0 | 0 | 0 | 0 | 0 | 0 | 0 | 0 | 0 | 0.14 | 0.75 | 1.2 | 1.38 | 1.45 | 1.48 | 1.47 | 1.45 | 1.44 | 1.4 | 1.33 | 1.15 | 0.66 | 0.1 | 0 | 0 | 0 | 0 | 0 | 0 | 0 | 0 | 0 | 0 | 0.05 | 0.6 | 1.18 | 1.38 | 1.45 | 1.49 | 1.5 | 1.46 | 1.39 | 1.36 | 1.25 | 0.99 | 0.36 | 0.01 | 0 | 0 | 0 | 0 | 0 | 0 | 0 | 0 | 0 | 0 | 0.01 | 0.4 | 1.02 | 1.26 | 1.35 | 1.38 | 1.4 | 1.37 | 1.33 | 1.25 | 1.13 | 0.6 | 0.05 | 0 | 0 | 0 | 0 | 0 | 0 | 0 | 0 | 0 | 0 | 0 | 0 | 0.17 | 0.86 | 1.15 | 1.21 | 1.23 | 1.23 | 1.22 | 1.23 | 1.15 | 0.87 | 0.19 | 0 | 0 | 0 | 0 | 0 | 0 | 0 | 0 | 0 | 0 | 0 | 0 | 0.03 | 0.49 | 1.02 | 1.15 | 1.13 | 1.09 | 1.11 | 1.11 | 1.02 | 0.6 | 0.06 | 0 | 0 | 0 | 0 | 0 | 0 | 0 | 0 | 0 | 0 | 0 | 0 | 0 | 0 | 0.23 | 0.73 | 0.91 | 0.9 | 0.87 | 0.9 | 0.89 | 0.82 | 0.45 | 0.04 | 0 | 0 | 0 | 0 | 0 | 0 | 0
PAIGES_6_SOLAR |  | Solar_1Axis | Solar Tracking | CISO | North | Norcal | EO | 20 | 0 | 0 | 0 | 0 | 0 | 0 | 0 | 0.47 | 3.78 | 6.7 | 8.17 | 8.83 | 9.12 | 8.51 | 7.94 | 5.45 | 1.21 | 0 | 0 | 0 | 0 | 0 | 0 | 0 | 0 | 0 | 0 | 0 | 0 | 0 | 0 | 2.54 | 10.33 | 13.25 | 13.2 | 12.6 | 12.45 | 12.42 | 12.69 | 11.02 | 5.75 | 0.31 | 0 | 0 | 0 | 0 | 0 | 0 | 0 | 0 | 0 | 0 | 0 | 0 | 0 | 1.56 | 8.8 | 13.2 | 13.92 | 13.41 | 13.52 | 12.95 | 12.31 | 11.59 | 9.7 | 2.94 | 0.61 | 0 | 0 | 0 | 0 | 0 | 0 | 0 | 0 | 0 | 0 | 0 | 0.16 | 5.14 | 12.28 | 14.45 | 14.37 | 14.15 | 14.62 | 14.54 | 14.27 | 14.46 | 13.61 | 12.09 | 5.2 | 0.21 | 0 | 0 | 0 | 0 | 0 | 0 | 0 | 0 | 0 | 0 | 1.87 | 9.98 | 14.04 | 15.02 | 15.27 | 15.15 | 15.47 | 15.49 | 15.53 | 15.74 | 15.3 | 14.35 | 8.74 | 1.16 | 0 | 0 | 0 | 0 | 0 | 0 | 0 | 0 | 0 | 0.01 | 3.11 | 11.28 | 15.22 | 16.54 | 16.76 | 16.91 | 17.02 | 16.92 | 16.8 | 16.85 | 16.21 | 15.19 | 10.96 | 2.97 | 0.03 | 0 | 0 | 0 | 0 | 0 | 0 | 0 | 0 | 0 | 1.4 | 9.24 | 15.27 | 16.86 | 17.11 | 17.16 | 17.04 | 17.03 | 16.76 | 16.75 | 16.14 | 14.93 | 10.36 | 2.39 | 0.01 | 0 | 0 | 0 | 0 | 0 | 0 | 0 | 0 | 0 | 0.21 | 5.46 | 12.76 | 15.53 | 16.15 | 16.36 | 16.34 | 16.18 | 16.16 | 16.1 | 15.4 | 12.54 | 5.51 | 0.32 | 0 | 0 | 0 | 0 | 0 | 0 | 0 | 0 | 0 | 0 | 0.01 | 2.64 | 10.19 | 13.62 | 14.43 | 14.6 | 14.43 | 14.34 | 14.38 | 14.58 | 13.13 | 8.14 | 1.04 | 0 | 0 | 0 | 0 | 0 | 0 | 0 | 0 | 0 | 0 | 0 | 0 | 0.69 | 6.51 | 11.38 | 12.55 | 12.39 | 11.93 | 12.07 | 12.44 | 12.14 | 9.52 | 2.69 | 0.02 | 0 | 0 | 0 | 0 | 0 | 0 | 0 | 0 | 0 | 0 | 0 | 0.02 | 2.15 | 7.45 | 10.16 | 10.55 | 10.11 | 10.39 | 10.64 | 10.05 | 6.13 | 0.73 | 0 | 0 | 0 | 0 | 0 | 0 | 0 | 0 | 0 | 0 | 0 | 0 | 0 | 0 | 0.5 | 3.75 | 6.13 | 7.34 | 8.04 | 7.92 | 7.63 | 6.42 | 3.42 | 0.4 | 0 | 0 | 0 | 0 | 0 | 0 | 0
PBLOSM_2_SOLAR |  | Solar_1Axis | Solar Tracking | CISO | South | Socal | FC | 9.5 | 0 | 0 | 0 | 0 | 0 | 0 | 0 | 1.14 | 4.46 | 5.8 | 5.75 | 5.64 | 5.58 | 5.6 | 5.07 | 3.66 | 0.62 | 0 | 0 | 0 | 0 | 0 | 0 | 0 | 0 | 0 | 0 | 0 | 0 | 0 | 0.07 | 2.48 | 6.05 | 6.68 | 6.53 | 6.48 | 6.44 | 6.21 | 6.06 | 5.51 | 2.34 | 0.09 | 0 | 0 | 0 | 0 | 0 | 0 | 0 | 0 | 0 | 0 | 0 | 0 | 0.01 | 1.63 | 5.65 | 6.93 | 6.96 | 6.82 | 6.74 | 6.71 | 6.38 | 5.88 | 4.39 | 1.65 | 0.27 | 0 | 0 | 0 | 0 | 0 | 0 | 0 | 0 | 0 | 0 | 0 | 0.29 | 3.47 | 6.8 | 7.27 | 7.57 | 7.55 | 7.6 | 7.52 | 7.43 | 7.16 | 6.75 | 5.48 | 1.73 | 0.03 | 0 | 0 | 0 | 0 | 0 | 0 | 0 | 0 | 0 | 0.01 | 1.41 | 5.2 | 7.15 | 7.74 | 7.99 | 8.06 | 8.09 | 8.05 | 7.92 | 7.72 | 7.37 | 6.46 | 3.12 | 0.25 | 0 | 0 | 0 | 0 | 0 | 0 | 0 | 0 | 0 | 0.02 | 1.73 | 5.29 | 7.06 | 7.67 | 8.02 | 8.18 | 8.12 | 8.12 | 8 | 7.79 | 7.46 | 6.74 | 4.03 | 0.65 | 0 | 0 | 0 | 0 | 0 | 0 | 0 | 0 | 0 | 0 | 0.77 | 4.06 | 6.51 | 7.49 | 7.89 | 8.04 | 7.97 | 7.87 | 7.81 | 7.62 | 7.23 | 6.25 | 3.58 | 0.54 | 0 | 0 | 0 | 0 | 0 | 0 | 0 | 0 | 0 | 0 | 0.29 | 3.25 | 6.39 | 7.49 | 7.89 | 8.09 | 8.12 | 7.94 | 7.55 | 7.37 | 6.77 | 5.4 | 1.93 | 0.05 | 0 | 0 | 0 | 0 | 0 | 0 | 0 | 0 | 0 | 0 | 0.05 | 2.17 | 5.56 | 6.84 | 7.33 | 7.47 | 7.59 | 7.45 | 7.24 | 6.77 | 6.14 | 3.26 | 0.29 | 0 | 0 | 0 | 0 | 0 | 0 | 0 | 0 | 0 | 0 | 0 | 0 | 0.95 | 4.69 | 6.26 | 6.59 | 6.68 | 6.67 | 6.6 | 6.7 | 6.27 | 4.73 | 1.03 | 0 | 0 | 0 | 0 | 0 | 0 | 0 | 0 | 0 | 0 | 0 | 0 | 0.15 | 2.66 | 5.55 | 6.24 | 6.12 | 5.94 | 6.04 | 6 | 5.52 | 3.24 | 0.3 | 0 | 0 | 0 | 0 | 0 | 0 | 0 | 0 | 0 | 0 | 0 | 0 | 0 | 0.01 | 1.26 | 3.96 | 4.96 | 4.89 | 4.7 | 4.9 | 4.82 | 4.44 | 2.43 | 0.2 | 0 | 0 | 0 | 0 | 0 | 0 | 0
PEORIA_1_SOLAR |  | Solar_Fixed | Solar Fixed | CISO | North | Norcal | FC | 1.5 | 0 | 0 | 0 | 0 | 0 | 0 | 0 | 0.05 | 0.32 | 0.63 | 0.8 | 0.84 | 0.87 | 0.77 | 0.72 | 0.49 | 0.12 | 0 | 0 | 0 | 0 | 0 | 0 | 0 | 0 | 0 | 0 | 0 | 0 | 0 | 0 | 0.17 | 0.67 | 0.92 | 1.01 | 1.04 | 1.06 | 1 | 0.93 | 0.76 | 0.38 | 0.03 | 0 | 0 | 0 | 0 | 0 | 0 | 0 | 0 | 0 | 0 | 0 | 0 | 0 | 0.1 | 0.52 | 0.84 | 1.01 | 1.03 | 1.02 | 0.99 | 0.92 | 0.82 | 0.63 | 0.22 | 0.05 | 0 | 0 | 0 | 0 | 0 | 0 | 0 | 0 | 0 | 0 | 0 | 0.01 | 0.27 | 0.75 | 1.02 | 1.14 | 1.18 | 1.22 | 1.2 | 1.19 | 1.14 | 1.01 | 0.77 | 0.3 | 0.01 | 0 | 0 | 0 | 0 | 0 | 0 | 0 | 0 | 0 | 0 | 0.08 | 0.49 | 0.86 | 1.08 | 1.19 | 1.24 | 1.23 | 1.23 | 1.23 | 1.19 | 1.06 | 0.86 | 0.45 | 0.06 | 0 | 0 | 0 | 0 | 0 | 0 | 0 | 0 | 0 | 0 | 0.13 | 0.55 | 0.9 | 1.1 | 1.22 | 1.28 | 1.3 | 1.31 | 1.29 | 1.24 | 1.1 | 0.9 | 0.55 | 0.14 | 0 | 0 | 0 | 0 | 0 | 0 | 0 | 0 | 0 | 0 | 0.06 | 0.46 | 0.88 | 1.12 | 1.25 | 1.32 | 1.34 | 1.33 | 1.3 | 1.24 | 1.12 | 0.91 | 0.54 | 0.12 | 0 | 0 | 0 | 0 | 0 | 0 | 0 | 0 | 0 | 0 | 0.01 | 0.29 | 0.76 | 1.05 | 1.21 | 1.28 | 1.29 | 1.29 | 1.27 | 1.2 | 1.06 | 0.78 | 0.32 | 0.02 | 0 | 0 | 0 | 0 | 0 | 0 | 0 | 0 | 0 | 0 | 0 | 0.16 | 0.64 | 0.97 | 1.13 | 1.2 | 1.22 | 1.21 | 1.18 | 1.12 | 0.93 | 0.52 | 0.08 | 0 | 0 | 0 | 0 | 0 | 0 | 0 | 0 | 0 | 0 | 0 | 0 | 0.05 | 0.46 | 0.84 | 1 | 1.05 | 1.06 | 1.05 | 1.02 | 0.93 | 0.67 | 0.2 | 0 | 0 | 0 | 0 | 0 | 0 | 0 | 0 | 0 | 0 | 0 | 0 | 0 | 0.18 | 0.62 | 0.87 | 0.97 | 0.99 | 0.98 | 0.93 | 0.81 | 0.46 | 0.06 | 0 | 0 | 0 | 0 | 0 | 0 | 0 | 0 | 0 | 0 | 0 | 0 | 0 | 0 | 0.06 | 0.34 | 0.59 | 0.73 | 0.78 | 0.74 | 0.67 | 0.62 | 0.32 | 0.04 | 0 | 0 | 0 | 0 | 0 | 0 | 0
PIT1_6_FRIVRA |  | Solar_Fixed | Solar Fixed | CISO | North | Norcal | ID | 1.5 | 0 | 0 | 0 | 0 | 0 | 0 | 0 | 0.05 | 0.32 | 0.63 | 0.8 | 0.84 | 0.87 | 0.77 | 0.72 | 0.49 | 0.12 | 0 | 0 | 0 | 0 | 0 | 0 | 0 | 0 | 0 | 0 | 0 | 0 | 0 | 0 | 0.17 | 0.67 | 0.92 | 1.01 | 1.04 | 1.06 | 1 | 0.93 | 0.76 | 0.38 | 0.03 | 0 | 0 | 0 | 0 | 0 | 0 | 0 | 0 | 0 | 0 | 0 | 0 | 0 | 0.1 | 0.52 | 0.84 | 1.01 | 1.03 | 1.02 | 0.99 | 0.92 | 0.82 | 0.63 | 0.22 | 0.05 | 0 | 0 | 0 | 0 | 0 | 0 | 0 | 0 | 0 | 0 | 0 | 0.01 | 0.27 | 0.75 | 1.02 | 1.14 | 1.18 | 1.22 | 1.2 | 1.19 | 1.14 | 1.01 | 0.77 | 0.3 | 0.01 | 0 | 0 | 0 | 0 | 0 | 0 | 0 | 0 | 0 | 0 | 0.08 | 0.49 | 0.86 | 1.08 | 1.19 | 1.24 | 1.23 | 1.23 | 1.23 | 1.19 | 1.06 | 0.86 | 0.45 | 0.06 | 0 | 0 | 0 | 0 | 0 | 0 | 0 | 0 | 0 | 0 | 0.13 | 0.55 | 0.9 | 1.1 | 1.22 | 1.28 | 1.3 | 1.31 | 1.29 | 1.24 | 1.1 | 0.9 | 0.55 | 0.14 | 0 | 0 | 0 | 0 | 0 | 0 | 0 | 0 | 0 | 0 | 0.06 | 0.46 | 0.88 | 1.12 | 1.25 | 1.32 | 1.34 | 1.33 | 1.3 | 1.24 | 1.12 | 0.91 | 0.54 | 0.12 | 0 | 0 | 0 | 0 | 0 | 0 | 0 | 0 | 0 | 0 | 0.01 | 0.29 | 0.76 | 1.05 | 1.21 | 1.28 | 1.29 | 1.29 | 1.27 | 1.2 | 1.06 | 0.78 | 0.32 | 0.02 | 0 | 0 | 0 | 0 | 0 | 0 | 0 | 0 | 0 | 0 | 0 | 0.16 | 0.64 | 0.97 | 1.13 | 1.2 | 1.22 | 1.21 | 1.18 | 1.12 | 0.93 | 0.52 | 0.08 | 0 | 0 | 0 | 0 | 0 | 0 | 0 | 0 | 0 | 0 | 0 | 0 | 0.05 | 0.46 | 0.84 | 1 | 1.05 | 1.06 | 1.05 | 1.02 | 0.93 | 0.67 | 0.2 | 0 | 0 | 0 | 0 | 0 | 0 | 0 | 0 | 0 | 0 | 0 | 0 | 0 | 0.18 | 0.62 | 0.87 | 0.97 | 0.99 | 0.98 | 0.93 | 0.81 | 0.46 | 0.06 | 0 | 0 | 0 | 0 | 0 | 0 | 0 | 0 | 0 | 0 | 0 | 0 | 0 | 0 | 0.06 | 0.34 | 0.59 | 0.73 | 0.78 | 0.74 | 0.67 | 0.62 | 0.32 | 0.04 | 0 | 0 | 0 | 0 | 0 | 0 | 0
PIUTE_6_GNBSR1 |  | Solar_1Axis | Solar Tracking | CISO | South | Socal | FC | 3 | 0 | 0 | 0 | 0 | 0 | 0 | 0 | 0.36 | 1.41 | 1.83 | 1.81 | 1.78 | 1.76 | 1.77 | 1.6 | 1.16 | 0.19 | 0 | 0 | 0 | 0 | 0 | 0 | 0 | 0 | 0 | 0 | 0 | 0 | 0 | 0.02 | 0.78 | 1.91 | 2.11 | 2.06 | 2.05 | 2.03 | 1.96 | 1.91 | 1.74 | 0.74 | 0.03 | 0 | 0 | 0 | 0 | 0 | 0 | 0 | 0 | 0 | 0 | 0 | 0 | 0 | 0.51 | 1.78 | 2.19 | 2.2 | 2.15 | 2.13 | 2.12 | 2.01 | 1.86 | 1.39 | 0.52 | 0.08 | 0 | 0 | 0 | 0 | 0 | 0 | 0 | 0 | 0 | 0 | 0 | 0.09 | 1.1 | 2.15 | 2.3 | 2.39 | 2.39 | 2.4 | 2.37 | 2.35 | 2.26 | 2.13 | 1.73 | 0.55 | 0.01 | 0 | 0 | 0 | 0 | 0 | 0 | 0 | 0 | 0 | 0 | 0.44 | 1.64 | 2.26 | 2.44 | 2.52 | 2.55 | 2.55 | 2.54 | 2.5 | 2.44 | 2.33 | 2.04 | 0.98 | 0.08 | 0 | 0 | 0 | 0 | 0 | 0 | 0 | 0 | 0 | 0.01 | 0.55 | 1.67 | 2.23 | 2.42 | 2.53 | 2.58 | 2.57 | 2.57 | 2.53 | 2.46 | 2.36 | 2.13 | 1.27 | 0.21 | 0 | 0 | 0 | 0 | 0 | 0 | 0 | 0 | 0 | 0 | 0.24 | 1.28 | 2.06 | 2.36 | 2.49 | 2.54 | 2.52 | 2.49 | 2.47 | 2.41 | 2.28 | 1.97 | 1.13 | 0.17 | 0 | 0 | 0 | 0 | 0 | 0 | 0 | 0 | 0 | 0 | 0.09 | 1.03 | 2.02 | 2.36 | 2.49 | 2.55 | 2.56 | 2.51 | 2.38 | 2.33 | 2.14 | 1.7 | 0.61 | 0.02 | 0 | 0 | 0 | 0 | 0 | 0 | 0 | 0 | 0 | 0 | 0.01 | 0.69 | 1.75 | 2.16 | 2.32 | 2.36 | 2.4 | 2.35 | 2.29 | 2.14 | 1.94 | 1.03 | 0.09 | 0 | 0 | 0 | 0 | 0 | 0 | 0 | 0 | 0 | 0 | 0 | 0 | 0.3 | 1.48 | 1.98 | 2.08 | 2.11 | 2.11 | 2.09 | 2.12 | 1.98 | 1.49 | 0.33 | 0 | 0 | 0 | 0 | 0 | 0 | 0 | 0 | 0 | 0 | 0 | 0 | 0.05 | 0.84 | 1.75 | 1.97 | 1.93 | 1.88 | 1.91 | 1.9 | 1.74 | 1.02 | 0.1 | 0 | 0 | 0 | 0 | 0 | 0 | 0 | 0 | 0 | 0 | 0 | 0 | 0 | 0 | 0.4 | 1.25 | 1.57 | 1.54 | 1.49 | 1.55 | 1.52 | 1.4 | 0.77 | 0.06 | 0 | 0 | 0 | 0 | 0 | 0 | 0
PLAINV_6_BSOLAR |  | Solar_Fixed | Solar Fixed | CISO | South | Socal | EO | 20 | 0 | 0 | 0 | 0 | 0 | 0 | 0.03 | 2.65 | 8.89 | 12.05 | 13.03 | 13.45 | 13.1 | 12.62 | 10.54 | 6.15 | 0.89 | 0 | 0 | 0 | 0 | 0 | 0 | 0 | 0 | 0 | 0 | 0 | 0 | 0 | 0.22 | 4.93 | 11.69 | 13.93 | 14.9 | 14.95 | 14.69 | 14.14 | 13.01 | 9.99 | 3.87 | 0.1 | 0 | 0 | 0 | 0 | 0 | 0 | 0 | 0 | 0 | 0 | 0 | 0 | 0.04 | 2.83 | 9.86 | 13.67 | 15.01 | 15.26 | 15.08 | 14.71 | 13.84 | 12.23 | 7.72 | 3.59 | 0.54 | 0 | 0 | 0 | 0 | 0 | 0 | 0 | 0 | 0 | 0 | 0 | 0.55 | 5.53 | 11.9 | 14.94 | 16.3 | 16.97 | 17 | 16.65 | 16.22 | 14.88 | 12.66 | 8.68 | 2.17 | 0.03 | 0 | 0 | 0 | 0 | 0 | 0 | 0 | 0 | 0 | 0.03 | 2.29 | 8.4 | 12.75 | 15.15 | 16.84 | 17.51 | 17.6 | 17.41 | 17.06 | 15.89 | 13.89 | 10.08 | 3.79 | 0.25 | 0 | 0 | 0 | 0 | 0 | 0 | 0 | 0 | 0 | 0.07 | 2.81 | 8.58 | 13.02 | 15.55 | 17.22 | 18 | 18.14 | 18.11 | 17.49 | 16.19 | 14.2 | 10.85 | 5.18 | 0.65 | 0 | 0 | 0 | 0 | 0 | 0 | 0 | 0 | 0 | 0 | 1.35 | 5.9 | 10.89 | 14.01 | 16.09 | 17.15 | 17.49 | 17.35 | 16.57 | 15.5 | 13.42 | 10.09 | 4.59 | 0.52 | 0 | 0 | 0 | 0 | 0 | 0 | 0 | 0 | 0 | 0 | 0.6 | 5.31 | 11.33 | 14.56 | 16.55 | 17.58 | 17.91 | 17.62 | 16.88 | 15.37 | 13 | 8.67 | 2.48 | 0.07 | 0 | 0 | 0 | 0 | 0 | 0 | 0 | 0 | 0 | 0 | 0.17 | 4.08 | 10.58 | 14.25 | 16.25 | 17.15 | 17.36 | 17.2 | 16.4 | 14.44 | 11.63 | 5.15 | 0.46 | 0 | 0 | 0 | 0 | 0 | 0 | 0 | 0 | 0 | 0 | 0 | 0.02 | 2.17 | 9.17 | 13.12 | 14.93 | 15.87 | 16.09 | 15.86 | 15.08 | 13.42 | 8.49 | 1.7 | 0.01 | 0 | 0 | 0 | 0 | 0 | 0 | 0 | 0 | 0 | 0 | 0 | 0.49 | 5.4 | 10.8 | 13.43 | 14.33 | 14.67 | 14.22 | 13.46 | 11.08 | 5.06 | 0.34 | 0 | 0 | 0 | 0 | 0 | 0 | 0 | 0 | 0 | 0 | 0 | 0 | 0 | 0.06 | 2.85 | 8 | 10.7 | 11.8 | 12.42 | 12.04 | 11.06 | 9.02 | 4.03 | 0.25 | 0 | 0 | 0 | 0 | 0 | 0 | 0
PLAINV_6_DSOLAR |  | Solar_1Axis | Solar Tracking | CISO | South | Socal | FC | 10 | 0 | 0 | 0 | 0 | 0 | 0 | 0 | 1.2 | 4.69 | 6.11 | 6.05 | 5.94 | 5.88 | 5.89 | 5.34 | 3.85 | 0.65 | 0 | 0 | 0 | 0 | 0 | 0 | 0 | 0 | 0 | 0 | 0 | 0 | 0 | 0.07 | 2.62 | 6.36 | 7.03 | 6.88 | 6.82 | 6.78 | 6.54 | 6.38 | 5.8 | 2.46 | 0.1 | 0 | 0 | 0 | 0 | 0 | 0 | 0 | 0 | 0 | 0 | 0 | 0 | 0.01 | 1.71 | 5.94 | 7.3 | 7.32 | 7.17 | 7.1 | 7.07 | 6.71 | 6.19 | 4.62 | 1.74 | 0.28 | 0 | 0 | 0 | 0 | 0 | 0 | 0 | 0 | 0 | 0 | 0 | 0.31 | 3.65 | 7.16 | 7.66 | 7.97 | 7.95 | 8 | 7.92 | 7.82 | 7.54 | 7.11 | 5.76 | 1.82 | 0.03 | 0 | 0 | 0 | 0 | 0 | 0 | 0 | 0 | 0 | 0.01 | 1.48 | 5.48 | 7.52 | 8.15 | 8.41 | 8.48 | 8.51 | 8.48 | 8.33 | 8.13 | 7.75 | 6.8 | 3.28 | 0.26 | 0 | 0 | 0 | 0 | 0 | 0 | 0 | 0 | 0 | 0.02 | 1.82 | 5.56 | 7.43 | 8.07 | 8.44 | 8.61 | 8.55 | 8.55 | 8.42 | 8.19 | 7.85 | 7.09 | 4.24 | 0.69 | 0 | 0 | 0 | 0 | 0 | 0 | 0 | 0 | 0 | 0 | 0.81 | 4.28 | 6.85 | 7.88 | 8.3 | 8.46 | 8.39 | 8.29 | 8.22 | 8.02 | 7.61 | 6.58 | 3.77 | 0.56 | 0 | 0 | 0 | 0 | 0 | 0 | 0 | 0 | 0 | 0 | 0.31 | 3.43 | 6.73 | 7.88 | 8.31 | 8.52 | 8.55 | 8.35 | 7.94 | 7.76 | 7.13 | 5.68 | 2.03 | 0.06 | 0 | 0 | 0 | 0 | 0 | 0 | 0 | 0 | 0 | 0 | 0.05 | 2.28 | 5.85 | 7.2 | 7.72 | 7.86 | 7.99 | 7.84 | 7.62 | 7.13 | 6.46 | 3.43 | 0.3 | 0 | 0 | 0 | 0 | 0 | 0 | 0 | 0 | 0 | 0 | 0 | 0 | 1 | 4.93 | 6.59 | 6.94 | 7.04 | 7.02 | 6.95 | 7.06 | 6.6 | 4.98 | 1.08 | 0 | 0 | 0 | 0 | 0 | 0 | 0 | 0 | 0 | 0 | 0 | 0 | 0.16 | 2.8 | 5.84 | 6.56 | 6.44 | 6.26 | 6.36 | 6.32 | 5.81 | 3.41 | 0.32 | 0 | 0 | 0 | 0 | 0 | 0 | 0 | 0 | 0 | 0 | 0 | 0 | 0 | 0.01 | 1.32 | 4.17 | 5.22 | 5.15 | 4.95 | 5.15 | 5.07 | 4.67 | 2.55 | 0.21 | 0 | 0 | 0 | 0 | 0 | 0 | 0
PLAINV_6_NLRSR1 |  | Solar_1Axis | Solar Tracking | CISO | South | Socal | EO | 20 | 0 | 0 | 0 | 0 | 0 | 0 | 0.01 | 2.4 | 9.38 | 12.22 | 12.1 | 11.88 | 11.75 | 11.78 | 10.67 | 7.7 | 1.3 | 0 | 0 | 0 | 0 | 0 | 0 | 0 | 0 | 0 | 0 | 0 | 0 | 0 | 0.14 | 5.23 | 12.73 | 14.07 | 13.76 | 13.64 | 13.56 | 13.08 | 12.76 | 11.6 | 4.93 | 0.2 | 0 | 0 | 0 | 0 | 0 | 0 | 0 | 0 | 0 | 0 | 0 | 0 | 0.03 | 3.42 | 11.89 | 14.59 | 14.65 | 14.35 | 14.2 | 14.13 | 13.42 | 12.38 | 9.24 | 3.47 | 0.56 | 0 | 0 | 0 | 0 | 0 | 0 | 0 | 0 | 0 | 0 | 0 | 0.61 | 7.31 | 14.32 | 15.31 | 15.95 | 15.9 | 16 | 15.83 | 15.65 | 15.08 | 14.22 | 11.53 | 3.65 | 0.06 | 0 | 0 | 0 | 0 | 0 | 0 | 0 | 0 | 0 | 0.01 | 2.97 | 10.95 | 15.04 | 16.29 | 16.83 | 16.97 | 17.03 | 16.95 | 16.67 | 16.26 | 15.51 | 13.6 | 6.57 | 0.52 | 0 | 0 | 0 | 0 | 0 | 0 | 0 | 0 | 0 | 0.05 | 3.64 | 11.13 | 14.86 | 16.15 | 16.89 | 17.21 | 17.1 | 17.1 | 16.84 | 16.39 | 15.71 | 14.19 | 8.49 | 1.38 | 0 | 0 | 0 | 0 | 0 | 0 | 0 | 0 | 0 | 0 | 1.62 | 8.55 | 13.71 | 15.76 | 16.6 | 16.93 | 16.77 | 16.58 | 16.43 | 16.04 | 15.22 | 13.16 | 7.55 | 1.13 | 0 | 0 | 0 | 0 | 0 | 0 | 0 | 0 | 0 | 0 | 0.62 | 6.85 | 13.46 | 15.77 | 16.61 | 17.03 | 17.09 | 16.71 | 15.88 | 15.52 | 14.26 | 11.36 | 4.06 | 0.11 | 0 | 0 | 0 | 0 | 0 | 0 | 0 | 0 | 0 | 0 | 0.1 | 4.57 | 11.7 | 14.41 | 15.44 | 15.72 | 15.98 | 15.69 | 15.24 | 14.26 | 12.92 | 6.86 | 0.61 | 0 | 0 | 0 | 0 | 0 | 0 | 0 | 0 | 0 | 0 | 0 | 0 | 2 | 9.87 | 13.19 | 13.87 | 14.07 | 14.04 | 13.9 | 14.11 | 13.2 | 9.95 | 2.17 | 0 | 0 | 0 | 0 | 0 | 0 | 0 | 0 | 0 | 0 | 0 | 0 | 0.31 | 5.59 | 11.69 | 13.13 | 12.87 | 12.51 | 12.71 | 12.64 | 11.63 | 6.83 | 0.63 | 0 | 0 | 0 | 0 | 0 | 0 | 0 | 0 | 0 | 0 | 0 | 0 | 0 | 0.02 | 2.65 | 8.33 | 10.45 | 10.3 | 9.9 | 10.31 | 10.15 | 9.35 | 5.11 | 0.42 | 0 | 0 | 0 | 0 | 0 | 0 | 0
PLAINV_6_SOLAR3 |  | Solar_1Axis | Solar Tracking | CISO | South | Socal | EO | 20 | 0 | 0 | 0 | 0 | 0 | 0 | 0.01 | 2.4 | 9.38 | 12.22 | 12.1 | 11.88 | 11.75 | 11.78 | 10.67 | 7.7 | 1.3 | 0 | 0 | 0 | 0 | 0 | 0 | 0 | 0 | 0 | 0 | 0 | 0 | 0 | 0.14 | 5.23 | 12.73 | 14.07 | 13.76 | 13.64 | 13.56 | 13.08 | 12.76 | 11.6 | 4.93 | 0.2 | 0 | 0 | 0 | 0 | 0 | 0 | 0 | 0 | 0 | 0 | 0 | 0 | 0.03 | 3.42 | 11.89 | 14.59 | 14.65 | 14.35 | 14.2 | 14.13 | 13.42 | 12.38 | 9.24 | 3.47 | 0.56 | 0 | 0 | 0 | 0 | 0 | 0 | 0 | 0 | 0 | 0 | 0 | 0.61 | 7.31 | 14.32 | 15.31 | 15.95 | 15.9 | 16 | 15.83 | 15.65 | 15.08 | 14.22 | 11.53 | 3.65 | 0.06 | 0 | 0 | 0 | 0 | 0 | 0 | 0 | 0 | 0 | 0.01 | 2.97 | 10.95 | 15.04 | 16.29 | 16.83 | 16.97 | 17.03 | 16.95 | 16.67 | 16.26 | 15.51 | 13.6 | 6.57 | 0.52 | 0 | 0 | 0 | 0 | 0 | 0 | 0 | 0 | 0 | 0.05 | 3.64 | 11.13 | 14.86 | 16.15 | 16.89 | 17.21 | 17.1 | 17.1 | 16.84 | 16.39 | 15.71 | 14.19 | 8.49 | 1.38 | 0 | 0 | 0 | 0 | 0 | 0 | 0 | 0 | 0 | 0 | 1.62 | 8.55 | 13.71 | 15.76 | 16.6 | 16.93 | 16.77 | 16.58 | 16.43 | 16.04 | 15.22 | 13.16 | 7.55 | 1.13 | 0 | 0 | 0 | 0 | 0 | 0 | 0 | 0 | 0 | 0 | 0.62 | 6.85 | 13.46 | 15.77 | 16.61 | 17.03 | 17.09 | 16.71 | 15.88 | 15.52 | 14.26 | 11.36 | 4.06 | 0.11 | 0 | 0 | 0 | 0 | 0 | 0 | 0 | 0 | 0 | 0 | 0.1 | 4.57 | 11.7 | 14.41 | 15.44 | 15.72 | 15.98 | 15.69 | 15.24 | 14.26 | 12.92 | 6.86 | 0.61 | 0 | 0 | 0 | 0 | 0 | 0 | 0 | 0 | 0 | 0 | 0 | 0 | 2 | 9.87 | 13.19 | 13.87 | 14.07 | 14.04 | 13.9 | 14.11 | 13.2 | 9.95 | 2.17 | 0 | 0 | 0 | 0 | 0 | 0 | 0 | 0 | 0 | 0 | 0 | 0 | 0.31 | 5.59 | 11.69 | 13.13 | 12.87 | 12.51 | 12.71 | 12.64 | 11.63 | 6.83 | 0.63 | 0 | 0 | 0 | 0 | 0 | 0 | 0 | 0 | 0 | 0 | 0 | 0 | 0 | 0.02 | 2.65 | 8.33 | 10.45 | 10.3 | 9.9 | 10.31 | 10.15 | 9.35 | 5.11 | 0.42 | 0 | 0 | 0 | 0 | 0 | 0 | 0
PLAINV_6_SOLARC |  | Solar_1Axis | Solar Tracking | CISO | South | Socal | EO | 20 | 0 | 0 | 0 | 0 | 0 | 0 | 0.01 | 2.4 | 9.38 | 12.22 | 12.1 | 11.88 | 11.75 | 11.78 | 10.67 | 7.7 | 1.3 | 0 | 0 | 0 | 0 | 0 | 0 | 0 | 0 | 0 | 0 | 0 | 0 | 0 | 0.14 | 5.23 | 12.73 | 14.07 | 13.76 | 13.64 | 13.56 | 13.08 | 12.76 | 11.6 | 4.93 | 0.2 | 0 | 0 | 0 | 0 | 0 | 0 | 0 | 0 | 0 | 0 | 0 | 0 | 0.03 | 3.42 | 11.89 | 14.59 | 14.65 | 14.35 | 14.2 | 14.13 | 13.42 | 12.38 | 9.24 | 3.47 | 0.56 | 0 | 0 | 0 | 0 | 0 | 0 | 0 | 0 | 0 | 0 | 0 | 0.61 | 7.31 | 14.32 | 15.31 | 15.95 | 15.9 | 16 | 15.83 | 15.65 | 15.08 | 14.22 | 11.53 | 3.65 | 0.06 | 0 | 0 | 0 | 0 | 0 | 0 | 0 | 0 | 0 | 0.01 | 2.97 | 10.95 | 15.04 | 16.29 | 16.83 | 16.97 | 17.03 | 16.95 | 16.67 | 16.26 | 15.51 | 13.6 | 6.57 | 0.52 | 0 | 0 | 0 | 0 | 0 | 0 | 0 | 0 | 0 | 0.05 | 3.64 | 11.13 | 14.86 | 16.15 | 16.89 | 17.21 | 17.1 | 17.1 | 16.84 | 16.39 | 15.71 | 14.19 | 8.49 | 1.38 | 0 | 0 | 0 | 0 | 0 | 0 | 0 | 0 | 0 | 0 | 1.62 | 8.55 | 13.71 | 15.76 | 16.6 | 16.93 | 16.77 | 16.58 | 16.43 | 16.04 | 15.22 | 13.16 | 7.55 | 1.13 | 0 | 0 | 0 | 0 | 0 | 0 | 0 | 0 | 0 | 0 | 0.62 | 6.85 | 13.46 | 15.77 | 16.61 | 17.03 | 17.09 | 16.71 | 15.88 | 15.52 | 14.26 | 11.36 | 4.06 | 0.11 | 0 | 0 | 0 | 0 | 0 | 0 | 0 | 0 | 0 | 0 | 0.1 | 4.57 | 11.7 | 14.41 | 15.44 | 15.72 | 15.98 | 15.69 | 15.24 | 14.26 | 12.92 | 6.86 | 0.61 | 0 | 0 | 0 | 0 | 0 | 0 | 0 | 0 | 0 | 0 | 0 | 0 | 2 | 9.87 | 13.19 | 13.87 | 14.07 | 14.04 | 13.9 | 14.11 | 13.2 | 9.95 | 2.17 | 0 | 0 | 0 | 0 | 0 | 0 | 0 | 0 | 0 | 0 | 0 | 0 | 0.31 | 5.59 | 11.69 | 13.13 | 12.87 | 12.51 | 12.71 | 12.64 | 11.63 | 6.83 | 0.63 | 0 | 0 | 0 | 0 | 0 | 0 | 0 | 0 | 0 | 0 | 0 | 0 | 0 | 0.02 | 2.65 | 8.33 | 10.45 | 10.3 | 9.9 | 10.31 | 10.15 | 9.35 | 5.11 | 0.42 | 0 | 0 | 0 | 0 | 0 | 0 | 0
PMDLET_6_SOLAR1 |  | Solar_1Axis | Solar Tracking | CISO | South | Socal | FC | 10 | 0 | 0 | 0 | 0 | 0 | 0 | 0 | 1.2 | 4.69 | 6.11 | 6.05 | 5.94 | 5.88 | 5.89 | 5.34 | 3.85 | 0.65 | 0 | 0 | 0 | 0 | 0 | 0 | 0 | 0 | 0 | 0 | 0 | 0 | 0 | 0.07 | 2.62 | 6.36 | 7.03 | 6.88 | 6.82 | 6.78 | 6.54 | 6.38 | 5.8 | 2.46 | 0.1 | 0 | 0 | 0 | 0 | 0 | 0 | 0 | 0 | 0 | 0 | 0 | 0 | 0.01 | 1.71 | 5.94 | 7.3 | 7.32 | 7.17 | 7.1 | 7.07 | 6.71 | 6.19 | 4.62 | 1.74 | 0.28 | 0 | 0 | 0 | 0 | 0 | 0 | 0 | 0 | 0 | 0 | 0 | 0.31 | 3.65 | 7.16 | 7.66 | 7.97 | 7.95 | 8 | 7.92 | 7.82 | 7.54 | 7.11 | 5.76 | 1.82 | 0.03 | 0 | 0 | 0 | 0 | 0 | 0 | 0 | 0 | 0 | 0.01 | 1.48 | 5.48 | 7.52 | 8.15 | 8.41 | 8.48 | 8.51 | 8.48 | 8.33 | 8.13 | 7.75 | 6.8 | 3.28 | 0.26 | 0 | 0 | 0 | 0 | 0 | 0 | 0 | 0 | 0 | 0.02 | 1.82 | 5.56 | 7.43 | 8.07 | 8.44 | 8.61 | 8.55 | 8.55 | 8.42 | 8.19 | 7.85 | 7.09 | 4.24 | 0.69 | 0 | 0 | 0 | 0 | 0 | 0 | 0 | 0 | 0 | 0 | 0.81 | 4.28 | 6.85 | 7.88 | 8.3 | 8.46 | 8.39 | 8.29 | 8.22 | 8.02 | 7.61 | 6.58 | 3.77 | 0.56 | 0 | 0 | 0 | 0 | 0 | 0 | 0 | 0 | 0 | 0 | 0.31 | 3.43 | 6.73 | 7.88 | 8.31 | 8.52 | 8.55 | 8.35 | 7.94 | 7.76 | 7.13 | 5.68 | 2.03 | 0.06 | 0 | 0 | 0 | 0 | 0 | 0 | 0 | 0 | 0 | 0 | 0.05 | 2.28 | 5.85 | 7.2 | 7.72 | 7.86 | 7.99 | 7.84 | 7.62 | 7.13 | 6.46 | 3.43 | 0.3 | 0 | 0 | 0 | 0 | 0 | 0 | 0 | 0 | 0 | 0 | 0 | 0 | 1 | 4.93 | 6.59 | 6.94 | 7.04 | 7.02 | 6.95 | 7.06 | 6.6 | 4.98 | 1.08 | 0 | 0 | 0 | 0 | 0 | 0 | 0 | 0 | 0 | 0 | 0 | 0 | 0.16 | 2.8 | 5.84 | 6.56 | 6.44 | 6.26 | 6.36 | 6.32 | 5.81 | 3.41 | 0.32 | 0 | 0 | 0 | 0 | 0 | 0 | 0 | 0 | 0 | 0 | 0 | 0 | 0 | 0.01 | 1.32 | 4.17 | 5.22 | 5.15 | 4.95 | 5.15 | 5.07 | 4.67 | 2.55 | 0.21 | 0 | 0 | 0 | 0 | 0 | 0 | 0
PMPJCK_1_RB2SLR |  | Solar_1Axis | Solar Tracking | CISO | North | Norcal | FC | 20 | 0 | 0 | 0 | 0 | 0 | 0 | 0 | 0.47 | 3.78 | 6.7 | 8.17 | 8.83 | 9.12 | 8.51 | 7.94 | 5.45 | 1.21 | 0 | 0 | 0 | 0 | 0 | 0 | 0 | 0 | 0 | 0 | 0 | 0 | 0 | 0 | 2.54 | 10.33 | 13.25 | 13.2 | 12.6 | 12.45 | 12.42 | 12.69 | 11.02 | 5.75 | 0.31 | 0 | 0 | 0 | 0 | 0 | 0 | 0 | 0 | 0 | 0 | 0 | 0 | 0 | 1.56 | 8.8 | 13.2 | 13.92 | 13.41 | 13.52 | 12.95 | 12.31 | 11.59 | 9.7 | 2.94 | 0.61 | 0 | 0 | 0 | 0 | 0 | 0 | 0 | 0 | 0 | 0 | 0 | 0.16 | 5.14 | 12.28 | 14.45 | 14.37 | 14.15 | 14.62 | 14.54 | 14.27 | 14.46 | 13.61 | 12.09 | 5.2 | 0.21 | 0 | 0 | 0 | 0 | 0 | 0 | 0 | 0 | 0 | 0 | 1.87 | 9.98 | 14.04 | 15.02 | 15.27 | 15.15 | 15.47 | 15.49 | 15.53 | 15.74 | 15.3 | 14.35 | 8.74 | 1.16 | 0 | 0 | 0 | 0 | 0 | 0 | 0 | 0 | 0 | 0.01 | 3.11 | 11.28 | 15.22 | 16.54 | 16.76 | 16.91 | 17.02 | 16.92 | 16.8 | 16.85 | 16.21 | 15.19 | 10.96 | 2.97 | 0.03 | 0 | 0 | 0 | 0 | 0 | 0 | 0 | 0 | 0 | 1.4 | 9.24 | 15.27 | 16.86 | 17.11 | 17.16 | 17.04 | 17.03 | 16.76 | 16.75 | 16.14 | 14.93 | 10.36 | 2.39 | 0.01 | 0 | 0 | 0 | 0 | 0 | 0 | 0 | 0 | 0 | 0.21 | 5.46 | 12.76 | 15.53 | 16.15 | 16.36 | 16.34 | 16.18 | 16.16 | 16.1 | 15.4 | 12.54 | 5.51 | 0.32 | 0 | 0 | 0 | 0 | 0 | 0 | 0 | 0 | 0 | 0 | 0.01 | 2.64 | 10.19 | 13.62 | 14.43 | 14.6 | 14.43 | 14.34 | 14.38 | 14.58 | 13.13 | 8.14 | 1.04 | 0 | 0 | 0 | 0 | 0 | 0 | 0 | 0 | 0 | 0 | 0 | 0 | 0.69 | 6.51 | 11.38 | 12.55 | 12.39 | 11.93 | 12.07 | 12.44 | 12.14 | 9.52 | 2.69 | 0.02 | 0 | 0 | 0 | 0 | 0 | 0 | 0 | 0 | 0 | 0 | 0 | 0.02 | 2.15 | 7.45 | 10.16 | 10.55 | 10.11 | 10.39 | 10.64 | 10.05 | 6.13 | 0.73 | 0 | 0 | 0 | 0 | 0 | 0 | 0 | 0 | 0 | 0 | 0 | 0 | 0 | 0 | 0.5 | 3.75 | 6.13 | 7.34 | 8.04 | 7.92 | 7.63 | 6.42 | 3.42 | 0.4 | 0 | 0 | 0 | 0 | 0 | 0 | 0
PMPJCK_1_SOLAR1 |  | Solar_1Axis | Solar Tracking | CISO | North | Norcal | FC | 20 | 0 | 0 | 0 | 0 | 0 | 0 | 0 | 0.47 | 3.78 | 6.7 | 8.17 | 8.83 | 9.12 | 8.51 | 7.94 | 5.45 | 1.21 | 0 | 0 | 0 | 0 | 0 | 0 | 0 | 0 | 0 | 0 | 0 | 0 | 0 | 0 | 2.54 | 10.33 | 13.25 | 13.2 | 12.6 | 12.45 | 12.42 | 12.69 | 11.02 | 5.75 | 0.31 | 0 | 0 | 0 | 0 | 0 | 0 | 0 | 0 | 0 | 0 | 0 | 0 | 0 | 1.56 | 8.8 | 13.2 | 13.92 | 13.41 | 13.52 | 12.95 | 12.31 | 11.59 | 9.7 | 2.94 | 0.61 | 0 | 0 | 0 | 0 | 0 | 0 | 0 | 0 | 0 | 0 | 0 | 0.16 | 5.14 | 12.28 | 14.45 | 14.37 | 14.15 | 14.62 | 14.54 | 14.27 | 14.46 | 13.61 | 12.09 | 5.2 | 0.21 | 0 | 0 | 0 | 0 | 0 | 0 | 0 | 0 | 0 | 0 | 1.87 | 9.98 | 14.04 | 15.02 | 15.27 | 15.15 | 15.47 | 15.49 | 15.53 | 15.74 | 15.3 | 14.35 | 8.74 | 1.16 | 0 | 0 | 0 | 0 | 0 | 0 | 0 | 0 | 0 | 0.01 | 3.11 | 11.28 | 15.22 | 16.54 | 16.76 | 16.91 | 17.02 | 16.92 | 16.8 | 16.85 | 16.21 | 15.19 | 10.96 | 2.97 | 0.03 | 0 | 0 | 0 | 0 | 0 | 0 | 0 | 0 | 0 | 1.4 | 9.24 | 15.27 | 16.86 | 17.11 | 17.16 | 17.04 | 17.03 | 16.76 | 16.75 | 16.14 | 14.93 | 10.36 | 2.39 | 0.01 | 0 | 0 | 0 | 0 | 0 | 0 | 0 | 0 | 0 | 0.21 | 5.46 | 12.76 | 15.53 | 16.15 | 16.36 | 16.34 | 16.18 | 16.16 | 16.1 | 15.4 | 12.54 | 5.51 | 0.32 | 0 | 0 | 0 | 0 | 0 | 0 | 0 | 0 | 0 | 0 | 0.01 | 2.64 | 10.19 | 13.62 | 14.43 | 14.6 | 14.43 | 14.34 | 14.38 | 14.58 | 13.13 | 8.14 | 1.04 | 0 | 0 | 0 | 0 | 0 | 0 | 0 | 0 | 0 | 0 | 0 | 0 | 0.69 | 6.51 | 11.38 | 12.55 | 12.39 | 11.93 | 12.07 | 12.44 | 12.14 | 9.52 | 2.69 | 0.02 | 0 | 0 | 0 | 0 | 0 | 0 | 0 | 0 | 0 | 0 | 0 | 0.02 | 2.15 | 7.45 | 10.16 | 10.55 | 10.11 | 10.39 | 10.64 | 10.05 | 6.13 | 0.73 | 0 | 0 | 0 | 0 | 0 | 0 | 0 | 0 | 0 | 0 | 0 | 0 | 0 | 0 | 0.5 | 3.75 | 6.13 | 7.34 | 8.04 | 7.92 | 7.63 | 6.42 | 3.42 | 0.4 | 0 | 0 | 0 | 0 | 0 | 0 | 0
PMPJCK_1_SOLAR2 |  | Solar_1Axis | Solar Tracking | CISO | North | Norcal | FC | 20 | 0 | 0 | 0 | 0 | 0 | 0 | 0 | 0.47 | 3.78 | 6.7 | 8.17 | 8.83 | 9.12 | 8.51 | 7.94 | 5.45 | 1.21 | 0 | 0 | 0 | 0 | 0 | 0 | 0 | 0 | 0 | 0 | 0 | 0 | 0 | 0 | 2.54 | 10.33 | 13.25 | 13.2 | 12.6 | 12.45 | 12.42 | 12.69 | 11.02 | 5.75 | 0.31 | 0 | 0 | 0 | 0 | 0 | 0 | 0 | 0 | 0 | 0 | 0 | 0 | 0 | 1.56 | 8.8 | 13.2 | 13.92 | 13.41 | 13.52 | 12.95 | 12.31 | 11.59 | 9.7 | 2.94 | 0.61 | 0 | 0 | 0 | 0 | 0 | 0 | 0 | 0 | 0 | 0 | 0 | 0.16 | 5.14 | 12.28 | 14.45 | 14.37 | 14.15 | 14.62 | 14.54 | 14.27 | 14.46 | 13.61 | 12.09 | 5.2 | 0.21 | 0 | 0 | 0 | 0 | 0 | 0 | 0 | 0 | 0 | 0 | 1.87 | 9.98 | 14.04 | 15.02 | 15.27 | 15.15 | 15.47 | 15.49 | 15.53 | 15.74 | 15.3 | 14.35 | 8.74 | 1.16 | 0 | 0 | 0 | 0 | 0 | 0 | 0 | 0 | 0 | 0.01 | 3.11 | 11.28 | 15.22 | 16.54 | 16.76 | 16.91 | 17.02 | 16.92 | 16.8 | 16.85 | 16.21 | 15.19 | 10.96 | 2.97 | 0.03 | 0 | 0 | 0 | 0 | 0 | 0 | 0 | 0 | 0 | 1.4 | 9.24 | 15.27 | 16.86 | 17.11 | 17.16 | 17.04 | 17.03 | 16.76 | 16.75 | 16.14 | 14.93 | 10.36 | 2.39 | 0.01 | 0 | 0 | 0 | 0 | 0 | 0 | 0 | 0 | 0 | 0.21 | 5.46 | 12.76 | 15.53 | 16.15 | 16.36 | 16.34 | 16.18 | 16.16 | 16.1 | 15.4 | 12.54 | 5.51 | 0.32 | 0 | 0 | 0 | 0 | 0 | 0 | 0 | 0 | 0 | 0 | 0.01 | 2.64 | 10.19 | 13.62 | 14.43 | 14.6 | 14.43 | 14.34 | 14.38 | 14.58 | 13.13 | 8.14 | 1.04 | 0 | 0 | 0 | 0 | 0 | 0 | 0 | 0 | 0 | 0 | 0 | 0 | 0.69 | 6.51 | 11.38 | 12.55 | 12.39 | 11.93 | 12.07 | 12.44 | 12.14 | 9.52 | 2.69 | 0.02 | 0 | 0 | 0 | 0 | 0 | 0 | 0 | 0 | 0 | 0 | 0 | 0.02 | 2.15 | 7.45 | 10.16 | 10.55 | 10.11 | 10.39 | 10.64 | 10.05 | 6.13 | 0.73 | 0 | 0 | 0 | 0 | 0 | 0 | 0 | 0 | 0 | 0 | 0 | 0 | 0 | 0 | 0.5 | 3.75 | 6.13 | 7.34 | 8.04 | 7.92 | 7.63 | 6.42 | 3.42 | 0.4 | 0 | 0 | 0 | 0 | 0 | 0 | 0
PNCHVS_2_SOLAR |  | Solar_1Axis | Solar Tracking | CISO | North | Norcal | FC | 140 | 0 | 0 | 0 | 0 | 0 | 0 | 0 | 3.28 | 26.46 | 46.87 | 57.16 | 61.79 | 63.83 | 59.54 | 55.57 | 38.13 | 8.44 | 0.01 | 0 | 0 | 0 | 0 | 0 | 0 | 0 | 0 | 0 | 0 | 0 | 0 | 0.03 | 17.75 | 72.32 | 92.76 | 92.43 | 88.23 | 87.12 | 86.91 | 88.81 | 77.11 | 40.27 | 2.15 | 0 | 0 | 0 | 0 | 0 | 0 | 0 | 0 | 0 | 0 | 0 | 0 | 0 | 10.91 | 61.58 | 92.43 | 97.45 | 93.89 | 94.66 | 90.64 | 86.18 | 81.12 | 67.93 | 20.58 | 4.26 | 0.01 | 0 | 0 | 0 | 0 | 0 | 0 | 0 | 0 | 0 | 0 | 1.1 | 36 | 85.97 | 101.14 | 100.56 | 99.06 | 102.37 | 101.79 | 99.86 | 101.19 | 95.28 | 84.66 | 36.4 | 1.45 | 0 | 0 | 0 | 0 | 0 | 0 | 0 | 0 | 0 | 0.01 | 13.08 | 69.84 | 98.26 | 105.12 | 106.88 | 106.04 | 108.28 | 108.46 | 108.71 | 110.17 | 107.08 | 100.45 | 61.19 | 8.12 | 0 | 0 | 0 | 0 | 0 | 0 | 0 | 0 | 0 | 0.08 | 21.74 | 78.98 | 106.52 | 115.8 | 117.35 | 118.36 | 119.12 | 118.44 | 117.61 | 117.96 | 113.47 | 106.3 | 76.69 | 20.76 | 0.18 | 0 | 0 | 0 | 0 | 0 | 0 | 0 | 0 | 0 | 9.77 | 64.71 | 106.87 | 118.01 | 119.8 | 120.14 | 119.25 | 119.22 | 117.34 | 117.24 | 113.01 | 104.53 | 72.51 | 16.74 | 0.09 | 0 | 0 | 0 | 0 | 0 | 0 | 0 | 0 | 0 | 1.44 | 38.24 | 89.3 | 108.74 | 113.07 | 114.5 | 114.35 | 113.29 | 113.12 | 112.71 | 107.79 | 87.78 | 38.6 | 2.25 | 0 | 0 | 0 | 0 | 0 | 0 | 0 | 0 | 0 | 0 | 0.05 | 18.5 | 71.3 | 95.34 | 101 | 102.2 | 101 | 100.36 | 100.65 | 102.09 | 91.9 | 56.98 | 7.31 | 0 | 0 | 0 | 0 | 0 | 0 | 0 | 0 | 0 | 0 | 0 | 0 | 4.82 | 45.59 | 79.68 | 87.88 | 86.7 | 83.51 | 84.5 | 87.07 | 85 | 66.62 | 18.82 | 0.13 | 0 | 0 | 0 | 0 | 0 | 0 | 0 | 0 | 0 | 0 | 0 | 0.15 | 15.02 | 52.13 | 71.13 | 73.87 | 70.74 | 72.76 | 74.49 | 70.36 | 42.94 | 5.13 | 0 | 0 | 0 | 0 | 0 | 0 | 0 | 0 | 0 | 0 | 0 | 0 | 0 | 0 | 3.53 | 26.22 | 42.92 | 51.41 | 56.28 | 55.45 | 53.42 | 44.91 | 23.93 | 2.81 | 0 | 0 | 0 | 0 | 0 | 0 | 0
PRIMM_2_SOLAR1 |  | Solar_Fixed | Solar Fixed | CISO | South | Socal | FC | 250 | 0 | 0 | 0 | 0 | 0 | 0 | 0.4 | 33.1 | 111.07 | 150.67 | 162.81 | 168.14 | 163.78 | 157.71 | 131.71 | 76.86 | 11.16 | 0 | 0 | 0 | 0 | 0 | 0 | 0 | 0 | 0 | 0 | 0 | 0 | 0 | 2.76 | 61.61 | 146.14 | 174.09 | 186.26 | 186.94 | 183.61 | 176.8 | 162.66 | 124.91 | 48.43 | 1.19 | 0 | 0 | 0 | 0 | 0 | 0 | 0 | 0 | 0 | 0 | 0 | 0 | 0.54 | 35.34 | 123.3 | 170.92 | 187.62 | 190.79 | 188.44 | 183.91 | 172.96 | 152.93 | 96.48 | 44.85 | 6.76 | 0 | 0 | 0 | 0 | 0 | 0 | 0 | 0 | 0 | 0 | 0 | 6.85 | 69.07 | 148.72 | 186.7 | 203.73 | 212.15 | 212.47 | 208.14 | 202.78 | 185.99 | 158.24 | 108.55 | 27.09 | 0.36 | 0 | 0 | 0 | 0 | 0 | 0 | 0 | 0 | 0 | 0.36 | 28.59 | 105.04 | 159.34 | 189.38 | 210.49 | 218.83 | 220.02 | 217.61 | 213.19 | 198.57 | 173.63 | 126.04 | 47.34 | 3.09 | 0 | 0 | 0 | 0 | 0 | 0 | 0 | 0 | 0 | 0.93 | 35.14 | 107.21 | 162.76 | 194.43 | 215.19 | 224.94 | 226.7 | 226.42 | 218.66 | 202.44 | 177.44 | 135.62 | 64.7 | 8.17 | 0.01 | 0 | 0 | 0 | 0 | 0 | 0 | 0 | 0 | 0.04 | 16.86 | 73.71 | 136.12 | 175.13 | 201.12 | 214.34 | 218.64 | 216.88 | 207.12 | 193.76 | 167.74 | 126.16 | 57.38 | 6.54 | 0.01 | 0 | 0 | 0 | 0 | 0 | 0 | 0 | 0 | 0 | 7.49 | 66.33 | 141.57 | 182.04 | 206.89 | 219.73 | 223.87 | 220.23 | 211.02 | 192.07 | 162.54 | 108.43 | 30.98 | 0.84 | 0.01 | 0 | 0 | 0 | 0 | 0 | 0 | 0 | 0 | 0 | 2.07 | 50.99 | 132.23 | 178.17 | 203.13 | 214.39 | 216.97 | 215.02 | 205.03 | 180.53 | 145.37 | 64.34 | 5.75 | 0.02 | 0 | 0 | 0 | 0 | 0 | 0 | 0 | 0 | 0 | 0 | 0.23 | 27.18 | 114.62 | 164.02 | 186.65 | 198.37 | 201.14 | 198.22 | 188.5 | 167.74 | 106.14 | 21.29 | 0.1 | 0 | 0 | 0 | 0 | 0 | 0 | 0 | 0 | 0 | 0 | 0 | 6.17 | 67.47 | 134.98 | 167.86 | 179.18 | 183.41 | 177.73 | 168.28 | 138.53 | 63.26 | 4.26 | 0 | 0 | 0 | 0 | 0 | 0 | 0 | 0 | 0 | 0 | 0 | 0 | 0 | 0.76 | 35.61 | 99.95 | 133.81 | 147.46 | 155.25 | 150.52 | 138.24 | 112.71 | 50.44 | 3.11 | 0 | 0 | 0 | 0 | 0 | 0 | 0
PUTHCR_1_PCNSB1 | PUTHCR_1_PCNSB1_SUN | Hybrid_Solar1Axis | Solar Tracking | CISO | North | Norcal | ID | 3 | 0 | 0 | 0 | 0 | 0 | 0 | 0 | 0.07 | 0.57 | 1 | 1.22 | 1.32 | 1.37 | 1.28 | 1.19 | 0.82 | 0.18 | 0 | 0 | 0 | 0 | 0 | 0 | 0 | 0 | 0 | 0 | 0 | 0 | 0 | 0 | 0.38 | 1.55 | 1.99 | 1.98 | 1.89 | 1.87 | 1.86 | 1.9 | 1.65 | 0.86 | 0.05 | 0 | 0 | 0 | 0 | 0 | 0 | 0 | 0 | 0 | 0 | 0 | 0 | 0 | 0.23 | 1.32 | 1.98 | 2.09 | 2.01 | 2.03 | 1.94 | 1.85 | 1.74 | 1.46 | 0.44 | 0.09 | 0 | 0 | 0 | 0 | 0 | 0 | 0 | 0 | 0 | 0 | 0 | 0.02 | 0.77 | 1.84 | 2.17 | 2.15 | 2.12 | 2.19 | 2.18 | 2.14 | 2.17 | 2.04 | 1.81 | 0.78 | 0.03 | 0 | 0 | 0 | 0 | 0 | 0 | 0 | 0 | 0 | 0 | 0.28 | 1.5 | 2.11 | 2.25 | 2.29 | 2.27 | 2.32 | 2.32 | 2.33 | 2.36 | 2.29 | 2.15 | 1.31 | 0.17 | 0 | 0 | 0 | 0 | 0 | 0 | 0 | 0 | 0 | 0 | 0.47 | 1.69 | 2.28 | 2.48 | 2.51 | 2.54 | 2.55 | 2.54 | 2.52 | 2.53 | 2.43 | 2.28 | 1.64 | 0.44 | 0 | 0 | 0 | 0 | 0 | 0 | 0 | 0 | 0 | 0 | 0.21 | 1.39 | 2.29 | 2.53 | 2.57 | 2.57 | 2.56 | 2.55 | 2.51 | 2.51 | 2.42 | 2.24 | 1.55 | 0.36 | 0 | 0 | 0 | 0 | 0 | 0 | 0 | 0 | 0 | 0 | 0.03 | 0.82 | 1.91 | 2.33 | 2.42 | 2.45 | 2.45 | 2.43 | 2.42 | 2.42 | 2.31 | 1.88 | 0.83 | 0.05 | 0 | 0 | 0 | 0 | 0 | 0 | 0 | 0 | 0 | 0 | 0 | 0.4 | 1.53 | 2.04 | 2.16 | 2.19 | 2.16 | 2.15 | 2.16 | 2.19 | 1.97 | 1.22 | 0.16 | 0 | 0 | 0 | 0 | 0 | 0 | 0 | 0 | 0 | 0 | 0 | 0 | 0.1 | 0.98 | 1.71 | 1.88 | 1.86 | 1.79 | 1.81 | 1.87 | 1.82 | 1.43 | 0.4 | 0 | 0 | 0 | 0 | 0 | 0 | 0 | 0 | 0 | 0 | 0 | 0 | 0 | 0.32 | 1.12 | 1.52 | 1.58 | 1.52 | 1.56 | 1.6 | 1.51 | 0.92 | 0.11 | 0 | 0 | 0 | 0 | 0 | 0 | 0 | 0 | 0 | 0 | 0 | 0 | 0 | 0 | 0.08 | 0.56 | 0.92 | 1.1 | 1.21 | 1.19 | 1.14 | 0.96 | 0.51 | 0.06 | 0 | 0 | 0 | 0 | 0 | 0 | 0
PUTHCR_1_SOLAR1 |  | Solar_Fixed | Solar Fixed | CISO | North | Norcal | FC | 1.98 | 0 | 0 | 0 | 0 | 0 | 0 | 0 | 0.06 | 0.43 | 0.84 | 1.05 | 1.11 | 1.15 | 1.01 | 0.95 | 0.65 | 0.15 | 0 | 0 | 0 | 0 | 0 | 0 | 0 | 0 | 0 | 0 | 0 | 0 | 0 | 0 | 0.23 | 0.88 | 1.22 | 1.33 | 1.37 | 1.4 | 1.32 | 1.23 | 1 | 0.51 | 0.04 | 0 | 0 | 0 | 0 | 0 | 0 | 0 | 0 | 0 | 0 | 0 | 0 | 0 | 0.13 | 0.68 | 1.11 | 1.33 | 1.36 | 1.35 | 1.3 | 1.22 | 1.08 | 0.84 | 0.3 | 0.06 | 0 | 0 | 0 | 0 | 0 | 0 | 0 | 0 | 0 | 0 | 0 | 0.01 | 0.35 | 0.99 | 1.34 | 1.5 | 1.56 | 1.61 | 1.58 | 1.58 | 1.5 | 1.33 | 1.01 | 0.39 | 0.02 | 0 | 0 | 0 | 0 | 0 | 0 | 0 | 0 | 0 | 0 | 0.11 | 0.65 | 1.13 | 1.43 | 1.57 | 1.63 | 1.63 | 1.63 | 1.63 | 1.57 | 1.4 | 1.13 | 0.59 | 0.08 | 0 | 0 | 0 | 0 | 0 | 0 | 0 | 0 | 0 | 0 | 0.17 | 0.72 | 1.18 | 1.45 | 1.61 | 1.69 | 1.72 | 1.73 | 1.7 | 1.63 | 1.46 | 1.19 | 0.72 | 0.18 | 0 | 0 | 0 | 0 | 0 | 0 | 0 | 0 | 0 | 0 | 0.08 | 0.61 | 1.16 | 1.48 | 1.65 | 1.74 | 1.77 | 1.76 | 1.72 | 1.63 | 1.47 | 1.2 | 0.72 | 0.16 | 0 | 0 | 0 | 0 | 0 | 0 | 0 | 0 | 0 | 0 | 0.02 | 0.38 | 1.01 | 1.39 | 1.6 | 1.69 | 1.71 | 1.71 | 1.67 | 1.59 | 1.4 | 1.03 | 0.42 | 0.03 | 0 | 0 | 0 | 0 | 0 | 0 | 0 | 0 | 0 | 0 | 0 | 0.21 | 0.85 | 1.28 | 1.5 | 1.58 | 1.61 | 1.59 | 1.56 | 1.48 | 1.22 | 0.69 | 0.11 | 0 | 0 | 0 | 0 | 0 | 0 | 0 | 0 | 0 | 0 | 0 | 0 | 0.07 | 0.61 | 1.11 | 1.32 | 1.38 | 1.4 | 1.39 | 1.35 | 1.22 | 0.89 | 0.27 | 0 | 0 | 0 | 0 | 0 | 0 | 0 | 0 | 0 | 0 | 0 | 0 | 0 | 0.24 | 0.82 | 1.15 | 1.28 | 1.3 | 1.29 | 1.22 | 1.07 | 0.61 | 0.08 | 0 | 0 | 0 | 0 | 0 | 0 | 0 | 0 | 0 | 0 | 0 | 0 | 0 | 0 | 0.08 | 0.45 | 0.78 | 0.96 | 1.02 | 0.98 | 0.88 | 0.81 | 0.42 | 0.05 | 0 | 0 | 0 | 0 | 0 | 0 | 0
PWEST_1_UNIT |  | Wind | Wind | CISO | South | Socal | FC | 2.1 | 0.11 | 0.12 | 0.11 | 0.1 | 0.12 | 0.11 | 0.12 | 0.11 | 0.09 | 0.11 | 0.09 | 0.1 | 0.12 | 0.11 | 0.12 | 0.12 | 0.1 | 0.1 | 0.11 | 0.11 | 0.11 | 0.12 | 0.1 | 0.11 | 0.2 | 0.19 | 0.22 | 0.22 | 0.18 | 0.19 | 0.19 | 0.16 | 0.16 | 0.18 | 0.23 | 0.23 | 0.21 | 0.19 | 0.25 | 0.25 | 0.25 | 0.26 | 0.25 | 0.27 | 0.31 | 0.27 | 0.23 | 0.23 | 0.23 | 0.21 | 0.19 | 0.19 | 0.19 | 0.19 | 0.19 | 0.16 | 0.12 | 0.12 | 0.12 | 0.14 | 0.17 | 0.18 | 0.2 | 0.2 | 0.27 | 0.28 | 0.27 | 0.29 | 0.28 | 0.29 | 0.24 | 0.22 | 0.78 | 0.8 | 0.73 | 0.67 | 0.63 | 0.56 | 0.46 | 0.38 | 0.28 | 0.25 | 0.25 | 0.25 | 0.24 | 0.28 | 0.42 | 0.58 | 0.69 | 0.77 | 0.83 | 0.85 | 0.85 | 0.85 | 0.81 | 0.81 | 0.91 | 0.86 | 0.82 | 0.82 | 0.72 | 0.58 | 0.45 | 0.34 | 0.25 | 0.19 | 0.14 | 0.13 | 0.11 | 0.16 | 0.27 | 0.43 | 0.67 | 0.8 | 0.9 | 0.87 | 0.88 | 0.93 | 0.92 | 0.94 | 0.93 | 0.91 | 0.85 | 0.77 | 0.71 | 0.57 | 0.45 | 0.33 | 0.2 | 0.15 | 0.1 | 0.12 | 0.13 | 0.15 | 0.25 | 0.41 | 0.59 | 0.69 | 0.8 | 0.89 | 0.97 | 0.97 | 0.96 | 0.97 | 0.88 | 0.83 | 0.78 | 0.69 | 0.57 | 0.49 | 0.36 | 0.23 | 0.12 | 0.08 | 0.07 | 0.08 | 0.11 | 0.16 | 0.26 | 0.38 | 0.55 | 0.7 | 0.81 | 0.88 | 0.96 | 0.98 | 0.95 | 0.91 | 0.79 | 0.76 | 0.7 | 0.6 | 0.48 | 0.42 | 0.31 | 0.22 | 0.14 | 0.09 | 0.07 | 0.08 | 0.11 | 0.16 | 0.24 | 0.35 | 0.48 | 0.61 | 0.69 | 0.84 | 0.89 | 0.88 | 0.86 | 0.82 | 0.4 | 0.37 | 0.33 | 0.26 | 0.21 | 0.15 | 0.12 | 0.09 | 0.07 | 0.07 | 0.08 | 0.11 | 0.13 | 0.15 | 0.19 | 0.23 | 0.26 | 0.34 | 0.42 | 0.5 | 0.5 | 0.5 | 0.47 | 0.43 | 0.21 | 0.19 | 0.19 | 0.19 | 0.18 | 0.14 | 0.12 | 0.1 | 0.06 | 0.06 | 0.06 | 0.08 | 0.09 | 0.09 | 0.09 | 0.11 | 0.14 | 0.16 | 0.2 | 0.23 | 0.25 | 0.25 | 0.24 | 0.2 | 0.09 | 0.08 | 0.08 | 0.09 | 0.09 | 0.09 | 0.08 | 0.08 | 0.07 | 0.07 | 0.08 | 0.09 | 0.09 | 0.09 | 0.09 | 0.08 | 0.07 | 0.09 | 0.11 | 0.12 | 0.13 | 0.1 | 0.1 | 0.1 | 0.08 | 0.08 | 0.07 | 0.09 | 0.08 | 0.09 | 0.08 | 0.08 | 0.07 | 0.07 | 0.07 | 0.08 | 0.08 | 0.07 | 0.07 | 0.07 | 0.08 | 0.09 | 0.1 | 0.09 | 0.1 | 0.09 | 0.09 | 0.09
RATSKE_2_NROSR1 |  | Solar_1Axis | Solar Tracking | CISO | South | Socal | FC | 150 | 0 | 0 | 0 | 0 | 0 | 0 | 0.07 | 17.97 | 70.38 | 91.63 | 90.72 | 89.11 | 88.15 | 88.36 | 80.04 | 57.76 | 9.74 | 0 | 0 | 0 | 0 | 0 | 0 | 0 | 0 | 0 | 0 | 0 | 0 | 0 | 1.03 | 39.23 | 95.47 | 105.49 | 103.18 | 102.28 | 101.71 | 98.08 | 95.69 | 86.98 | 36.95 | 1.48 | 0 | 0 | 0 | 0 | 0 | 0 | 0 | 0 | 0 | 0 | 0 | 0 | 0.22 | 25.66 | 89.16 | 109.45 | 109.84 | 107.61 | 106.49 | 106 | 100.68 | 92.83 | 69.27 | 26.06 | 4.21 | 0 | 0 | 0 | 0 | 0 | 0 | 0 | 0 | 0 | 0 | 0 | 4.59 | 54.8 | 107.36 | 114.84 | 119.59 | 119.25 | 120.01 | 118.74 | 117.36 | 113.1 | 106.65 | 86.46 | 27.34 | 0.44 | 0 | 0 | 0 | 0 | 0 | 0 | 0 | 0 | 0 | 0.09 | 22.24 | 82.14 | 112.83 | 122.2 | 126.2 | 127.27 | 127.69 | 127.15 | 124.99 | 121.97 | 116.31 | 102.01 | 49.25 | 3.9 | 0 | 0 | 0 | 0 | 0 | 0 | 0 | 0 | 0 | 0.36 | 27.32 | 83.46 | 111.45 | 121.11 | 126.67 | 129.09 | 128.25 | 128.28 | 126.28 | 122.92 | 117.82 | 106.42 | 63.66 | 10.33 | 0.01 | 0 | 0 | 0 | 0 | 0 | 0 | 0 | 0 | 0.01 | 12.12 | 64.15 | 102.82 | 118.23 | 124.53 | 126.97 | 125.8 | 124.33 | 123.26 | 120.28 | 114.13 | 98.7 | 56.59 | 8.46 | 0 | 0 | 0 | 0 | 0 | 0 | 0 | 0 | 0 | 0 | 4.64 | 51.38 | 100.94 | 118.25 | 124.58 | 127.73 | 128.18 | 125.3 | 119.14 | 116.37 | 106.96 | 85.19 | 30.45 | 0.84 | 0 | 0 | 0 | 0 | 0 | 0 | 0 | 0 | 0 | 0 | 0.74 | 34.27 | 87.72 | 108.06 | 115.77 | 117.89 | 119.85 | 117.64 | 114.31 | 106.91 | 96.91 | 51.44 | 4.57 | 0 | 0 | 0 | 0 | 0 | 0 | 0 | 0 | 0 | 0 | 0 | 0.01 | 14.99 | 74.01 | 98.92 | 104.06 | 105.55 | 105.3 | 104.28 | 105.85 | 99 | 74.65 | 16.26 | 0.01 | 0 | 0 | 0 | 0 | 0 | 0 | 0 | 0 | 0 | 0 | 0 | 2.36 | 41.94 | 87.67 | 98.46 | 96.56 | 93.83 | 95.36 | 94.81 | 87.21 | 51.22 | 4.75 | 0 | 0 | 0 | 0 | 0 | 0 | 0 | 0 | 0 | 0 | 0 | 0 | 0 | 0.16 | 19.84 | 62.5 | 78.34 | 77.22 | 74.28 | 77.32 | 76.1 | 70.11 | 38.31 | 3.15 | 0 | 0 | 0 | 0 | 0 | 0 | 0
RATSKE_2_RBSSB1 | RATSKE_2_RBSSB1_SUN | Hybrid_Solar1Axis | Solar Tracking | CISO | South | Socal | ID | 60 | 0 | 0 | 0 | 0 | 0 | 0 | 0.03 | 7.19 | 28.15 | 36.65 | 36.29 | 35.65 | 35.26 | 35.35 | 32.01 | 23.1 | 3.9 | 0 | 0 | 0 | 0 | 0 | 0 | 0 | 0 | 0 | 0 | 0 | 0 | 0 | 0.41 | 15.69 | 38.19 | 42.2 | 41.27 | 40.91 | 40.68 | 39.23 | 38.28 | 34.79 | 14.78 | 0.59 | 0 | 0 | 0 | 0 | 0 | 0 | 0 | 0 | 0 | 0 | 0 | 0 | 0.09 | 10.26 | 35.67 | 43.78 | 43.94 | 43.04 | 42.6 | 42.4 | 40.27 | 37.13 | 27.71 | 10.42 | 1.68 | 0 | 0 | 0 | 0 | 0 | 0 | 0 | 0 | 0 | 0 | 0 | 1.84 | 21.92 | 42.95 | 45.94 | 47.84 | 47.7 | 48 | 47.5 | 46.94 | 45.24 | 42.66 | 34.58 | 10.94 | 0.18 | 0 | 0 | 0 | 0 | 0 | 0 | 0 | 0 | 0 | 0.03 | 8.9 | 32.86 | 45.13 | 48.88 | 50.48 | 50.91 | 51.08 | 50.86 | 50 | 48.79 | 46.52 | 40.8 | 19.7 | 1.56 | 0 | 0 | 0 | 0 | 0 | 0 | 0 | 0 | 0 | 0.14 | 10.93 | 33.38 | 44.58 | 48.44 | 50.67 | 51.64 | 51.3 | 51.31 | 50.51 | 49.17 | 47.13 | 42.57 | 25.47 | 4.13 | 0 | 0 | 0 | 0 | 0 | 0 | 0 | 0 | 0 | 0 | 4.85 | 25.66 | 41.13 | 47.29 | 49.81 | 50.79 | 50.32 | 49.73 | 49.3 | 48.11 | 45.65 | 39.48 | 22.64 | 3.39 | 0 | 0 | 0 | 0 | 0 | 0 | 0 | 0 | 0 | 0 | 1.86 | 20.55 | 40.37 | 47.3 | 49.83 | 51.09 | 51.27 | 50.12 | 47.65 | 46.55 | 42.78 | 34.08 | 12.18 | 0.33 | 0 | 0 | 0 | 0 | 0 | 0 | 0 | 0 | 0 | 0 | 0.3 | 13.71 | 35.09 | 43.22 | 46.31 | 47.16 | 47.94 | 47.06 | 45.72 | 42.77 | 38.77 | 20.58 | 1.83 | 0 | 0 | 0 | 0 | 0 | 0 | 0 | 0 | 0 | 0 | 0 | 0 | 6 | 29.6 | 39.57 | 41.62 | 42.22 | 42.12 | 41.71 | 42.34 | 39.6 | 29.86 | 6.5 | 0 | 0 | 0 | 0 | 0 | 0 | 0 | 0 | 0 | 0 | 0 | 0 | 0.94 | 16.78 | 35.07 | 39.39 | 38.62 | 37.53 | 38.14 | 37.92 | 34.88 | 20.49 | 1.9 | 0 | 0 | 0 | 0 | 0 | 0 | 0 | 0 | 0 | 0 | 0 | 0 | 0 | 0.06 | 7.94 | 25 | 31.34 | 30.89 | 29.71 | 30.93 | 30.44 | 28.05 | 15.32 | 1.26 | 0 | 0 | 0 | 0 | 0 | 0 | 0
RATSKE_2_RBSSB2 | RATSKE_2_RBSSB2_SUN | Hybrid_Solar1Axis | Solar Tracking | CISO | South | Socal | ID | 40 | 0 | 0 | 0 | 0 | 0 | 0 | 0.02 | 4.79 | 18.77 | 24.44 | 24.19 | 23.76 | 23.51 | 23.56 | 21.34 | 15.4 | 2.6 | 0 | 0 | 0 | 0 | 0 | 0 | 0 | 0 | 0 | 0 | 0 | 0 | 0 | 0.28 | 10.46 | 25.46 | 28.13 | 27.52 | 27.27 | 27.12 | 26.16 | 25.52 | 23.19 | 9.85 | 0.39 | 0 | 0 | 0 | 0 | 0 | 0 | 0 | 0 | 0 | 0 | 0 | 0 | 0.06 | 6.84 | 23.78 | 29.19 | 29.29 | 28.7 | 28.4 | 28.27 | 26.85 | 24.76 | 18.47 | 6.95 | 1.12 | 0 | 0 | 0 | 0 | 0 | 0 | 0 | 0 | 0 | 0 | 0 | 1.23 | 14.61 | 28.63 | 30.63 | 31.89 | 31.8 | 32 | 31.66 | 31.3 | 30.16 | 28.44 | 23.06 | 7.29 | 0.12 | 0 | 0 | 0 | 0 | 0 | 0 | 0 | 0 | 0 | 0.02 | 5.93 | 21.9 | 30.09 | 32.59 | 33.65 | 33.94 | 34.05 | 33.91 | 33.33 | 32.53 | 31.02 | 27.2 | 13.13 | 1.04 | 0 | 0 | 0 | 0 | 0 | 0 | 0 | 0 | 0 | 0.1 | 7.29 | 22.26 | 29.72 | 32.3 | 33.78 | 34.42 | 34.2 | 34.21 | 33.68 | 32.78 | 31.42 | 28.38 | 16.98 | 2.76 | 0 | 0 | 0 | 0 | 0 | 0 | 0 | 0 | 0 | 0 | 3.23 | 17.11 | 27.42 | 31.53 | 33.21 | 33.86 | 33.55 | 33.16 | 32.87 | 32.08 | 30.43 | 26.32 | 15.09 | 2.26 | 0 | 0 | 0 | 0 | 0 | 0 | 0 | 0 | 0 | 0 | 1.24 | 13.7 | 26.92 | 31.53 | 33.22 | 34.06 | 34.18 | 33.41 | 31.77 | 31.03 | 28.52 | 22.72 | 8.12 | 0.22 | 0 | 0 | 0 | 0 | 0 | 0 | 0 | 0 | 0 | 0 | 0.2 | 9.14 | 23.39 | 28.82 | 30.87 | 31.44 | 31.96 | 31.37 | 30.48 | 28.51 | 25.84 | 13.72 | 1.22 | 0 | 0 | 0 | 0 | 0 | 0 | 0 | 0 | 0 | 0 | 0 | 0 | 4 | 19.74 | 26.38 | 27.75 | 28.15 | 28.08 | 27.81 | 28.23 | 26.4 | 19.91 | 4.34 | 0 | 0 | 0 | 0 | 0 | 0 | 0 | 0 | 0 | 0 | 0 | 0 | 0.63 | 11.18 | 23.38 | 26.26 | 25.75 | 25.02 | 25.43 | 25.28 | 23.26 | 13.66 | 1.27 | 0 | 0 | 0 | 0 | 0 | 0 | 0 | 0 | 0 | 0 | 0 | 0 | 0 | 0.04 | 5.29 | 16.67 | 20.89 | 20.59 | 19.81 | 20.62 | 20.29 | 18.7 | 10.22 | 0.84 | 0 | 0 | 0 | 0 | 0 | 0 | 0
RDWAY_1_CREST |  | Solar_1Axis | Solar Tracking | CISO | South | Socal | EO | 6.5 | 0 | 0 | 0 | 0 | 0 | 0 | 0 | 0.78 | 3.05 | 3.97 | 3.93 | 3.86 | 3.82 | 3.83 | 3.47 | 2.5 | 0.42 | 0 | 0 | 0 | 0 | 0 | 0 | 0 | 0 | 0 | 0 | 0 | 0 | 0 | 0.04 | 1.7 | 4.14 | 4.57 | 4.47 | 4.43 | 4.41 | 4.25 | 4.15 | 3.77 | 1.6 | 0.06 | 0 | 0 | 0 | 0 | 0 | 0 | 0 | 0 | 0 | 0 | 0 | 0 | 0.01 | 1.11 | 3.86 | 4.74 | 4.76 | 4.66 | 4.61 | 4.59 | 4.36 | 4.02 | 3 | 1.13 | 0.18 | 0 | 0 | 0 | 0 | 0 | 0 | 0 | 0 | 0 | 0 | 0 | 0.2 | 2.37 | 4.65 | 4.98 | 5.18 | 5.17 | 5.2 | 5.15 | 5.09 | 4.9 | 4.62 | 3.75 | 1.18 | 0.02 | 0 | 0 | 0 | 0 | 0 | 0 | 0 | 0 | 0 | 0 | 0.96 | 3.56 | 4.89 | 5.3 | 5.47 | 5.52 | 5.53 | 5.51 | 5.42 | 5.29 | 5.04 | 4.42 | 2.13 | 0.17 | 0 | 0 | 0 | 0 | 0 | 0 | 0 | 0 | 0 | 0.02 | 1.18 | 3.62 | 4.83 | 5.25 | 5.49 | 5.59 | 5.56 | 5.56 | 5.47 | 5.33 | 5.11 | 4.61 | 2.76 | 0.45 | 0 | 0 | 0 | 0 | 0 | 0 | 0 | 0 | 0 | 0 | 0.53 | 2.78 | 4.46 | 5.12 | 5.4 | 5.5 | 5.45 | 5.39 | 5.34 | 5.21 | 4.95 | 4.28 | 2.45 | 0.37 | 0 | 0 | 0 | 0 | 0 | 0 | 0 | 0 | 0 | 0 | 0.2 | 2.23 | 4.37 | 5.12 | 5.4 | 5.53 | 5.55 | 5.43 | 5.16 | 5.04 | 4.63 | 3.69 | 1.32 | 0.04 | 0 | 0 | 0 | 0 | 0 | 0 | 0 | 0 | 0 | 0 | 0.03 | 1.48 | 3.8 | 4.68 | 5.02 | 5.11 | 5.19 | 5.1 | 4.95 | 4.63 | 4.2 | 2.23 | 0.2 | 0 | 0 | 0 | 0 | 0 | 0 | 0 | 0 | 0 | 0 | 0 | 0 | 0.65 | 3.21 | 4.29 | 4.51 | 4.57 | 4.56 | 4.52 | 4.59 | 4.29 | 3.23 | 0.7 | 0 | 0 | 0 | 0 | 0 | 0 | 0 | 0 | 0 | 0 | 0 | 0 | 0.1 | 1.82 | 3.8 | 4.27 | 4.18 | 4.07 | 4.13 | 4.11 | 3.78 | 2.22 | 0.21 | 0 | 0 | 0 | 0 | 0 | 0 | 0 | 0 | 0 | 0 | 0 | 0 | 0 | 0.01 | 0.86 | 2.71 | 3.39 | 3.35 | 3.22 | 3.35 | 3.3 | 3.04 | 1.66 | 0.14 | 0 | 0 | 0 | 0 | 0 | 0 | 0
RECTOR_2_CREST |  | Solar_Fixed | Solar Fixed | CISO | South | Socal | EO | 10.5 | 0 | 0 | 0 | 0 | 0 | 0 | 0.02 | 1.39 | 4.66 | 6.33 | 6.84 | 7.06 | 6.88 | 6.62 | 5.53 | 3.23 | 0.47 | 0 | 0 | 0 | 0 | 0 | 0 | 0 | 0 | 0 | 0 | 0 | 0 | 0 | 0.12 | 2.59 | 6.14 | 7.31 | 7.82 | 7.85 | 7.71 | 7.43 | 6.83 | 5.25 | 2.03 | 0.05 | 0 | 0 | 0 | 0 | 0 | 0 | 0 | 0 | 0 | 0 | 0 | 0 | 0.02 | 1.48 | 5.18 | 7.18 | 7.88 | 8.01 | 7.91 | 7.72 | 7.26 | 6.42 | 4.05 | 1.88 | 0.28 | 0 | 0 | 0 | 0 | 0 | 0 | 0 | 0 | 0 | 0 | 0 | 0.29 | 2.9 | 6.25 | 7.84 | 8.56 | 8.91 | 8.92 | 8.74 | 8.52 | 7.81 | 6.65 | 4.56 | 1.14 | 0.01 | 0 | 0 | 0 | 0 | 0 | 0 | 0 | 0 | 0 | 0.02 | 1.2 | 4.41 | 6.69 | 7.95 | 8.84 | 9.19 | 9.24 | 9.14 | 8.95 | 8.34 | 7.29 | 5.29 | 1.99 | 0.13 | 0 | 0 | 0 | 0 | 0 | 0 | 0 | 0 | 0 | 0.04 | 1.48 | 4.5 | 6.84 | 8.17 | 9.04 | 9.45 | 9.52 | 9.51 | 9.18 | 8.5 | 7.45 | 5.7 | 2.72 | 0.34 | 0 | 0 | 0 | 0 | 0 | 0 | 0 | 0 | 0 | 0 | 0.71 | 3.1 | 5.72 | 7.36 | 8.45 | 9 | 9.18 | 9.11 | 8.7 | 8.14 | 7.04 | 5.3 | 2.41 | 0.27 | 0 | 0 | 0 | 0 | 0 | 0 | 0 | 0 | 0 | 0 | 0.31 | 2.79 | 5.95 | 7.65 | 8.69 | 9.23 | 9.4 | 9.25 | 8.86 | 8.07 | 6.83 | 4.55 | 1.3 | 0.04 | 0 | 0 | 0 | 0 | 0 | 0 | 0 | 0 | 0 | 0 | 0.09 | 2.14 | 5.55 | 7.48 | 8.53 | 9 | 9.11 | 9.03 | 8.61 | 7.58 | 6.11 | 2.7 | 0.24 | 0 | 0 | 0 | 0 | 0 | 0 | 0 | 0 | 0 | 0 | 0 | 0.01 | 1.14 | 4.81 | 6.89 | 7.84 | 8.33 | 8.45 | 8.33 | 7.92 | 7.05 | 4.46 | 0.89 | 0 | 0 | 0 | 0 | 0 | 0 | 0 | 0 | 0 | 0 | 0 | 0 | 0.26 | 2.83 | 5.67 | 7.05 | 7.53 | 7.7 | 7.46 | 7.07 | 5.82 | 2.66 | 0.18 | 0 | 0 | 0 | 0 | 0 | 0 | 0 | 0 | 0 | 0 | 0 | 0 | 0 | 0.03 | 1.5 | 4.2 | 5.62 | 6.19 | 6.52 | 6.32 | 5.81 | 4.73 | 2.12 | 0.13 | 0 | 0 | 0 | 0 | 0 | 0 | 0
RECTOR_2_IVANPV |  | Solar_Fixed | Solar Fixed | CISO | South | Socal | EO | 3.5 | 0 | 0 | 0 | 0 | 0 | 0 | 0.01 | 0.46 | 1.55 | 2.11 | 2.28 | 2.35 | 2.29 | 2.21 | 1.84 | 1.08 | 0.16 | 0 | 0 | 0 | 0 | 0 | 0 | 0 | 0 | 0 | 0 | 0 | 0 | 0 | 0.04 | 0.86 | 2.05 | 2.44 | 2.61 | 2.62 | 2.57 | 2.48 | 2.28 | 1.75 | 0.68 | 0.02 | 0 | 0 | 0 | 0 | 0 | 0 | 0 | 0 | 0 | 0 | 0 | 0 | 0.01 | 0.49 | 1.73 | 2.39 | 2.63 | 2.67 | 2.64 | 2.57 | 2.42 | 2.14 | 1.35 | 0.63 | 0.09 | 0 | 0 | 0 | 0 | 0 | 0 | 0 | 0 | 0 | 0 | 0 | 0.1 | 0.97 | 2.08 | 2.61 | 2.85 | 2.97 | 2.97 | 2.91 | 2.84 | 2.6 | 2.22 | 1.52 | 0.38 | 0 | 0 | 0 | 0 | 0 | 0 | 0 | 0 | 0 | 0 | 0.01 | 0.4 | 1.47 | 2.23 | 2.65 | 2.95 | 3.06 | 3.08 | 3.05 | 2.98 | 2.78 | 2.43 | 1.76 | 0.66 | 0.04 | 0 | 0 | 0 | 0 | 0 | 0 | 0 | 0 | 0 | 0.01 | 0.49 | 1.5 | 2.28 | 2.72 | 3.01 | 3.15 | 3.17 | 3.17 | 3.06 | 2.83 | 2.48 | 1.9 | 0.91 | 0.11 | 0 | 0 | 0 | 0 | 0 | 0 | 0 | 0 | 0 | 0 | 0.24 | 1.03 | 1.91 | 2.45 | 2.82 | 3 | 3.06 | 3.04 | 2.9 | 2.71 | 2.35 | 1.77 | 0.8 | 0.09 | 0 | 0 | 0 | 0 | 0 | 0 | 0 | 0 | 0 | 0 | 0.1 | 0.93 | 1.98 | 2.55 | 2.9 | 3.08 | 3.13 | 3.08 | 2.95 | 2.69 | 2.28 | 1.52 | 0.43 | 0.01 | 0 | 0 | 0 | 0 | 0 | 0 | 0 | 0 | 0 | 0 | 0.03 | 0.71 | 1.85 | 2.49 | 2.84 | 3 | 3.04 | 3.01 | 2.87 | 2.53 | 2.04 | 0.9 | 0.08 | 0 | 0 | 0 | 0 | 0 | 0 | 0 | 0 | 0 | 0 | 0 | 0 | 0.38 | 1.6 | 2.3 | 2.61 | 2.78 | 2.82 | 2.78 | 2.64 | 2.35 | 1.49 | 0.3 | 0 | 0 | 0 | 0 | 0 | 0 | 0 | 0 | 0 | 0 | 0 | 0 | 0.09 | 0.94 | 1.89 | 2.35 | 2.51 | 2.57 | 2.49 | 2.36 | 1.94 | 0.89 | 0.06 | 0 | 0 | 0 | 0 | 0 | 0 | 0 | 0 | 0 | 0 | 0 | 0 | 0 | 0.01 | 0.5 | 1.4 | 1.87 | 2.06 | 2.17 | 2.11 | 1.94 | 1.58 | 0.71 | 0.04 | 0 | 0 | 0 | 0 | 0 | 0 | 0
REDMAN_2_SOLAR |  | Solar_1Axis | Solar Tracking | CISO | South | Socal | FC | 3.75 | 0 | 0 | 0 | 0 | 0 | 0 | 0 | 0.45 | 1.76 | 2.29 | 2.27 | 2.23 | 2.2 | 2.21 | 2 | 1.44 | 0.24 | 0 | 0 | 0 | 0 | 0 | 0 | 0 | 0 | 0 | 0 | 0 | 0 | 0 | 0.03 | 0.98 | 2.39 | 2.64 | 2.58 | 2.56 | 2.54 | 2.45 | 2.39 | 2.17 | 0.92 | 0.04 | 0 | 0 | 0 | 0 | 0 | 0 | 0 | 0 | 0 | 0 | 0 | 0 | 0.01 | 0.64 | 2.23 | 2.74 | 2.75 | 2.69 | 2.66 | 2.65 | 2.52 | 2.32 | 1.73 | 0.65 | 0.11 | 0 | 0 | 0 | 0 | 0 | 0 | 0 | 0 | 0 | 0 | 0 | 0.11 | 1.37 | 2.68 | 2.87 | 2.99 | 2.98 | 3 | 2.97 | 2.93 | 2.83 | 2.67 | 2.16 | 0.68 | 0.01 | 0 | 0 | 0 | 0 | 0 | 0 | 0 | 0 | 0 | 0 | 0.56 | 2.05 | 2.82 | 3.05 | 3.15 | 3.18 | 3.19 | 3.18 | 3.12 | 3.05 | 2.91 | 2.55 | 1.23 | 0.1 | 0 | 0 | 0 | 0 | 0 | 0 | 0 | 0 | 0 | 0.01 | 0.68 | 2.09 | 2.79 | 3.03 | 3.17 | 3.23 | 3.21 | 3.21 | 3.16 | 3.07 | 2.95 | 2.66 | 1.59 | 0.26 | 0 | 0 | 0 | 0 | 0 | 0 | 0 | 0 | 0 | 0 | 0.3 | 1.6 | 2.57 | 2.96 | 3.11 | 3.17 | 3.14 | 3.11 | 3.08 | 3.01 | 2.85 | 2.47 | 1.41 | 0.21 | 0 | 0 | 0 | 0 | 0 | 0 | 0 | 0 | 0 | 0 | 0.12 | 1.28 | 2.52 | 2.96 | 3.11 | 3.19 | 3.2 | 3.13 | 2.98 | 2.91 | 2.67 | 2.13 | 0.76 | 0.02 | 0 | 0 | 0 | 0 | 0 | 0 | 0 | 0 | 0 | 0 | 0.02 | 0.86 | 2.19 | 2.7 | 2.89 | 2.95 | 3 | 2.94 | 2.86 | 2.67 | 2.42 | 1.29 | 0.11 | 0 | 0 | 0 | 0 | 0 | 0 | 0 | 0 | 0 | 0 | 0 | 0 | 0.37 | 1.85 | 2.47 | 2.6 | 2.64 | 2.63 | 2.61 | 2.65 | 2.47 | 1.87 | 0.41 | 0 | 0 | 0 | 0 | 0 | 0 | 0 | 0 | 0 | 0 | 0 | 0 | 0.06 | 1.05 | 2.19 | 2.46 | 2.41 | 2.35 | 2.38 | 2.37 | 2.18 | 1.28 | 0.12 | 0 | 0 | 0 | 0 | 0 | 0 | 0 | 0 | 0 | 0 | 0 | 0 | 0 | 0 | 0.5 | 1.56 | 1.96 | 1.93 | 1.86 | 1.93 | 1.9 | 1.75 | 0.96 | 0.08 | 0 | 0 | 0 | 0 | 0 | 0 | 0
REDMAN_6_AVSSR1 |  | Solar_1Axis | Solar Tracking | CISO | South | Socal | FC | 3 | 0 | 0 | 0 | 0 | 0 | 0 | 0 | 0.36 | 1.41 | 1.83 | 1.81 | 1.78 | 1.76 | 1.77 | 1.6 | 1.16 | 0.19 | 0 | 0 | 0 | 0 | 0 | 0 | 0 | 0 | 0 | 0 | 0 | 0 | 0 | 0.02 | 0.78 | 1.91 | 2.11 | 2.06 | 2.05 | 2.03 | 1.96 | 1.91 | 1.74 | 0.74 | 0.03 | 0 | 0 | 0 | 0 | 0 | 0 | 0 | 0 | 0 | 0 | 0 | 0 | 0 | 0.51 | 1.78 | 2.19 | 2.2 | 2.15 | 2.13 | 2.12 | 2.01 | 1.86 | 1.39 | 0.52 | 0.08 | 0 | 0 | 0 | 0 | 0 | 0 | 0 | 0 | 0 | 0 | 0 | 0.09 | 1.1 | 2.15 | 2.3 | 2.39 | 2.39 | 2.4 | 2.37 | 2.35 | 2.26 | 2.13 | 1.73 | 0.55 | 0.01 | 0 | 0 | 0 | 0 | 0 | 0 | 0 | 0 | 0 | 0 | 0.44 | 1.64 | 2.26 | 2.44 | 2.52 | 2.55 | 2.55 | 2.54 | 2.5 | 2.44 | 2.33 | 2.04 | 0.98 | 0.08 | 0 | 0 | 0 | 0 | 0 | 0 | 0 | 0 | 0 | 0.01 | 0.55 | 1.67 | 2.23 | 2.42 | 2.53 | 2.58 | 2.57 | 2.57 | 2.53 | 2.46 | 2.36 | 2.13 | 1.27 | 0.21 | 0 | 0 | 0 | 0 | 0 | 0 | 0 | 0 | 0 | 0 | 0.24 | 1.28 | 2.06 | 2.36 | 2.49 | 2.54 | 2.52 | 2.49 | 2.47 | 2.41 | 2.28 | 1.97 | 1.13 | 0.17 | 0 | 0 | 0 | 0 | 0 | 0 | 0 | 0 | 0 | 0 | 0.09 | 1.03 | 2.02 | 2.36 | 2.49 | 2.55 | 2.56 | 2.51 | 2.38 | 2.33 | 2.14 | 1.7 | 0.61 | 0.02 | 0 | 0 | 0 | 0 | 0 | 0 | 0 | 0 | 0 | 0 | 0.01 | 0.69 | 1.75 | 2.16 | 2.32 | 2.36 | 2.4 | 2.35 | 2.29 | 2.14 | 1.94 | 1.03 | 0.09 | 0 | 0 | 0 | 0 | 0 | 0 | 0 | 0 | 0 | 0 | 0 | 0 | 0.3 | 1.48 | 1.98 | 2.08 | 2.11 | 2.11 | 2.09 | 2.12 | 1.98 | 1.49 | 0.33 | 0 | 0 | 0 | 0 | 0 | 0 | 0 | 0 | 0 | 0 | 0 | 0 | 0.05 | 0.84 | 1.75 | 1.97 | 1.93 | 1.88 | 1.91 | 1.9 | 1.74 | 1.02 | 0.1 | 0 | 0 | 0 | 0 | 0 | 0 | 0 | 0 | 0 | 0 | 0 | 0 | 0 | 0 | 0.4 | 1.25 | 1.57 | 1.54 | 1.49 | 1.55 | 1.52 | 1.4 | 0.77 | 0.06 | 0 | 0 | 0 | 0 | 0 | 0 | 0
REEDLY_6_SOLAR |  | Solar_2Axis | Solar Tracking | CISO | North | Norcal | EO | 1.23 | 0 | 0 | 0 | 0 | 0 | 0 | 0 | 0.03 | 0.23 | 0.41 | 0.5 | 0.54 | 0.56 | 0.52 | 0.49 | 0.34 | 0.07 | 0 | 0 | 0 | 0 | 0 | 0 | 0 | 0 | 0 | 0 | 0 | 0 | 0 | 0 | 0.16 | 0.64 | 0.81 | 0.81 | 0.78 | 0.77 | 0.76 | 0.78 | 0.68 | 0.35 | 0.02 | 0 | 0 | 0 | 0 | 0 | 0 | 0 | 0 | 0 | 0 | 0 | 0 | 0 | 0.1 | 0.54 | 0.81 | 0.86 | 0.82 | 0.83 | 0.8 | 0.76 | 0.71 | 0.6 | 0.18 | 0.04 | 0 | 0 | 0 | 0 | 0 | 0 | 0 | 0 | 0 | 0 | 0 | 0.01 | 0.32 | 0.76 | 0.89 | 0.88 | 0.87 | 0.9 | 0.89 | 0.88 | 0.89 | 0.84 | 0.74 | 0.32 | 0.01 | 0 | 0 | 0 | 0 | 0 | 0 | 0 | 0 | 0 | 0 | 0.11 | 0.61 | 0.86 | 0.92 | 0.94 | 0.93 | 0.95 | 0.95 | 0.96 | 0.97 | 0.94 | 0.88 | 0.54 | 0.07 | 0 | 0 | 0 | 0 | 0 | 0 | 0 | 0 | 0 | 0 | 0.19 | 0.69 | 0.94 | 1.02 | 1.03 | 1.04 | 1.05 | 1.04 | 1.03 | 1.04 | 1 | 0.93 | 0.67 | 0.18 | 0 | 0 | 0 | 0 | 0 | 0 | 0 | 0 | 0 | 0 | 0.09 | 0.57 | 0.94 | 1.04 | 1.05 | 1.06 | 1.05 | 1.05 | 1.03 | 1.03 | 0.99 | 0.92 | 0.64 | 0.15 | 0 | 0 | 0 | 0 | 0 | 0 | 0 | 0 | 0 | 0 | 0.01 | 0.34 | 0.78 | 0.96 | 0.99 | 1.01 | 1 | 1 | 0.99 | 0.99 | 0.95 | 0.77 | 0.34 | 0.02 | 0 | 0 | 0 | 0 | 0 | 0 | 0 | 0 | 0 | 0 | 0 | 0.16 | 0.63 | 0.84 | 0.89 | 0.9 | 0.89 | 0.88 | 0.88 | 0.9 | 0.81 | 0.5 | 0.06 | 0 | 0 | 0 | 0 | 0 | 0 | 0 | 0 | 0 | 0 | 0 | 0 | 0.04 | 0.4 | 0.7 | 0.77 | 0.76 | 0.73 | 0.74 | 0.76 | 0.75 | 0.59 | 0.17 | 0 | 0 | 0 | 0 | 0 | 0 | 0 | 0 | 0 | 0 | 0 | 0 | 0 | 0.13 | 0.46 | 0.62 | 0.65 | 0.62 | 0.64 | 0.65 | 0.62 | 0.38 | 0.05 | 0 | 0 | 0 | 0 | 0 | 0 | 0 | 0 | 0 | 0 | 0 | 0 | 0 | 0 | 0.03 | 0.23 | 0.38 | 0.45 | 0.49 | 0.49 | 0.47 | 0.39 | 0.21 | 0.02 | 0 | 0 | 0 | 0 | 0 | 0 | 0
RENWD_1_QF |  | Wind | Wind | CISO | South | Socal | FC | 10 | 0.52 | 0.56 | 0.52 | 0.5 | 0.56 | 0.54 | 0.56 | 0.51 | 0.44 | 0.5 | 0.45 | 0.49 | 0.55 | 0.5 | 0.55 | 0.55 | 0.47 | 0.46 | 0.55 | 0.51 | 0.51 | 0.56 | 0.48 | 0.51 | 0.97 | 0.92 | 1.06 | 1.03 | 0.87 | 0.93 | 0.91 | 0.75 | 0.78 | 0.86 | 1.07 | 1.11 | 1 | 0.93 | 1.18 | 1.21 | 1.19 | 1.24 | 1.18 | 1.28 | 1.47 | 1.27 | 1.12 | 1.1 | 1.08 | 1.01 | 0.89 | 0.88 | 0.9 | 0.9 | 0.9 | 0.74 | 0.57 | 0.57 | 0.58 | 0.66 | 0.79 | 0.86 | 0.97 | 0.95 | 1.27 | 1.35 | 1.27 | 1.37 | 1.32 | 1.36 | 1.12 | 1.06 | 3.69 | 3.83 | 3.5 | 3.2 | 2.99 | 2.67 | 2.21 | 1.82 | 1.33 | 1.18 | 1.17 | 1.17 | 1.14 | 1.33 | 2 | 2.76 | 3.28 | 3.68 | 3.95 | 4.03 | 4.04 | 4.07 | 3.88 | 3.88 | 4.32 | 4.09 | 3.91 | 3.91 | 3.44 | 2.77 | 2.12 | 1.6 | 1.18 | 0.88 | 0.66 | 0.64 | 0.55 | 0.76 | 1.26 | 2.04 | 3.18 | 3.81 | 4.3 | 4.15 | 4.19 | 4.43 | 4.36 | 4.46 | 4.44 | 4.34 | 4.03 | 3.68 | 3.36 | 2.71 | 2.12 | 1.56 | 0.96 | 0.69 | 0.5 | 0.58 | 0.63 | 0.74 | 1.21 | 1.94 | 2.79 | 3.3 | 3.79 | 4.25 | 4.64 | 4.63 | 4.57 | 4.61 | 4.18 | 3.93 | 3.71 | 3.27 | 2.71 | 2.33 | 1.73 | 1.12 | 0.57 | 0.38 | 0.32 | 0.38 | 0.51 | 0.75 | 1.22 | 1.82 | 2.62 | 3.33 | 3.85 | 4.2 | 4.55 | 4.66 | 4.52 | 4.35 | 3.75 | 3.63 | 3.33 | 2.85 | 2.3 | 2 | 1.47 | 1.06 | 0.65 | 0.45 | 0.35 | 0.39 | 0.53 | 0.74 | 1.14 | 1.66 | 2.28 | 2.92 | 3.29 | 3.99 | 4.23 | 4.21 | 4.08 | 3.89 | 1.89 | 1.74 | 1.58 | 1.23 | 1.01 | 0.73 | 0.59 | 0.41 | 0.34 | 0.34 | 0.39 | 0.52 | 0.6 | 0.71 | 0.89 | 1.1 | 1.24 | 1.63 | 2 | 2.4 | 2.4 | 2.4 | 2.26 | 2.06 | 0.98 | 0.91 | 0.93 | 0.91 | 0.83 | 0.69 | 0.55 | 0.46 | 0.31 | 0.28 | 0.29 | 0.37 | 0.43 | 0.43 | 0.44 | 0.51 | 0.65 | 0.78 | 0.94 | 1.08 | 1.19 | 1.21 | 1.12 | 0.96 | 0.44 | 0.39 | 0.4 | 0.41 | 0.41 | 0.42 | 0.4 | 0.36 | 0.33 | 0.36 | 0.39 | 0.44 | 0.42 | 0.44 | 0.45 | 0.37 | 0.34 | 0.43 | 0.54 | 0.59 | 0.63 | 0.46 | 0.49 | 0.47 | 0.37 | 0.36 | 0.35 | 0.41 | 0.4 | 0.41 | 0.4 | 0.37 | 0.35 | 0.35 | 0.35 | 0.38 | 0.38 | 0.35 | 0.33 | 0.35 | 0.39 | 0.41 | 0.46 | 0.43 | 0.49 | 0.44 | 0.41 | 0.41
RICHMN_1_CHVSR2 |  | Solar_1Axis | Solar Tracking | CISO | North | Norcal | ID | 8.5 | 0 | 0 | 0 | 0 | 0 | 0 | 0 | 0.2 | 1.61 | 2.85 | 3.47 | 3.75 | 3.88 | 3.62 | 3.37 | 2.32 | 0.51 | 0 | 0 | 0 | 0 | 0 | 0 | 0 | 0 | 0 | 0 | 0 | 0 | 0 | 0 | 1.08 | 4.39 | 5.63 | 5.61 | 5.36 | 5.29 | 5.28 | 5.39 | 4.68 | 2.44 | 0.13 | 0 | 0 | 0 | 0 | 0 | 0 | 0 | 0 | 0 | 0 | 0 | 0 | 0 | 0.66 | 3.74 | 5.61 | 5.92 | 5.7 | 5.75 | 5.5 | 5.23 | 4.93 | 4.12 | 1.25 | 0.26 | 0 | 0 | 0 | 0 | 0 | 0 | 0 | 0 | 0 | 0 | 0 | 0.07 | 2.19 | 5.22 | 6.14 | 6.11 | 6.01 | 6.22 | 6.18 | 6.06 | 6.14 | 5.78 | 5.14 | 2.21 | 0.09 | 0 | 0 | 0 | 0 | 0 | 0 | 0 | 0 | 0 | 0 | 0.79 | 4.24 | 5.97 | 6.38 | 6.49 | 6.44 | 6.57 | 6.58 | 6.6 | 6.69 | 6.5 | 6.1 | 3.72 | 0.49 | 0 | 0 | 0 | 0 | 0 | 0 | 0 | 0 | 0 | 0 | 1.32 | 4.8 | 6.47 | 7.03 | 7.12 | 7.19 | 7.23 | 7.19 | 7.14 | 7.16 | 6.89 | 6.45 | 4.66 | 1.26 | 0.01 | 0 | 0 | 0 | 0 | 0 | 0 | 0 | 0 | 0 | 0.59 | 3.93 | 6.49 | 7.16 | 7.27 | 7.29 | 7.24 | 7.24 | 7.12 | 7.12 | 6.86 | 6.35 | 4.4 | 1.02 | 0.01 | 0 | 0 | 0 | 0 | 0 | 0 | 0 | 0 | 0 | 0.09 | 2.32 | 5.42 | 6.6 | 6.87 | 6.95 | 6.94 | 6.88 | 6.87 | 6.84 | 6.54 | 5.33 | 2.34 | 0.14 | 0 | 0 | 0 | 0 | 0 | 0 | 0 | 0 | 0 | 0 | 0 | 1.12 | 4.33 | 5.79 | 6.13 | 6.2 | 6.13 | 6.09 | 6.11 | 6.2 | 5.58 | 3.46 | 0.44 | 0 | 0 | 0 | 0 | 0 | 0 | 0 | 0 | 0 | 0 | 0 | 0 | 0.29 | 2.77 | 4.84 | 5.34 | 5.26 | 5.07 | 5.13 | 5.29 | 5.16 | 4.04 | 1.14 | 0.01 | 0 | 0 | 0 | 0 | 0 | 0 | 0 | 0 | 0 | 0 | 0 | 0.01 | 0.91 | 3.16 | 4.32 | 4.49 | 4.29 | 4.42 | 4.52 | 4.27 | 2.61 | 0.31 | 0 | 0 | 0 | 0 | 0 | 0 | 0 | 0 | 0 | 0 | 0 | 0 | 0 | 0 | 0.21 | 1.59 | 2.61 | 3.12 | 3.42 | 3.37 | 3.24 | 2.73 | 1.45 | 0.17 | 0 | 0 | 0 | 0 | 0 | 0 | 0
RICHMN_1_SOLAR |  | Solar_1Axis | Solar Tracking | CISO | North | Norcal | ID | 2 | 0 | 0 | 0 | 0 | 0 | 0 | 0 | 0.05 | 0.38 | 0.67 | 0.82 | 0.88 | 0.91 | 0.85 | 0.79 | 0.54 | 0.12 | 0 | 0 | 0 | 0 | 0 | 0 | 0 | 0 | 0 | 0 | 0 | 0 | 0 | 0 | 0.25 | 1.03 | 1.33 | 1.32 | 1.26 | 1.24 | 1.24 | 1.27 | 1.1 | 0.58 | 0.03 | 0 | 0 | 0 | 0 | 0 | 0 | 0 | 0 | 0 | 0 | 0 | 0 | 0 | 0.16 | 0.88 | 1.32 | 1.39 | 1.34 | 1.35 | 1.29 | 1.23 | 1.16 | 0.97 | 0.29 | 0.06 | 0 | 0 | 0 | 0 | 0 | 0 | 0 | 0 | 0 | 0 | 0 | 0.02 | 0.51 | 1.23 | 1.44 | 1.44 | 1.42 | 1.46 | 1.45 | 1.43 | 1.45 | 1.36 | 1.21 | 0.52 | 0.02 | 0 | 0 | 0 | 0 | 0 | 0 | 0 | 0 | 0 | 0 | 0.19 | 1 | 1.4 | 1.5 | 1.53 | 1.51 | 1.55 | 1.55 | 1.55 | 1.57 | 1.53 | 1.43 | 0.87 | 0.12 | 0 | 0 | 0 | 0 | 0 | 0 | 0 | 0 | 0 | 0 | 0.31 | 1.13 | 1.52 | 1.65 | 1.68 | 1.69 | 1.7 | 1.69 | 1.68 | 1.69 | 1.62 | 1.52 | 1.1 | 0.3 | 0 | 0 | 0 | 0 | 0 | 0 | 0 | 0 | 0 | 0 | 0.14 | 0.92 | 1.53 | 1.69 | 1.71 | 1.72 | 1.7 | 1.7 | 1.68 | 1.67 | 1.61 | 1.49 | 1.04 | 0.24 | 0 | 0 | 0 | 0 | 0 | 0 | 0 | 0 | 0 | 0 | 0.02 | 0.55 | 1.28 | 1.55 | 1.62 | 1.64 | 1.63 | 1.62 | 1.62 | 1.61 | 1.54 | 1.25 | 0.55 | 0.03 | 0 | 0 | 0 | 0 | 0 | 0 | 0 | 0 | 0 | 0 | 0 | 0.26 | 1.02 | 1.36 | 1.44 | 1.46 | 1.44 | 1.43 | 1.44 | 1.46 | 1.31 | 0.81 | 0.1 | 0 | 0 | 0 | 0 | 0 | 0 | 0 | 0 | 0 | 0 | 0 | 0 | 0.07 | 0.65 | 1.14 | 1.26 | 1.24 | 1.19 | 1.21 | 1.24 | 1.21 | 0.95 | 0.27 | 0 | 0 | 0 | 0 | 0 | 0 | 0 | 0 | 0 | 0 | 0 | 0 | 0 | 0.21 | 0.74 | 1.02 | 1.06 | 1.01 | 1.04 | 1.06 | 1.01 | 0.61 | 0.07 | 0 | 0 | 0 | 0 | 0 | 0 | 0 | 0 | 0 | 0 | 0 | 0 | 0 | 0 | 0.05 | 0.37 | 0.61 | 0.73 | 0.8 | 0.79 | 0.76 | 0.64 | 0.34 | 0.04 | 0 | 0 | 0 | 0 | 0 | 0 | 0
RNDSBG_1_HZASR1 |  | Solar_1Axis | Solar Tracking | CISO | South | Socal | FC | 2.99 | 0 | 0 | 0 | 0 | 0 | 0 | 0 | 0.36 | 1.4 | 1.83 | 1.81 | 1.78 | 1.76 | 1.76 | 1.6 | 1.15 | 0.19 | 0 | 0 | 0 | 0 | 0 | 0 | 0 | 0 | 0 | 0 | 0 | 0 | 0 | 0.02 | 0.78 | 1.9 | 2.1 | 2.06 | 2.04 | 2.03 | 1.96 | 1.91 | 1.73 | 0.74 | 0.03 | 0 | 0 | 0 | 0 | 0 | 0 | 0 | 0 | 0 | 0 | 0 | 0 | 0 | 0.51 | 1.78 | 2.18 | 2.19 | 2.14 | 2.12 | 2.11 | 2.01 | 1.85 | 1.38 | 0.52 | 0.08 | 0 | 0 | 0 | 0 | 0 | 0 | 0 | 0 | 0 | 0 | 0 | 0.09 | 1.09 | 2.14 | 2.29 | 2.38 | 2.38 | 2.39 | 2.37 | 2.34 | 2.25 | 2.13 | 1.72 | 0.54 | 0.01 | 0 | 0 | 0 | 0 | 0 | 0 | 0 | 0 | 0 | 0 | 0.44 | 1.64 | 2.25 | 2.44 | 2.52 | 2.54 | 2.55 | 2.53 | 2.49 | 2.43 | 2.32 | 2.03 | 0.98 | 0.08 | 0 | 0 | 0 | 0 | 0 | 0 | 0 | 0 | 0 | 0.01 | 0.54 | 1.66 | 2.22 | 2.41 | 2.52 | 2.57 | 2.56 | 2.56 | 2.52 | 2.45 | 2.35 | 2.12 | 1.27 | 0.21 | 0 | 0 | 0 | 0 | 0 | 0 | 0 | 0 | 0 | 0 | 0.24 | 1.28 | 2.05 | 2.36 | 2.48 | 2.53 | 2.51 | 2.48 | 2.46 | 2.4 | 2.27 | 1.97 | 1.13 | 0.17 | 0 | 0 | 0 | 0 | 0 | 0 | 0 | 0 | 0 | 0 | 0.09 | 1.02 | 2.01 | 2.36 | 2.48 | 2.55 | 2.56 | 2.5 | 2.37 | 2.32 | 2.13 | 1.7 | 0.61 | 0.02 | 0 | 0 | 0 | 0 | 0 | 0 | 0 | 0 | 0 | 0 | 0.01 | 0.68 | 1.75 | 2.15 | 2.31 | 2.35 | 2.39 | 2.35 | 2.28 | 2.13 | 1.93 | 1.03 | 0.09 | 0 | 0 | 0 | 0 | 0 | 0 | 0 | 0 | 0 | 0 | 0 | 0 | 0.3 | 1.48 | 1.97 | 2.07 | 2.1 | 2.1 | 2.08 | 2.11 | 1.97 | 1.49 | 0.32 | 0 | 0 | 0 | 0 | 0 | 0 | 0 | 0 | 0 | 0 | 0 | 0 | 0.05 | 0.84 | 1.75 | 1.96 | 1.92 | 1.87 | 1.9 | 1.89 | 1.74 | 1.02 | 0.09 | 0 | 0 | 0 | 0 | 0 | 0 | 0 | 0 | 0 | 0 | 0 | 0 | 0 | 0 | 0.4 | 1.25 | 1.56 | 1.54 | 1.48 | 1.54 | 1.52 | 1.4 | 0.76 | 0.06 | 0 | 0 | 0 | 0 | 0 | 0 | 0
ROSMDW_2_WIND1 |  | Wind | Wind | CISO | South | Socal | FC | 140 | 7.35 | 7.78 | 7.33 | 6.99 | 7.81 | 7.6 | 7.79 | 7.15 | 6.21 | 7.05 | 6.27 | 6.86 | 7.71 | 7.03 | 7.75 | 7.73 | 6.61 | 6.38 | 7.63 | 7.21 | 7.11 | 7.81 | 6.74 | 7.11 | 13.57 | 12.94 | 14.84 | 14.47 | 12.22 | 12.95 | 12.75 | 10.46 | 10.93 | 12.07 | 15.03 | 15.57 | 14.04 | 12.99 | 16.59 | 17 | 16.67 | 17.43 | 16.47 | 17.91 | 20.56 | 17.76 | 15.63 | 15.37 | 15.12 | 14.19 | 12.45 | 12.34 | 12.59 | 12.54 | 12.57 | 10.34 | 7.99 | 7.97 | 8.11 | 9.17 | 11.12 | 12.01 | 13.57 | 13.24 | 17.73 | 18.87 | 17.79 | 19.13 | 18.55 | 19.02 | 15.68 | 14.86 | 51.71 | 53.63 | 48.98 | 44.8 | 41.9 | 37.45 | 30.89 | 25.49 | 18.6 | 16.57 | 16.45 | 16.4 | 15.96 | 18.63 | 27.93 | 38.6 | 45.87 | 51.51 | 55.28 | 56.49 | 56.49 | 56.99 | 54.33 | 54.31 | 60.47 | 57.31 | 54.79 | 54.76 | 48.23 | 38.76 | 29.7 | 22.34 | 16.56 | 12.35 | 9.28 | 8.94 | 7.67 | 10.63 | 17.68 | 28.55 | 44.52 | 53.3 | 60.21 | 58.05 | 58.66 | 61.95 | 61.05 | 62.38 | 62.21 | 60.72 | 56.48 | 51.57 | 47.08 | 38 | 29.72 | 21.83 | 13.41 | 9.71 | 6.97 | 8.12 | 8.78 | 10.32 | 16.96 | 27.1 | 39.12 | 46.21 | 53.08 | 59.51 | 64.98 | 64.77 | 64 | 64.48 | 58.58 | 55.03 | 51.9 | 45.71 | 37.88 | 32.56 | 24.2 | 15.64 | 7.97 | 5.32 | 4.55 | 5.37 | 7.15 | 10.48 | 17.12 | 25.54 | 36.7 | 46.65 | 53.92 | 58.86 | 63.71 | 65.27 | 63.21 | 60.95 | 52.44 | 50.85 | 46.66 | 39.89 | 32.14 | 28.02 | 20.61 | 14.86 | 9.12 | 6.25 | 4.89 | 5.44 | 7.36 | 10.36 | 15.92 | 23.23 | 31.86 | 40.85 | 46.03 | 55.81 | 59.18 | 58.98 | 57.06 | 54.42 | 26.45 | 24.38 | 22.09 | 17.2 | 14.16 | 10.25 | 8.22 | 5.68 | 4.73 | 4.75 | 5.45 | 7.25 | 8.42 | 10.01 | 12.42 | 15.34 | 17.35 | 22.88 | 28.01 | 33.62 | 33.65 | 33.59 | 31.57 | 28.86 | 13.79 | 12.78 | 12.96 | 12.76 | 11.69 | 9.61 | 7.76 | 6.42 | 4.29 | 3.85 | 4.12 | 5.14 | 6.07 | 6.08 | 6.17 | 7.13 | 9.09 | 10.86 | 13.1 | 15.09 | 16.66 | 16.95 | 15.67 | 13.48 | 6.17 | 5.47 | 5.59 | 5.68 | 5.77 | 5.85 | 5.58 | 5.02 | 4.57 | 4.99 | 5.44 | 6.19 | 5.88 | 6.22 | 6.27 | 5.25 | 4.76 | 6.06 | 7.62 | 8.21 | 8.75 | 6.5 | 6.88 | 6.63 | 5.22 | 5.07 | 4.97 | 5.7 | 5.58 | 5.67 | 5.62 | 5.24 | 4.91 | 4.89 | 4.86 | 5.31 | 5.27 | 4.88 | 4.65 | 4.87 | 5.39 | 5.69 | 6.43 | 6.02 | 6.82 | 6.13 | 5.79 | 5.74
ROSMND_6_SOLAR |  | Solar_1Axis | Solar Tracking | CISO | South | Socal | FC | 3 | 0 | 0 | 0 | 0 | 0 | 0 | 0 | 0.36 | 1.41 | 1.83 | 1.81 | 1.78 | 1.76 | 1.77 | 1.6 | 1.16 | 0.19 | 0 | 0 | 0 | 0 | 0 | 0 | 0 | 0 | 0 | 0 | 0 | 0 | 0 | 0.02 | 0.78 | 1.91 | 2.11 | 2.06 | 2.05 | 2.03 | 1.96 | 1.91 | 1.74 | 0.74 | 0.03 | 0 | 0 | 0 | 0 | 0 | 0 | 0 | 0 | 0 | 0 | 0 | 0 | 0 | 0.51 | 1.78 | 2.19 | 2.2 | 2.15 | 2.13 | 2.12 | 2.01 | 1.86 | 1.39 | 0.52 | 0.08 | 0 | 0 | 0 | 0 | 0 | 0 | 0 | 0 | 0 | 0 | 0 | 0.09 | 1.1 | 2.15 | 2.3 | 2.39 | 2.39 | 2.4 | 2.37 | 2.35 | 2.26 | 2.13 | 1.73 | 0.55 | 0.01 | 0 | 0 | 0 | 0 | 0 | 0 | 0 | 0 | 0 | 0 | 0.44 | 1.64 | 2.26 | 2.44 | 2.52 | 2.55 | 2.55 | 2.54 | 2.5 | 2.44 | 2.33 | 2.04 | 0.98 | 0.08 | 0 | 0 | 0 | 0 | 0 | 0 | 0 | 0 | 0 | 0.01 | 0.55 | 1.67 | 2.23 | 2.42 | 2.53 | 2.58 | 2.57 | 2.57 | 2.53 | 2.46 | 2.36 | 2.13 | 1.27 | 0.21 | 0 | 0 | 0 | 0 | 0 | 0 | 0 | 0 | 0 | 0 | 0.24 | 1.28 | 2.06 | 2.36 | 2.49 | 2.54 | 2.52 | 2.49 | 2.47 | 2.41 | 2.28 | 1.97 | 1.13 | 0.17 | 0 | 0 | 0 | 0 | 0 | 0 | 0 | 0 | 0 | 0 | 0.09 | 1.03 | 2.02 | 2.36 | 2.49 | 2.55 | 2.56 | 2.51 | 2.38 | 2.33 | 2.14 | 1.7 | 0.61 | 0.02 | 0 | 0 | 0 | 0 | 0 | 0 | 0 | 0 | 0 | 0 | 0.01 | 0.69 | 1.75 | 2.16 | 2.32 | 2.36 | 2.4 | 2.35 | 2.29 | 2.14 | 1.94 | 1.03 | 0.09 | 0 | 0 | 0 | 0 | 0 | 0 | 0 | 0 | 0 | 0 | 0 | 0 | 0.3 | 1.48 | 1.98 | 2.08 | 2.11 | 2.11 | 2.09 | 2.12 | 1.98 | 1.49 | 0.33 | 0 | 0 | 0 | 0 | 0 | 0 | 0 | 0 | 0 | 0 | 0 | 0 | 0.05 | 0.84 | 1.75 | 1.97 | 1.93 | 1.88 | 1.91 | 1.9 | 1.74 | 1.02 | 0.1 | 0 | 0 | 0 | 0 | 0 | 0 | 0 | 0 | 0 | 0 | 0 | 0 | 0 | 0 | 0.4 | 1.25 | 1.57 | 1.54 | 1.49 | 1.55 | 1.52 | 1.4 | 0.77 | 0.06 | 0 | 0 | 0 | 0 | 0 | 0 | 0
RSMSLR_6_SOLAR1 |  | Solar_Fixed | Solar Fixed | CISO | South | Socal | FC | 20 | 0 | 0 | 0 | 0 | 0 | 0 | 0.03 | 2.65 | 8.89 | 12.05 | 13.03 | 13.45 | 13.1 | 12.62 | 10.54 | 6.15 | 0.89 | 0 | 0 | 0 | 0 | 0 | 0 | 0 | 0 | 0 | 0 | 0 | 0 | 0 | 0.22 | 4.93 | 11.69 | 13.93 | 14.9 | 14.95 | 14.69 | 14.14 | 13.01 | 9.99 | 3.87 | 0.1 | 0 | 0 | 0 | 0 | 0 | 0 | 0 | 0 | 0 | 0 | 0 | 0 | 0.04 | 2.83 | 9.86 | 13.67 | 15.01 | 15.26 | 15.08 | 14.71 | 13.84 | 12.23 | 7.72 | 3.59 | 0.54 | 0 | 0 | 0 | 0 | 0 | 0 | 0 | 0 | 0 | 0 | 0 | 0.55 | 5.53 | 11.9 | 14.94 | 16.3 | 16.97 | 17 | 16.65 | 16.22 | 14.88 | 12.66 | 8.68 | 2.17 | 0.03 | 0 | 0 | 0 | 0 | 0 | 0 | 0 | 0 | 0 | 0.03 | 2.29 | 8.4 | 12.75 | 15.15 | 16.84 | 17.51 | 17.6 | 17.41 | 17.06 | 15.89 | 13.89 | 10.08 | 3.79 | 0.25 | 0 | 0 | 0 | 0 | 0 | 0 | 0 | 0 | 0 | 0.07 | 2.81 | 8.58 | 13.02 | 15.55 | 17.22 | 18 | 18.14 | 18.11 | 17.49 | 16.19 | 14.2 | 10.85 | 5.18 | 0.65 | 0 | 0 | 0 | 0 | 0 | 0 | 0 | 0 | 0 | 0 | 1.35 | 5.9 | 10.89 | 14.01 | 16.09 | 17.15 | 17.49 | 17.35 | 16.57 | 15.5 | 13.42 | 10.09 | 4.59 | 0.52 | 0 | 0 | 0 | 0 | 0 | 0 | 0 | 0 | 0 | 0 | 0.6 | 5.31 | 11.33 | 14.56 | 16.55 | 17.58 | 17.91 | 17.62 | 16.88 | 15.37 | 13 | 8.67 | 2.48 | 0.07 | 0 | 0 | 0 | 0 | 0 | 0 | 0 | 0 | 0 | 0 | 0.17 | 4.08 | 10.58 | 14.25 | 16.25 | 17.15 | 17.36 | 17.2 | 16.4 | 14.44 | 11.63 | 5.15 | 0.46 | 0 | 0 | 0 | 0 | 0 | 0 | 0 | 0 | 0 | 0 | 0 | 0.02 | 2.17 | 9.17 | 13.12 | 14.93 | 15.87 | 16.09 | 15.86 | 15.08 | 13.42 | 8.49 | 1.7 | 0.01 | 0 | 0 | 0 | 0 | 0 | 0 | 0 | 0 | 0 | 0 | 0 | 0.49 | 5.4 | 10.8 | 13.43 | 14.33 | 14.67 | 14.22 | 13.46 | 11.08 | 5.06 | 0.34 | 0 | 0 | 0 | 0 | 0 | 0 | 0 | 0 | 0 | 0 | 0 | 0 | 0 | 0.06 | 2.85 | 8 | 10.7 | 11.8 | 12.42 | 12.04 | 11.06 | 9.02 | 4.03 | 0.25 | 0 | 0 | 0 | 0 | 0 | 0 | 0
RSMSLR_6_SOLAR2 |  | Solar_1Axis | Solar Tracking | CISO | South | Socal | FC | 20 | 0 | 0 | 0 | 0 | 0 | 0 | 0.01 | 2.4 | 9.38 | 12.22 | 12.1 | 11.88 | 11.75 | 11.78 | 10.67 | 7.7 | 1.3 | 0 | 0 | 0 | 0 | 0 | 0 | 0 | 0 | 0 | 0 | 0 | 0 | 0 | 0.14 | 5.23 | 12.73 | 14.07 | 13.76 | 13.64 | 13.56 | 13.08 | 12.76 | 11.6 | 4.93 | 0.2 | 0 | 0 | 0 | 0 | 0 | 0 | 0 | 0 | 0 | 0 | 0 | 0 | 0.03 | 3.42 | 11.89 | 14.59 | 14.65 | 14.35 | 14.2 | 14.13 | 13.42 | 12.38 | 9.24 | 3.47 | 0.56 | 0 | 0 | 0 | 0 | 0 | 0 | 0 | 0 | 0 | 0 | 0 | 0.61 | 7.31 | 14.32 | 15.31 | 15.95 | 15.9 | 16 | 15.83 | 15.65 | 15.08 | 14.22 | 11.53 | 3.65 | 0.06 | 0 | 0 | 0 | 0 | 0 | 0 | 0 | 0 | 0 | 0.01 | 2.97 | 10.95 | 15.04 | 16.29 | 16.83 | 16.97 | 17.03 | 16.95 | 16.67 | 16.26 | 15.51 | 13.6 | 6.57 | 0.52 | 0 | 0 | 0 | 0 | 0 | 0 | 0 | 0 | 0 | 0.05 | 3.64 | 11.13 | 14.86 | 16.15 | 16.89 | 17.21 | 17.1 | 17.1 | 16.84 | 16.39 | 15.71 | 14.19 | 8.49 | 1.38 | 0 | 0 | 0 | 0 | 0 | 0 | 0 | 0 | 0 | 0 | 1.62 | 8.55 | 13.71 | 15.76 | 16.6 | 16.93 | 16.77 | 16.58 | 16.43 | 16.04 | 15.22 | 13.16 | 7.55 | 1.13 | 0 | 0 | 0 | 0 | 0 | 0 | 0 | 0 | 0 | 0 | 0.62 | 6.85 | 13.46 | 15.77 | 16.61 | 17.03 | 17.09 | 16.71 | 15.88 | 15.52 | 14.26 | 11.36 | 4.06 | 0.11 | 0 | 0 | 0 | 0 | 0 | 0 | 0 | 0 | 0 | 0 | 0.1 | 4.57 | 11.7 | 14.41 | 15.44 | 15.72 | 15.98 | 15.69 | 15.24 | 14.26 | 12.92 | 6.86 | 0.61 | 0 | 0 | 0 | 0 | 0 | 0 | 0 | 0 | 0 | 0 | 0 | 0 | 2 | 9.87 | 13.19 | 13.87 | 14.07 | 14.04 | 13.9 | 14.11 | 13.2 | 9.95 | 2.17 | 0 | 0 | 0 | 0 | 0 | 0 | 0 | 0 | 0 | 0 | 0 | 0 | 0.31 | 5.59 | 11.69 | 13.13 | 12.87 | 12.51 | 12.71 | 12.64 | 11.63 | 6.83 | 0.63 | 0 | 0 | 0 | 0 | 0 | 0 | 0 | 0 | 0 | 0 | 0 | 0 | 0 | 0.02 | 2.65 | 8.33 | 10.45 | 10.3 | 9.9 | 10.31 | 10.15 | 9.35 | 5.11 | 0.42 | 0 | 0 | 0 | 0 | 0 | 0 | 0
RTEDDY_2_SC1SR3 |  | Solar_1Axis | Solar Tracking | CISO | South | Socal | FC | 40 | 0 | 0 | 0 | 0 | 0 | 0 | 0.02 | 4.79 | 18.77 | 24.44 | 24.19 | 23.76 | 23.51 | 23.56 | 21.34 | 15.4 | 2.6 | 0 | 0 | 0 | 0 | 0 | 0 | 0 | 0 | 0 | 0 | 0 | 0 | 0 | 0.28 | 10.46 | 25.46 | 28.13 | 27.52 | 27.27 | 27.12 | 26.16 | 25.52 | 23.19 | 9.85 | 0.39 | 0 | 0 | 0 | 0 | 0 | 0 | 0 | 0 | 0 | 0 | 0 | 0 | 0.06 | 6.84 | 23.78 | 29.19 | 29.29 | 28.7 | 28.4 | 28.27 | 26.85 | 24.76 | 18.47 | 6.95 | 1.12 | 0 | 0 | 0 | 0 | 0 | 0 | 0 | 0 | 0 | 0 | 0 | 1.23 | 14.61 | 28.63 | 30.63 | 31.89 | 31.8 | 32 | 31.66 | 31.3 | 30.16 | 28.44 | 23.06 | 7.29 | 0.12 | 0 | 0 | 0 | 0 | 0 | 0 | 0 | 0 | 0 | 0.02 | 5.93 | 21.9 | 30.09 | 32.59 | 33.65 | 33.94 | 34.05 | 33.91 | 33.33 | 32.53 | 31.02 | 27.2 | 13.13 | 1.04 | 0 | 0 | 0 | 0 | 0 | 0 | 0 | 0 | 0 | 0.1 | 7.29 | 22.26 | 29.72 | 32.3 | 33.78 | 34.42 | 34.2 | 34.21 | 33.68 | 32.78 | 31.42 | 28.38 | 16.98 | 2.76 | 0 | 0 | 0 | 0 | 0 | 0 | 0 | 0 | 0 | 0 | 3.23 | 17.11 | 27.42 | 31.53 | 33.21 | 33.86 | 33.55 | 33.16 | 32.87 | 32.08 | 30.43 | 26.32 | 15.09 | 2.26 | 0 | 0 | 0 | 0 | 0 | 0 | 0 | 0 | 0 | 0 | 1.24 | 13.7 | 26.92 | 31.53 | 33.22 | 34.06 | 34.18 | 33.41 | 31.77 | 31.03 | 28.52 | 22.72 | 8.12 | 0.22 | 0 | 0 | 0 | 0 | 0 | 0 | 0 | 0 | 0 | 0 | 0.2 | 9.14 | 23.39 | 28.82 | 30.87 | 31.44 | 31.96 | 31.37 | 30.48 | 28.51 | 25.84 | 13.72 | 1.22 | 0 | 0 | 0 | 0 | 0 | 0 | 0 | 0 | 0 | 0 | 0 | 0 | 4 | 19.74 | 26.38 | 27.75 | 28.15 | 28.08 | 27.81 | 28.23 | 26.4 | 19.91 | 4.34 | 0 | 0 | 0 | 0 | 0 | 0 | 0 | 0 | 0 | 0 | 0 | 0 | 0.63 | 11.18 | 23.38 | 26.26 | 25.75 | 25.02 | 25.43 | 25.28 | 23.26 | 13.66 | 1.27 | 0 | 0 | 0 | 0 | 0 | 0 | 0 | 0 | 0 | 0 | 0 | 0 | 0 | 0.04 | 5.29 | 16.67 | 20.89 | 20.59 | 19.81 | 20.62 | 20.29 | 18.7 | 10.22 | 0.84 | 0 | 0 | 0 | 0 | 0 | 0 | 0
RTEDDY_2_SEBSR3 |  | Solar_1Axis | Solar Tracking | CISO | South | Socal | FC | 56 | 0 | 0 | 0 | 0 | 0 | 0 | 0.03 | 6.71 | 26.27 | 34.21 | 33.87 | 33.27 | 32.91 | 32.99 | 29.88 | 21.56 | 3.64 | 0 | 0 | 0 | 0 | 0 | 0 | 0 | 0 | 0 | 0 | 0 | 0 | 0 | 0.39 | 14.65 | 35.64 | 39.38 | 38.52 | 38.18 | 37.97 | 36.62 | 35.72 | 32.47 | 13.79 | 0.55 | 0 | 0 | 0 | 0 | 0 | 0 | 0 | 0 | 0 | 0 | 0 | 0 | 0.08 | 9.58 | 33.29 | 40.86 | 41.01 | 40.17 | 39.76 | 39.57 | 37.59 | 34.66 | 25.86 | 9.73 | 1.57 | 0 | 0 | 0 | 0 | 0 | 0 | 0 | 0 | 0 | 0 | 0 | 1.72 | 20.46 | 40.08 | 42.88 | 44.65 | 44.52 | 44.8 | 44.33 | 43.81 | 42.22 | 39.82 | 32.28 | 10.21 | 0.17 | 0 | 0 | 0 | 0 | 0 | 0 | 0 | 0 | 0 | 0.03 | 8.3 | 30.67 | 42.12 | 45.62 | 47.11 | 47.51 | 47.67 | 47.47 | 46.66 | 45.54 | 43.42 | 38.08 | 18.39 | 1.46 | 0 | 0 | 0 | 0 | 0 | 0 | 0 | 0 | 0 | 0.13 | 10.2 | 31.16 | 41.61 | 45.21 | 47.29 | 48.19 | 47.88 | 47.89 | 47.15 | 45.89 | 43.99 | 39.73 | 23.77 | 3.86 | 0 | 0 | 0 | 0 | 0 | 0 | 0 | 0 | 0 | 0 | 4.52 | 23.95 | 38.39 | 44.14 | 46.49 | 47.4 | 46.96 | 46.42 | 46.02 | 44.91 | 42.61 | 36.85 | 21.13 | 3.16 | 0 | 0 | 0 | 0 | 0 | 0 | 0 | 0 | 0 | 0 | 1.73 | 19.18 | 37.68 | 44.15 | 46.51 | 47.68 | 47.85 | 46.78 | 44.48 | 43.45 | 39.93 | 31.8 | 11.37 | 0.31 | 0 | 0 | 0 | 0 | 0 | 0 | 0 | 0 | 0 | 0 | 0.28 | 12.79 | 32.75 | 40.34 | 43.22 | 44.01 | 44.74 | 43.92 | 42.68 | 39.91 | 36.18 | 19.21 | 1.71 | 0 | 0 | 0 | 0 | 0 | 0 | 0 | 0 | 0 | 0 | 0 | 0 | 5.6 | 27.63 | 36.93 | 38.85 | 39.41 | 39.31 | 38.93 | 39.52 | 36.96 | 27.87 | 6.07 | 0 | 0 | 0 | 0 | 0 | 0 | 0 | 0 | 0 | 0 | 0 | 0 | 0.88 | 15.66 | 32.73 | 36.76 | 36.05 | 35.03 | 35.6 | 35.39 | 32.56 | 19.12 | 1.78 | 0 | 0 | 0 | 0 | 0 | 0 | 0 | 0 | 0 | 0 | 0 | 0 | 0 | 0.06 | 7.41 | 23.33 | 29.25 | 28.83 | 27.73 | 28.87 | 28.41 | 26.18 | 14.3 | 1.18 | 0 | 0 | 0 | 0 | 0 | 0 | 0
RTEDDY_2_SEBSR4 |  | Solar_1Axis | Solar Tracking | CISO | South | Socal | FC | 56 | 0 | 0 | 0 | 0 | 0 | 0 | 0.03 | 6.71 | 26.27 | 34.21 | 33.87 | 33.27 | 32.91 | 32.99 | 29.88 | 21.56 | 3.64 | 0 | 0 | 0 | 0 | 0 | 0 | 0 | 0 | 0 | 0 | 0 | 0 | 0 | 0.39 | 14.65 | 35.64 | 39.38 | 38.52 | 38.18 | 37.97 | 36.62 | 35.72 | 32.47 | 13.79 | 0.55 | 0 | 0 | 0 | 0 | 0 | 0 | 0 | 0 | 0 | 0 | 0 | 0 | 0.08 | 9.58 | 33.29 | 40.86 | 41.01 | 40.17 | 39.76 | 39.57 | 37.59 | 34.66 | 25.86 | 9.73 | 1.57 | 0 | 0 | 0 | 0 | 0 | 0 | 0 | 0 | 0 | 0 | 0 | 1.72 | 20.46 | 40.08 | 42.88 | 44.65 | 44.52 | 44.8 | 44.33 | 43.81 | 42.22 | 39.82 | 32.28 | 10.21 | 0.17 | 0 | 0 | 0 | 0 | 0 | 0 | 0 | 0 | 0 | 0.03 | 8.3 | 30.67 | 42.12 | 45.62 | 47.11 | 47.51 | 47.67 | 47.47 | 46.66 | 45.54 | 43.42 | 38.08 | 18.39 | 1.46 | 0 | 0 | 0 | 0 | 0 | 0 | 0 | 0 | 0 | 0.13 | 10.2 | 31.16 | 41.61 | 45.21 | 47.29 | 48.19 | 47.88 | 47.89 | 47.15 | 45.89 | 43.99 | 39.73 | 23.77 | 3.86 | 0 | 0 | 0 | 0 | 0 | 0 | 0 | 0 | 0 | 0 | 4.52 | 23.95 | 38.39 | 44.14 | 46.49 | 47.4 | 46.96 | 46.42 | 46.02 | 44.91 | 42.61 | 36.85 | 21.13 | 3.16 | 0 | 0 | 0 | 0 | 0 | 0 | 0 | 0 | 0 | 0 | 1.73 | 19.18 | 37.68 | 44.15 | 46.51 | 47.68 | 47.85 | 46.78 | 44.48 | 43.45 | 39.93 | 31.8 | 11.37 | 0.31 | 0 | 0 | 0 | 0 | 0 | 0 | 0 | 0 | 0 | 0 | 0.28 | 12.79 | 32.75 | 40.34 | 43.22 | 44.01 | 44.74 | 43.92 | 42.68 | 39.91 | 36.18 | 19.21 | 1.71 | 0 | 0 | 0 | 0 | 0 | 0 | 0 | 0 | 0 | 0 | 0 | 0 | 5.6 | 27.63 | 36.93 | 38.85 | 39.41 | 39.31 | 38.93 | 39.52 | 36.96 | 27.87 | 6.07 | 0 | 0 | 0 | 0 | 0 | 0 | 0 | 0 | 0 | 0 | 0 | 0 | 0.88 | 15.66 | 32.73 | 36.76 | 36.05 | 35.03 | 35.6 | 35.39 | 32.56 | 19.12 | 1.78 | 0 | 0 | 0 | 0 | 0 | 0 | 0 | 0 | 0 | 0 | 0 | 0 | 0 | 0.06 | 7.41 | 23.33 | 29.25 | 28.83 | 27.73 | 28.87 | 28.41 | 26.18 | 14.3 | 1.18 | 0 | 0 | 0 | 0 | 0 | 0 | 0
RTEDDY_2_SOLAR1 |  | Solar_1Axis | Solar Tracking | CISO | South | Socal | FC | 54 | 0 | 0 | 0 | 0 | 0 | 0 | 0.03 | 6.47 | 25.34 | 32.99 | 32.66 | 32.08 | 31.73 | 31.81 | 28.81 | 20.79 | 3.51 | 0 | 0 | 0 | 0 | 0 | 0 | 0 | 0 | 0 | 0 | 0 | 0 | 0 | 0.37 | 14.12 | 34.37 | 37.98 | 37.15 | 36.82 | 36.62 | 35.31 | 34.45 | 31.31 | 13.3 | 0.53 | 0 | 0 | 0 | 0 | 0 | 0 | 0 | 0 | 0 | 0 | 0 | 0 | 0.08 | 9.24 | 32.1 | 39.4 | 39.54 | 38.74 | 38.34 | 38.16 | 36.25 | 33.42 | 24.94 | 9.38 | 1.51 | 0 | 0 | 0 | 0 | 0 | 0 | 0 | 0 | 0 | 0 | 0 | 1.65 | 19.73 | 38.65 | 41.34 | 43.05 | 42.93 | 43.2 | 42.75 | 42.25 | 40.72 | 38.39 | 31.12 | 9.84 | 0.16 | 0 | 0 | 0 | 0 | 0 | 0 | 0 | 0 | 0 | 0.03 | 8.01 | 29.57 | 40.62 | 43.99 | 45.43 | 45.82 | 45.97 | 45.77 | 45 | 43.91 | 41.87 | 36.72 | 17.73 | 1.41 | 0 | 0 | 0 | 0 | 0 | 0 | 0 | 0 | 0 | 0.13 | 9.84 | 30.05 | 40.12 | 43.6 | 45.6 | 46.47 | 46.17 | 46.18 | 45.46 | 44.25 | 42.41 | 38.31 | 22.92 | 3.72 | 0 | 0 | 0 | 0 | 0 | 0 | 0 | 0 | 0 | 0 | 4.36 | 23.09 | 37.02 | 42.56 | 44.83 | 45.71 | 45.29 | 44.76 | 44.37 | 43.3 | 41.09 | 35.53 | 20.37 | 3.05 | 0 | 0 | 0 | 0 | 0 | 0 | 0 | 0 | 0 | 0 | 1.67 | 18.5 | 36.34 | 42.57 | 44.85 | 45.98 | 46.14 | 45.11 | 42.89 | 41.89 | 38.5 | 30.67 | 10.96 | 0.3 | 0 | 0 | 0 | 0 | 0 | 0 | 0 | 0 | 0 | 0 | 0.27 | 12.34 | 31.58 | 38.9 | 41.68 | 42.44 | 43.15 | 42.35 | 41.15 | 38.49 | 34.89 | 18.52 | 1.64 | 0 | 0 | 0 | 0 | 0 | 0 | 0 | 0 | 0 | 0 | 0 | 0 | 5.4 | 26.64 | 35.61 | 37.46 | 38 | 37.91 | 37.54 | 38.1 | 35.64 | 26.87 | 5.85 | 0 | 0 | 0 | 0 | 0 | 0 | 0 | 0 | 0 | 0 | 0 | 0 | 0.85 | 15.1 | 31.56 | 35.45 | 34.76 | 33.78 | 34.33 | 34.13 | 31.4 | 18.44 | 1.71 | 0 | 0 | 0 | 0 | 0 | 0 | 0 | 0 | 0 | 0 | 0 | 0 | 0 | 0.06 | 7.14 | 22.5 | 28.2 | 27.8 | 26.74 | 27.84 | 27.4 | 25.24 | 13.79 | 1.13 | 0 | 0 | 0 | 0 | 0 | 0 | 0
RTEDDY_2_SOLAR2 |  | Solar_1Axis | Solar Tracking | CISO | South | Socal | FC | 54 | 0 | 0 | 0 | 0 | 0 | 0 | 0.03 | 6.47 | 25.34 | 32.99 | 32.66 | 32.08 | 31.73 | 31.81 | 28.81 | 20.79 | 3.51 | 0 | 0 | 0 | 0 | 0 | 0 | 0 | 0 | 0 | 0 | 0 | 0 | 0 | 0.37 | 14.12 | 34.37 | 37.98 | 37.15 | 36.82 | 36.62 | 35.31 | 34.45 | 31.31 | 13.3 | 0.53 | 0 | 0 | 0 | 0 | 0 | 0 | 0 | 0 | 0 | 0 | 0 | 0 | 0.08 | 9.24 | 32.1 | 39.4 | 39.54 | 38.74 | 38.34 | 38.16 | 36.25 | 33.42 | 24.94 | 9.38 | 1.51 | 0 | 0 | 0 | 0 | 0 | 0 | 0 | 0 | 0 | 0 | 0 | 1.65 | 19.73 | 38.65 | 41.34 | 43.05 | 42.93 | 43.2 | 42.75 | 42.25 | 40.72 | 38.39 | 31.12 | 9.84 | 0.16 | 0 | 0 | 0 | 0 | 0 | 0 | 0 | 0 | 0 | 0.03 | 8.01 | 29.57 | 40.62 | 43.99 | 45.43 | 45.82 | 45.97 | 45.77 | 45 | 43.91 | 41.87 | 36.72 | 17.73 | 1.41 | 0 | 0 | 0 | 0 | 0 | 0 | 0 | 0 | 0 | 0.13 | 9.84 | 30.05 | 40.12 | 43.6 | 45.6 | 46.47 | 46.17 | 46.18 | 45.46 | 44.25 | 42.41 | 38.31 | 22.92 | 3.72 | 0 | 0 | 0 | 0 | 0 | 0 | 0 | 0 | 0 | 0 | 4.36 | 23.09 | 37.02 | 42.56 | 44.83 | 45.71 | 45.29 | 44.76 | 44.37 | 43.3 | 41.09 | 35.53 | 20.37 | 3.05 | 0 | 0 | 0 | 0 | 0 | 0 | 0 | 0 | 0 | 0 | 1.67 | 18.5 | 36.34 | 42.57 | 44.85 | 45.98 | 46.14 | 45.11 | 42.89 | 41.89 | 38.5 | 30.67 | 10.96 | 0.3 | 0 | 0 | 0 | 0 | 0 | 0 | 0 | 0 | 0 | 0 | 0.27 | 12.34 | 31.58 | 38.9 | 41.68 | 42.44 | 43.15 | 42.35 | 41.15 | 38.49 | 34.89 | 18.52 | 1.64 | 0 | 0 | 0 | 0 | 0 | 0 | 0 | 0 | 0 | 0 | 0 | 0 | 5.4 | 26.64 | 35.61 | 37.46 | 38 | 37.91 | 37.54 | 38.1 | 35.64 | 26.87 | 5.85 | 0 | 0 | 0 | 0 | 0 | 0 | 0 | 0 | 0 | 0 | 0 | 0 | 0.85 | 15.1 | 31.56 | 35.45 | 34.76 | 33.78 | 34.33 | 34.13 | 31.4 | 18.44 | 1.71 | 0 | 0 | 0 | 0 | 0 | 0 | 0 | 0 | 0 | 0 | 0 | 0 | 0 | 0.06 | 7.14 | 22.5 | 28.2 | 27.8 | 26.74 | 27.84 | 27.4 | 25.24 | 13.79 | 1.13 | 0 | 0 | 0 | 0 | 0 | 0 | 0
RTEDDY_2_SPASR4 |  | Solar_1Axis | Solar Tracking | CISO | South | Socal | FC | 26 | 0 | 0 | 0 | 0 | 0 | 0 | 0.01 | 3.11 | 12.2 | 15.88 | 15.72 | 15.45 | 15.28 | 15.32 | 13.87 | 10.01 | 1.69 | 0 | 0 | 0 | 0 | 0 | 0 | 0 | 0 | 0 | 0 | 0 | 0 | 0 | 0.18 | 6.8 | 16.55 | 18.28 | 17.88 | 17.73 | 17.63 | 17 | 16.59 | 15.08 | 6.4 | 0.26 | 0 | 0 | 0 | 0 | 0 | 0 | 0 | 0 | 0 | 0 | 0 | 0 | 0.04 | 4.45 | 15.45 | 18.97 | 19.04 | 18.65 | 18.46 | 18.37 | 17.45 | 16.09 | 12.01 | 4.52 | 0.73 | 0 | 0 | 0 | 0 | 0 | 0 | 0 | 0 | 0 | 0 | 0 | 0.8 | 9.5 | 18.61 | 19.91 | 20.73 | 20.67 | 20.8 | 20.58 | 20.34 | 19.6 | 18.49 | 14.99 | 4.74 | 0.08 | 0 | 0 | 0 | 0 | 0 | 0 | 0 | 0 | 0 | 0.02 | 3.86 | 14.24 | 19.56 | 21.18 | 21.87 | 22.06 | 22.13 | 22.04 | 21.67 | 21.14 | 20.16 | 17.68 | 8.54 | 0.68 | 0 | 0 | 0 | 0 | 0 | 0 | 0 | 0 | 0 | 0.06 | 4.74 | 14.47 | 19.32 | 20.99 | 21.96 | 22.38 | 22.23 | 22.23 | 21.89 | 21.31 | 20.42 | 18.45 | 11.04 | 1.79 | 0 | 0 | 0 | 0 | 0 | 0 | 0 | 0 | 0 | 0 | 2.1 | 11.12 | 17.82 | 20.49 | 21.59 | 22.01 | 21.81 | 21.55 | 21.36 | 20.85 | 19.78 | 17.11 | 9.81 | 1.47 | 0 | 0 | 0 | 0 | 0 | 0 | 0 | 0 | 0 | 0 | 0.81 | 8.91 | 17.5 | 20.5 | 21.59 | 22.14 | 22.22 | 21.72 | 20.65 | 20.17 | 18.54 | 14.77 | 5.28 | 0.14 | 0 | 0 | 0 | 0 | 0 | 0 | 0 | 0 | 0 | 0 | 0.13 | 5.94 | 15.2 | 18.73 | 20.07 | 20.43 | 20.77 | 20.39 | 19.81 | 18.53 | 16.8 | 8.92 | 0.79 | 0 | 0 | 0 | 0 | 0 | 0 | 0 | 0 | 0 | 0 | 0 | 0 | 2.6 | 12.83 | 17.15 | 18.04 | 18.3 | 18.25 | 18.07 | 18.35 | 17.16 | 12.94 | 2.82 | 0 | 0 | 0 | 0 | 0 | 0 | 0 | 0 | 0 | 0 | 0 | 0 | 0.41 | 7.27 | 15.2 | 17.07 | 16.74 | 16.26 | 16.53 | 16.43 | 15.12 | 8.88 | 0.82 | 0 | 0 | 0 | 0 | 0 | 0 | 0 | 0 | 0 | 0 | 0 | 0 | 0 | 0.03 | 3.44 | 10.83 | 13.58 | 13.38 | 12.88 | 13.4 | 13.19 | 12.15 | 6.64 | 0.55 | 0 | 0 | 0 | 0 | 0 | 0 | 0
RTEDDY_2_SRXSR4 |  | Solar_1Axis | Solar Tracking | CISO | South | Socal | FC | 13.6 | 0 | 0 | 0 | 0 | 0 | 0 | 0.01 | 1.63 | 6.38 | 8.31 | 8.23 | 8.08 | 7.99 | 8.01 | 7.26 | 5.24 | 0.88 | 0 | 0 | 0 | 0 | 0 | 0 | 0 | 0 | 0 | 0 | 0 | 0 | 0 | 0.09 | 3.56 | 8.66 | 9.56 | 9.36 | 9.27 | 9.22 | 8.89 | 8.68 | 7.89 | 3.35 | 0.13 | 0 | 0 | 0 | 0 | 0 | 0 | 0 | 0 | 0 | 0 | 0 | 0 | 0.02 | 2.33 | 8.08 | 9.92 | 9.96 | 9.76 | 9.66 | 9.61 | 9.13 | 8.42 | 6.28 | 2.36 | 0.38 | 0 | 0 | 0 | 0 | 0 | 0 | 0 | 0 | 0 | 0 | 0 | 0.42 | 4.97 | 9.73 | 10.41 | 10.84 | 10.81 | 10.88 | 10.77 | 10.64 | 10.25 | 9.67 | 7.84 | 2.48 | 0.04 | 0 | 0 | 0 | 0 | 0 | 0 | 0 | 0 | 0 | 0.01 | 2.02 | 7.45 | 10.23 | 11.08 | 11.44 | 11.54 | 11.58 | 11.53 | 11.33 | 11.06 | 10.55 | 9.25 | 4.46 | 0.35 | 0 | 0 | 0 | 0 | 0 | 0 | 0 | 0 | 0 | 0.03 | 2.48 | 7.57 | 10.11 | 10.98 | 11.48 | 11.7 | 11.63 | 11.63 | 11.45 | 11.15 | 10.68 | 9.65 | 5.77 | 0.94 | 0 | 0 | 0 | 0 | 0 | 0 | 0 | 0 | 0 | 0 | 1.1 | 5.82 | 9.32 | 10.72 | 11.29 | 11.51 | 11.41 | 11.27 | 11.18 | 10.91 | 10.35 | 8.95 | 5.13 | 0.77 | 0 | 0 | 0 | 0 | 0 | 0 | 0 | 0 | 0 | 0 | 0.42 | 4.66 | 9.15 | 10.72 | 11.3 | 11.58 | 11.62 | 11.36 | 10.8 | 10.55 | 9.7 | 7.72 | 2.76 | 0.08 | 0 | 0 | 0 | 0 | 0 | 0 | 0 | 0 | 0 | 0 | 0.07 | 3.11 | 7.95 | 9.8 | 10.5 | 10.69 | 10.87 | 10.67 | 10.36 | 9.69 | 8.79 | 4.66 | 0.41 | 0 | 0 | 0 | 0 | 0 | 0 | 0 | 0 | 0 | 0 | 0 | 0 | 1.36 | 6.71 | 8.97 | 9.43 | 9.57 | 9.55 | 9.45 | 9.6 | 8.98 | 6.77 | 1.47 | 0 | 0 | 0 | 0 | 0 | 0 | 0 | 0 | 0 | 0 | 0 | 0 | 0.21 | 3.8 | 7.95 | 8.93 | 8.75 | 8.51 | 8.65 | 8.6 | 7.91 | 4.64 | 0.43 | 0 | 0 | 0 | 0 | 0 | 0 | 0 | 0 | 0 | 0 | 0 | 0 | 0 | 0.01 | 1.8 | 5.67 | 7.1 | 7 | 6.73 | 7.01 | 6.9 | 6.36 | 3.47 | 0.29 | 0 | 0 | 0 | 0 | 0 | 0 | 0
RTREE_2_WIND1 |  | Wind | Wind | CISO | South | Socal | FC | 79.2 | 4.16 | 4.4 | 4.15 | 3.95 | 4.42 | 4.3 | 4.41 | 4.04 | 3.51 | 3.99 | 3.55 | 3.88 | 4.36 | 3.98 | 4.39 | 4.38 | 3.74 | 3.61 | 4.32 | 4.08 | 4.02 | 4.42 | 3.81 | 4.02 | 7.68 | 7.32 | 8.4 | 8.18 | 6.91 | 7.33 | 7.21 | 5.92 | 6.18 | 6.83 | 8.5 | 8.81 | 7.94 | 7.35 | 9.38 | 9.62 | 9.43 | 9.86 | 9.32 | 10.13 | 11.63 | 10.05 | 8.84 | 8.7 | 8.55 | 8.03 | 7.04 | 6.98 | 7.12 | 7.1 | 7.11 | 5.85 | 4.52 | 4.51 | 4.59 | 5.19 | 6.29 | 6.79 | 7.67 | 7.49 | 10.03 | 10.68 | 10.06 | 10.82 | 10.49 | 10.76 | 8.87 | 8.41 | 29.25 | 30.34 | 27.71 | 25.34 | 23.7 | 21.19 | 17.48 | 14.42 | 10.52 | 9.38 | 9.31 | 9.28 | 9.03 | 10.54 | 15.8 | 21.83 | 25.95 | 29.14 | 31.27 | 31.96 | 31.96 | 32.24 | 30.73 | 30.72 | 34.21 | 32.42 | 30.99 | 30.98 | 27.28 | 21.93 | 16.8 | 12.64 | 9.37 | 6.99 | 5.25 | 5.06 | 4.34 | 6.01 | 10 | 16.15 | 25.19 | 30.15 | 34.06 | 32.84 | 33.18 | 35.05 | 34.54 | 35.29 | 35.19 | 34.35 | 31.95 | 29.17 | 26.63 | 21.5 | 16.82 | 12.35 | 7.59 | 5.5 | 3.94 | 4.59 | 4.97 | 5.84 | 9.59 | 15.33 | 22.13 | 26.14 | 30.03 | 33.66 | 36.76 | 36.64 | 36.21 | 36.48 | 33.14 | 31.13 | 29.36 | 25.86 | 21.43 | 18.42 | 13.69 | 8.85 | 4.51 | 3.01 | 2.57 | 3.04 | 4.04 | 5.93 | 9.69 | 14.45 | 20.76 | 26.39 | 30.5 | 33.3 | 36.04 | 36.92 | 35.76 | 34.48 | 29.66 | 28.76 | 26.4 | 22.56 | 18.18 | 15.85 | 11.66 | 8.41 | 5.16 | 3.53 | 2.77 | 3.08 | 4.16 | 5.86 | 9.01 | 13.14 | 18.03 | 23.11 | 26.04 | 31.57 | 33.48 | 33.37 | 32.28 | 30.78 | 14.97 | 13.79 | 12.5 | 9.73 | 8.01 | 5.8 | 4.65 | 3.21 | 2.68 | 2.69 | 3.08 | 4.1 | 4.77 | 5.66 | 7.03 | 8.68 | 9.81 | 12.95 | 15.85 | 19.02 | 19.03 | 19 | 17.86 | 16.33 | 7.8 | 7.23 | 7.33 | 7.22 | 6.61 | 5.44 | 4.39 | 3.63 | 2.43 | 2.18 | 2.33 | 2.91 | 3.43 | 3.44 | 3.49 | 4.03 | 5.14 | 6.14 | 7.41 | 8.54 | 9.43 | 9.59 | 8.87 | 7.63 | 3.49 | 3.09 | 3.16 | 3.21 | 3.26 | 3.31 | 3.16 | 2.84 | 2.59 | 2.82 | 3.08 | 3.5 | 3.33 | 3.52 | 3.55 | 2.97 | 2.7 | 3.43 | 4.31 | 4.65 | 4.95 | 3.67 | 3.89 | 3.75 | 2.95 | 2.87 | 2.81 | 3.23 | 3.16 | 3.21 | 3.18 | 2.97 | 2.78 | 2.77 | 2.75 | 3 | 2.98 | 2.76 | 2.63 | 2.76 | 3.05 | 3.22 | 3.64 | 3.41 | 3.86 | 3.47 | 3.28 | 3.25
RTREE_2_WIND2 |  | Wind | Wind | CISO | South | Socal | FC | 19.8 | 1.04 | 1.1 | 1.04 | 0.99 | 1.11 | 1.07 | 1.1 | 1.01 | 0.88 | 1 | 0.89 | 0.97 | 1.09 | 0.99 | 1.1 | 1.09 | 0.94 | 0.9 | 1.08 | 1.02 | 1.01 | 1.1 | 0.95 | 1.01 | 1.92 | 1.83 | 2.1 | 2.05 | 1.73 | 1.83 | 1.8 | 1.48 | 1.55 | 1.71 | 2.13 | 2.2 | 1.99 | 1.84 | 2.35 | 2.4 | 2.36 | 2.46 | 2.33 | 2.53 | 2.91 | 2.51 | 2.21 | 2.17 | 2.14 | 2.01 | 1.76 | 1.74 | 1.78 | 1.77 | 1.78 | 1.46 | 1.13 | 1.13 | 1.15 | 1.3 | 1.57 | 1.7 | 1.92 | 1.87 | 2.51 | 2.67 | 2.52 | 2.71 | 2.62 | 2.69 | 2.22 | 2.1 | 7.31 | 7.58 | 6.93 | 6.34 | 5.93 | 5.3 | 4.37 | 3.6 | 2.63 | 2.34 | 2.33 | 2.32 | 2.26 | 2.63 | 3.95 | 5.46 | 6.49 | 7.29 | 7.82 | 7.99 | 7.99 | 8.06 | 7.68 | 7.68 | 8.55 | 8.11 | 7.75 | 7.74 | 6.82 | 5.48 | 4.2 | 3.16 | 2.34 | 1.75 | 1.31 | 1.26 | 1.08 | 1.5 | 2.5 | 4.04 | 6.3 | 7.54 | 8.51 | 8.21 | 8.3 | 8.76 | 8.63 | 8.82 | 8.8 | 8.59 | 7.99 | 7.29 | 6.66 | 5.37 | 4.2 | 3.09 | 1.9 | 1.37 | 0.99 | 1.15 | 1.24 | 1.46 | 2.4 | 3.83 | 5.53 | 6.53 | 7.51 | 8.42 | 9.19 | 9.16 | 9.05 | 9.12 | 8.28 | 7.78 | 7.34 | 6.46 | 5.36 | 4.61 | 3.42 | 2.21 | 1.13 | 0.75 | 0.64 | 0.76 | 1.01 | 1.48 | 2.42 | 3.61 | 5.19 | 6.6 | 7.63 | 8.32 | 9.01 | 9.23 | 8.94 | 8.62 | 7.42 | 7.19 | 6.6 | 5.64 | 4.55 | 3.96 | 2.91 | 2.1 | 1.29 | 0.88 | 0.69 | 0.77 | 1.04 | 1.47 | 2.25 | 3.28 | 4.51 | 5.78 | 6.51 | 7.89 | 8.37 | 8.34 | 8.07 | 7.7 | 3.74 | 3.45 | 3.12 | 2.43 | 2 | 1.45 | 1.16 | 0.8 | 0.67 | 0.67 | 0.77 | 1.03 | 1.19 | 1.42 | 1.76 | 2.17 | 2.45 | 3.24 | 3.96 | 4.75 | 4.76 | 4.75 | 4.47 | 4.08 | 1.95 | 1.81 | 1.83 | 1.8 | 1.65 | 1.36 | 1.1 | 0.91 | 0.61 | 0.54 | 0.58 | 0.73 | 0.86 | 0.86 | 0.87 | 1.01 | 1.29 | 1.54 | 1.85 | 2.13 | 2.36 | 2.4 | 2.22 | 1.91 | 0.87 | 0.77 | 0.79 | 0.8 | 0.82 | 0.83 | 0.79 | 0.71 | 0.65 | 0.71 | 0.77 | 0.88 | 0.83 | 0.88 | 0.89 | 0.74 | 0.67 | 0.86 | 1.08 | 1.16 | 1.24 | 0.92 | 0.97 | 0.94 | 0.74 | 0.72 | 0.7 | 0.81 | 0.79 | 0.8 | 0.8 | 0.74 | 0.69 | 0.69 | 0.69 | 0.75 | 0.75 | 0.69 | 0.66 | 0.69 | 0.76 | 0.8 | 0.91 | 0.85 | 0.96 | 0.87 | 0.82 | 0.81
RTREE_2_WIND3 |  | Wind | Wind | CISO | South | Socal | FC | 99 | 5.2 | 5.5 | 5.19 | 4.94 | 5.53 | 5.37 | 5.51 | 5.06 | 4.39 | 4.98 | 4.43 | 4.85 | 5.45 | 4.97 | 5.48 | 5.47 | 4.68 | 4.51 | 5.4 | 5.1 | 5.03 | 5.52 | 4.76 | 5.03 | 9.6 | 9.15 | 10.5 | 10.23 | 8.64 | 9.16 | 9.02 | 7.39 | 7.73 | 8.54 | 10.63 | 11.01 | 9.93 | 9.19 | 11.73 | 12.02 | 11.79 | 12.32 | 11.65 | 12.67 | 14.54 | 12.56 | 11.05 | 10.87 | 10.69 | 10.04 | 8.8 | 8.72 | 8.9 | 8.87 | 8.89 | 7.31 | 5.65 | 5.64 | 5.73 | 6.49 | 7.87 | 8.49 | 9.59 | 9.36 | 12.54 | 13.35 | 12.58 | 13.53 | 13.11 | 13.45 | 11.09 | 10.51 | 36.56 | 37.92 | 34.64 | 31.68 | 29.63 | 26.48 | 21.85 | 18.02 | 13.16 | 11.72 | 11.63 | 11.6 | 11.29 | 13.17 | 19.75 | 27.29 | 32.44 | 36.43 | 39.09 | 39.94 | 39.95 | 40.3 | 38.42 | 38.4 | 42.76 | 40.53 | 38.74 | 38.72 | 34.1 | 27.41 | 21 | 15.79 | 11.71 | 8.73 | 6.57 | 6.32 | 5.42 | 7.51 | 12.5 | 20.19 | 31.48 | 37.69 | 42.57 | 41.05 | 41.48 | 43.81 | 43.17 | 44.11 | 43.99 | 42.94 | 39.94 | 36.47 | 33.29 | 26.87 | 21.02 | 15.44 | 9.48 | 6.87 | 4.93 | 5.74 | 6.21 | 7.3 | 11.99 | 19.17 | 27.66 | 32.67 | 37.53 | 42.08 | 45.95 | 45.8 | 45.26 | 45.6 | 41.42 | 38.92 | 36.7 | 32.32 | 26.79 | 23.03 | 17.12 | 11.06 | 5.63 | 3.76 | 3.22 | 3.8 | 5.06 | 7.41 | 12.11 | 18.06 | 25.95 | 32.99 | 38.13 | 41.62 | 45.05 | 46.15 | 44.7 | 43.1 | 37.08 | 35.96 | 32.99 | 28.21 | 22.73 | 19.81 | 14.57 | 10.51 | 6.45 | 4.42 | 3.46 | 3.84 | 5.2 | 7.33 | 11.26 | 16.42 | 22.53 | 28.89 | 32.55 | 39.46 | 41.85 | 41.71 | 40.35 | 38.48 | 18.71 | 17.24 | 15.62 | 12.17 | 10.01 | 7.25 | 5.81 | 4.02 | 3.35 | 3.36 | 3.85 | 5.13 | 5.96 | 7.08 | 8.78 | 10.85 | 12.27 | 16.18 | 19.81 | 23.77 | 23.79 | 23.76 | 22.33 | 20.41 | 9.75 | 9.04 | 9.16 | 9.02 | 8.27 | 6.8 | 5.48 | 4.54 | 3.03 | 2.72 | 2.91 | 3.64 | 4.29 | 4.3 | 4.37 | 5.04 | 6.43 | 7.68 | 9.27 | 10.67 | 11.78 | 11.99 | 11.08 | 9.54 | 4.37 | 3.87 | 3.96 | 4.02 | 4.08 | 4.14 | 3.95 | 3.55 | 3.23 | 3.53 | 3.85 | 4.38 | 4.16 | 4.4 | 4.44 | 3.71 | 3.37 | 4.28 | 5.39 | 5.81 | 6.19 | 4.59 | 4.87 | 4.69 | 3.69 | 3.58 | 3.51 | 4.03 | 3.95 | 4.01 | 3.98 | 3.71 | 3.47 | 3.46 | 3.44 | 3.75 | 3.73 | 3.45 | 3.28 | 3.45 | 3.81 | 4.02 | 4.55 | 4.26 | 4.82 | 4.34 | 4.09 | 4.06
RVSIDE_6_SOLAR1 |  | Solar_1Axis | Solar Tracking | CISO | South | Socal | FC | 7.5 | 0 | 0 | 0 | 0 | 0 | 0 | 0 | 0.9 | 3.52 | 4.58 | 4.54 | 4.46 | 4.41 | 4.42 | 4 | 2.89 | 0.49 | 0 | 0 | 0 | 0 | 0 | 0 | 0 | 0 | 0 | 0 | 0 | 0 | 0 | 0.05 | 1.96 | 4.77 | 5.27 | 5.16 | 5.11 | 5.09 | 4.9 | 4.78 | 4.35 | 1.85 | 0.07 | 0 | 0 | 0 | 0 | 0 | 0 | 0 | 0 | 0 | 0 | 0 | 0 | 0.01 | 1.28 | 4.46 | 5.47 | 5.49 | 5.38 | 5.32 | 5.3 | 5.03 | 4.64 | 3.46 | 1.3 | 0.21 | 0 | 0 | 0 | 0 | 0 | 0 | 0 | 0 | 0 | 0 | 0 | 0.23 | 2.74 | 5.37 | 5.74 | 5.98 | 5.96 | 6 | 5.94 | 5.87 | 5.65 | 5.33 | 4.32 | 1.37 | 0.02 | 0 | 0 | 0 | 0 | 0 | 0 | 0 | 0 | 0 | 0 | 1.11 | 4.11 | 5.64 | 6.11 | 6.31 | 6.36 | 6.38 | 6.36 | 6.25 | 6.1 | 5.82 | 5.1 | 2.46 | 0.2 | 0 | 0 | 0 | 0 | 0 | 0 | 0 | 0 | 0 | 0.02 | 1.37 | 4.17 | 5.57 | 6.06 | 6.33 | 6.45 | 6.41 | 6.41 | 6.31 | 6.15 | 5.89 | 5.32 | 3.18 | 0.52 | 0 | 0 | 0 | 0 | 0 | 0 | 0 | 0 | 0 | 0 | 0.61 | 3.21 | 5.14 | 5.91 | 6.23 | 6.35 | 6.29 | 6.22 | 6.16 | 6.01 | 5.71 | 4.93 | 2.83 | 0.42 | 0 | 0 | 0 | 0 | 0 | 0 | 0 | 0 | 0 | 0 | 0.23 | 2.57 | 5.05 | 5.91 | 6.23 | 6.39 | 6.41 | 6.27 | 5.96 | 5.82 | 5.35 | 4.26 | 1.52 | 0.04 | 0 | 0 | 0 | 0 | 0 | 0 | 0 | 0 | 0 | 0 | 0.04 | 1.71 | 4.39 | 5.4 | 5.79 | 5.89 | 5.99 | 5.88 | 5.72 | 5.35 | 4.85 | 2.57 | 0.23 | 0 | 0 | 0 | 0 | 0 | 0 | 0 | 0 | 0 | 0 | 0 | 0 | 0.75 | 3.7 | 4.95 | 5.2 | 5.28 | 5.27 | 5.21 | 5.29 | 4.95 | 3.73 | 0.81 | 0 | 0 | 0 | 0 | 0 | 0 | 0 | 0 | 0 | 0 | 0 | 0 | 0.12 | 2.1 | 4.38 | 4.92 | 4.83 | 4.69 | 4.77 | 4.74 | 4.36 | 2.56 | 0.24 | 0 | 0 | 0 | 0 | 0 | 0 | 0 | 0 | 0 | 0 | 0 | 0 | 0 | 0.01 | 0.99 | 3.13 | 3.92 | 3.86 | 3.71 | 3.87 | 3.81 | 3.51 | 1.92 | 0.16 | 0 | 0 | 0 | 0 | 0 | 0 | 0
S_RITA_6_SOLAR1 |  | Solar_1Axis | Solar Tracking | CISO | North | Norcal | EO | 1.5 | 0 | 0 | 0 | 0 | 0 | 0 | 0 | 0.04 | 0.28 | 0.5 | 0.61 | 0.66 | 0.68 | 0.64 | 0.6 | 0.41 | 0.09 | 0 | 0 | 0 | 0 | 0 | 0 | 0 | 0 | 0 | 0 | 0 | 0 | 0 | 0 | 0.19 | 0.77 | 0.99 | 0.99 | 0.95 | 0.93 | 0.93 | 0.95 | 0.83 | 0.43 | 0.02 | 0 | 0 | 0 | 0 | 0 | 0 | 0 | 0 | 0 | 0 | 0 | 0 | 0 | 0.12 | 0.66 | 0.99 | 1.04 | 1.01 | 1.01 | 0.97 | 0.92 | 0.87 | 0.73 | 0.22 | 0.05 | 0 | 0 | 0 | 0 | 0 | 0 | 0 | 0 | 0 | 0 | 0 | 0.01 | 0.39 | 0.92 | 1.08 | 1.08 | 1.06 | 1.1 | 1.09 | 1.07 | 1.08 | 1.02 | 0.91 | 0.39 | 0.02 | 0 | 0 | 0 | 0 | 0 | 0 | 0 | 0 | 0 | 0 | 0.14 | 0.75 | 1.05 | 1.13 | 1.15 | 1.14 | 1.16 | 1.16 | 1.16 | 1.18 | 1.15 | 1.08 | 0.66 | 0.09 | 0 | 0 | 0 | 0 | 0 | 0 | 0 | 0 | 0 | 0 | 0.23 | 0.85 | 1.14 | 1.24 | 1.26 | 1.27 | 1.28 | 1.27 | 1.26 | 1.26 | 1.22 | 1.14 | 0.82 | 0.22 | 0 | 0 | 0 | 0 | 0 | 0 | 0 | 0 | 0 | 0 | 0.1 | 0.69 | 1.15 | 1.26 | 1.28 | 1.29 | 1.28 | 1.28 | 1.26 | 1.26 | 1.21 | 1.12 | 0.78 | 0.18 | 0 | 0 | 0 | 0 | 0 | 0 | 0 | 0 | 0 | 0 | 0.02 | 0.41 | 0.96 | 1.17 | 1.21 | 1.23 | 1.23 | 1.21 | 1.21 | 1.21 | 1.15 | 0.94 | 0.41 | 0.02 | 0 | 0 | 0 | 0 | 0 | 0 | 0 | 0 | 0 | 0 | 0 | 0.2 | 0.76 | 1.02 | 1.08 | 1.09 | 1.08 | 1.08 | 1.08 | 1.09 | 0.98 | 0.61 | 0.08 | 0 | 0 | 0 | 0 | 0 | 0 | 0 | 0 | 0 | 0 | 0 | 0 | 0.05 | 0.49 | 0.85 | 0.94 | 0.93 | 0.89 | 0.91 | 0.93 | 0.91 | 0.71 | 0.2 | 0 | 0 | 0 | 0 | 0 | 0 | 0 | 0 | 0 | 0 | 0 | 0 | 0 | 0.16 | 0.56 | 0.76 | 0.79 | 0.76 | 0.78 | 0.8 | 0.75 | 0.46 | 0.05 | 0 | 0 | 0 | 0 | 0 | 0 | 0 | 0 | 0 | 0 | 0 | 0 | 0 | 0 | 0.04 | 0.28 | 0.46 | 0.55 | 0.6 | 0.59 | 0.57 | 0.48 | 0.26 | 0.03 | 0 | 0 | 0 | 0 | 0 | 0 | 0
SANBRN_2_EESSB2 |  | Solar_1Axis | Solar Tracking | CISO | South | Socal | ID | 166 | 0 | 0 | 0 | 0 | 0 | 0 | 0.08 | 19.88 | 77.88 | 101.41 | 100.4 | 98.62 | 97.55 | 97.79 | 88.57 | 63.92 | 10.78 | 0 | 0 | 0 | 0 | 0 | 0 | 0 | 0 | 0 | 0 | 0 | 0 | 0 | 1.14 | 43.42 | 105.65 | 116.74 | 114.19 | 113.19 | 112.56 | 108.55 | 105.89 | 96.25 | 40.89 | 1.64 | 0 | 0 | 0 | 0 | 0 | 0 | 0 | 0 | 0 | 0 | 0 | 0 | 0.25 | 28.4 | 98.67 | 121.12 | 121.56 | 119.08 | 117.85 | 117.31 | 111.42 | 102.73 | 76.66 | 28.84 | 4.66 | 0 | 0 | 0 | 0 | 0 | 0 | 0 | 0 | 0 | 0 | 0 | 5.08 | 60.65 | 118.81 | 127.09 | 132.35 | 131.97 | 132.81 | 131.4 | 129.88 | 125.16 | 118.02 | 95.68 | 30.25 | 0.49 | 0 | 0 | 0 | 0 | 0 | 0 | 0 | 0 | 0 | 0.1 | 24.62 | 90.91 | 124.87 | 135.23 | 139.66 | 140.85 | 141.31 | 140.71 | 138.33 | 134.98 | 128.72 | 112.89 | 54.5 | 4.32 | 0 | 0 | 0 | 0 | 0 | 0 | 0 | 0 | 0 | 0.4 | 30.23 | 92.36 | 123.34 | 134.02 | 140.18 | 142.86 | 141.93 | 141.96 | 139.75 | 136.04 | 130.39 | 117.77 | 70.46 | 11.44 | 0.01 | 0 | 0 | 0 | 0 | 0 | 0 | 0 | 0 | 0.01 | 13.41 | 70.99 | 113.79 | 130.84 | 137.81 | 140.51 | 139.22 | 137.6 | 136.4 | 133.11 | 126.3 | 109.22 | 62.63 | 9.37 | 0 | 0 | 0 | 0 | 0 | 0 | 0 | 0 | 0 | 0 | 5.14 | 56.86 | 111.7 | 130.86 | 137.87 | 141.35 | 141.85 | 138.67 | 131.84 | 128.79 | 118.37 | 94.28 | 33.7 | 0.92 | 0 | 0 | 0 | 0 | 0 | 0 | 0 | 0 | 0 | 0 | 0.82 | 37.92 | 97.07 | 119.58 | 128.12 | 130.47 | 132.64 | 130.19 | 126.5 | 118.32 | 107.25 | 56.93 | 5.05 | 0 | 0 | 0 | 0 | 0 | 0 | 0 | 0 | 0 | 0 | 0 | 0.01 | 16.59 | 81.9 | 109.47 | 115.16 | 116.81 | 116.54 | 115.4 | 117.14 | 109.56 | 82.61 | 17.99 | 0.01 | 0 | 0 | 0 | 0 | 0 | 0 | 0 | 0 | 0 | 0 | 0 | 2.61 | 46.41 | 97.02 | 108.97 | 106.86 | 103.84 | 105.53 | 104.92 | 96.51 | 56.69 | 5.26 | 0 | 0 | 0 | 0 | 0 | 0 | 0 | 0 | 0 | 0 | 0 | 0 | 0 | 0.18 | 21.96 | 69.17 | 86.69 | 85.45 | 82.21 | 85.57 | 84.22 | 77.59 | 42.4 | 3.49 | 0 | 0 | 0 | 0 | 0 | 0 | 0
SANBRN_2_ES1BT3 | SANBRN_2_ES1BT3_SUN | Hybrid_Solar1Axis | Solar Tracking | CISO | South | Socal | ID | 40 | 0 | 0 | 0 | 0 | 0 | 0 | 0.02 | 4.79 | 18.77 | 24.44 | 24.19 | 23.76 | 23.51 | 23.56 | 21.34 | 15.4 | 2.6 | 0 | 0 | 0 | 0 | 0 | 0 | 0 | 0 | 0 | 0 | 0 | 0 | 0 | 0.28 | 10.46 | 25.46 | 28.13 | 27.52 | 27.27 | 27.12 | 26.16 | 25.52 | 23.19 | 9.85 | 0.39 | 0 | 0 | 0 | 0 | 0 | 0 | 0 | 0 | 0 | 0 | 0 | 0 | 0.06 | 6.84 | 23.78 | 29.19 | 29.29 | 28.7 | 28.4 | 28.27 | 26.85 | 24.76 | 18.47 | 6.95 | 1.12 | 0 | 0 | 0 | 0 | 0 | 0 | 0 | 0 | 0 | 0 | 0 | 1.23 | 14.61 | 28.63 | 30.63 | 31.89 | 31.8 | 32 | 31.66 | 31.3 | 30.16 | 28.44 | 23.06 | 7.29 | 0.12 | 0 | 0 | 0 | 0 | 0 | 0 | 0 | 0 | 0 | 0.02 | 5.93 | 21.9 | 30.09 | 32.59 | 33.65 | 33.94 | 34.05 | 33.91 | 33.33 | 32.53 | 31.02 | 27.2 | 13.13 | 1.04 | 0 | 0 | 0 | 0 | 0 | 0 | 0 | 0 | 0 | 0.1 | 7.29 | 22.26 | 29.72 | 32.3 | 33.78 | 34.42 | 34.2 | 34.21 | 33.68 | 32.78 | 31.42 | 28.38 | 16.98 | 2.76 | 0 | 0 | 0 | 0 | 0 | 0 | 0 | 0 | 0 | 0 | 3.23 | 17.11 | 27.42 | 31.53 | 33.21 | 33.86 | 33.55 | 33.16 | 32.87 | 32.08 | 30.43 | 26.32 | 15.09 | 2.26 | 0 | 0 | 0 | 0 | 0 | 0 | 0 | 0 | 0 | 0 | 1.24 | 13.7 | 26.92 | 31.53 | 33.22 | 34.06 | 34.18 | 33.41 | 31.77 | 31.03 | 28.52 | 22.72 | 8.12 | 0.22 | 0 | 0 | 0 | 0 | 0 | 0 | 0 | 0 | 0 | 0 | 0.2 | 9.14 | 23.39 | 28.82 | 30.87 | 31.44 | 31.96 | 31.37 | 30.48 | 28.51 | 25.84 | 13.72 | 1.22 | 0 | 0 | 0 | 0 | 0 | 0 | 0 | 0 | 0 | 0 | 0 | 0 | 4 | 19.74 | 26.38 | 27.75 | 28.15 | 28.08 | 27.81 | 28.23 | 26.4 | 19.91 | 4.34 | 0 | 0 | 0 | 0 | 0 | 0 | 0 | 0 | 0 | 0 | 0 | 0 | 0.63 | 11.18 | 23.38 | 26.26 | 25.75 | 25.02 | 25.43 | 25.28 | 23.26 | 13.66 | 1.27 | 0 | 0 | 0 | 0 | 0 | 0 | 0 | 0 | 0 | 0 | 0 | 0 | 0 | 0.04 | 5.29 | 16.67 | 20.89 | 20.59 | 19.81 | 20.62 | 20.29 | 18.7 | 10.22 | 0.84 | 0 | 0 | 0 | 0 | 0 | 0 | 0
SANBRN_2_ES2SB3 | SANBRN_2_ES2SB3_SUN | Hybrid_Solar1Axis | Solar Tracking | CISO | South | Socal | ID | 33 | 0 | 0 | 0 | 0 | 0 | 0 | 0.02 | 3.95 | 15.48 | 20.16 | 19.96 | 19.61 | 19.39 | 19.44 | 17.61 | 12.71 | 2.14 | 0 | 0 | 0 | 0 | 0 | 0 | 0 | 0 | 0 | 0 | 0 | 0 | 0 | 0.23 | 8.63 | 21 | 23.21 | 22.7 | 22.5 | 22.38 | 21.58 | 21.05 | 19.13 | 8.13 | 0.33 | 0 | 0 | 0 | 0 | 0 | 0 | 0 | 0 | 0 | 0 | 0 | 0 | 0.05 | 5.65 | 19.62 | 24.08 | 24.17 | 23.67 | 23.43 | 23.32 | 22.15 | 20.42 | 15.24 | 5.73 | 0.93 | 0 | 0 | 0 | 0 | 0 | 0 | 0 | 0 | 0 | 0 | 0 | 1.01 | 12.06 | 23.62 | 25.27 | 26.31 | 26.24 | 26.4 | 26.12 | 25.82 | 24.88 | 23.46 | 19.02 | 6.01 | 0.1 | 0 | 0 | 0 | 0 | 0 | 0 | 0 | 0 | 0 | 0.02 | 4.89 | 18.07 | 24.82 | 26.88 | 27.76 | 28 | 28.09 | 27.97 | 27.5 | 26.83 | 25.59 | 22.44 | 10.83 | 0.86 | 0 | 0 | 0 | 0 | 0 | 0 | 0 | 0 | 0 | 0.08 | 6.01 | 18.36 | 24.52 | 26.64 | 27.87 | 28.4 | 28.22 | 28.22 | 27.78 | 27.04 | 25.92 | 23.41 | 14.01 | 2.27 | 0 | 0 | 0 | 0 | 0 | 0 | 0 | 0 | 0 | 0 | 2.67 | 14.11 | 22.62 | 26.01 | 27.4 | 27.93 | 27.68 | 27.35 | 27.12 | 26.46 | 25.11 | 21.71 | 12.45 | 1.86 | 0 | 0 | 0 | 0 | 0 | 0 | 0 | 0 | 0 | 0 | 1.02 | 11.3 | 22.21 | 26.01 | 27.41 | 28.1 | 28.2 | 27.57 | 26.21 | 25.6 | 23.53 | 18.74 | 6.7 | 0.18 | 0 | 0 | 0 | 0 | 0 | 0 | 0 | 0 | 0 | 0 | 0.16 | 7.54 | 19.3 | 23.77 | 25.47 | 25.94 | 26.37 | 25.88 | 25.15 | 23.52 | 21.32 | 11.32 | 1 | 0 | 0 | 0 | 0 | 0 | 0 | 0 | 0 | 0 | 0 | 0 | 0 | 3.3 | 16.28 | 21.76 | 22.89 | 23.22 | 23.17 | 22.94 | 23.29 | 21.78 | 16.42 | 3.58 | 0 | 0 | 0 | 0 | 0 | 0 | 0 | 0 | 0 | 0 | 0 | 0 | 0.52 | 9.23 | 19.29 | 21.66 | 21.24 | 20.64 | 20.98 | 20.86 | 19.19 | 11.27 | 1.05 | 0 | 0 | 0 | 0 | 0 | 0 | 0 | 0 | 0 | 0 | 0 | 0 | 0 | 0.04 | 4.36 | 13.75 | 17.23 | 16.99 | 16.34 | 17.01 | 16.74 | 15.43 | 8.43 | 0.69 | 0 | 0 | 0 | 0 | 0 | 0 | 0
SANBRN_2_SS2SB4 | SANBRN_2_SS2SB4_SUN | Solar_1Axis | Solar Tracking | CISO | South | Socal | ID | 36 | 0 | 0 | 0 | 0 | 0 | 0 | 0.02 | 4.31 | 16.89 | 21.99 | 21.77 | 21.39 | 21.16 | 21.21 | 19.21 | 13.86 | 2.34 | 0 | 0 | 0 | 0 | 0 | 0 | 0 | 0 | 0 | 0 | 0 | 0 | 0 | 0.25 | 9.42 | 22.91 | 25.32 | 24.76 | 24.55 | 24.41 | 23.54 | 22.97 | 20.87 | 8.87 | 0.36 | 0 | 0 | 0 | 0 | 0 | 0 | 0 | 0 | 0 | 0 | 0 | 0 | 0.05 | 6.16 | 21.4 | 26.27 | 26.36 | 25.83 | 25.56 | 25.44 | 24.16 | 22.28 | 16.63 | 6.25 | 1.01 | 0 | 0 | 0 | 0 | 0 | 0 | 0 | 0 | 0 | 0 | 0 | 1.1 | 13.15 | 25.77 | 27.56 | 28.7 | 28.62 | 28.8 | 28.5 | 28.17 | 27.14 | 25.6 | 20.75 | 6.56 | 0.11 | 0 | 0 | 0 | 0 | 0 | 0 | 0 | 0 | 0 | 0.02 | 5.34 | 19.71 | 27.08 | 29.33 | 30.29 | 30.54 | 30.65 | 30.52 | 30 | 29.27 | 27.91 | 24.48 | 11.82 | 0.94 | 0 | 0 | 0 | 0 | 0 | 0 | 0 | 0 | 0 | 0.09 | 6.56 | 20.03 | 26.75 | 29.07 | 30.4 | 30.98 | 30.78 | 30.79 | 30.31 | 29.5 | 28.28 | 25.54 | 15.28 | 2.48 | 0 | 0 | 0 | 0 | 0 | 0 | 0 | 0 | 0 | 0 | 2.91 | 15.4 | 24.68 | 28.37 | 29.89 | 30.47 | 30.19 | 29.84 | 29.58 | 28.87 | 27.39 | 23.69 | 13.58 | 2.03 | 0 | 0 | 0 | 0 | 0 | 0 | 0 | 0 | 0 | 0 | 1.11 | 12.33 | 24.22 | 28.38 | 29.9 | 30.65 | 30.76 | 30.07 | 28.59 | 27.93 | 25.67 | 20.45 | 7.31 | 0.2 | 0 | 0 | 0 | 0 | 0 | 0 | 0 | 0 | 0 | 0 | 0.18 | 8.22 | 21.05 | 25.93 | 27.78 | 28.29 | 28.76 | 28.23 | 27.43 | 25.66 | 23.26 | 12.35 | 1.1 | 0 | 0 | 0 | 0 | 0 | 0 | 0 | 0 | 0 | 0 | 0 | 0 | 3.6 | 17.76 | 23.74 | 24.97 | 25.33 | 25.27 | 25.03 | 25.4 | 23.76 | 17.92 | 3.9 | 0 | 0 | 0 | 0 | 0 | 0 | 0 | 0 | 0 | 0 | 0 | 0 | 0.57 | 10.07 | 21.04 | 23.63 | 23.17 | 22.52 | 22.89 | 22.75 | 20.93 | 12.29 | 1.14 | 0 | 0 | 0 | 0 | 0 | 0 | 0 | 0 | 0 | 0 | 0 | 0 | 0 | 0.04 | 4.76 | 15 | 18.8 | 18.53 | 17.83 | 18.56 | 18.26 | 16.83 | 9.19 | 0.76 | 0 | 0 | 0 | 0 | 0 | 0 | 0
SANDLT_2_SUNITS |  | Solar_Thermal | Solar Thermal | CISO | South | Socal | FC | 275 | 0 | 0 | 0 | 0 | 0 | 0 | 0 | 0 | 5.98 | 45.99 | 64.03 | 79.51 | 73.14 | 62.44 | 65.19 | 52.57 | 15.61 | 0 | 0 | 0 | 0 | 0 | 0 | 0 | 0 | 0 | 0 | 0 | 0 | 0 | 0 | 0.3 | 38.13 | 97.32 | 106.34 | 100.04 | 90.66 | 90.14 | 96.18 | 91.96 | 51.54 | 11.21 | 0 | 0 | 0 | 0 | 0 | 0 | 0 | 0 | 0 | 0 | 0 | 0 | 0 | 0 | 40.06 | 121.32 | 136.93 | 134.89 | 136.96 | 148 | 143.76 | 134.9 | 110.93 | 45.39 | 2.03 | 0 | 0 | 0 | 0 | 0 | 0 | 0 | 0 | 0 | 0 | 0 | 0 | 8.46 | 106.75 | 169.15 | 190.21 | 191 | 192.32 | 187.32 | 172.51 | 155.01 | 142.23 | 123.33 | 55.98 | 6.21 | 0 | 0 | 0 | 0 | 0 | 0 | 0 | 0 | 0 | 0 | 3 | 68.76 | 184.72 | 224.46 | 230.73 | 230.35 | 226.63 | 222.03 | 216.5 | 200.05 | 180.85 | 152.62 | 99.74 | 22.27 | 0 | 0 | 0 | 0 | 0 | 0 | 0 | 0 | 0 | 0 | 7.73 | 87.8 | 189.27 | 213.41 | 219.92 | 217.4 | 216.01 | 211.69 | 201.14 | 192.23 | 183.65 | 162.69 | 113.4 | 39.66 | 0.72 | 0 | 0 | 0 | 0 | 0 | 0 | 0 | 0 | 0 | 0 | 15.29 | 85.24 | 138.02 | 156.73 | 161.93 | 164.64 | 157.01 | 152.97 | 143.6 | 138.48 | 112.88 | 83.06 | 26.48 | 0 | 0 | 0 | 0 | 0 | 0 | 0 | 0 | 0 | 0 | 0 | 7.79 | 96.32 | 160.67 | 192.26 | 199.76 | 197.2 | 169.55 | 160.39 | 150.74 | 142.17 | 119.35 | 72.12 | 11.38 | 0 | 0 | 0 | 0 | 0 | 0 | 0 | 0 | 0 | 0 | 0 | 2.31 | 78.01 | 159.75 | 189.42 | 190.74 | 188.23 | 179.71 | 167.94 | 159.64 | 148.73 | 110.4 | 26.89 | 0.1 | 0 | 0 | 0 | 0 | 0 | 0 | 0 | 0 | 0 | 0 | 0 | 0 | 38.92 | 147.71 | 184.14 | 182.07 | 180.5 | 176.72 | 179.77 | 170.9 | 137.73 | 59.09 | 4.27 | 0 | 0 | 0 | 0 | 0 | 0 | 0 | 0 | 0 | 0 | 0 | 0 | 1 | 51.61 | 130.18 | 146.6 | 143.67 | 140 | 138.9 | 128.2 | 87.91 | 23.06 | 0 | 0 | 0 | 0 | 0 | 0 | 0 | 0 | 0 | 0 | 0 | 0 | 0 | 0 | 0 | 3.56 | 29.72 | 46.84 | 49.69 | 49.2 | 50.95 | 50.32 | 36.08 | 8.21 | 0 | 0 | 0 | 0 | 0 | 0 | 0
SANWD_1_QF |  | Wind | Wind | CISO | South | Socal | FC | 31 | 1.63 | 1.72 | 1.62 | 1.55 | 1.73 | 1.68 | 1.73 | 1.58 | 1.38 | 1.56 | 1.39 | 1.52 | 1.71 | 1.56 | 1.72 | 1.71 | 1.46 | 1.41 | 1.69 | 1.6 | 1.58 | 1.73 | 1.49 | 1.57 | 3.01 | 2.87 | 3.29 | 3.2 | 2.71 | 2.87 | 2.82 | 2.32 | 2.42 | 2.67 | 3.33 | 3.45 | 3.11 | 2.88 | 3.67 | 3.76 | 3.69 | 3.86 | 3.65 | 3.97 | 4.55 | 3.93 | 3.46 | 3.4 | 3.35 | 3.14 | 2.76 | 2.73 | 2.79 | 2.78 | 2.78 | 2.29 | 1.77 | 1.76 | 1.8 | 2.03 | 2.46 | 2.66 | 3 | 2.93 | 3.93 | 4.18 | 3.94 | 4.24 | 4.11 | 4.21 | 3.47 | 3.29 | 11.45 | 11.87 | 10.85 | 9.92 | 9.28 | 8.29 | 6.84 | 5.64 | 4.12 | 3.67 | 3.64 | 3.63 | 3.53 | 4.12 | 6.19 | 8.55 | 10.16 | 11.41 | 12.24 | 12.51 | 12.51 | 12.62 | 12.03 | 12.03 | 13.39 | 12.69 | 12.13 | 12.12 | 10.68 | 8.58 | 6.58 | 4.95 | 3.67 | 2.73 | 2.06 | 1.98 | 1.7 | 2.35 | 3.91 | 6.32 | 9.86 | 11.8 | 13.33 | 12.85 | 12.99 | 13.72 | 13.52 | 13.81 | 13.78 | 13.45 | 12.51 | 11.42 | 10.42 | 8.41 | 6.58 | 4.83 | 2.97 | 2.15 | 1.54 | 1.8 | 1.94 | 2.29 | 3.75 | 6 | 8.66 | 10.23 | 11.75 | 13.18 | 14.39 | 14.34 | 14.17 | 14.28 | 12.97 | 12.19 | 11.49 | 10.12 | 8.39 | 7.21 | 5.36 | 3.46 | 1.76 | 1.18 | 1.01 | 1.19 | 1.58 | 2.32 | 3.79 | 5.65 | 8.13 | 10.33 | 11.94 | 13.03 | 14.11 | 14.45 | 14 | 13.5 | 11.61 | 11.26 | 10.33 | 8.83 | 7.12 | 6.2 | 4.56 | 3.29 | 2.02 | 1.38 | 1.08 | 1.2 | 1.63 | 2.29 | 3.53 | 5.14 | 7.06 | 9.05 | 10.19 | 12.36 | 13.1 | 13.06 | 12.63 | 12.05 | 5.86 | 5.4 | 4.89 | 3.81 | 3.14 | 2.27 | 1.82 | 1.26 | 1.05 | 1.05 | 1.21 | 1.61 | 1.87 | 2.22 | 2.75 | 3.4 | 3.84 | 5.07 | 6.2 | 7.44 | 7.45 | 7.44 | 6.99 | 6.39 | 3.05 | 2.83 | 2.87 | 2.82 | 2.59 | 2.13 | 1.72 | 1.42 | 0.95 | 0.85 | 0.91 | 1.14 | 1.34 | 1.35 | 1.37 | 1.58 | 2.01 | 2.41 | 2.9 | 3.34 | 3.69 | 3.75 | 3.47 | 2.99 | 1.37 | 1.21 | 1.24 | 1.26 | 1.28 | 1.3 | 1.24 | 1.11 | 1.01 | 1.11 | 1.2 | 1.37 | 1.3 | 1.38 | 1.39 | 1.16 | 1.05 | 1.34 | 1.69 | 1.82 | 1.94 | 1.44 | 1.52 | 1.47 | 1.15 | 1.12 | 1.1 | 1.26 | 1.24 | 1.26 | 1.25 | 1.16 | 1.09 | 1.08 | 1.08 | 1.18 | 1.17 | 1.08 | 1.03 | 1.08 | 1.19 | 1.26 | 1.42 | 1.33 | 1.51 | 1.36 | 1.28 | 1.27
SCHNDR_1_FIVPTS |  | Solar_Fixed | Solar Fixed | CISO | North | Norcal | FC | 15 | 0 | 0 | 0 | 0 | 0 | 0 | 0 | 0.46 | 3.24 | 6.34 | 7.99 | 8.37 | 8.73 | 7.68 | 7.22 | 4.92 | 1.16 | 0 | 0 | 0 | 0 | 0 | 0 | 0 | 0 | 0 | 0 | 0 | 0 | 0 | 0 | 1.72 | 6.69 | 9.22 | 10.11 | 10.35 | 10.62 | 10 | 9.31 | 7.56 | 3.83 | 0.28 | 0 | 0 | 0 | 0 | 0 | 0 | 0 | 0 | 0 | 0 | 0 | 0 | 0 | 0.95 | 5.15 | 8.4 | 10.06 | 10.29 | 10.21 | 9.85 | 9.22 | 8.22 | 6.34 | 2.24 | 0.48 | 0 | 0 | 0 | 0 | 0 | 0 | 0 | 0 | 0 | 0 | 0 | 0.09 | 2.67 | 7.53 | 10.19 | 11.37 | 11.81 | 12.19 | 11.98 | 11.93 | 11.4 | 10.09 | 7.69 | 2.96 | 0.13 | 0 | 0 | 0 | 0 | 0 | 0 | 0 | 0 | 0 | 0 | 0.85 | 4.9 | 8.59 | 10.81 | 11.91 | 12.37 | 12.34 | 12.34 | 12.33 | 11.87 | 10.58 | 8.57 | 4.5 | 0.6 | 0 | 0 | 0 | 0 | 0 | 0 | 0 | 0 | 0 | 0 | 1.3 | 5.47 | 8.96 | 11.01 | 12.23 | 12.84 | 13.04 | 13.14 | 12.87 | 12.36 | 11.05 | 8.98 | 5.46 | 1.36 | 0.01 | 0 | 0 | 0 | 0 | 0 | 0 | 0 | 0 | 0 | 0.64 | 4.64 | 8.8 | 11.24 | 12.54 | 13.2 | 13.42 | 13.3 | 13.01 | 12.37 | 11.16 | 9.05 | 5.44 | 1.19 | 0.01 | 0 | 0 | 0 | 0 | 0 | 0 | 0 | 0 | 0 | 0.12 | 2.88 | 7.64 | 10.54 | 12.11 | 12.8 | 12.94 | 12.93 | 12.68 | 12.04 | 10.58 | 7.79 | 3.16 | 0.21 | 0 | 0 | 0 | 0 | 0 | 0 | 0 | 0 | 0 | 0 | 0 | 1.61 | 6.42 | 9.7 | 11.35 | 11.96 | 12.21 | 12.07 | 11.83 | 11.18 | 9.27 | 5.22 | 0.8 | 0 | 0 | 0 | 0 | 0 | 0 | 0 | 0 | 0 | 0 | 0 | 0 | 0.51 | 4.6 | 8.39 | 9.98 | 10.48 | 10.63 | 10.55 | 10.25 | 9.26 | 6.72 | 2.05 | 0.02 | 0 | 0 | 0 | 0 | 0 | 0 | 0 | 0 | 0 | 0 | 0 | 0.02 | 1.82 | 6.19 | 8.68 | 9.68 | 9.86 | 9.81 | 9.25 | 8.11 | 4.64 | 0.61 | 0 | 0 | 0 | 0 | 0 | 0 | 0 | 0 | 0 | 0 | 0 | 0 | 0 | 0 | 0.59 | 3.38 | 5.89 | 7.26 | 7.76 | 7.41 | 6.7 | 6.16 | 3.18 | 0.39 | 0 | 0 | 0 | 0 | 0 | 0 | 0
SCHNDR_1_WSTSDE |  | Solar_Fixed | Solar Fixed | CISO | North | Norcal | FC | 15 | 0 | 0 | 0 | 0 | 0 | 0 | 0 | 0.46 | 3.24 | 6.34 | 7.99 | 8.37 | 8.73 | 7.68 | 7.22 | 4.92 | 1.16 | 0 | 0 | 0 | 0 | 0 | 0 | 0 | 0 | 0 | 0 | 0 | 0 | 0 | 0 | 1.72 | 6.69 | 9.22 | 10.11 | 10.35 | 10.62 | 10 | 9.31 | 7.56 | 3.83 | 0.28 | 0 | 0 | 0 | 0 | 0 | 0 | 0 | 0 | 0 | 0 | 0 | 0 | 0 | 0.95 | 5.15 | 8.4 | 10.06 | 10.29 | 10.21 | 9.85 | 9.22 | 8.22 | 6.34 | 2.24 | 0.48 | 0 | 0 | 0 | 0 | 0 | 0 | 0 | 0 | 0 | 0 | 0 | 0.09 | 2.67 | 7.53 | 10.19 | 11.37 | 11.81 | 12.19 | 11.98 | 11.93 | 11.4 | 10.09 | 7.69 | 2.96 | 0.13 | 0 | 0 | 0 | 0 | 0 | 0 | 0 | 0 | 0 | 0 | 0.85 | 4.9 | 8.59 | 10.81 | 11.91 | 12.37 | 12.34 | 12.34 | 12.33 | 11.87 | 10.58 | 8.57 | 4.5 | 0.6 | 0 | 0 | 0 | 0 | 0 | 0 | 0 | 0 | 0 | 0 | 1.3 | 5.47 | 8.96 | 11.01 | 12.23 | 12.84 | 13.04 | 13.14 | 12.87 | 12.36 | 11.05 | 8.98 | 5.46 | 1.36 | 0.01 | 0 | 0 | 0 | 0 | 0 | 0 | 0 | 0 | 0 | 0.64 | 4.64 | 8.8 | 11.24 | 12.54 | 13.2 | 13.42 | 13.3 | 13.01 | 12.37 | 11.16 | 9.05 | 5.44 | 1.19 | 0.01 | 0 | 0 | 0 | 0 | 0 | 0 | 0 | 0 | 0 | 0.12 | 2.88 | 7.64 | 10.54 | 12.11 | 12.8 | 12.94 | 12.93 | 12.68 | 12.04 | 10.58 | 7.79 | 3.16 | 0.21 | 0 | 0 | 0 | 0 | 0 | 0 | 0 | 0 | 0 | 0 | 0 | 1.61 | 6.42 | 9.7 | 11.35 | 11.96 | 12.21 | 12.07 | 11.83 | 11.18 | 9.27 | 5.22 | 0.8 | 0 | 0 | 0 | 0 | 0 | 0 | 0 | 0 | 0 | 0 | 0 | 0 | 0.51 | 4.6 | 8.39 | 9.98 | 10.48 | 10.63 | 10.55 | 10.25 | 9.26 | 6.72 | 2.05 | 0.02 | 0 | 0 | 0 | 0 | 0 | 0 | 0 | 0 | 0 | 0 | 0 | 0.02 | 1.82 | 6.19 | 8.68 | 9.68 | 9.86 | 9.81 | 9.25 | 8.11 | 4.64 | 0.61 | 0 | 0 | 0 | 0 | 0 | 0 | 0 | 0 | 0 | 0 | 0 | 0 | 0 | 0 | 0.59 | 3.38 | 5.89 | 7.26 | 7.76 | 7.41 | 6.7 | 6.16 | 3.18 | 0.39 | 0 | 0 | 0 | 0 | 0 | 0 | 0
SEGS_1_SR2SL2 |  | Solar_1Axis | Solar Tracking | CISO | South | Socal | FC | 20 | 0 | 0 | 0 | 0 | 0 | 0 | 0.01 | 2.4 | 9.38 | 12.22 | 12.1 | 11.88 | 11.75 | 11.78 | 10.67 | 7.7 | 1.3 | 0 | 0 | 0 | 0 | 0 | 0 | 0 | 0 | 0 | 0 | 0 | 0 | 0 | 0.14 | 5.23 | 12.73 | 14.07 | 13.76 | 13.64 | 13.56 | 13.08 | 12.76 | 11.6 | 4.93 | 0.2 | 0 | 0 | 0 | 0 | 0 | 0 | 0 | 0 | 0 | 0 | 0 | 0 | 0.03 | 3.42 | 11.89 | 14.59 | 14.65 | 14.35 | 14.2 | 14.13 | 13.42 | 12.38 | 9.24 | 3.47 | 0.56 | 0 | 0 | 0 | 0 | 0 | 0 | 0 | 0 | 0 | 0 | 0 | 0.61 | 7.31 | 14.32 | 15.31 | 15.95 | 15.9 | 16 | 15.83 | 15.65 | 15.08 | 14.22 | 11.53 | 3.65 | 0.06 | 0 | 0 | 0 | 0 | 0 | 0 | 0 | 0 | 0 | 0.01 | 2.97 | 10.95 | 15.04 | 16.29 | 16.83 | 16.97 | 17.03 | 16.95 | 16.67 | 16.26 | 15.51 | 13.6 | 6.57 | 0.52 | 0 | 0 | 0 | 0 | 0 | 0 | 0 | 0 | 0 | 0.05 | 3.64 | 11.13 | 14.86 | 16.15 | 16.89 | 17.21 | 17.1 | 17.1 | 16.84 | 16.39 | 15.71 | 14.19 | 8.49 | 1.38 | 0 | 0 | 0 | 0 | 0 | 0 | 0 | 0 | 0 | 0 | 1.62 | 8.55 | 13.71 | 15.76 | 16.6 | 16.93 | 16.77 | 16.58 | 16.43 | 16.04 | 15.22 | 13.16 | 7.55 | 1.13 | 0 | 0 | 0 | 0 | 0 | 0 | 0 | 0 | 0 | 0 | 0.62 | 6.85 | 13.46 | 15.77 | 16.61 | 17.03 | 17.09 | 16.71 | 15.88 | 15.52 | 14.26 | 11.36 | 4.06 | 0.11 | 0 | 0 | 0 | 0 | 0 | 0 | 0 | 0 | 0 | 0 | 0.1 | 4.57 | 11.7 | 14.41 | 15.44 | 15.72 | 15.98 | 15.69 | 15.24 | 14.26 | 12.92 | 6.86 | 0.61 | 0 | 0 | 0 | 0 | 0 | 0 | 0 | 0 | 0 | 0 | 0 | 0 | 2 | 9.87 | 13.19 | 13.87 | 14.07 | 14.04 | 13.9 | 14.11 | 13.2 | 9.95 | 2.17 | 0 | 0 | 0 | 0 | 0 | 0 | 0 | 0 | 0 | 0 | 0 | 0 | 0.31 | 5.59 | 11.69 | 13.13 | 12.87 | 12.51 | 12.71 | 12.64 | 11.63 | 6.83 | 0.63 | 0 | 0 | 0 | 0 | 0 | 0 | 0 | 0 | 0 | 0 | 0 | 0 | 0 | 0.02 | 2.65 | 8.33 | 10.45 | 10.3 | 9.9 | 10.31 | 10.15 | 9.35 | 5.11 | 0.42 | 0 | 0 | 0 | 0 | 0 | 0 | 0
SHUTLE_6_CREST |  | Solar_1Axis | Solar Tracking | CISO | South | Socal | EO | 4 | 0 | 0 | 0 | 0 | 0 | 0 | 0 | 0.48 | 1.88 | 2.44 | 2.42 | 2.38 | 2.35 | 2.36 | 2.13 | 1.54 | 0.26 | 0 | 0 | 0 | 0 | 0 | 0 | 0 | 0 | 0 | 0 | 0 | 0 | 0 | 0.03 | 1.05 | 2.55 | 2.81 | 2.75 | 2.73 | 2.71 | 2.62 | 2.55 | 2.32 | 0.99 | 0.04 | 0 | 0 | 0 | 0 | 0 | 0 | 0 | 0 | 0 | 0 | 0 | 0 | 0.01 | 0.68 | 2.38 | 2.92 | 2.93 | 2.87 | 2.84 | 2.83 | 2.68 | 2.48 | 1.85 | 0.69 | 0.11 | 0 | 0 | 0 | 0 | 0 | 0 | 0 | 0 | 0 | 0 | 0 | 0.12 | 1.46 | 2.86 | 3.06 | 3.19 | 3.18 | 3.2 | 3.17 | 3.13 | 3.02 | 2.84 | 2.31 | 0.73 | 0.01 | 0 | 0 | 0 | 0 | 0 | 0 | 0 | 0 | 0 | 0 | 0.59 | 2.19 | 3.01 | 3.26 | 3.37 | 3.39 | 3.41 | 3.39 | 3.33 | 3.25 | 3.1 | 2.72 | 1.31 | 0.1 | 0 | 0 | 0 | 0 | 0 | 0 | 0 | 0 | 0 | 0.01 | 0.73 | 2.23 | 2.97 | 3.23 | 3.38 | 3.44 | 3.42 | 3.42 | 3.37 | 3.28 | 3.14 | 2.84 | 1.7 | 0.28 | 0 | 0 | 0 | 0 | 0 | 0 | 0 | 0 | 0 | 0 | 0.32 | 1.71 | 2.74 | 3.15 | 3.32 | 3.39 | 3.35 | 3.32 | 3.29 | 3.21 | 3.04 | 2.63 | 1.51 | 0.23 | 0 | 0 | 0 | 0 | 0 | 0 | 0 | 0 | 0 | 0 | 0.12 | 1.37 | 2.69 | 3.15 | 3.32 | 3.41 | 3.42 | 3.34 | 3.18 | 3.1 | 2.85 | 2.27 | 0.81 | 0.02 | 0 | 0 | 0 | 0 | 0 | 0 | 0 | 0 | 0 | 0 | 0.02 | 0.91 | 2.34 | 2.88 | 3.09 | 3.14 | 3.2 | 3.14 | 3.05 | 2.85 | 2.58 | 1.37 | 0.12 | 0 | 0 | 0 | 0 | 0 | 0 | 0 | 0 | 0 | 0 | 0 | 0 | 0.4 | 1.97 | 2.64 | 2.77 | 2.81 | 2.81 | 2.78 | 2.82 | 2.64 | 1.99 | 0.43 | 0 | 0 | 0 | 0 | 0 | 0 | 0 | 0 | 0 | 0 | 0 | 0 | 0.06 | 1.12 | 2.34 | 2.63 | 2.57 | 2.5 | 2.54 | 2.53 | 2.33 | 1.37 | 0.13 | 0 | 0 | 0 | 0 | 0 | 0 | 0 | 0 | 0 | 0 | 0 | 0 | 0 | 0 | 0.53 | 1.67 | 2.09 | 2.06 | 1.98 | 2.06 | 2.03 | 1.87 | 1.02 | 0.08 | 0 | 0 | 0 | 0 | 0 | 0 | 0
SISPRG_2_DS3SR1 |  | Paired_Solar_1Axis | Solar Tracking | CISO | South | Socal | ID | 123 | 0 | 0 | 0 | 0 | 0 | 0 | 0.06 | 14.73 | 57.71 | 75.14 | 74.39 | 73.07 | 72.28 | 72.46 | 65.63 | 47.36 | 7.99 | 0 | 0 | 0 | 0 | 0 | 0 | 0 | 0 | 0 | 0 | 0 | 0 | 0 | 0.85 | 32.17 | 78.28 | 86.5 | 84.61 | 83.87 | 83.4 | 80.43 | 78.46 | 71.32 | 30.3 | 1.21 | 0 | 0 | 0 | 0 | 0 | 0 | 0 | 0 | 0 | 0 | 0 | 0 | 0.18 | 21.04 | 73.11 | 89.75 | 90.07 | 88.24 | 87.32 | 86.92 | 82.56 | 76.12 | 56.8 | 21.37 | 3.45 | 0 | 0 | 0 | 0 | 0 | 0 | 0 | 0 | 0 | 0 | 0 | 3.77 | 44.94 | 88.04 | 94.17 | 98.07 | 97.79 | 98.41 | 97.37 | 96.23 | 92.74 | 87.45 | 70.89 | 22.42 | 0.36 | 0 | 0 | 0 | 0 | 0 | 0 | 0 | 0 | 0 | 0.07 | 18.24 | 67.36 | 92.52 | 100.2 | 103.48 | 104.36 | 104.71 | 104.26 | 102.49 | 100.02 | 95.37 | 83.65 | 40.38 | 3.2 | 0 | 0 | 0 | 0 | 0 | 0 | 0 | 0 | 0 | 0.29 | 22.4 | 68.44 | 91.39 | 99.31 | 103.87 | 105.85 | 105.17 | 105.19 | 103.55 | 100.8 | 96.61 | 87.27 | 52.2 | 8.47 | 0 | 0 | 0 | 0 | 0 | 0 | 0 | 0 | 0 | 0.01 | 9.94 | 52.6 | 84.31 | 96.95 | 102.11 | 104.11 | 103.16 | 101.95 | 101.07 | 98.63 | 93.58 | 80.93 | 46.41 | 6.94 | 0 | 0 | 0 | 0 | 0 | 0 | 0 | 0 | 0 | 0 | 3.81 | 42.13 | 82.77 | 96.96 | 102.16 | 104.74 | 105.11 | 102.75 | 97.69 | 95.43 | 87.7 | 69.85 | 24.97 | 0.69 | 0 | 0 | 0 | 0 | 0 | 0 | 0 | 0 | 0 | 0 | 0.61 | 28.1 | 71.93 | 88.61 | 94.93 | 96.67 | 98.28 | 96.47 | 93.73 | 87.67 | 79.47 | 42.18 | 3.75 | 0 | 0 | 0 | 0 | 0 | 0 | 0 | 0 | 0 | 0 | 0 | 0 | 12.29 | 60.69 | 81.11 | 85.33 | 86.55 | 86.35 | 85.51 | 86.79 | 81.18 | 61.21 | 13.33 | 0.01 | 0 | 0 | 0 | 0 | 0 | 0 | 0 | 0 | 0 | 0 | 0 | 1.93 | 34.39 | 71.89 | 80.74 | 79.18 | 76.94 | 78.19 | 77.74 | 71.51 | 42 | 3.9 | 0 | 0 | 0 | 0 | 0 | 0 | 0 | 0 | 0 | 0 | 0 | 0 | 0 | 0.13 | 16.27 | 51.25 | 64.24 | 63.32 | 60.91 | 63.4 | 62.4 | 57.49 | 31.41 | 2.58 | 0 | 0 | 0 | 0 | 0 | 0 | 0
SISPRG_2_DS3SR2 |  | Paired_Solar_1Axis | Solar Tracking | CISO | South | Socal | ID | 110 | 0 | 0 | 0 | 0 | 0 | 0 | 0.05 | 13.18 | 51.61 | 67.2 | 66.53 | 65.35 | 64.64 | 64.8 | 58.69 | 42.35 | 7.15 | 0 | 0 | 0 | 0 | 0 | 0 | 0 | 0 | 0 | 0 | 0 | 0 | 0 | 0.76 | 28.77 | 70.01 | 77.36 | 75.67 | 75 | 74.59 | 71.93 | 70.17 | 63.78 | 27.1 | 1.09 | 0 | 0 | 0 | 0 | 0 | 0 | 0 | 0 | 0 | 0 | 0 | 0 | 0.16 | 18.82 | 65.39 | 80.26 | 80.55 | 78.91 | 78.09 | 77.73 | 73.83 | 68.08 | 50.8 | 19.11 | 3.09 | 0 | 0 | 0 | 0 | 0 | 0 | 0 | 0 | 0 | 0 | 0 | 3.37 | 40.19 | 78.73 | 84.22 | 87.7 | 87.45 | 88.01 | 87.07 | 86.06 | 82.94 | 78.21 | 63.4 | 20.05 | 0.32 | 0 | 0 | 0 | 0 | 0 | 0 | 0 | 0 | 0 | 0.06 | 16.31 | 60.24 | 82.74 | 89.61 | 92.54 | 93.33 | 93.64 | 93.24 | 91.66 | 89.45 | 85.29 | 74.81 | 36.11 | 2.86 | 0 | 0 | 0 | 0 | 0 | 0 | 0 | 0 | 0 | 0.26 | 20.03 | 61.2 | 81.73 | 88.81 | 92.89 | 94.66 | 94.05 | 94.07 | 92.61 | 90.14 | 86.4 | 78.04 | 46.69 | 7.58 | 0 | 0 | 0 | 0 | 0 | 0 | 0 | 0 | 0 | 0.01 | 8.89 | 47.04 | 75.4 | 86.7 | 91.32 | 93.11 | 92.25 | 91.18 | 90.39 | 88.21 | 83.69 | 72.38 | 41.5 | 6.21 | 0 | 0 | 0 | 0 | 0 | 0 | 0 | 0 | 0 | 0 | 3.41 | 37.68 | 74.02 | 86.72 | 91.36 | 93.67 | 94 | 91.89 | 87.37 | 85.34 | 78.43 | 62.47 | 22.33 | 0.61 | 0 | 0 | 0 | 0 | 0 | 0 | 0 | 0 | 0 | 0 | 0.54 | 25.13 | 64.33 | 79.24 | 84.9 | 86.45 | 87.89 | 86.27 | 83.83 | 78.4 | 71.07 | 37.73 | 3.35 | 0 | 0 | 0 | 0 | 0 | 0 | 0 | 0 | 0 | 0 | 0 | 0 | 10.99 | 54.27 | 72.54 | 76.31 | 77.41 | 77.22 | 76.47 | 77.62 | 72.6 | 54.74 | 11.92 | 0.01 | 0 | 0 | 0 | 0 | 0 | 0 | 0 | 0 | 0 | 0 | 0 | 1.73 | 30.76 | 64.29 | 72.21 | 70.81 | 68.81 | 69.93 | 69.53 | 63.95 | 37.56 | 3.49 | 0 | 0 | 0 | 0 | 0 | 0 | 0 | 0 | 0 | 0 | 0 | 0 | 0 | 0.12 | 14.55 | 45.84 | 57.45 | 56.63 | 54.47 | 56.7 | 55.81 | 51.42 | 28.09 | 2.31 | 0 | 0 | 0 | 0 | 0 | 0 | 0
SISPRG_2_DS3SR3 |  | Paired_Solar_1Axis | Solar Tracking | CISO | South | Socal | ID | 50 | 0 | 0 | 0 | 0 | 0 | 0 | 0.02 | 5.99 | 23.46 | 30.54 | 30.24 | 29.7 | 29.38 | 29.45 | 26.68 | 19.25 | 3.25 | 0 | 0 | 0 | 0 | 0 | 0 | 0 | 0 | 0 | 0 | 0 | 0 | 0 | 0.34 | 13.08 | 31.82 | 35.16 | 34.39 | 34.09 | 33.9 | 32.69 | 31.9 | 28.99 | 12.32 | 0.49 | 0 | 0 | 0 | 0 | 0 | 0 | 0 | 0 | 0 | 0 | 0 | 0 | 0.07 | 8.55 | 29.72 | 36.48 | 36.61 | 35.87 | 35.5 | 35.33 | 33.56 | 30.94 | 23.09 | 8.69 | 1.4 | 0 | 0 | 0 | 0 | 0 | 0 | 0 | 0 | 0 | 0 | 0 | 1.53 | 18.27 | 35.79 | 38.28 | 39.86 | 39.75 | 40 | 39.58 | 39.12 | 37.7 | 35.55 | 28.82 | 9.11 | 0.15 | 0 | 0 | 0 | 0 | 0 | 0 | 0 | 0 | 0 | 0.03 | 7.41 | 27.38 | 37.61 | 40.73 | 42.07 | 42.42 | 42.56 | 42.38 | 41.66 | 40.66 | 38.77 | 34 | 16.42 | 1.3 | 0 | 0 | 0 | 0 | 0 | 0 | 0 | 0 | 0 | 0.12 | 9.11 | 27.82 | 37.15 | 40.37 | 42.22 | 43.03 | 42.75 | 42.76 | 42.09 | 40.97 | 39.27 | 35.47 | 21.22 | 3.44 | 0 | 0 | 0 | 0 | 0 | 0 | 0 | 0 | 0 | 0 | 4.04 | 21.38 | 34.27 | 39.41 | 41.51 | 42.32 | 41.93 | 41.44 | 41.09 | 40.09 | 38.04 | 32.9 | 18.86 | 2.82 | 0 | 0 | 0 | 0 | 0 | 0 | 0 | 0 | 0 | 0 | 1.55 | 17.13 | 33.65 | 39.42 | 41.53 | 42.58 | 42.73 | 41.77 | 39.71 | 38.79 | 35.65 | 28.4 | 10.15 | 0.28 | 0 | 0 | 0 | 0 | 0 | 0 | 0 | 0 | 0 | 0 | 0.25 | 11.42 | 29.24 | 36.02 | 38.59 | 39.3 | 39.95 | 39.21 | 38.1 | 35.64 | 32.3 | 17.15 | 1.52 | 0 | 0 | 0 | 0 | 0 | 0 | 0 | 0 | 0 | 0 | 0 | 0 | 5 | 24.67 | 32.97 | 34.69 | 35.18 | 35.1 | 34.76 | 35.28 | 33 | 24.88 | 5.42 | 0 | 0 | 0 | 0 | 0 | 0 | 0 | 0 | 0 | 0 | 0 | 0 | 0.79 | 13.98 | 29.22 | 32.82 | 32.19 | 31.28 | 31.79 | 31.6 | 29.07 | 17.07 | 1.58 | 0 | 0 | 0 | 0 | 0 | 0 | 0 | 0 | 0 | 0 | 0 | 0 | 0 | 0.05 | 6.61 | 20.83 | 26.11 | 25.74 | 24.76 | 25.77 | 25.37 | 23.37 | 12.77 | 1.05 | 0 | 0 | 0 | 0 | 0 | 0 | 0
SKERN_6_SOLAR1 |  | Solar_1Axis | Solar Tracking | CISO | North | Norcal | FC | 20 | 0 | 0 | 0 | 0 | 0 | 0 | 0 | 0.47 | 3.78 | 6.7 | 8.17 | 8.83 | 9.12 | 8.51 | 7.94 | 5.45 | 1.21 | 0 | 0 | 0 | 0 | 0 | 0 | 0 | 0 | 0 | 0 | 0 | 0 | 0 | 0 | 2.54 | 10.33 | 13.25 | 13.2 | 12.6 | 12.45 | 12.42 | 12.69 | 11.02 | 5.75 | 0.31 | 0 | 0 | 0 | 0 | 0 | 0 | 0 | 0 | 0 | 0 | 0 | 0 | 0 | 1.56 | 8.8 | 13.2 | 13.92 | 13.41 | 13.52 | 12.95 | 12.31 | 11.59 | 9.7 | 2.94 | 0.61 | 0 | 0 | 0 | 0 | 0 | 0 | 0 | 0 | 0 | 0 | 0 | 0.16 | 5.14 | 12.28 | 14.45 | 14.37 | 14.15 | 14.62 | 14.54 | 14.27 | 14.46 | 13.61 | 12.09 | 5.2 | 0.21 | 0 | 0 | 0 | 0 | 0 | 0 | 0 | 0 | 0 | 0 | 1.87 | 9.98 | 14.04 | 15.02 | 15.27 | 15.15 | 15.47 | 15.49 | 15.53 | 15.74 | 15.3 | 14.35 | 8.74 | 1.16 | 0 | 0 | 0 | 0 | 0 | 0 | 0 | 0 | 0 | 0.01 | 3.11 | 11.28 | 15.22 | 16.54 | 16.76 | 16.91 | 17.02 | 16.92 | 16.8 | 16.85 | 16.21 | 15.19 | 10.96 | 2.97 | 0.03 | 0 | 0 | 0 | 0 | 0 | 0 | 0 | 0 | 0 | 1.4 | 9.24 | 15.27 | 16.86 | 17.11 | 17.16 | 17.04 | 17.03 | 16.76 | 16.75 | 16.14 | 14.93 | 10.36 | 2.39 | 0.01 | 0 | 0 | 0 | 0 | 0 | 0 | 0 | 0 | 0 | 0.21 | 5.46 | 12.76 | 15.53 | 16.15 | 16.36 | 16.34 | 16.18 | 16.16 | 16.1 | 15.4 | 12.54 | 5.51 | 0.32 | 0 | 0 | 0 | 0 | 0 | 0 | 0 | 0 | 0 | 0 | 0.01 | 2.64 | 10.19 | 13.62 | 14.43 | 14.6 | 14.43 | 14.34 | 14.38 | 14.58 | 13.13 | 8.14 | 1.04 | 0 | 0 | 0 | 0 | 0 | 0 | 0 | 0 | 0 | 0 | 0 | 0 | 0.69 | 6.51 | 11.38 | 12.55 | 12.39 | 11.93 | 12.07 | 12.44 | 12.14 | 9.52 | 2.69 | 0.02 | 0 | 0 | 0 | 0 | 0 | 0 | 0 | 0 | 0 | 0 | 0 | 0.02 | 2.15 | 7.45 | 10.16 | 10.55 | 10.11 | 10.39 | 10.64 | 10.05 | 6.13 | 0.73 | 0 | 0 | 0 | 0 | 0 | 0 | 0 | 0 | 0 | 0 | 0 | 0 | 0 | 0 | 0.5 | 3.75 | 6.13 | 7.34 | 8.04 | 7.92 | 7.63 | 6.42 | 3.42 | 0.4 | 0 | 0 | 0 | 0 | 0 | 0 | 0
SKERN_6_SOLAR2 |  | Solar_1Axis | Solar Tracking | CISO | North | Norcal | FC | 10 | 0 | 0 | 0 | 0 | 0 | 0 | 0 | 0.23 | 1.89 | 3.35 | 4.08 | 4.41 | 4.56 | 4.25 | 3.97 | 2.72 | 0.6 | 0 | 0 | 0 | 0 | 0 | 0 | 0 | 0 | 0 | 0 | 0 | 0 | 0 | 0 | 1.27 | 5.17 | 6.63 | 6.6 | 6.3 | 6.22 | 6.21 | 6.34 | 5.51 | 2.88 | 0.15 | 0 | 0 | 0 | 0 | 0 | 0 | 0 | 0 | 0 | 0 | 0 | 0 | 0 | 0.78 | 4.4 | 6.6 | 6.96 | 6.71 | 6.76 | 6.47 | 6.16 | 5.79 | 4.85 | 1.47 | 0.3 | 0 | 0 | 0 | 0 | 0 | 0 | 0 | 0 | 0 | 0 | 0 | 0.08 | 2.57 | 6.14 | 7.22 | 7.18 | 7.08 | 7.31 | 7.27 | 7.13 | 7.23 | 6.81 | 6.05 | 2.6 | 0.1 | 0 | 0 | 0 | 0 | 0 | 0 | 0 | 0 | 0 | 0 | 0.93 | 4.99 | 7.02 | 7.51 | 7.63 | 7.57 | 7.73 | 7.75 | 7.76 | 7.87 | 7.65 | 7.17 | 4.37 | 0.58 | 0 | 0 | 0 | 0 | 0 | 0 | 0 | 0 | 0 | 0.01 | 1.55 | 5.64 | 7.61 | 8.27 | 8.38 | 8.45 | 8.51 | 8.46 | 8.4 | 8.43 | 8.11 | 7.59 | 5.48 | 1.48 | 0.01 | 0 | 0 | 0 | 0 | 0 | 0 | 0 | 0 | 0 | 0.7 | 4.62 | 7.63 | 8.43 | 8.56 | 8.58 | 8.52 | 8.52 | 8.38 | 8.37 | 8.07 | 7.47 | 5.18 | 1.2 | 0.01 | 0 | 0 | 0 | 0 | 0 | 0 | 0 | 0 | 0 | 0.1 | 2.73 | 6.38 | 7.77 | 8.08 | 8.18 | 8.17 | 8.09 | 8.08 | 8.05 | 7.7 | 6.27 | 2.76 | 0.16 | 0 | 0 | 0 | 0 | 0 | 0 | 0 | 0 | 0 | 0 | 0 | 1.32 | 5.09 | 6.81 | 7.21 | 7.3 | 7.21 | 7.17 | 7.19 | 7.29 | 6.56 | 4.07 | 0.52 | 0 | 0 | 0 | 0 | 0 | 0 | 0 | 0 | 0 | 0 | 0 | 0 | 0.34 | 3.26 | 5.69 | 6.28 | 6.19 | 5.96 | 6.04 | 6.22 | 6.07 | 4.76 | 1.34 | 0.01 | 0 | 0 | 0 | 0 | 0 | 0 | 0 | 0 | 0 | 0 | 0 | 0.01 | 1.07 | 3.72 | 5.08 | 5.28 | 5.05 | 5.2 | 5.32 | 5.03 | 3.07 | 0.37 | 0 | 0 | 0 | 0 | 0 | 0 | 0 | 0 | 0 | 0 | 0 | 0 | 0 | 0 | 0.25 | 1.87 | 3.07 | 3.67 | 4.02 | 3.96 | 3.82 | 3.21 | 1.71 | 0.2 | 0 | 0 | 0 | 0 | 0 | 0 | 0
SLATE_2_SLASR1 |  | Solar_1Axis | Solar Tracking | CISO | North | Norcal | ID | 50.5 | 0 | 0 | 0 | 0 | 0 | 0 | 0 | 1.18 | 9.55 | 16.91 | 20.62 | 22.29 | 23.02 | 21.48 | 20.04 | 13.75 | 3.05 | 0 | 0 | 0 | 0 | 0 | 0 | 0 | 0 | 0 | 0 | 0 | 0 | 0 | 0.01 | 6.4 | 26.09 | 33.46 | 33.34 | 31.83 | 31.43 | 31.35 | 32.04 | 27.82 | 14.52 | 0.77 | 0 | 0 | 0 | 0 | 0 | 0 | 0 | 0 | 0 | 0 | 0 | 0 | 0 | 3.94 | 22.21 | 33.34 | 35.15 | 33.87 | 34.15 | 32.7 | 31.09 | 29.26 | 24.5 | 7.42 | 1.54 | 0 | 0 | 0 | 0 | 0 | 0 | 0 | 0 | 0 | 0 | 0 | 0.4 | 12.99 | 31.01 | 36.48 | 36.27 | 35.73 | 36.93 | 36.72 | 36.02 | 36.5 | 34.37 | 30.54 | 13.13 | 0.52 | 0 | 0 | 0 | 0 | 0 | 0 | 0 | 0 | 0 | 0 | 4.72 | 25.19 | 35.44 | 37.92 | 38.55 | 38.25 | 39.06 | 39.12 | 39.21 | 39.74 | 38.62 | 36.23 | 22.07 | 2.93 | 0 | 0 | 0 | 0 | 0 | 0 | 0 | 0 | 0 | 0.03 | 7.84 | 28.49 | 38.42 | 41.77 | 42.33 | 42.69 | 42.97 | 42.72 | 42.42 | 42.55 | 40.93 | 38.34 | 27.66 | 7.49 | 0.07 | 0 | 0 | 0 | 0 | 0 | 0 | 0 | 0 | 0 | 3.52 | 23.34 | 38.55 | 42.57 | 43.21 | 43.34 | 43.01 | 43.01 | 42.33 | 42.29 | 40.77 | 37.71 | 26.15 | 6.04 | 0.03 | 0 | 0 | 0 | 0 | 0 | 0 | 0 | 0 | 0 | 0.52 | 13.79 | 32.21 | 39.23 | 40.79 | 41.3 | 41.25 | 40.87 | 40.8 | 40.65 | 38.88 | 31.66 | 13.92 | 0.81 | 0 | 0 | 0 | 0 | 0 | 0 | 0 | 0 | 0 | 0 | 0.02 | 6.67 | 25.72 | 34.39 | 36.43 | 36.86 | 36.43 | 36.2 | 36.31 | 36.83 | 33.15 | 20.55 | 2.64 | 0 | 0 | 0 | 0 | 0 | 0 | 0 | 0 | 0 | 0 | 0 | 0 | 1.74 | 16.44 | 28.74 | 31.7 | 31.27 | 30.12 | 30.48 | 31.41 | 30.66 | 24.03 | 6.79 | 0.05 | 0 | 0 | 0 | 0 | 0 | 0 | 0 | 0 | 0 | 0 | 0 | 0.05 | 5.42 | 18.8 | 25.66 | 26.65 | 25.52 | 26.25 | 26.87 | 25.38 | 15.49 | 1.85 | 0 | 0 | 0 | 0 | 0 | 0 | 0 | 0 | 0 | 0 | 0 | 0 | 0 | 0 | 1.27 | 9.46 | 15.48 | 18.54 | 20.3 | 20 | 19.27 | 16.2 | 8.63 | 1.01 | 0 | 0 | 0 | 0 | 0 | 0 | 0
SLATE_2_SLASR2 | SLATE_2_SLASR2_SUN | Hybrid_SolarFixed | Solar Fixed | CISO | North | Norcal | ID | 93 | 0 | 0 | 0 | 0 | 0 | 0 | 0 | 2.87 | 20.09 | 39.32 | 49.52 | 51.91 | 54.14 | 47.64 | 44.77 | 30.53 | 7.16 | 0.01 | 0 | 0 | 0 | 0 | 0 | 0 | 0 | 0 | 0 | 0 | 0 | 0 | 0.01 | 10.67 | 41.49 | 57.16 | 62.69 | 64.19 | 65.82 | 62.02 | 57.74 | 46.89 | 23.75 | 1.71 | 0 | 0 | 0 | 0 | 0 | 0 | 0 | 0 | 0 | 0 | 0 | 0 | 0 | 5.9 | 31.95 | 52.07 | 62.38 | 63.81 | 63.32 | 61.07 | 57.18 | 50.96 | 39.29 | 13.9 | 3 | 0.01 | 0 | 0 | 0 | 0 | 0 | 0 | 0 | 0 | 0 | 0 | 0.55 | 16.56 | 46.67 | 63.15 | 70.47 | 73.22 | 75.6 | 74.3 | 73.99 | 70.69 | 62.56 | 47.67 | 18.34 | 0.78 | 0 | 0 | 0 | 0 | 0 | 0 | 0 | 0 | 0 | 0 | 5.27 | 30.4 | 53.25 | 67.05 | 73.82 | 76.69 | 76.51 | 76.49 | 76.46 | 73.58 | 65.59 | 53.15 | 27.87 | 3.75 | 0 | 0 | 0 | 0 | 0 | 0 | 0 | 0 | 0 | 0.03 | 8.05 | 33.92 | 55.54 | 68.28 | 75.81 | 79.59 | 80.85 | 81.48 | 79.76 | 76.64 | 68.51 | 55.67 | 33.88 | 8.41 | 0.09 | 0 | 0 | 0 | 0 | 0 | 0 | 0 | 0 | 0 | 3.99 | 28.79 | 54.57 | 69.7 | 77.72 | 81.81 | 83.19 | 82.46 | 80.66 | 76.68 | 69.17 | 56.13 | 33.74 | 7.37 | 0.04 | 0 | 0 | 0 | 0 | 0 | 0 | 0 | 0 | 0 | 0.77 | 17.88 | 47.37 | 65.33 | 75.09 | 79.36 | 80.21 | 80.14 | 78.62 | 74.68 | 65.63 | 48.28 | 19.58 | 1.31 | 0 | 0 | 0 | 0 | 0 | 0 | 0 | 0 | 0 | 0 | 0.02 | 10.01 | 39.82 | 60.16 | 70.34 | 74.15 | 75.7 | 74.85 | 73.32 | 69.34 | 57.47 | 32.35 | 4.95 | 0 | 0 | 0 | 0 | 0 | 0 | 0 | 0 | 0 | 0 | 0 | 0 | 3.19 | 28.52 | 52 | 61.86 | 65 | 65.93 | 65.39 | 63.52 | 57.4 | 41.69 | 12.7 | 0.11 | 0 | 0 | 0 | 0 | 0 | 0 | 0 | 0 | 0 | 0 | 0 | 0.1 | 11.31 | 38.35 | 53.83 | 59.99 | 61.15 | 60.81 | 57.36 | 50.28 | 28.75 | 3.81 | 0 | 0 | 0 | 0 | 0 | 0 | 0 | 0 | 0 | 0 | 0 | 0 | 0 | 0 | 3.63 | 20.95 | 36.5 | 45.01 | 48.08 | 45.97 | 41.54 | 38.21 | 19.7 | 2.41 | 0 | 0 | 0 | 0 | 0 | 0 | 0
SLATE_2_SLASR3 | SLATE_2_SLASR3_SUN | Hybrid_SolarFixed | Solar Fixed | CISO | North | Norcal | ID | 67.5 | 0 | 0 | 0 | 0 | 0 | 0 | 0 | 2.08 | 14.58 | 28.54 | 35.94 | 37.68 | 39.3 | 34.58 | 32.49 | 22.16 | 5.2 | 0 | 0 | 0 | 0 | 0 | 0 | 0 | 0 | 0 | 0 | 0 | 0 | 0 | 0.01 | 7.74 | 30.11 | 41.48 | 45.5 | 46.59 | 47.77 | 45.02 | 41.91 | 34.03 | 17.24 | 1.24 | 0 | 0 | 0 | 0 | 0 | 0 | 0 | 0 | 0 | 0 | 0 | 0 | 0 | 4.29 | 23.19 | 37.79 | 45.28 | 46.32 | 45.96 | 44.33 | 41.5 | 36.98 | 28.52 | 10.09 | 2.18 | 0.01 | 0 | 0 | 0 | 0 | 0 | 0 | 0 | 0 | 0 | 0 | 0.4 | 12.02 | 33.87 | 45.83 | 51.15 | 53.14 | 54.87 | 53.93 | 53.7 | 51.3 | 45.4 | 34.6 | 13.31 | 0.57 | 0 | 0 | 0 | 0 | 0 | 0 | 0 | 0 | 0 | 0 | 3.82 | 22.07 | 38.65 | 48.66 | 53.58 | 55.66 | 55.53 | 55.52 | 55.49 | 53.4 | 47.6 | 38.57 | 20.23 | 2.72 | 0 | 0 | 0 | 0 | 0 | 0 | 0 | 0 | 0 | 0.02 | 5.84 | 24.62 | 40.31 | 49.56 | 55.03 | 57.76 | 58.68 | 59.14 | 57.89 | 55.62 | 49.72 | 40.41 | 24.59 | 6.1 | 0.07 | 0 | 0 | 0 | 0 | 0 | 0 | 0 | 0 | 0 | 2.9 | 20.89 | 39.61 | 50.59 | 56.41 | 59.38 | 60.38 | 59.85 | 58.55 | 55.66 | 50.2 | 40.74 | 24.49 | 5.35 | 0.03 | 0 | 0 | 0 | 0 | 0 | 0 | 0 | 0 | 0 | 0.56 | 12.98 | 34.38 | 47.42 | 54.5 | 57.6 | 58.22 | 58.17 | 57.07 | 54.2 | 47.63 | 35.04 | 14.21 | 0.95 | 0 | 0 | 0 | 0 | 0 | 0 | 0 | 0 | 0 | 0 | 0.02 | 7.26 | 28.9 | 43.67 | 51.05 | 53.82 | 54.94 | 54.32 | 53.22 | 50.33 | 41.71 | 23.48 | 3.59 | 0 | 0 | 0 | 0 | 0 | 0 | 0 | 0 | 0 | 0 | 0 | 0 | 2.31 | 20.7 | 37.75 | 44.9 | 47.18 | 47.85 | 47.46 | 46.11 | 41.66 | 30.26 | 9.22 | 0.08 | 0 | 0 | 0 | 0 | 0 | 0 | 0 | 0 | 0 | 0 | 0 | 0.07 | 8.21 | 27.83 | 39.07 | 43.54 | 44.38 | 44.14 | 41.63 | 36.49 | 20.87 | 2.77 | 0 | 0 | 0 | 0 | 0 | 0 | 0 | 0 | 0 | 0 | 0 | 0 | 0 | 0 | 2.63 | 15.2 | 26.49 | 32.67 | 34.9 | 33.37 | 30.15 | 27.73 | 14.3 | 1.75 | 0 | 0 | 0 | 0 | 0 | 0 | 0
SLATE_2_SLASR4 | SLATE_2_SLASR4_SUN | Hybrid_SolarFixed | Solar Fixed | CISO | North | Norcal | ID | 63 | 0 | 0 | 0 | 0 | 0 | 0 | 0 | 1.94 | 13.61 | 26.63 | 33.55 | 35.16 | 36.68 | 32.27 | 30.33 | 20.68 | 4.85 | 0 | 0 | 0 | 0 | 0 | 0 | 0 | 0 | 0 | 0 | 0 | 0 | 0 | 0.01 | 7.23 | 28.11 | 38.72 | 42.47 | 43.48 | 44.59 | 42.02 | 39.11 | 31.76 | 16.09 | 1.16 | 0 | 0 | 0 | 0 | 0 | 0 | 0 | 0 | 0 | 0 | 0 | 0 | 0 | 4 | 21.64 | 35.27 | 42.26 | 43.23 | 42.89 | 41.37 | 38.73 | 34.52 | 26.62 | 9.42 | 2.03 | 0.01 | 0 | 0 | 0 | 0 | 0 | 0 | 0 | 0 | 0 | 0 | 0.37 | 11.22 | 31.61 | 42.78 | 47.74 | 49.6 | 51.22 | 50.33 | 50.12 | 47.88 | 42.38 | 32.29 | 12.42 | 0.53 | 0 | 0 | 0 | 0 | 0 | 0 | 0 | 0 | 0 | 0 | 3.57 | 20.59 | 36.07 | 45.42 | 50.01 | 51.95 | 51.83 | 51.81 | 51.79 | 49.84 | 44.43 | 36 | 18.88 | 2.54 | 0 | 0 | 0 | 0 | 0 | 0 | 0 | 0 | 0 | 0.02 | 5.45 | 22.98 | 37.62 | 46.25 | 51.36 | 53.91 | 54.77 | 55.2 | 54.03 | 51.92 | 46.41 | 37.71 | 22.95 | 5.7 | 0.06 | 0 | 0 | 0 | 0 | 0 | 0 | 0 | 0 | 0 | 2.7 | 19.5 | 36.97 | 47.22 | 52.65 | 55.42 | 56.36 | 55.86 | 54.64 | 51.94 | 46.86 | 38.02 | 22.86 | 4.99 | 0.03 | 0 | 0 | 0 | 0 | 0 | 0 | 0 | 0 | 0 | 0.52 | 12.11 | 32.09 | 44.26 | 50.87 | 53.76 | 54.34 | 54.29 | 53.26 | 50.59 | 44.46 | 32.71 | 13.27 | 0.89 | 0 | 0 | 0 | 0 | 0 | 0 | 0 | 0 | 0 | 0 | 0.02 | 6.78 | 26.97 | 40.76 | 47.65 | 50.23 | 51.28 | 50.7 | 49.67 | 46.97 | 38.93 | 21.91 | 3.35 | 0 | 0 | 0 | 0 | 0 | 0 | 0 | 0 | 0 | 0 | 0 | 0 | 2.16 | 19.32 | 35.23 | 41.91 | 44.03 | 44.66 | 44.3 | 43.03 | 38.88 | 28.24 | 8.61 | 0.07 | 0 | 0 | 0 | 0 | 0 | 0 | 0 | 0 | 0 | 0 | 0 | 0.07 | 7.66 | 25.98 | 36.46 | 40.64 | 41.42 | 41.2 | 38.85 | 34.06 | 19.48 | 2.58 | 0 | 0 | 0 | 0 | 0 | 0 | 0 | 0 | 0 | 0 | 0 | 0 | 0 | 0 | 2.46 | 14.19 | 24.72 | 30.49 | 32.57 | 31.14 | 28.14 | 25.88 | 13.34 | 1.63 | 0 | 0 | 0 | 0 | 0 | 0 | 0
SLATE_2_SLASR5 | SLATE_2_SLASR5_SUN | Hybrid_SolarFixed | Solar Fixed | CISO | North | Norcal | ID | 26 | 0 | 0 | 0 | 0 | 0 | 0 | 0 | 0.8 | 5.62 | 10.99 | 13.85 | 14.51 | 15.14 | 13.32 | 12.52 | 8.54 | 2 | 0 | 0 | 0 | 0 | 0 | 0 | 0 | 0 | 0 | 0 | 0 | 0 | 0 | 0 | 2.98 | 11.6 | 15.98 | 17.53 | 17.94 | 18.4 | 17.34 | 16.14 | 13.11 | 6.64 | 0.48 | 0 | 0 | 0 | 0 | 0 | 0 | 0 | 0 | 0 | 0 | 0 | 0 | 0 | 1.65 | 8.93 | 14.56 | 17.44 | 17.84 | 17.7 | 17.07 | 15.99 | 14.25 | 10.98 | 3.89 | 0.84 | 0 | 0 | 0 | 0 | 0 | 0 | 0 | 0 | 0 | 0 | 0 | 0.15 | 4.63 | 13.05 | 17.65 | 19.7 | 20.47 | 21.14 | 20.77 | 20.69 | 19.76 | 17.49 | 13.33 | 5.13 | 0.22 | 0 | 0 | 0 | 0 | 0 | 0 | 0 | 0 | 0 | 0 | 1.47 | 8.5 | 14.89 | 18.74 | 20.64 | 21.44 | 21.39 | 21.38 | 21.38 | 20.57 | 18.34 | 14.86 | 7.79 | 1.05 | 0 | 0 | 0 | 0 | 0 | 0 | 0 | 0 | 0 | 0.01 | 2.25 | 9.48 | 15.53 | 19.09 | 21.2 | 22.25 | 22.6 | 22.78 | 22.3 | 21.43 | 19.15 | 15.56 | 9.47 | 2.35 | 0.03 | 0 | 0 | 0 | 0 | 0 | 0 | 0 | 0 | 0 | 1.12 | 8.05 | 15.26 | 19.49 | 21.73 | 22.87 | 23.26 | 23.05 | 22.55 | 21.44 | 19.34 | 15.69 | 9.43 | 2.06 | 0.01 | 0 | 0 | 0 | 0 | 0 | 0 | 0 | 0 | 0 | 0.22 | 5 | 13.24 | 18.27 | 20.99 | 22.19 | 22.42 | 22.4 | 21.98 | 20.88 | 18.35 | 13.5 | 5.47 | 0.37 | 0 | 0 | 0 | 0 | 0 | 0 | 0 | 0 | 0 | 0 | 0.01 | 2.8 | 11.13 | 16.82 | 19.66 | 20.73 | 21.16 | 20.92 | 20.5 | 19.38 | 16.07 | 9.04 | 1.38 | 0 | 0 | 0 | 0 | 0 | 0 | 0 | 0 | 0 | 0 | 0 | 0 | 0.89 | 7.97 | 14.54 | 17.3 | 18.17 | 18.43 | 18.28 | 17.76 | 16.05 | 11.65 | 3.55 | 0.03 | 0 | 0 | 0 | 0 | 0 | 0 | 0 | 0 | 0 | 0 | 0 | 0.03 | 3.16 | 10.72 | 15.05 | 16.77 | 17.1 | 17 | 16.03 | 14.06 | 8.04 | 1.07 | 0 | 0 | 0 | 0 | 0 | 0 | 0 | 0 | 0 | 0 | 0 | 0 | 0 | 0 | 1.01 | 5.86 | 10.2 | 12.58 | 13.44 | 12.85 | 11.61 | 10.68 | 5.51 | 0.67 | 0 | 0 | 0 | 0 | 0 | 0 | 0
SLRMS3_2_SRMSR1 |  | Solar_1Axis | Solar Tracking | CISO | South | Socal | FC | 250 | 0 | 0 | 0 | 0 | 0 | 0 | 0.12 | 29.94 | 117.3 | 152.72 | 151.2 | 148.52 | 146.92 | 147.27 | 133.4 | 96.26 | 16.24 | 0.01 | 0 | 0 | 0 | 0 | 0 | 0 | 0 | 0 | 0 | 0 | 0 | 0 | 1.72 | 65.39 | 159.11 | 175.82 | 171.97 | 170.46 | 169.52 | 163.47 | 159.48 | 144.96 | 61.58 | 2.47 | 0 | 0 | 0 | 0 | 0 | 0 | 0 | 0 | 0 | 0 | 0 | 0 | 0.37 | 42.77 | 148.6 | 182.42 | 183.07 | 179.34 | 177.48 | 176.66 | 167.8 | 154.72 | 115.45 | 43.43 | 7.01 | 0 | 0 | 0 | 0 | 0 | 0 | 0 | 0 | 0 | 0 | 0 | 7.66 | 91.34 | 178.94 | 191.41 | 199.32 | 198.75 | 200.02 | 197.9 | 195.6 | 188.5 | 177.75 | 144.09 | 45.56 | 0.74 | 0 | 0 | 0 | 0 | 0 | 0 | 0 | 0 | 0 | 0.14 | 37.07 | 136.91 | 188.05 | 203.66 | 210.33 | 212.12 | 212.82 | 211.91 | 208.32 | 203.29 | 193.85 | 170.02 | 82.08 | 6.51 | 0 | 0 | 0 | 0 | 0 | 0 | 0 | 0 | 0 | 0.6 | 45.53 | 139.1 | 185.76 | 201.84 | 211.11 | 215.15 | 213.75 | 213.79 | 210.47 | 204.87 | 196.36 | 177.37 | 106.11 | 17.22 | 0.01 | 0 | 0 | 0 | 0 | 0 | 0 | 0 | 0 | 0.01 | 20.19 | 106.91 | 171.37 | 197.04 | 207.55 | 211.62 | 209.67 | 207.22 | 205.43 | 200.47 | 190.21 | 164.49 | 94.32 | 14.11 | 0 | 0 | 0 | 0 | 0 | 0 | 0 | 0 | 0 | 0 | 7.74 | 85.63 | 168.23 | 197.08 | 207.64 | 212.88 | 213.63 | 208.84 | 198.56 | 193.96 | 178.26 | 141.98 | 50.75 | 1.39 | 0 | 0 | 0 | 0 | 0 | 0 | 0 | 0 | 0 | 0 | 1.23 | 57.11 | 146.2 | 180.1 | 192.95 | 196.49 | 199.75 | 196.07 | 190.52 | 178.19 | 161.52 | 85.74 | 7.61 | 0 | 0 | 0 | 0 | 0 | 0 | 0 | 0 | 0 | 0 | 0 | 0.01 | 24.99 | 123.35 | 164.86 | 173.43 | 175.92 | 175.51 | 173.79 | 176.41 | 165 | 124.42 | 27.1 | 0.02 | 0 | 0 | 0 | 0 | 0 | 0 | 0 | 0 | 0 | 0 | 0 | 3.93 | 69.9 | 146.12 | 164.11 | 160.93 | 156.39 | 158.93 | 158.01 | 145.35 | 85.37 | 7.92 | 0 | 0 | 0 | 0 | 0 | 0 | 0 | 0 | 0 | 0 | 0 | 0 | 0 | 0.27 | 33.07 | 104.17 | 130.56 | 128.7 | 123.8 | 128.87 | 126.84 | 116.86 | 63.85 | 5.25 | 0 | 0 | 0 | 0 | 0 | 0 | 0
SLST13_2_SOLAR1 |  | Solar_1Axis | Solar Tracking | CISO | North | Norcal | FC | 107.6 | 0 | 0 | 0 | 0 | 0 | 0 | 0 | 2.52 | 20.34 | 36.03 | 43.93 | 47.49 | 49.05 | 45.76 | 42.71 | 29.31 | 6.49 | 0 | 0 | 0 | 0 | 0 | 0 | 0 | 0 | 0 | 0 | 0 | 0 | 0 | 0.02 | 13.64 | 55.59 | 71.29 | 71.04 | 67.81 | 66.96 | 66.8 | 68.26 | 59.27 | 30.95 | 1.65 | 0 | 0 | 0 | 0 | 0 | 0 | 0 | 0 | 0 | 0 | 0 | 0 | 0 | 8.39 | 47.33 | 71.04 | 74.89 | 72.16 | 72.75 | 69.66 | 66.24 | 62.35 | 52.21 | 15.82 | 3.28 | 0 | 0 | 0 | 0 | 0 | 0 | 0 | 0 | 0 | 0 | 0 | 0.84 | 27.67 | 66.08 | 77.74 | 77.28 | 76.13 | 78.68 | 78.23 | 76.75 | 77.77 | 73.23 | 65.07 | 27.98 | 1.11 | 0 | 0 | 0 | 0 | 0 | 0 | 0 | 0 | 0 | 0.01 | 10.05 | 53.68 | 75.52 | 80.79 | 82.15 | 81.5 | 83.22 | 83.36 | 83.55 | 84.67 | 82.3 | 77.2 | 47.03 | 6.24 | 0 | 0 | 0 | 0 | 0 | 0 | 0 | 0 | 0 | 0.06 | 16.71 | 60.7 | 81.87 | 89 | 90.19 | 90.97 | 91.55 | 91.03 | 90.39 | 90.66 | 87.21 | 81.7 | 58.94 | 15.96 | 0.14 | 0 | 0 | 0 | 0 | 0 | 0 | 0 | 0 | 0 | 7.51 | 49.73 | 82.13 | 90.7 | 92.07 | 92.33 | 91.65 | 91.63 | 90.18 | 90.11 | 86.86 | 80.34 | 55.73 | 12.86 | 0.07 | 0 | 0 | 0 | 0 | 0 | 0 | 0 | 0 | 0 | 1.1 | 29.39 | 68.63 | 83.58 | 86.9 | 88 | 87.89 | 87.07 | 86.94 | 86.62 | 82.84 | 67.46 | 29.66 | 1.73 | 0 | 0 | 0 | 0 | 0 | 0 | 0 | 0 | 0 | 0 | 0.04 | 14.22 | 54.8 | 73.28 | 77.63 | 78.55 | 77.63 | 77.13 | 77.36 | 78.47 | 70.63 | 43.79 | 5.62 | 0 | 0 | 0 | 0 | 0 | 0 | 0 | 0 | 0 | 0 | 0 | 0 | 3.71 | 35.04 | 61.24 | 67.54 | 66.63 | 64.18 | 64.94 | 66.92 | 65.33 | 51.2 | 14.46 | 0.1 | 0 | 0 | 0 | 0 | 0 | 0 | 0 | 0 | 0 | 0 | 0 | 0.11 | 11.54 | 40.06 | 54.67 | 56.78 | 54.37 | 55.92 | 57.25 | 54.07 | 33 | 3.94 | 0 | 0 | 0 | 0 | 0 | 0 | 0 | 0 | 0 | 0 | 0 | 0 | 0 | 0 | 2.71 | 20.15 | 32.99 | 39.51 | 43.26 | 42.62 | 41.06 | 34.52 | 18.39 | 2.16 | 0 | 0 | 0 | 0 | 0 | 0 | 0
SLSTR1_2_SOLAR1 |  | Solar_1Axis | Solar Tracking | CISO | South | Socal | FC | 310 | 0 | 0 | 0 | 0 | 0 | 0 | 0.15 | 37.13 | 145.45 | 189.38 | 187.49 | 184.17 | 182.18 | 182.62 | 165.41 | 119.36 | 20.14 | 0.01 | 0 | 0 | 0 | 0 | 0 | 0 | 0 | 0 | 0 | 0 | 0 | 0 | 2.13 | 81.08 | 197.3 | 218.01 | 213.24 | 211.38 | 210.2 | 202.71 | 197.75 | 179.75 | 76.36 | 3.06 | 0 | 0 | 0 | 0 | 0 | 0 | 0 | 0 | 0 | 0 | 0 | 0 | 0.46 | 53.03 | 184.27 | 226.2 | 227 | 222.39 | 220.08 | 219.06 | 208.07 | 191.85 | 143.16 | 53.85 | 8.7 | 0 | 0 | 0 | 0 | 0 | 0 | 0 | 0 | 0 | 0 | 0 | 9.5 | 113.26 | 221.88 | 237.34 | 247.16 | 246.45 | 248.02 | 245.39 | 242.54 | 233.74 | 220.41 | 178.68 | 56.5 | 0.91 | 0 | 0 | 0 | 0 | 0 | 0 | 0 | 0 | 0 | 0.18 | 45.97 | 169.76 | 233.18 | 252.54 | 260.81 | 263.02 | 263.9 | 262.77 | 258.32 | 252.08 | 240.37 | 210.82 | 101.78 | 8.07 | 0 | 0 | 0 | 0 | 0 | 0 | 0 | 0 | 0 | 0.74 | 56.46 | 172.48 | 230.34 | 250.29 | 261.78 | 266.78 | 265.05 | 265.1 | 260.99 | 254.04 | 243.49 | 219.94 | 131.57 | 21.36 | 0.01 | 0 | 0 | 0 | 0 | 0 | 0 | 0 | 0 | 0.01 | 25.04 | 132.57 | 212.5 | 244.33 | 257.36 | 262.4 | 259.98 | 256.96 | 254.73 | 248.58 | 235.86 | 203.97 | 116.96 | 17.49 | 0 | 0 | 0 | 0 | 0 | 0 | 0 | 0 | 0 | 0 | 9.6 | 106.19 | 208.6 | 244.38 | 257.47 | 263.97 | 264.9 | 258.96 | 246.21 | 240.51 | 221.04 | 176.06 | 62.93 | 1.73 | 0 | 0 | 0 | 0 | 0 | 0 | 0 | 0 | 0 | 0 | 1.53 | 70.82 | 181.28 | 223.32 | 239.26 | 243.64 | 247.69 | 243.13 | 236.24 | 220.96 | 200.29 | 106.32 | 9.44 | 0 | 0 | 0 | 0 | 0 | 0 | 0 | 0 | 0 | 0 | 0 | 0.01 | 30.99 | 152.95 | 204.42 | 215.06 | 218.14 | 217.63 | 215.5 | 218.75 | 204.6 | 154.28 | 33.6 | 0.02 | 0 | 0 | 0 | 0 | 0 | 0 | 0 | 0 | 0 | 0 | 0 | 4.87 | 86.68 | 181.19 | 203.49 | 199.56 | 193.93 | 197.08 | 195.93 | 180.23 | 105.86 | 9.83 | 0 | 0 | 0 | 0 | 0 | 0 | 0 | 0 | 0 | 0 | 0 | 0 | 0 | 0.33 | 41 | 129.17 | 161.9 | 159.58 | 153.52 | 159.8 | 157.28 | 144.9 | 79.17 | 6.51 | 0 | 0 | 0 | 0 | 0 | 0 | 0
SLSTR2_2_SOLAR2 |  | Solar_1Axis | Solar Tracking | CISO | South | Socal | FC | 276 | 0 | 0 | 0 | 0 | 0 | 0 | 0.14 | 33.06 | 129.49 | 168.61 | 166.93 | 163.97 | 162.2 | 162.59 | 147.27 | 106.27 | 17.93 | 0.01 | 0 | 0 | 0 | 0 | 0 | 0 | 0 | 0 | 0 | 0 | 0 | 0 | 1.9 | 72.19 | 175.66 | 194.1 | 189.86 | 188.19 | 187.15 | 180.47 | 176.07 | 160.04 | 67.99 | 2.72 | 0 | 0 | 0 | 0 | 0 | 0 | 0 | 0 | 0 | 0 | 0 | 0 | 0.41 | 47.21 | 164.06 | 201.39 | 202.11 | 198 | 195.94 | 195.04 | 185.25 | 170.81 | 127.46 | 47.95 | 7.74 | 0 | 0 | 0 | 0 | 0 | 0 | 0 | 0 | 0 | 0 | 0 | 8.45 | 100.83 | 197.55 | 211.31 | 220.05 | 219.42 | 220.82 | 218.48 | 215.94 | 208.1 | 196.23 | 159.08 | 50.3 | 0.81 | 0 | 0 | 0 | 0 | 0 | 0 | 0 | 0 | 0 | 0.16 | 40.93 | 151.14 | 207.61 | 224.84 | 232.2 | 234.18 | 234.95 | 233.95 | 229.99 | 224.43 | 214.01 | 187.7 | 90.61 | 7.18 | 0 | 0 | 0 | 0 | 0 | 0 | 0 | 0 | 0 | 0.66 | 50.27 | 153.57 | 205.07 | 222.84 | 233.07 | 237.52 | 235.98 | 236.03 | 232.36 | 226.18 | 216.79 | 195.81 | 117.14 | 19.02 | 0.01 | 0 | 0 | 0 | 0 | 0 | 0 | 0 | 0 | 0.01 | 22.29 | 118.03 | 189.19 | 217.54 | 229.14 | 233.62 | 231.47 | 228.77 | 226.79 | 221.32 | 209.99 | 181.6 | 104.13 | 15.58 | 0 | 0 | 0 | 0 | 0 | 0 | 0 | 0 | 0 | 0 | 8.55 | 94.54 | 185.72 | 217.58 | 229.23 | 235.02 | 235.85 | 230.56 | 219.21 | 214.13 | 196.8 | 156.75 | 56.03 | 1.54 | 0 | 0 | 0 | 0 | 0 | 0 | 0 | 0 | 0 | 0 | 1.36 | 63.05 | 161.4 | 198.83 | 213.02 | 216.92 | 220.53 | 216.46 | 210.33 | 196.72 | 178.32 | 94.66 | 8.4 | 0 | 0 | 0 | 0 | 0 | 0 | 0 | 0 | 0 | 0 | 0 | 0.01 | 27.59 | 136.17 | 182 | 191.47 | 194.22 | 193.76 | 191.87 | 194.76 | 182.16 | 137.36 | 29.92 | 0.02 | 0 | 0 | 0 | 0 | 0 | 0 | 0 | 0 | 0 | 0 | 0 | 4.34 | 77.17 | 161.32 | 181.17 | 177.67 | 172.66 | 175.46 | 174.44 | 160.46 | 94.25 | 8.75 | 0 | 0 | 0 | 0 | 0 | 0 | 0 | 0 | 0 | 0 | 0 | 0 | 0 | 0.3 | 36.5 | 115.01 | 144.14 | 142.08 | 136.68 | 142.27 | 140.03 | 129.01 | 70.49 | 5.8 | 0 | 0 | 0 | 0 | 0 | 0 | 0
SMYRNA_1_DL1SR1 |  | Solar_1Axis | Solar Tracking | CISO | North | Norcal | FC | 1 | 0 | 0 | 0 | 0 | 0 | 0 | 0 | 0.02 | 0.19 | 0.33 | 0.41 | 0.44 | 0.46 | 0.43 | 0.4 | 0.27 | 0.06 | 0 | 0 | 0 | 0 | 0 | 0 | 0 | 0 | 0 | 0 | 0 | 0 | 0 | 0 | 0.13 | 0.52 | 0.66 | 0.66 | 0.63 | 0.62 | 0.62 | 0.63 | 0.55 | 0.29 | 0.02 | 0 | 0 | 0 | 0 | 0 | 0 | 0 | 0 | 0 | 0 | 0 | 0 | 0 | 0.08 | 0.44 | 0.66 | 0.7 | 0.67 | 0.68 | 0.65 | 0.62 | 0.58 | 0.49 | 0.15 | 0.03 | 0 | 0 | 0 | 0 | 0 | 0 | 0 | 0 | 0 | 0 | 0 | 0.01 | 0.26 | 0.61 | 0.72 | 0.72 | 0.71 | 0.73 | 0.73 | 0.71 | 0.72 | 0.68 | 0.6 | 0.26 | 0.01 | 0 | 0 | 0 | 0 | 0 | 0 | 0 | 0 | 0 | 0 | 0.09 | 0.5 | 0.7 | 0.75 | 0.76 | 0.76 | 0.77 | 0.77 | 0.78 | 0.79 | 0.76 | 0.72 | 0.44 | 0.06 | 0 | 0 | 0 | 0 | 0 | 0 | 0 | 0 | 0 | 0 | 0.16 | 0.56 | 0.76 | 0.83 | 0.84 | 0.85 | 0.85 | 0.85 | 0.84 | 0.84 | 0.81 | 0.76 | 0.55 | 0.15 | 0 | 0 | 0 | 0 | 0 | 0 | 0 | 0 | 0 | 0 | 0.07 | 0.46 | 0.76 | 0.84 | 0.86 | 0.86 | 0.85 | 0.85 | 0.84 | 0.84 | 0.81 | 0.75 | 0.52 | 0.12 | 0 | 0 | 0 | 0 | 0 | 0 | 0 | 0 | 0 | 0 | 0.01 | 0.27 | 0.64 | 0.78 | 0.81 | 0.82 | 0.82 | 0.81 | 0.81 | 0.81 | 0.77 | 0.63 | 0.28 | 0.02 | 0 | 0 | 0 | 0 | 0 | 0 | 0 | 0 | 0 | 0 | 0 | 0.13 | 0.51 | 0.68 | 0.72 | 0.73 | 0.72 | 0.72 | 0.72 | 0.73 | 0.66 | 0.41 | 0.05 | 0 | 0 | 0 | 0 | 0 | 0 | 0 | 0 | 0 | 0 | 0 | 0 | 0.03 | 0.33 | 0.57 | 0.63 | 0.62 | 0.6 | 0.6 | 0.62 | 0.61 | 0.48 | 0.13 | 0 | 0 | 0 | 0 | 0 | 0 | 0 | 0 | 0 | 0 | 0 | 0 | 0 | 0.11 | 0.37 | 0.51 | 0.53 | 0.51 | 0.52 | 0.53 | 0.5 | 0.31 | 0.04 | 0 | 0 | 0 | 0 | 0 | 0 | 0 | 0 | 0 | 0 | 0 | 0 | 0 | 0 | 0.03 | 0.19 | 0.31 | 0.37 | 0.4 | 0.4 | 0.38 | 0.32 | 0.17 | 0.02 | 0 | 0 | 0 | 0 | 0 | 0 | 0
SPRGVL_2_CREST |  | Solar_Fixed | Solar Fixed | CISO | South | Socal | EO | 3 | 0 | 0 | 0 | 0 | 0 | 0 | 0 | 0.4 | 1.33 | 1.81 | 1.95 | 2.02 | 1.97 | 1.89 | 1.58 | 0.92 | 0.13 | 0 | 0 | 0 | 0 | 0 | 0 | 0 | 0 | 0 | 0 | 0 | 0 | 0 | 0.03 | 0.74 | 1.75 | 2.09 | 2.24 | 2.24 | 2.2 | 2.12 | 1.95 | 1.5 | 0.58 | 0.01 | 0 | 0 | 0 | 0 | 0 | 0 | 0 | 0 | 0 | 0 | 0 | 0 | 0.01 | 0.42 | 1.48 | 2.05 | 2.25 | 2.29 | 2.26 | 2.21 | 2.08 | 1.84 | 1.16 | 0.54 | 0.08 | 0 | 0 | 0 | 0 | 0 | 0 | 0 | 0 | 0 | 0 | 0 | 0.08 | 0.83 | 1.78 | 2.24 | 2.44 | 2.55 | 2.55 | 2.5 | 2.43 | 2.23 | 1.9 | 1.3 | 0.33 | 0 | 0 | 0 | 0 | 0 | 0 | 0 | 0 | 0 | 0 | 0 | 0.34 | 1.26 | 1.91 | 2.27 | 2.53 | 2.63 | 2.64 | 2.61 | 2.56 | 2.38 | 2.08 | 1.51 | 0.57 | 0.04 | 0 | 0 | 0 | 0 | 0 | 0 | 0 | 0 | 0 | 0.01 | 0.42 | 1.29 | 1.95 | 2.33 | 2.58 | 2.7 | 2.72 | 2.72 | 2.62 | 2.43 | 2.13 | 1.63 | 0.78 | 0.1 | 0 | 0 | 0 | 0 | 0 | 0 | 0 | 0 | 0 | 0 | 0.2 | 0.88 | 1.63 | 2.1 | 2.41 | 2.57 | 2.62 | 2.6 | 2.49 | 2.33 | 2.01 | 1.51 | 0.69 | 0.08 | 0 | 0 | 0 | 0 | 0 | 0 | 0 | 0 | 0 | 0 | 0.09 | 0.8 | 1.7 | 2.18 | 2.48 | 2.64 | 2.69 | 2.64 | 2.53 | 2.3 | 1.95 | 1.3 | 0.37 | 0.01 | 0 | 0 | 0 | 0 | 0 | 0 | 0 | 0 | 0 | 0 | 0.02 | 0.61 | 1.59 | 2.14 | 2.44 | 2.57 | 2.6 | 2.58 | 2.46 | 2.17 | 1.74 | 0.77 | 0.07 | 0 | 0 | 0 | 0 | 0 | 0 | 0 | 0 | 0 | 0 | 0 | 0 | 0.33 | 1.38 | 1.97 | 2.24 | 2.38 | 2.41 | 2.38 | 2.26 | 2.01 | 1.27 | 0.26 | 0 | 0 | 0 | 0 | 0 | 0 | 0 | 0 | 0 | 0 | 0 | 0 | 0.07 | 0.81 | 1.62 | 2.01 | 2.15 | 2.2 | 2.13 | 2.02 | 1.66 | 0.76 | 0.05 | 0 | 0 | 0 | 0 | 0 | 0 | 0 | 0 | 0 | 0 | 0 | 0 | 0 | 0.01 | 0.43 | 1.2 | 1.61 | 1.77 | 1.86 | 1.81 | 1.66 | 1.35 | 0.61 | 0.04 | 0 | 0 | 0 | 0 | 0 | 0 | 0
SPRGVL_2_EXETPV |  | Solar_Fixed | Solar Fixed | CISO | South | Socal | EO | 3.5 | 0 | 0 | 0 | 0 | 0 | 0 | 0.01 | 0.46 | 1.55 | 2.11 | 2.28 | 2.35 | 2.29 | 2.21 | 1.84 | 1.08 | 0.16 | 0 | 0 | 0 | 0 | 0 | 0 | 0 | 0 | 0 | 0 | 0 | 0 | 0 | 0.04 | 0.86 | 2.05 | 2.44 | 2.61 | 2.62 | 2.57 | 2.48 | 2.28 | 1.75 | 0.68 | 0.02 | 0 | 0 | 0 | 0 | 0 | 0 | 0 | 0 | 0 | 0 | 0 | 0 | 0.01 | 0.49 | 1.73 | 2.39 | 2.63 | 2.67 | 2.64 | 2.57 | 2.42 | 2.14 | 1.35 | 0.63 | 0.09 | 0 | 0 | 0 | 0 | 0 | 0 | 0 | 0 | 0 | 0 | 0 | 0.1 | 0.97 | 2.08 | 2.61 | 2.85 | 2.97 | 2.97 | 2.91 | 2.84 | 2.6 | 2.22 | 1.52 | 0.38 | 0 | 0 | 0 | 0 | 0 | 0 | 0 | 0 | 0 | 0 | 0.01 | 0.4 | 1.47 | 2.23 | 2.65 | 2.95 | 3.06 | 3.08 | 3.05 | 2.98 | 2.78 | 2.43 | 1.76 | 0.66 | 0.04 | 0 | 0 | 0 | 0 | 0 | 0 | 0 | 0 | 0 | 0.01 | 0.49 | 1.5 | 2.28 | 2.72 | 3.01 | 3.15 | 3.17 | 3.17 | 3.06 | 2.83 | 2.48 | 1.9 | 0.91 | 0.11 | 0 | 0 | 0 | 0 | 0 | 0 | 0 | 0 | 0 | 0 | 0.24 | 1.03 | 1.91 | 2.45 | 2.82 | 3 | 3.06 | 3.04 | 2.9 | 2.71 | 2.35 | 1.77 | 0.8 | 0.09 | 0 | 0 | 0 | 0 | 0 | 0 | 0 | 0 | 0 | 0 | 0.1 | 0.93 | 1.98 | 2.55 | 2.9 | 3.08 | 3.13 | 3.08 | 2.95 | 2.69 | 2.28 | 1.52 | 0.43 | 0.01 | 0 | 0 | 0 | 0 | 0 | 0 | 0 | 0 | 0 | 0 | 0.03 | 0.71 | 1.85 | 2.49 | 2.84 | 3 | 3.04 | 3.01 | 2.87 | 2.53 | 2.04 | 0.9 | 0.08 | 0 | 0 | 0 | 0 | 0 | 0 | 0 | 0 | 0 | 0 | 0 | 0 | 0.38 | 1.6 | 2.3 | 2.61 | 2.78 | 2.82 | 2.78 | 2.64 | 2.35 | 1.49 | 0.3 | 0 | 0 | 0 | 0 | 0 | 0 | 0 | 0 | 0 | 0 | 0 | 0 | 0.09 | 0.94 | 1.89 | 2.35 | 2.51 | 2.57 | 2.49 | 2.36 | 1.94 | 0.89 | 0.06 | 0 | 0 | 0 | 0 | 0 | 0 | 0 | 0 | 0 | 0 | 0 | 0 | 0 | 0.01 | 0.5 | 1.4 | 1.87 | 2.06 | 2.17 | 2.11 | 1.94 | 1.58 | 0.71 | 0.04 | 0 | 0 | 0 | 0 | 0 | 0 | 0
SPRGVL_2_LINDPV |  | Solar_Fixed | Solar Fixed | CISO | South | Socal | EO | 4 | 0 | 0 | 0 | 0 | 0 | 0 | 0.01 | 0.53 | 1.78 | 2.41 | 2.61 | 2.69 | 2.62 | 2.52 | 2.11 | 1.23 | 0.18 | 0 | 0 | 0 | 0 | 0 | 0 | 0 | 0 | 0 | 0 | 0 | 0 | 0 | 0.04 | 0.99 | 2.34 | 2.79 | 2.98 | 2.99 | 2.94 | 2.83 | 2.6 | 2 | 0.77 | 0.02 | 0 | 0 | 0 | 0 | 0 | 0 | 0 | 0 | 0 | 0 | 0 | 0 | 0.01 | 0.57 | 1.97 | 2.73 | 3 | 3.05 | 3.02 | 2.94 | 2.77 | 2.45 | 1.54 | 0.72 | 0.11 | 0 | 0 | 0 | 0 | 0 | 0 | 0 | 0 | 0 | 0 | 0 | 0.11 | 1.11 | 2.38 | 2.99 | 3.26 | 3.39 | 3.4 | 3.33 | 3.24 | 2.98 | 2.53 | 1.74 | 0.43 | 0.01 | 0 | 0 | 0 | 0 | 0 | 0 | 0 | 0 | 0 | 0.01 | 0.46 | 1.68 | 2.55 | 3.03 | 3.37 | 3.5 | 3.52 | 3.48 | 3.41 | 3.18 | 2.78 | 2.02 | 0.76 | 0.05 | 0 | 0 | 0 | 0 | 0 | 0 | 0 | 0 | 0 | 0.01 | 0.56 | 1.72 | 2.6 | 3.11 | 3.44 | 3.6 | 3.63 | 3.62 | 3.5 | 3.24 | 2.84 | 2.17 | 1.04 | 0.13 | 0 | 0 | 0 | 0 | 0 | 0 | 0 | 0 | 0 | 0 | 0.27 | 1.18 | 2.18 | 2.8 | 3.22 | 3.43 | 3.5 | 3.47 | 3.31 | 3.1 | 2.68 | 2.02 | 0.92 | 0.1 | 0 | 0 | 0 | 0 | 0 | 0 | 0 | 0 | 0 | 0 | 0.12 | 1.06 | 2.27 | 2.91 | 3.31 | 3.52 | 3.58 | 3.52 | 3.38 | 3.07 | 2.6 | 1.73 | 0.5 | 0.01 | 0 | 0 | 0 | 0 | 0 | 0 | 0 | 0 | 0 | 0 | 0.03 | 0.82 | 2.12 | 2.85 | 3.25 | 3.43 | 3.47 | 3.44 | 3.28 | 2.89 | 2.33 | 1.03 | 0.09 | 0 | 0 | 0 | 0 | 0 | 0 | 0 | 0 | 0 | 0 | 0 | 0 | 0.43 | 1.83 | 2.62 | 2.99 | 3.17 | 3.22 | 3.17 | 3.02 | 2.68 | 1.7 | 0.34 | 0 | 0 | 0 | 0 | 0 | 0 | 0 | 0 | 0 | 0 | 0 | 0 | 0.1 | 1.08 | 2.16 | 2.69 | 2.87 | 2.93 | 2.84 | 2.69 | 2.22 | 1.01 | 0.07 | 0 | 0 | 0 | 0 | 0 | 0 | 0 | 0 | 0 | 0 | 0 | 0 | 0 | 0.01 | 0.57 | 1.6 | 2.14 | 2.36 | 2.48 | 2.41 | 2.21 | 1.8 | 0.81 | 0.05 | 0 | 0 | 0 | 0 | 0 | 0 | 0
SPRGVL_2_PORTPV |  | Solar_Fixed | Solar Fixed | CISO | South | Socal | EO | 3.5 | 0 | 0 | 0 | 0 | 0 | 0 | 0.01 | 0.46 | 1.55 | 2.11 | 2.28 | 2.35 | 2.29 | 2.21 | 1.84 | 1.08 | 0.16 | 0 | 0 | 0 | 0 | 0 | 0 | 0 | 0 | 0 | 0 | 0 | 0 | 0 | 0.04 | 0.86 | 2.05 | 2.44 | 2.61 | 2.62 | 2.57 | 2.48 | 2.28 | 1.75 | 0.68 | 0.02 | 0 | 0 | 0 | 0 | 0 | 0 | 0 | 0 | 0 | 0 | 0 | 0 | 0.01 | 0.49 | 1.73 | 2.39 | 2.63 | 2.67 | 2.64 | 2.57 | 2.42 | 2.14 | 1.35 | 0.63 | 0.09 | 0 | 0 | 0 | 0 | 0 | 0 | 0 | 0 | 0 | 0 | 0 | 0.1 | 0.97 | 2.08 | 2.61 | 2.85 | 2.97 | 2.97 | 2.91 | 2.84 | 2.6 | 2.22 | 1.52 | 0.38 | 0 | 0 | 0 | 0 | 0 | 0 | 0 | 0 | 0 | 0 | 0.01 | 0.4 | 1.47 | 2.23 | 2.65 | 2.95 | 3.06 | 3.08 | 3.05 | 2.98 | 2.78 | 2.43 | 1.76 | 0.66 | 0.04 | 0 | 0 | 0 | 0 | 0 | 0 | 0 | 0 | 0 | 0.01 | 0.49 | 1.5 | 2.28 | 2.72 | 3.01 | 3.15 | 3.17 | 3.17 | 3.06 | 2.83 | 2.48 | 1.9 | 0.91 | 0.11 | 0 | 0 | 0 | 0 | 0 | 0 | 0 | 0 | 0 | 0 | 0.24 | 1.03 | 1.91 | 2.45 | 2.82 | 3 | 3.06 | 3.04 | 2.9 | 2.71 | 2.35 | 1.77 | 0.8 | 0.09 | 0 | 0 | 0 | 0 | 0 | 0 | 0 | 0 | 0 | 0 | 0.1 | 0.93 | 1.98 | 2.55 | 2.9 | 3.08 | 3.13 | 3.08 | 2.95 | 2.69 | 2.28 | 1.52 | 0.43 | 0.01 | 0 | 0 | 0 | 0 | 0 | 0 | 0 | 0 | 0 | 0 | 0.03 | 0.71 | 1.85 | 2.49 | 2.84 | 3 | 3.04 | 3.01 | 2.87 | 2.53 | 2.04 | 0.9 | 0.08 | 0 | 0 | 0 | 0 | 0 | 0 | 0 | 0 | 0 | 0 | 0 | 0 | 0.38 | 1.6 | 2.3 | 2.61 | 2.78 | 2.82 | 2.78 | 2.64 | 2.35 | 1.49 | 0.3 | 0 | 0 | 0 | 0 | 0 | 0 | 0 | 0 | 0 | 0 | 0 | 0 | 0.09 | 0.94 | 1.89 | 2.35 | 2.51 | 2.57 | 2.49 | 2.36 | 1.94 | 0.89 | 0.06 | 0 | 0 | 0 | 0 | 0 | 0 | 0 | 0 | 0 | 0 | 0 | 0 | 0 | 0.01 | 0.5 | 1.4 | 1.87 | 2.06 | 2.17 | 2.11 | 1.94 | 1.58 | 0.71 | 0.04 | 0 | 0 | 0 | 0 | 0 | 0 | 0
STROUD_6_SOLAR |  | Solar_Fixed | Solar Fixed | CISO | North | Norcal | FC | 20 | 0 | 0 | 0 | 0 | 0 | 0 | 0 | 0.62 | 4.32 | 8.46 | 10.65 | 11.16 | 11.64 | 10.25 | 9.63 | 6.57 | 1.54 | 0 | 0 | 0 | 0 | 0 | 0 | 0 | 0 | 0 | 0 | 0 | 0 | 0 | 0 | 2.29 | 8.92 | 12.29 | 13.48 | 13.8 | 14.15 | 13.34 | 12.42 | 10.08 | 5.11 | 0.37 | 0 | 0 | 0 | 0 | 0 | 0 | 0 | 0 | 0 | 0 | 0 | 0 | 0 | 1.27 | 6.87 | 11.2 | 13.42 | 13.72 | 13.62 | 13.13 | 12.3 | 10.96 | 8.45 | 2.99 | 0.64 | 0 | 0 | 0 | 0 | 0 | 0 | 0 | 0 | 0 | 0 | 0 | 0.12 | 3.56 | 10.04 | 13.58 | 15.15 | 15.75 | 16.26 | 15.98 | 15.91 | 15.2 | 13.45 | 10.25 | 3.94 | 0.17 | 0 | 0 | 0 | 0 | 0 | 0 | 0 | 0 | 0 | 0 | 1.13 | 6.54 | 11.45 | 14.42 | 15.87 | 16.49 | 16.45 | 16.45 | 16.44 | 15.82 | 14.1 | 11.43 | 5.99 | 0.81 | 0 | 0 | 0 | 0 | 0 | 0 | 0 | 0 | 0 | 0.01 | 1.73 | 7.29 | 11.94 | 14.68 | 16.3 | 17.12 | 17.39 | 17.52 | 17.15 | 16.48 | 14.73 | 11.97 | 7.29 | 1.81 | 0.02 | 0 | 0 | 0 | 0 | 0 | 0 | 0 | 0 | 0 | 0.86 | 6.19 | 11.74 | 14.99 | 16.71 | 17.59 | 17.89 | 17.73 | 17.35 | 16.49 | 14.88 | 12.07 | 7.26 | 1.59 | 0.01 | 0 | 0 | 0 | 0 | 0 | 0 | 0 | 0 | 0 | 0.17 | 3.85 | 10.19 | 14.05 | 16.15 | 17.07 | 17.25 | 17.23 | 16.91 | 16.06 | 14.11 | 10.38 | 4.21 | 0.28 | 0 | 0 | 0 | 0 | 0 | 0 | 0 | 0 | 0 | 0 | 0.01 | 2.15 | 8.56 | 12.94 | 15.13 | 15.95 | 16.28 | 16.1 | 15.77 | 14.91 | 12.36 | 6.96 | 1.06 | 0 | 0 | 0 | 0 | 0 | 0 | 0 | 0 | 0 | 0 | 0 | 0 | 0.69 | 6.13 | 11.18 | 13.3 | 13.98 | 14.18 | 14.06 | 13.66 | 12.34 | 8.97 | 2.73 | 0.02 | 0 | 0 | 0 | 0 | 0 | 0 | 0 | 0 | 0 | 0 | 0 | 0.02 | 2.43 | 8.25 | 11.58 | 12.9 | 13.15 | 13.08 | 12.33 | 10.81 | 6.18 | 0.82 | 0 | 0 | 0 | 0 | 0 | 0 | 0 | 0 | 0 | 0 | 0 | 0 | 0 | 0 | 0.78 | 4.5 | 7.85 | 9.68 | 10.34 | 9.89 | 8.93 | 8.22 | 4.24 | 0.52 | 0 | 0 | 0 | 0 | 0 | 0 | 0
STROUD_6_WWHSR1 |  | Solar_1Axis | Solar Tracking | CISO | North | Norcal | EO | 1.5 | 0 | 0 | 0 | 0 | 0 | 0 | 0 | 0.04 | 0.28 | 0.5 | 0.61 | 0.66 | 0.68 | 0.64 | 0.6 | 0.41 | 0.09 | 0 | 0 | 0 | 0 | 0 | 0 | 0 | 0 | 0 | 0 | 0 | 0 | 0 | 0 | 0.19 | 0.77 | 0.99 | 0.99 | 0.95 | 0.93 | 0.93 | 0.95 | 0.83 | 0.43 | 0.02 | 0 | 0 | 0 | 0 | 0 | 0 | 0 | 0 | 0 | 0 | 0 | 0 | 0 | 0.12 | 0.66 | 0.99 | 1.04 | 1.01 | 1.01 | 0.97 | 0.92 | 0.87 | 0.73 | 0.22 | 0.05 | 0 | 0 | 0 | 0 | 0 | 0 | 0 | 0 | 0 | 0 | 0 | 0.01 | 0.39 | 0.92 | 1.08 | 1.08 | 1.06 | 1.1 | 1.09 | 1.07 | 1.08 | 1.02 | 0.91 | 0.39 | 0.02 | 0 | 0 | 0 | 0 | 0 | 0 | 0 | 0 | 0 | 0 | 0.14 | 0.75 | 1.05 | 1.13 | 1.15 | 1.14 | 1.16 | 1.16 | 1.16 | 1.18 | 1.15 | 1.08 | 0.66 | 0.09 | 0 | 0 | 0 | 0 | 0 | 0 | 0 | 0 | 0 | 0 | 0.23 | 0.85 | 1.14 | 1.24 | 1.26 | 1.27 | 1.28 | 1.27 | 1.26 | 1.26 | 1.22 | 1.14 | 0.82 | 0.22 | 0 | 0 | 0 | 0 | 0 | 0 | 0 | 0 | 0 | 0 | 0.1 | 0.69 | 1.15 | 1.26 | 1.28 | 1.29 | 1.28 | 1.28 | 1.26 | 1.26 | 1.21 | 1.12 | 0.78 | 0.18 | 0 | 0 | 0 | 0 | 0 | 0 | 0 | 0 | 0 | 0 | 0.02 | 0.41 | 0.96 | 1.17 | 1.21 | 1.23 | 1.23 | 1.21 | 1.21 | 1.21 | 1.15 | 0.94 | 0.41 | 0.02 | 0 | 0 | 0 | 0 | 0 | 0 | 0 | 0 | 0 | 0 | 0 | 0.2 | 0.76 | 1.02 | 1.08 | 1.09 | 1.08 | 1.08 | 1.08 | 1.09 | 0.98 | 0.61 | 0.08 | 0 | 0 | 0 | 0 | 0 | 0 | 0 | 0 | 0 | 0 | 0 | 0 | 0.05 | 0.49 | 0.85 | 0.94 | 0.93 | 0.89 | 0.91 | 0.93 | 0.91 | 0.71 | 0.2 | 0 | 0 | 0 | 0 | 0 | 0 | 0 | 0 | 0 | 0 | 0 | 0 | 0 | 0.16 | 0.56 | 0.76 | 0.79 | 0.76 | 0.78 | 0.8 | 0.75 | 0.46 | 0.05 | 0 | 0 | 0 | 0 | 0 | 0 | 0 | 0 | 0 | 0 | 0 | 0 | 0 | 0 | 0.04 | 0.28 | 0.46 | 0.55 | 0.6 | 0.59 | 0.57 | 0.48 | 0.26 | 0.03 | 0 | 0 | 0 | 0 | 0 | 0 | 0
SUMWHT_6_SWSSR1 |  | Solar_1Axis | Solar Tracking | CISO | North | Norcal | FC | 18.5 | 0 | 0 | 0 | 0 | 0 | 0 | 0 | 0.43 | 3.5 | 6.19 | 7.55 | 8.17 | 8.43 | 7.87 | 7.34 | 5.04 | 1.12 | 0 | 0 | 0 | 0 | 0 | 0 | 0 | 0 | 0 | 0 | 0 | 0 | 0 | 0 | 2.35 | 9.56 | 12.26 | 12.21 | 11.66 | 11.51 | 11.48 | 11.74 | 10.19 | 5.32 | 0.28 | 0 | 0 | 0 | 0 | 0 | 0 | 0 | 0 | 0 | 0 | 0 | 0 | 0 | 1.44 | 8.14 | 12.21 | 12.88 | 12.41 | 12.51 | 11.98 | 11.39 | 10.72 | 8.98 | 2.72 | 0.56 | 0 | 0 | 0 | 0 | 0 | 0 | 0 | 0 | 0 | 0 | 0 | 0.15 | 4.76 | 11.36 | 13.37 | 13.29 | 13.09 | 13.53 | 13.45 | 13.2 | 13.37 | 12.59 | 11.19 | 4.81 | 0.19 | 0 | 0 | 0 | 0 | 0 | 0 | 0 | 0 | 0 | 0 | 1.73 | 9.23 | 12.98 | 13.89 | 14.12 | 14.01 | 14.31 | 14.33 | 14.37 | 14.56 | 14.15 | 13.27 | 8.09 | 1.07 | 0 | 0 | 0 | 0 | 0 | 0 | 0 | 0 | 0 | 0.01 | 2.87 | 10.44 | 14.08 | 15.3 | 15.51 | 15.64 | 15.74 | 15.65 | 15.54 | 15.59 | 14.99 | 14.05 | 10.13 | 2.74 | 0.02 | 0 | 0 | 0 | 0 | 0 | 0 | 0 | 0 | 0 | 1.29 | 8.55 | 14.12 | 15.59 | 15.83 | 15.88 | 15.76 | 15.75 | 15.51 | 15.49 | 14.93 | 13.81 | 9.58 | 2.21 | 0.01 | 0 | 0 | 0 | 0 | 0 | 0 | 0 | 0 | 0 | 0.19 | 5.05 | 11.8 | 14.37 | 14.94 | 15.13 | 15.11 | 14.97 | 14.95 | 14.89 | 14.24 | 11.6 | 5.1 | 0.3 | 0 | 0 | 0 | 0 | 0 | 0 | 0 | 0 | 0 | 0 | 0.01 | 2.44 | 9.42 | 12.6 | 13.35 | 13.5 | 13.35 | 13.26 | 13.3 | 13.49 | 12.14 | 7.53 | 0.97 | 0 | 0 | 0 | 0 | 0 | 0 | 0 | 0 | 0 | 0 | 0 | 0 | 0.64 | 6.02 | 10.53 | 11.61 | 11.46 | 11.03 | 11.17 | 11.51 | 11.23 | 8.8 | 2.49 | 0.02 | 0 | 0 | 0 | 0 | 0 | 0 | 0 | 0 | 0 | 0 | 0 | 0.02 | 1.98 | 6.89 | 9.4 | 9.76 | 9.35 | 9.62 | 9.84 | 9.3 | 5.67 | 0.68 | 0 | 0 | 0 | 0 | 0 | 0 | 0 | 0 | 0 | 0 | 0 | 0 | 0 | 0 | 0.47 | 3.47 | 5.67 | 6.79 | 7.44 | 7.33 | 7.06 | 5.94 | 3.16 | 0.37 | 0 | 0 | 0 | 0 | 0 | 0 | 0
SUNCAT_2_A2BSR2 |  | Paired_Solar_1Axis | Solar Tracking | CISO | South | Socal | ID | 40 | 0 | 0 | 0 | 0 | 0 | 0 | 0.02 | 4.79 | 18.77 | 24.44 | 24.19 | 23.76 | 23.51 | 23.56 | 21.34 | 15.4 | 2.6 | 0 | 0 | 0 | 0 | 0 | 0 | 0 | 0 | 0 | 0 | 0 | 0 | 0 | 0.28 | 10.46 | 25.46 | 28.13 | 27.52 | 27.27 | 27.12 | 26.16 | 25.52 | 23.19 | 9.85 | 0.39 | 0 | 0 | 0 | 0 | 0 | 0 | 0 | 0 | 0 | 0 | 0 | 0 | 0.06 | 6.84 | 23.78 | 29.19 | 29.29 | 28.7 | 28.4 | 28.27 | 26.85 | 24.76 | 18.47 | 6.95 | 1.12 | 0 | 0 | 0 | 0 | 0 | 0 | 0 | 0 | 0 | 0 | 0 | 1.23 | 14.61 | 28.63 | 30.63 | 31.89 | 31.8 | 32 | 31.66 | 31.3 | 30.16 | 28.44 | 23.06 | 7.29 | 0.12 | 0 | 0 | 0 | 0 | 0 | 0 | 0 | 0 | 0 | 0.02 | 5.93 | 21.9 | 30.09 | 32.59 | 33.65 | 33.94 | 34.05 | 33.91 | 33.33 | 32.53 | 31.02 | 27.2 | 13.13 | 1.04 | 0 | 0 | 0 | 0 | 0 | 0 | 0 | 0 | 0 | 0.1 | 7.29 | 22.26 | 29.72 | 32.3 | 33.78 | 34.42 | 34.2 | 34.21 | 33.68 | 32.78 | 31.42 | 28.38 | 16.98 | 2.76 | 0 | 0 | 0 | 0 | 0 | 0 | 0 | 0 | 0 | 0 | 3.23 | 17.11 | 27.42 | 31.53 | 33.21 | 33.86 | 33.55 | 33.16 | 32.87 | 32.08 | 30.43 | 26.32 | 15.09 | 2.26 | 0 | 0 | 0 | 0 | 0 | 0 | 0 | 0 | 0 | 0 | 1.24 | 13.7 | 26.92 | 31.53 | 33.22 | 34.06 | 34.18 | 33.41 | 31.77 | 31.03 | 28.52 | 22.72 | 8.12 | 0.22 | 0 | 0 | 0 | 0 | 0 | 0 | 0 | 0 | 0 | 0 | 0.2 | 9.14 | 23.39 | 28.82 | 30.87 | 31.44 | 31.96 | 31.37 | 30.48 | 28.51 | 25.84 | 13.72 | 1.22 | 0 | 0 | 0 | 0 | 0 | 0 | 0 | 0 | 0 | 0 | 0 | 0 | 4 | 19.74 | 26.38 | 27.75 | 28.15 | 28.08 | 27.81 | 28.23 | 26.4 | 19.91 | 4.34 | 0 | 0 | 0 | 0 | 0 | 0 | 0 | 0 | 0 | 0 | 0 | 0 | 0.63 | 11.18 | 23.38 | 26.26 | 25.75 | 25.02 | 25.43 | 25.28 | 23.26 | 13.66 | 1.27 | 0 | 0 | 0 | 0 | 0 | 0 | 0 | 0 | 0 | 0 | 0 | 0 | 0 | 0.04 | 5.29 | 16.67 | 20.89 | 20.59 | 19.81 | 20.62 | 20.29 | 18.7 | 10.22 | 0.84 | 0 | 0 | 0 | 0 | 0 | 0 | 0
SUNSLR_1_SSVSR1 |  | Solar_1Axis | Solar Tracking | CISO | South | Socal | FC | 100 | 0 | 0 | 0 | 0 | 0 | 0 | 0.05 | 11.98 | 46.92 | 61.09 | 60.48 | 59.41 | 58.77 | 58.91 | 53.36 | 38.5 | 6.5 | 0 | 0 | 0 | 0 | 0 | 0 | 0 | 0 | 0 | 0 | 0 | 0 | 0 | 0.69 | 26.16 | 63.64 | 70.33 | 68.79 | 68.19 | 67.81 | 65.39 | 63.79 | 57.98 | 24.63 | 0.99 | 0 | 0 | 0 | 0 | 0 | 0 | 0 | 0 | 0 | 0 | 0 | 0 | 0.15 | 17.11 | 59.44 | 72.97 | 73.23 | 71.74 | 70.99 | 70.67 | 67.12 | 61.89 | 46.18 | 17.37 | 2.81 | 0 | 0 | 0 | 0 | 0 | 0 | 0 | 0 | 0 | 0 | 0 | 3.06 | 36.53 | 71.58 | 76.56 | 79.73 | 79.5 | 80.01 | 79.16 | 78.24 | 75.4 | 71.1 | 57.64 | 18.23 | 0.29 | 0 | 0 | 0 | 0 | 0 | 0 | 0 | 0 | 0 | 0.06 | 14.83 | 54.76 | 75.22 | 81.46 | 84.13 | 84.85 | 85.13 | 84.76 | 83.33 | 81.32 | 77.54 | 68.01 | 32.83 | 2.6 | 0 | 0 | 0 | 0 | 0 | 0 | 0 | 0 | 0 | 0.24 | 18.21 | 55.64 | 74.3 | 80.74 | 84.44 | 86.06 | 85.5 | 85.52 | 84.19 | 81.95 | 78.55 | 70.95 | 42.44 | 6.89 | 0 | 0 | 0 | 0 | 0 | 0 | 0 | 0 | 0 | 0 | 8.08 | 42.76 | 68.55 | 78.82 | 83.02 | 84.65 | 83.87 | 82.89 | 82.17 | 80.19 | 76.08 | 65.8 | 37.73 | 5.64 | 0 | 0 | 0 | 0 | 0 | 0 | 0 | 0 | 0 | 0 | 3.1 | 34.25 | 67.29 | 78.83 | 83.05 | 85.15 | 85.45 | 83.54 | 79.42 | 77.58 | 71.3 | 56.79 | 20.3 | 0.56 | 0 | 0 | 0 | 0 | 0 | 0 | 0 | 0 | 0 | 0 | 0.49 | 22.84 | 58.48 | 72.04 | 77.18 | 78.59 | 79.9 | 78.43 | 76.21 | 71.28 | 64.61 | 34.3 | 3.05 | 0 | 0 | 0 | 0 | 0 | 0 | 0 | 0 | 0 | 0 | 0 | 0 | 10 | 49.34 | 65.94 | 69.37 | 70.37 | 70.2 | 69.52 | 70.56 | 66 | 49.77 | 10.84 | 0.01 | 0 | 0 | 0 | 0 | 0 | 0 | 0 | 0 | 0 | 0 | 0 | 1.57 | 27.96 | 58.45 | 65.64 | 64.37 | 62.56 | 63.57 | 63.2 | 58.14 | 34.15 | 3.17 | 0 | 0 | 0 | 0 | 0 | 0 | 0 | 0 | 0 | 0 | 0 | 0 | 0 | 0.11 | 13.23 | 41.67 | 52.23 | 51.48 | 49.52 | 51.55 | 50.73 | 46.74 | 25.54 | 2.1 | 0 | 0 | 0 | 0 | 0 | 0 | 0
SUNSPT_2_WNASR1 |  | Solar_1Axis | Solar Tracking | CISO | South | Socal | FC | 20 | 0 | 0 | 0 | 0 | 0 | 0 | 0.01 | 2.4 | 9.38 | 12.22 | 12.1 | 11.88 | 11.75 | 11.78 | 10.67 | 7.7 | 1.3 | 0 | 0 | 0 | 0 | 0 | 0 | 0 | 0 | 0 | 0 | 0 | 0 | 0 | 0.14 | 5.23 | 12.73 | 14.07 | 13.76 | 13.64 | 13.56 | 13.08 | 12.76 | 11.6 | 4.93 | 0.2 | 0 | 0 | 0 | 0 | 0 | 0 | 0 | 0 | 0 | 0 | 0 | 0 | 0.03 | 3.42 | 11.89 | 14.59 | 14.65 | 14.35 | 14.2 | 14.13 | 13.42 | 12.38 | 9.24 | 3.47 | 0.56 | 0 | 0 | 0 | 0 | 0 | 0 | 0 | 0 | 0 | 0 | 0 | 0.61 | 7.31 | 14.32 | 15.31 | 15.95 | 15.9 | 16 | 15.83 | 15.65 | 15.08 | 14.22 | 11.53 | 3.65 | 0.06 | 0 | 0 | 0 | 0 | 0 | 0 | 0 | 0 | 0 | 0.01 | 2.97 | 10.95 | 15.04 | 16.29 | 16.83 | 16.97 | 17.03 | 16.95 | 16.67 | 16.26 | 15.51 | 13.6 | 6.57 | 0.52 | 0 | 0 | 0 | 0 | 0 | 0 | 0 | 0 | 0 | 0.05 | 3.64 | 11.13 | 14.86 | 16.15 | 16.89 | 17.21 | 17.1 | 17.1 | 16.84 | 16.39 | 15.71 | 14.19 | 8.49 | 1.38 | 0 | 0 | 0 | 0 | 0 | 0 | 0 | 0 | 0 | 0 | 1.62 | 8.55 | 13.71 | 15.76 | 16.6 | 16.93 | 16.77 | 16.58 | 16.43 | 16.04 | 15.22 | 13.16 | 7.55 | 1.13 | 0 | 0 | 0 | 0 | 0 | 0 | 0 | 0 | 0 | 0 | 0.62 | 6.85 | 13.46 | 15.77 | 16.61 | 17.03 | 17.09 | 16.71 | 15.88 | 15.52 | 14.26 | 11.36 | 4.06 | 0.11 | 0 | 0 | 0 | 0 | 0 | 0 | 0 | 0 | 0 | 0 | 0.1 | 4.57 | 11.7 | 14.41 | 15.44 | 15.72 | 15.98 | 15.69 | 15.24 | 14.26 | 12.92 | 6.86 | 0.61 | 0 | 0 | 0 | 0 | 0 | 0 | 0 | 0 | 0 | 0 | 0 | 0 | 2 | 9.87 | 13.19 | 13.87 | 14.07 | 14.04 | 13.9 | 14.11 | 13.2 | 9.95 | 2.17 | 0 | 0 | 0 | 0 | 0 | 0 | 0 | 0 | 0 | 0 | 0 | 0 | 0.31 | 5.59 | 11.69 | 13.13 | 12.87 | 12.51 | 12.71 | 12.64 | 11.63 | 6.83 | 0.63 | 0 | 0 | 0 | 0 | 0 | 0 | 0 | 0 | 0 | 0 | 0 | 0 | 0 | 0.02 | 2.65 | 8.33 | 10.45 | 10.3 | 9.9 | 10.31 | 10.15 | 9.35 | 5.11 | 0.42 | 0 | 0 | 0 | 0 | 0 | 0 | 0
SUNST2_5_SS2SR1 |  | Solar_1Axis | Solar Tracking | CISO | South | Socal | FC | 150 | 0 | 0 | 0 | 0 | 0 | 0 | 0.07 | 17.97 | 70.38 | 91.63 | 90.72 | 89.11 | 88.15 | 88.36 | 80.04 | 57.76 | 9.74 | 0 | 0 | 0 | 0 | 0 | 0 | 0 | 0 | 0 | 0 | 0 | 0 | 0 | 1.03 | 39.23 | 95.47 | 105.49 | 103.18 | 102.28 | 101.71 | 98.08 | 95.69 | 86.98 | 36.95 | 1.48 | 0 | 0 | 0 | 0 | 0 | 0 | 0 | 0 | 0 | 0 | 0 | 0 | 0.22 | 25.66 | 89.16 | 109.45 | 109.84 | 107.61 | 106.49 | 106 | 100.68 | 92.83 | 69.27 | 26.06 | 4.21 | 0 | 0 | 0 | 0 | 0 | 0 | 0 | 0 | 0 | 0 | 0 | 4.59 | 54.8 | 107.36 | 114.84 | 119.59 | 119.25 | 120.01 | 118.74 | 117.36 | 113.1 | 106.65 | 86.46 | 27.34 | 0.44 | 0 | 0 | 0 | 0 | 0 | 0 | 0 | 0 | 0 | 0.09 | 22.24 | 82.14 | 112.83 | 122.2 | 126.2 | 127.27 | 127.69 | 127.15 | 124.99 | 121.97 | 116.31 | 102.01 | 49.25 | 3.9 | 0 | 0 | 0 | 0 | 0 | 0 | 0 | 0 | 0 | 0.36 | 27.32 | 83.46 | 111.45 | 121.11 | 126.67 | 129.09 | 128.25 | 128.28 | 126.28 | 122.92 | 117.82 | 106.42 | 63.66 | 10.33 | 0.01 | 0 | 0 | 0 | 0 | 0 | 0 | 0 | 0 | 0.01 | 12.12 | 64.15 | 102.82 | 118.23 | 124.53 | 126.97 | 125.8 | 124.33 | 123.26 | 120.28 | 114.13 | 98.7 | 56.59 | 8.46 | 0 | 0 | 0 | 0 | 0 | 0 | 0 | 0 | 0 | 0 | 4.64 | 51.38 | 100.94 | 118.25 | 124.58 | 127.73 | 128.18 | 125.3 | 119.14 | 116.37 | 106.96 | 85.19 | 30.45 | 0.84 | 0 | 0 | 0 | 0 | 0 | 0 | 0 | 0 | 0 | 0 | 0.74 | 34.27 | 87.72 | 108.06 | 115.77 | 117.89 | 119.85 | 117.64 | 114.31 | 106.91 | 96.91 | 51.44 | 4.57 | 0 | 0 | 0 | 0 | 0 | 0 | 0 | 0 | 0 | 0 | 0 | 0.01 | 14.99 | 74.01 | 98.92 | 104.06 | 105.55 | 105.3 | 104.28 | 105.85 | 99 | 74.65 | 16.26 | 0.01 | 0 | 0 | 0 | 0 | 0 | 0 | 0 | 0 | 0 | 0 | 0 | 2.36 | 41.94 | 87.67 | 98.46 | 96.56 | 93.83 | 95.36 | 94.81 | 87.21 | 51.22 | 4.75 | 0 | 0 | 0 | 0 | 0 | 0 | 0 | 0 | 0 | 0 | 0 | 0 | 0 | 0.16 | 19.84 | 62.5 | 78.34 | 77.22 | 74.28 | 77.32 | 76.1 | 70.11 | 38.31 | 3.15 | 0 | 0 | 0 | 0 | 0 | 0 | 0
TEHAPI_2_PW1WD1 |  | Wind | Wind | CISO | South | Socal | FC | 47.49 | 2.49 | 2.64 | 2.49 | 2.37 | 2.65 | 2.58 | 2.64 | 2.43 | 2.11 | 2.39 | 2.13 | 2.33 | 2.62 | 2.39 | 2.63 | 2.62 | 2.24 | 2.16 | 2.59 | 2.45 | 2.41 | 2.65 | 2.29 | 2.41 | 4.6 | 4.39 | 5.04 | 4.91 | 4.14 | 4.39 | 4.33 | 3.55 | 3.71 | 4.1 | 5.1 | 5.28 | 4.76 | 4.41 | 5.63 | 5.77 | 5.66 | 5.91 | 5.59 | 6.08 | 6.97 | 6.02 | 5.3 | 5.22 | 5.13 | 4.82 | 4.22 | 4.19 | 4.27 | 4.26 | 4.27 | 3.51 | 2.71 | 2.7 | 2.75 | 3.11 | 3.77 | 4.07 | 4.6 | 4.49 | 6.01 | 6.4 | 6.04 | 6.49 | 6.29 | 6.45 | 5.32 | 5.04 | 17.54 | 18.19 | 16.62 | 15.2 | 14.21 | 12.7 | 10.48 | 8.65 | 6.31 | 5.62 | 5.58 | 5.56 | 5.41 | 6.32 | 9.48 | 13.09 | 15.56 | 17.47 | 18.75 | 19.16 | 19.16 | 19.33 | 18.43 | 18.42 | 20.51 | 19.44 | 18.58 | 18.57 | 16.36 | 13.15 | 10.07 | 7.58 | 5.62 | 4.19 | 3.15 | 3.03 | 2.6 | 3.6 | 6 | 9.68 | 15.1 | 18.08 | 20.42 | 19.69 | 19.9 | 21.01 | 20.71 | 21.16 | 21.1 | 20.6 | 19.16 | 17.49 | 15.97 | 12.89 | 10.08 | 7.41 | 4.55 | 3.3 | 2.36 | 2.75 | 2.98 | 3.5 | 5.75 | 9.19 | 13.27 | 15.67 | 18.01 | 20.19 | 22.04 | 21.97 | 21.71 | 21.87 | 19.87 | 18.67 | 17.6 | 15.51 | 12.85 | 11.05 | 8.21 | 5.31 | 2.7 | 1.8 | 1.54 | 1.82 | 2.43 | 3.55 | 5.81 | 8.66 | 12.45 | 15.82 | 18.29 | 19.96 | 21.61 | 22.14 | 21.44 | 20.68 | 17.79 | 17.25 | 15.83 | 13.53 | 10.9 | 9.5 | 6.99 | 5.04 | 3.09 | 2.12 | 1.66 | 1.84 | 2.5 | 3.52 | 5.4 | 7.88 | 10.81 | 13.86 | 15.61 | 18.93 | 20.07 | 20.01 | 19.35 | 18.46 | 8.97 | 8.27 | 7.49 | 5.84 | 4.8 | 3.48 | 2.79 | 1.93 | 1.61 | 1.61 | 1.85 | 2.46 | 2.86 | 3.39 | 4.21 | 5.2 | 5.89 | 7.76 | 9.5 | 11.4 | 11.41 | 11.4 | 10.71 | 9.79 | 4.68 | 4.34 | 4.4 | 4.33 | 3.97 | 3.26 | 2.63 | 2.18 | 1.46 | 1.31 | 1.4 | 1.74 | 2.06 | 2.06 | 2.09 | 2.42 | 3.08 | 3.68 | 4.45 | 5.12 | 5.65 | 5.75 | 5.32 | 4.57 | 2.09 | 1.85 | 1.9 | 1.93 | 1.96 | 1.98 | 1.89 | 1.7 | 1.55 | 1.69 | 1.84 | 2.1 | 1.99 | 2.11 | 2.13 | 1.78 | 1.62 | 2.05 | 2.59 | 2.79 | 2.97 | 2.2 | 2.33 | 2.25 | 1.77 | 1.72 | 1.69 | 1.93 | 1.89 | 1.92 | 1.91 | 1.78 | 1.67 | 1.66 | 1.65 | 1.8 | 1.79 | 1.65 | 1.58 | 1.65 | 1.83 | 1.93 | 2.18 | 2.04 | 2.31 | 2.08 | 1.96 | 1.95
TEHAPI_2_PW2WD2 |  | Wind | Wind | CISO | South | Socal | FC | 14.4 | 0.76 | 0.8 | 0.75 | 0.72 | 0.8 | 0.78 | 0.8 | 0.74 | 0.64 | 0.72 | 0.64 | 0.71 | 0.79 | 0.72 | 0.8 | 0.8 | 0.68 | 0.66 | 0.79 | 0.74 | 0.73 | 0.8 | 0.69 | 0.73 | 1.4 | 1.33 | 1.53 | 1.49 | 1.26 | 1.33 | 1.31 | 1.08 | 1.12 | 1.24 | 1.55 | 1.6 | 1.44 | 1.34 | 1.71 | 1.75 | 1.71 | 1.79 | 1.69 | 1.84 | 2.11 | 1.83 | 1.61 | 1.58 | 1.55 | 1.46 | 1.28 | 1.27 | 1.29 | 1.29 | 1.29 | 1.06 | 0.82 | 0.82 | 0.83 | 0.94 | 1.14 | 1.24 | 1.4 | 1.36 | 1.82 | 1.94 | 1.83 | 1.97 | 1.91 | 1.96 | 1.61 | 1.53 | 5.32 | 5.52 | 5.04 | 4.61 | 4.31 | 3.85 | 3.18 | 2.62 | 1.91 | 1.7 | 1.69 | 1.69 | 1.64 | 1.92 | 2.87 | 3.97 | 4.72 | 5.3 | 5.69 | 5.81 | 5.81 | 5.86 | 5.59 | 5.59 | 6.22 | 5.9 | 5.64 | 5.63 | 4.96 | 3.99 | 3.05 | 2.3 | 1.7 | 1.27 | 0.95 | 0.92 | 0.79 | 1.09 | 1.82 | 2.94 | 4.58 | 5.48 | 6.19 | 5.97 | 6.03 | 6.37 | 6.28 | 6.42 | 6.4 | 6.25 | 5.81 | 5.3 | 4.84 | 3.91 | 3.06 | 2.25 | 1.38 | 1 | 0.72 | 0.83 | 0.9 | 1.06 | 1.74 | 2.79 | 4.02 | 4.75 | 5.46 | 6.12 | 6.68 | 6.66 | 6.58 | 6.63 | 6.02 | 5.66 | 5.34 | 4.7 | 3.9 | 3.35 | 2.49 | 1.61 | 0.82 | 0.55 | 0.47 | 0.55 | 0.74 | 1.08 | 1.76 | 2.63 | 3.78 | 4.8 | 5.55 | 6.05 | 6.55 | 6.71 | 6.5 | 6.27 | 5.39 | 5.23 | 4.8 | 4.1 | 3.31 | 2.88 | 2.12 | 1.53 | 0.94 | 0.64 | 0.5 | 0.56 | 0.76 | 1.07 | 1.64 | 2.39 | 3.28 | 4.2 | 4.73 | 5.74 | 6.09 | 6.07 | 5.87 | 5.6 | 2.72 | 2.51 | 2.27 | 1.77 | 1.46 | 1.05 | 0.85 | 0.58 | 0.49 | 0.49 | 0.56 | 0.75 | 0.87 | 1.03 | 1.28 | 1.58 | 1.78 | 2.35 | 2.88 | 3.46 | 3.46 | 3.46 | 3.25 | 2.97 | 1.42 | 1.31 | 1.33 | 1.31 | 1.2 | 0.99 | 0.8 | 0.66 | 0.44 | 0.4 | 0.42 | 0.53 | 0.62 | 0.63 | 0.64 | 0.73 | 0.94 | 1.12 | 1.35 | 1.55 | 1.71 | 1.74 | 1.61 | 1.39 | 0.64 | 0.56 | 0.58 | 0.58 | 0.59 | 0.6 | 0.57 | 0.52 | 0.47 | 0.51 | 0.56 | 0.64 | 0.6 | 0.64 | 0.65 | 0.54 | 0.49 | 0.62 | 0.78 | 0.84 | 0.9 | 0.67 | 0.71 | 0.68 | 0.54 | 0.52 | 0.51 | 0.59 | 0.57 | 0.58 | 0.58 | 0.54 | 0.5 | 0.5 | 0.5 | 0.55 | 0.54 | 0.5 | 0.48 | 0.5 | 0.55 | 0.58 | 0.66 | 0.62 | 0.7 | 0.63 | 0.6 | 0.59
TEHAPI_2_WIND1 |  | Wind | Wind | CISO | South | Socal | FC | 19.85 | 1.04 | 1.1 | 1.04 | 0.99 | 1.11 | 1.08 | 1.11 | 1.01 | 0.88 | 1 | 0.89 | 0.97 | 1.09 | 1 | 1.1 | 1.1 | 0.94 | 0.9 | 1.08 | 1.02 | 1.01 | 1.11 | 0.96 | 1.01 | 1.92 | 1.83 | 2.1 | 2.05 | 1.73 | 1.84 | 1.81 | 1.48 | 1.55 | 1.71 | 2.13 | 2.21 | 1.99 | 1.84 | 2.35 | 2.41 | 2.36 | 2.47 | 2.33 | 2.54 | 2.91 | 2.52 | 2.22 | 2.18 | 2.14 | 2.01 | 1.76 | 1.75 | 1.78 | 1.78 | 1.78 | 1.47 | 1.13 | 1.13 | 1.15 | 1.3 | 1.58 | 1.7 | 1.92 | 1.88 | 2.51 | 2.68 | 2.52 | 2.71 | 2.63 | 2.7 | 2.22 | 2.11 | 7.33 | 7.6 | 6.95 | 6.35 | 5.94 | 5.31 | 4.38 | 3.61 | 2.64 | 2.35 | 2.33 | 2.33 | 2.26 | 2.64 | 3.96 | 5.47 | 6.5 | 7.3 | 7.84 | 8.01 | 8.01 | 8.08 | 7.7 | 7.7 | 8.57 | 8.13 | 7.77 | 7.76 | 6.84 | 5.5 | 4.21 | 3.17 | 2.35 | 1.75 | 1.32 | 1.27 | 1.09 | 1.51 | 2.51 | 4.05 | 6.31 | 7.56 | 8.54 | 8.23 | 8.32 | 8.78 | 8.66 | 8.84 | 8.82 | 8.61 | 8.01 | 7.31 | 6.67 | 5.39 | 4.21 | 3.1 | 1.9 | 1.38 | 0.99 | 1.15 | 1.25 | 1.46 | 2.4 | 3.84 | 5.55 | 6.55 | 7.53 | 8.44 | 9.21 | 9.18 | 9.07 | 9.14 | 8.31 | 7.8 | 7.36 | 6.48 | 5.37 | 4.62 | 3.43 | 2.22 | 1.13 | 0.75 | 0.64 | 0.76 | 1.01 | 1.49 | 2.43 | 3.62 | 5.2 | 6.61 | 7.65 | 8.34 | 9.03 | 9.25 | 8.96 | 8.64 | 7.43 | 7.21 | 6.62 | 5.66 | 4.56 | 3.97 | 2.92 | 2.11 | 1.29 | 0.89 | 0.69 | 0.77 | 1.04 | 1.47 | 2.26 | 3.29 | 4.52 | 5.79 | 6.53 | 7.91 | 8.39 | 8.36 | 8.09 | 7.72 | 3.75 | 3.46 | 3.13 | 2.44 | 2.01 | 1.45 | 1.17 | 0.81 | 0.67 | 0.67 | 0.77 | 1.03 | 1.19 | 1.42 | 1.76 | 2.18 | 2.46 | 3.24 | 3.97 | 4.77 | 4.77 | 4.76 | 4.48 | 4.09 | 1.96 | 1.81 | 1.84 | 1.81 | 1.66 | 1.36 | 1.1 | 0.91 | 0.61 | 0.55 | 0.58 | 0.73 | 0.86 | 0.86 | 0.88 | 1.01 | 1.29 | 1.54 | 1.86 | 2.14 | 2.36 | 2.4 | 2.22 | 1.91 | 0.88 | 0.78 | 0.79 | 0.81 | 0.82 | 0.83 | 0.79 | 0.71 | 0.65 | 0.71 | 0.77 | 0.88 | 0.83 | 0.88 | 0.89 | 0.74 | 0.68 | 0.86 | 1.08 | 1.16 | 1.24 | 0.92 | 0.98 | 0.94 | 0.74 | 0.72 | 0.7 | 0.81 | 0.79 | 0.8 | 0.8 | 0.74 | 0.7 | 0.69 | 0.69 | 0.75 | 0.75 | 0.69 | 0.66 | 0.69 | 0.76 | 0.81 | 0.91 | 0.85 | 0.97 | 0.87 | 0.82 | 0.81
TEHAPI_2_WIND2 |  | Wind | Wind | CISO | South | Socal | FC | 23.66 | 1.24 | 1.31 | 1.24 | 1.18 | 1.32 | 1.28 | 1.32 | 1.21 | 1.05 | 1.19 | 1.06 | 1.16 | 1.3 | 1.19 | 1.31 | 1.31 | 1.12 | 1.08 | 1.29 | 1.22 | 1.2 | 1.32 | 1.14 | 1.2 | 2.29 | 2.19 | 2.51 | 2.45 | 2.06 | 2.19 | 2.16 | 1.77 | 1.85 | 2.04 | 2.54 | 2.63 | 2.37 | 2.2 | 2.8 | 2.87 | 2.82 | 2.95 | 2.78 | 3.03 | 3.47 | 3 | 2.64 | 2.6 | 2.55 | 2.4 | 2.1 | 2.09 | 2.13 | 2.12 | 2.13 | 1.75 | 1.35 | 1.35 | 1.37 | 1.55 | 1.88 | 2.03 | 2.29 | 2.24 | 3 | 3.19 | 3.01 | 3.23 | 3.13 | 3.21 | 2.65 | 2.51 | 8.74 | 9.06 | 8.28 | 7.57 | 7.08 | 6.33 | 5.22 | 4.31 | 3.14 | 2.8 | 2.78 | 2.77 | 2.7 | 3.15 | 4.72 | 6.52 | 7.75 | 8.71 | 9.34 | 9.55 | 9.55 | 9.63 | 9.18 | 9.18 | 10.22 | 9.69 | 9.26 | 9.25 | 8.15 | 6.55 | 5.02 | 3.77 | 2.8 | 2.09 | 1.57 | 1.51 | 1.3 | 1.8 | 2.99 | 4.82 | 7.52 | 9.01 | 10.17 | 9.81 | 9.91 | 10.47 | 10.32 | 10.54 | 10.51 | 10.26 | 9.55 | 8.72 | 7.96 | 6.42 | 5.02 | 3.69 | 2.27 | 1.64 | 1.18 | 1.37 | 1.48 | 1.74 | 2.87 | 4.58 | 6.61 | 7.81 | 8.97 | 10.06 | 10.98 | 10.95 | 10.82 | 10.9 | 9.9 | 9.3 | 8.77 | 7.73 | 6.4 | 5.5 | 4.09 | 2.64 | 1.35 | 0.9 | 0.77 | 0.91 | 1.21 | 1.77 | 2.89 | 4.32 | 6.2 | 7.88 | 9.11 | 9.95 | 10.77 | 11.03 | 10.68 | 10.3 | 8.86 | 8.59 | 7.89 | 6.74 | 5.43 | 4.74 | 3.48 | 2.51 | 1.54 | 1.06 | 0.83 | 0.92 | 1.24 | 1.75 | 2.69 | 3.93 | 5.38 | 6.9 | 7.78 | 9.43 | 10 | 9.97 | 9.64 | 9.2 | 4.47 | 4.12 | 3.73 | 2.91 | 2.39 | 1.73 | 1.39 | 0.96 | 0.8 | 0.8 | 0.92 | 1.23 | 1.42 | 1.69 | 2.1 | 2.59 | 2.93 | 3.87 | 4.73 | 5.68 | 5.69 | 5.68 | 5.34 | 4.88 | 2.33 | 2.16 | 2.19 | 2.16 | 1.98 | 1.62 | 1.31 | 1.09 | 0.72 | 0.65 | 0.7 | 0.87 | 1.03 | 1.03 | 1.04 | 1.2 | 1.54 | 1.84 | 2.21 | 2.55 | 2.82 | 2.87 | 2.65 | 2.28 | 1.04 | 0.92 | 0.95 | 0.96 | 0.97 | 0.99 | 0.94 | 0.85 | 0.77 | 0.84 | 0.92 | 1.05 | 0.99 | 1.05 | 1.06 | 0.89 | 0.81 | 1.02 | 1.29 | 1.39 | 1.48 | 1.1 | 1.16 | 1.12 | 0.88 | 0.86 | 0.84 | 0.96 | 0.94 | 0.96 | 0.95 | 0.89 | 0.83 | 0.83 | 0.82 | 0.9 | 0.89 | 0.82 | 0.79 | 0.82 | 0.91 | 0.96 | 1.09 | 1.02 | 1.15 | 1.04 | 0.98 | 0.97
TIFFNY_1_DILLON |  | Wind | Wind | CISO | South | Socal | FC | 45 | 2.36 | 2.5 | 2.36 | 2.25 | 2.51 | 2.44 | 2.51 | 2.3 | 2 | 2.27 | 2.01 | 2.21 | 2.48 | 2.26 | 2.49 | 2.49 | 2.13 | 2.05 | 2.45 | 2.32 | 2.29 | 2.51 | 2.17 | 2.29 | 4.36 | 4.16 | 4.77 | 4.65 | 3.93 | 4.16 | 4.1 | 3.36 | 3.51 | 3.88 | 4.83 | 5.01 | 4.51 | 4.18 | 5.33 | 5.46 | 5.36 | 5.6 | 5.29 | 5.76 | 6.61 | 5.71 | 5.02 | 4.94 | 4.86 | 4.56 | 4 | 3.97 | 4.05 | 4.03 | 4.04 | 3.32 | 2.57 | 2.56 | 2.61 | 2.95 | 3.58 | 3.86 | 4.36 | 4.25 | 5.7 | 6.07 | 5.72 | 6.15 | 5.96 | 6.11 | 5.04 | 4.78 | 16.62 | 17.24 | 15.75 | 14.4 | 13.47 | 12.04 | 9.93 | 8.19 | 5.98 | 5.33 | 5.29 | 5.27 | 5.13 | 5.99 | 8.98 | 12.41 | 14.75 | 16.56 | 17.77 | 18.16 | 18.16 | 18.32 | 17.46 | 17.46 | 19.44 | 18.42 | 17.61 | 17.6 | 15.5 | 12.46 | 9.55 | 7.18 | 5.32 | 3.97 | 2.98 | 2.87 | 2.46 | 3.42 | 5.68 | 9.18 | 14.31 | 17.13 | 19.35 | 18.66 | 18.85 | 19.91 | 19.62 | 20.05 | 20 | 19.52 | 18.15 | 16.58 | 15.13 | 12.21 | 9.55 | 7.02 | 4.31 | 3.12 | 2.24 | 2.61 | 2.82 | 3.32 | 5.45 | 8.71 | 12.57 | 14.85 | 17.06 | 19.13 | 20.89 | 20.82 | 20.57 | 20.73 | 18.83 | 17.69 | 16.68 | 14.69 | 12.18 | 10.47 | 7.78 | 5.03 | 2.56 | 1.71 | 1.46 | 1.73 | 2.3 | 3.37 | 5.5 | 8.21 | 11.8 | 15 | 17.33 | 18.92 | 20.48 | 20.98 | 20.32 | 19.59 | 16.85 | 16.34 | 15 | 12.82 | 10.33 | 9.01 | 6.62 | 4.78 | 2.93 | 2.01 | 1.57 | 1.75 | 2.37 | 3.33 | 5.12 | 7.47 | 10.24 | 13.13 | 14.79 | 17.94 | 19.02 | 18.96 | 18.34 | 17.49 | 8.5 | 7.84 | 7.1 | 5.53 | 4.55 | 3.29 | 2.64 | 1.83 | 1.52 | 1.53 | 1.75 | 2.33 | 2.71 | 3.22 | 3.99 | 4.93 | 5.58 | 7.36 | 9 | 10.81 | 10.81 | 10.8 | 10.15 | 9.28 | 4.43 | 4.11 | 4.17 | 4.1 | 3.76 | 3.09 | 2.49 | 2.06 | 1.38 | 1.24 | 1.32 | 1.65 | 1.95 | 1.95 | 1.98 | 2.29 | 2.92 | 3.49 | 4.21 | 4.85 | 5.36 | 5.45 | 5.04 | 4.33 | 1.98 | 1.76 | 1.8 | 1.83 | 1.85 | 1.88 | 1.79 | 1.61 | 1.47 | 1.6 | 1.75 | 1.99 | 1.89 | 2 | 2.02 | 1.69 | 1.53 | 1.95 | 2.45 | 2.64 | 2.81 | 2.09 | 2.21 | 2.13 | 1.68 | 1.63 | 1.6 | 1.83 | 1.79 | 1.82 | 1.81 | 1.68 | 1.58 | 1.57 | 1.56 | 1.71 | 1.7 | 1.57 | 1.49 | 1.57 | 1.73 | 1.83 | 2.07 | 1.94 | 2.19 | 1.97 | 1.86 | 1.85
TMPLTN_2_SOLAR |  | Solar_Fixed | Solar Fixed | CISO | North | Norcal | FC | 1.5 | 0 | 0 | 0 | 0 | 0 | 0 | 0 | 0.05 | 0.32 | 0.63 | 0.8 | 0.84 | 0.87 | 0.77 | 0.72 | 0.49 | 0.12 | 0 | 0 | 0 | 0 | 0 | 0 | 0 | 0 | 0 | 0 | 0 | 0 | 0 | 0 | 0.17 | 0.67 | 0.92 | 1.01 | 1.04 | 1.06 | 1 | 0.93 | 0.76 | 0.38 | 0.03 | 0 | 0 | 0 | 0 | 0 | 0 | 0 | 0 | 0 | 0 | 0 | 0 | 0 | 0.1 | 0.52 | 0.84 | 1.01 | 1.03 | 1.02 | 0.99 | 0.92 | 0.82 | 0.63 | 0.22 | 0.05 | 0 | 0 | 0 | 0 | 0 | 0 | 0 | 0 | 0 | 0 | 0 | 0.01 | 0.27 | 0.75 | 1.02 | 1.14 | 1.18 | 1.22 | 1.2 | 1.19 | 1.14 | 1.01 | 0.77 | 0.3 | 0.01 | 0 | 0 | 0 | 0 | 0 | 0 | 0 | 0 | 0 | 0 | 0.08 | 0.49 | 0.86 | 1.08 | 1.19 | 1.24 | 1.23 | 1.23 | 1.23 | 1.19 | 1.06 | 0.86 | 0.45 | 0.06 | 0 | 0 | 0 | 0 | 0 | 0 | 0 | 0 | 0 | 0 | 0.13 | 0.55 | 0.9 | 1.1 | 1.22 | 1.28 | 1.3 | 1.31 | 1.29 | 1.24 | 1.1 | 0.9 | 0.55 | 0.14 | 0 | 0 | 0 | 0 | 0 | 0 | 0 | 0 | 0 | 0 | 0.06 | 0.46 | 0.88 | 1.12 | 1.25 | 1.32 | 1.34 | 1.33 | 1.3 | 1.24 | 1.12 | 0.91 | 0.54 | 0.12 | 0 | 0 | 0 | 0 | 0 | 0 | 0 | 0 | 0 | 0 | 0.01 | 0.29 | 0.76 | 1.05 | 1.21 | 1.28 | 1.29 | 1.29 | 1.27 | 1.2 | 1.06 | 0.78 | 0.32 | 0.02 | 0 | 0 | 0 | 0 | 0 | 0 | 0 | 0 | 0 | 0 | 0 | 0.16 | 0.64 | 0.97 | 1.13 | 1.2 | 1.22 | 1.21 | 1.18 | 1.12 | 0.93 | 0.52 | 0.08 | 0 | 0 | 0 | 0 | 0 | 0 | 0 | 0 | 0 | 0 | 0 | 0 | 0.05 | 0.46 | 0.84 | 1 | 1.05 | 1.06 | 1.05 | 1.02 | 0.93 | 0.67 | 0.2 | 0 | 0 | 0 | 0 | 0 | 0 | 0 | 0 | 0 | 0 | 0 | 0 | 0 | 0.18 | 0.62 | 0.87 | 0.97 | 0.99 | 0.98 | 0.93 | 0.81 | 0.46 | 0.06 | 0 | 0 | 0 | 0 | 0 | 0 | 0 | 0 | 0 | 0 | 0 | 0 | 0 | 0 | 0.06 | 0.34 | 0.59 | 0.73 | 0.78 | 0.74 | 0.67 | 0.62 | 0.32 | 0.04 | 0 | 0 | 0 | 0 | 0 | 0 | 0
TOPAZ_2_SOLAR |  | Solar_Fixed | Solar Fixed | CISO | North | Norcal | FC | 550 | 0 | 0 | 0 | 0 | 0 | 0 | 0 | 16.95 | 118.81 | 232.52 | 292.88 | 306.99 | 320.2 | 281.74 | 264.75 | 180.58 | 42.37 | 0.04 | 0 | 0 | 0 | 0 | 0 | 0 | 0 | 0 | 0 | 0 | 0 | 0 | 0.09 | 63.08 | 245.37 | 338.02 | 370.73 | 379.6 | 389.24 | 366.81 | 341.47 | 277.31 | 140.49 | 10.1 | 0 | 0 | 0 | 0 | 0 | 0 | 0 | 0 | 0 | 0 | 0 | 0 | 0 | 34.92 | 188.92 | 307.94 | 368.92 | 377.4 | 374.46 | 361.18 | 338.16 | 301.36 | 232.37 | 82.23 | 17.72 | 0.06 | 0 | 0 | 0 | 0 | 0 | 0 | 0 | 0 | 0 | 0 | 3.24 | 97.91 | 275.99 | 373.46 | 416.76 | 433 | 447.12 | 439.43 | 437.59 | 418.04 | 369.96 | 281.9 | 108.43 | 4.62 | 0 | 0 | 0 | 0 | 0 | 0 | 0 | 0 | 0 | 0 | 31.14 | 179.8 | 314.94 | 396.52 | 436.56 | 453.56 | 452.45 | 452.35 | 452.17 | 435.14 | 387.88 | 314.3 | 164.83 | 22.15 | 0.01 | 0 | 0 | 0 | 0 | 0 | 0 | 0 | 0 | 0.18 | 47.6 | 200.59 | 328.45 | 403.79 | 448.36 | 470.66 | 478.15 | 481.89 | 471.72 | 453.24 | 405.16 | 329.25 | 200.38 | 49.74 | 0.54 | 0 | 0 | 0 | 0 | 0 | 0 | 0 | 0 | 0 | 23.61 | 170.25 | 322.73 | 412.2 | 459.65 | 483.83 | 492.01 | 487.64 | 477.04 | 453.49 | 409.07 | 331.96 | 199.53 | 43.6 | 0.24 | 0 | 0 | 0 | 0 | 0 | 0 | 0 | 0 | 0 | 4.57 | 105.76 | 280.17 | 386.39 | 444.07 | 469.31 | 474.36 | 473.95 | 464.97 | 441.65 | 388.12 | 285.54 | 115.81 | 7.74 | 0 | 0 | 0 | 0 | 0 | 0 | 0 | 0 | 0 | 0 | 0.14 | 59.18 | 235.49 | 355.81 | 415.99 | 438.51 | 447.69 | 442.64 | 433.62 | 410.06 | 339.85 | 191.31 | 29.27 | 0 | 0 | 0 | 0 | 0 | 0 | 0 | 0 | 0 | 0 | 0 | 0 | 18.84 | 168.69 | 307.55 | 365.86 | 384.4 | 389.92 | 386.73 | 375.68 | 339.44 | 246.55 | 75.14 | 0.64 | 0 | 0 | 0 | 0 | 0 | 0 | 0 | 0 | 0 | 0 | 0 | 0.59 | 66.9 | 226.79 | 318.32 | 354.78 | 361.64 | 359.64 | 339.2 | 297.33 | 170.04 | 22.55 | 0 | 0 | 0 | 0 | 0 | 0 | 0 | 0 | 0 | 0 | 0 | 0 | 0 | 0 | 21.45 | 123.88 | 215.84 | 266.19 | 284.37 | 271.87 | 245.68 | 225.95 | 116.48 | 14.24 | 0 | 0 | 0 | 0 | 0 | 0 | 0
TORTLA_1_SOLAR |  | Solar_1Axis | Solar Tracking | CISO | South | Socal | FC | 20 | 0 | 0 | 0 | 0 | 0 | 0 | 0.01 | 2.4 | 9.38 | 12.22 | 12.1 | 11.88 | 11.75 | 11.78 | 10.67 | 7.7 | 1.3 | 0 | 0 | 0 | 0 | 0 | 0 | 0 | 0 | 0 | 0 | 0 | 0 | 0 | 0.14 | 5.23 | 12.73 | 14.07 | 13.76 | 13.64 | 13.56 | 13.08 | 12.76 | 11.6 | 4.93 | 0.2 | 0 | 0 | 0 | 0 | 0 | 0 | 0 | 0 | 0 | 0 | 0 | 0 | 0.03 | 3.42 | 11.89 | 14.59 | 14.65 | 14.35 | 14.2 | 14.13 | 13.42 | 12.38 | 9.24 | 3.47 | 0.56 | 0 | 0 | 0 | 0 | 0 | 0 | 0 | 0 | 0 | 0 | 0 | 0.61 | 7.31 | 14.32 | 15.31 | 15.95 | 15.9 | 16 | 15.83 | 15.65 | 15.08 | 14.22 | 11.53 | 3.65 | 0.06 | 0 | 0 | 0 | 0 | 0 | 0 | 0 | 0 | 0 | 0.01 | 2.97 | 10.95 | 15.04 | 16.29 | 16.83 | 16.97 | 17.03 | 16.95 | 16.67 | 16.26 | 15.51 | 13.6 | 6.57 | 0.52 | 0 | 0 | 0 | 0 | 0 | 0 | 0 | 0 | 0 | 0.05 | 3.64 | 11.13 | 14.86 | 16.15 | 16.89 | 17.21 | 17.1 | 17.1 | 16.84 | 16.39 | 15.71 | 14.19 | 8.49 | 1.38 | 0 | 0 | 0 | 0 | 0 | 0 | 0 | 0 | 0 | 0 | 1.62 | 8.55 | 13.71 | 15.76 | 16.6 | 16.93 | 16.77 | 16.58 | 16.43 | 16.04 | 15.22 | 13.16 | 7.55 | 1.13 | 0 | 0 | 0 | 0 | 0 | 0 | 0 | 0 | 0 | 0 | 0.62 | 6.85 | 13.46 | 15.77 | 16.61 | 17.03 | 17.09 | 16.71 | 15.88 | 15.52 | 14.26 | 11.36 | 4.06 | 0.11 | 0 | 0 | 0 | 0 | 0 | 0 | 0 | 0 | 0 | 0 | 0.1 | 4.57 | 11.7 | 14.41 | 15.44 | 15.72 | 15.98 | 15.69 | 15.24 | 14.26 | 12.92 | 6.86 | 0.61 | 0 | 0 | 0 | 0 | 0 | 0 | 0 | 0 | 0 | 0 | 0 | 0 | 2 | 9.87 | 13.19 | 13.87 | 14.07 | 14.04 | 13.9 | 14.11 | 13.2 | 9.95 | 2.17 | 0 | 0 | 0 | 0 | 0 | 0 | 0 | 0 | 0 | 0 | 0 | 0 | 0.31 | 5.59 | 11.69 | 13.13 | 12.87 | 12.51 | 12.71 | 12.64 | 11.63 | 6.83 | 0.63 | 0 | 0 | 0 | 0 | 0 | 0 | 0 | 0 | 0 | 0 | 0 | 0 | 0 | 0.02 | 2.65 | 8.33 | 10.45 | 10.3 | 9.9 | 10.31 | 10.15 | 9.35 | 5.11 | 0.42 | 0 | 0 | 0 | 0 | 0 | 0 | 0
TRNQL8_2_AMASR1 |  | Solar_1Axis | Solar Tracking | CISO | North | Norcal | ID | 20 | 0 | 0 | 0 | 0 | 0 | 0 | 0 | 0.47 | 3.78 | 6.7 | 8.17 | 8.83 | 9.12 | 8.51 | 7.94 | 5.45 | 1.21 | 0 | 0 | 0 | 0 | 0 | 0 | 0 | 0 | 0 | 0 | 0 | 0 | 0 | 0 | 2.54 | 10.33 | 13.25 | 13.2 | 12.6 | 12.45 | 12.42 | 12.69 | 11.02 | 5.75 | 0.31 | 0 | 0 | 0 | 0 | 0 | 0 | 0 | 0 | 0 | 0 | 0 | 0 | 0 | 1.56 | 8.8 | 13.2 | 13.92 | 13.41 | 13.52 | 12.95 | 12.31 | 11.59 | 9.7 | 2.94 | 0.61 | 0 | 0 | 0 | 0 | 0 | 0 | 0 | 0 | 0 | 0 | 0 | 0.16 | 5.14 | 12.28 | 14.45 | 14.37 | 14.15 | 14.62 | 14.54 | 14.27 | 14.46 | 13.61 | 12.09 | 5.2 | 0.21 | 0 | 0 | 0 | 0 | 0 | 0 | 0 | 0 | 0 | 0 | 1.87 | 9.98 | 14.04 | 15.02 | 15.27 | 15.15 | 15.47 | 15.49 | 15.53 | 15.74 | 15.3 | 14.35 | 8.74 | 1.16 | 0 | 0 | 0 | 0 | 0 | 0 | 0 | 0 | 0 | 0.01 | 3.11 | 11.28 | 15.22 | 16.54 | 16.76 | 16.91 | 17.02 | 16.92 | 16.8 | 16.85 | 16.21 | 15.19 | 10.96 | 2.97 | 0.03 | 0 | 0 | 0 | 0 | 0 | 0 | 0 | 0 | 0 | 1.4 | 9.24 | 15.27 | 16.86 | 17.11 | 17.16 | 17.04 | 17.03 | 16.76 | 16.75 | 16.14 | 14.93 | 10.36 | 2.39 | 0.01 | 0 | 0 | 0 | 0 | 0 | 0 | 0 | 0 | 0 | 0.21 | 5.46 | 12.76 | 15.53 | 16.15 | 16.36 | 16.34 | 16.18 | 16.16 | 16.1 | 15.4 | 12.54 | 5.51 | 0.32 | 0 | 0 | 0 | 0 | 0 | 0 | 0 | 0 | 0 | 0 | 0.01 | 2.64 | 10.19 | 13.62 | 14.43 | 14.6 | 14.43 | 14.34 | 14.38 | 14.58 | 13.13 | 8.14 | 1.04 | 0 | 0 | 0 | 0 | 0 | 0 | 0 | 0 | 0 | 0 | 0 | 0 | 0.69 | 6.51 | 11.38 | 12.55 | 12.39 | 11.93 | 12.07 | 12.44 | 12.14 | 9.52 | 2.69 | 0.02 | 0 | 0 | 0 | 0 | 0 | 0 | 0 | 0 | 0 | 0 | 0 | 0.02 | 2.15 | 7.45 | 10.16 | 10.55 | 10.11 | 10.39 | 10.64 | 10.05 | 6.13 | 0.73 | 0 | 0 | 0 | 0 | 0 | 0 | 0 | 0 | 0 | 0 | 0 | 0 | 0 | 0 | 0.5 | 3.75 | 6.13 | 7.34 | 8.04 | 7.92 | 7.63 | 6.42 | 3.42 | 0.4 | 0 | 0 | 0 | 0 | 0 | 0 | 0
TRNQL8_2_AZUSR1 |  | Solar_1Axis | Solar Tracking | CISO | North | Norcal | ID | 20 | 0 | 0 | 0 | 0 | 0 | 0 | 0 | 0.47 | 3.78 | 6.7 | 8.17 | 8.83 | 9.12 | 8.51 | 7.94 | 5.45 | 1.21 | 0 | 0 | 0 | 0 | 0 | 0 | 0 | 0 | 0 | 0 | 0 | 0 | 0 | 0 | 2.54 | 10.33 | 13.25 | 13.2 | 12.6 | 12.45 | 12.42 | 12.69 | 11.02 | 5.75 | 0.31 | 0 | 0 | 0 | 0 | 0 | 0 | 0 | 0 | 0 | 0 | 0 | 0 | 0 | 1.56 | 8.8 | 13.2 | 13.92 | 13.41 | 13.52 | 12.95 | 12.31 | 11.59 | 9.7 | 2.94 | 0.61 | 0 | 0 | 0 | 0 | 0 | 0 | 0 | 0 | 0 | 0 | 0 | 0.16 | 5.14 | 12.28 | 14.45 | 14.37 | 14.15 | 14.62 | 14.54 | 14.27 | 14.46 | 13.61 | 12.09 | 5.2 | 0.21 | 0 | 0 | 0 | 0 | 0 | 0 | 0 | 0 | 0 | 0 | 1.87 | 9.98 | 14.04 | 15.02 | 15.27 | 15.15 | 15.47 | 15.49 | 15.53 | 15.74 | 15.3 | 14.35 | 8.74 | 1.16 | 0 | 0 | 0 | 0 | 0 | 0 | 0 | 0 | 0 | 0.01 | 3.11 | 11.28 | 15.22 | 16.54 | 16.76 | 16.91 | 17.02 | 16.92 | 16.8 | 16.85 | 16.21 | 15.19 | 10.96 | 2.97 | 0.03 | 0 | 0 | 0 | 0 | 0 | 0 | 0 | 0 | 0 | 1.4 | 9.24 | 15.27 | 16.86 | 17.11 | 17.16 | 17.04 | 17.03 | 16.76 | 16.75 | 16.14 | 14.93 | 10.36 | 2.39 | 0.01 | 0 | 0 | 0 | 0 | 0 | 0 | 0 | 0 | 0 | 0.21 | 5.46 | 12.76 | 15.53 | 16.15 | 16.36 | 16.34 | 16.18 | 16.16 | 16.1 | 15.4 | 12.54 | 5.51 | 0.32 | 0 | 0 | 0 | 0 | 0 | 0 | 0 | 0 | 0 | 0 | 0.01 | 2.64 | 10.19 | 13.62 | 14.43 | 14.6 | 14.43 | 14.34 | 14.38 | 14.58 | 13.13 | 8.14 | 1.04 | 0 | 0 | 0 | 0 | 0 | 0 | 0 | 0 | 0 | 0 | 0 | 0 | 0.69 | 6.51 | 11.38 | 12.55 | 12.39 | 11.93 | 12.07 | 12.44 | 12.14 | 9.52 | 2.69 | 0.02 | 0 | 0 | 0 | 0 | 0 | 0 | 0 | 0 | 0 | 0 | 0 | 0.02 | 2.15 | 7.45 | 10.16 | 10.55 | 10.11 | 10.39 | 10.64 | 10.05 | 6.13 | 0.73 | 0 | 0 | 0 | 0 | 0 | 0 | 0 | 0 | 0 | 0 | 0 | 0 | 0 | 0 | 0.5 | 3.75 | 6.13 | 7.34 | 8.04 | 7.92 | 7.63 | 6.42 | 3.42 | 0.4 | 0 | 0 | 0 | 0 | 0 | 0 | 0
TRNQL8_2_ROJSR1 |  | Solar_1Axis | Solar Tracking | CISO | North | Norcal | ID | 100 | 0 | 0 | 0 | 0 | 0 | 0 | 0 | 2.35 | 18.9 | 33.48 | 40.83 | 44.14 | 45.59 | 42.53 | 39.69 | 27.24 | 6.03 | 0 | 0 | 0 | 0 | 0 | 0 | 0 | 0 | 0 | 0 | 0 | 0 | 0 | 0.02 | 12.68 | 51.66 | 66.26 | 66.02 | 63.02 | 62.23 | 62.08 | 63.44 | 55.08 | 28.76 | 1.53 | 0 | 0 | 0 | 0 | 0 | 0 | 0 | 0 | 0 | 0 | 0 | 0 | 0 | 7.79 | 43.98 | 66.02 | 69.6 | 67.06 | 67.62 | 64.74 | 61.56 | 57.94 | 48.52 | 14.7 | 3.05 | 0 | 0 | 0 | 0 | 0 | 0 | 0 | 0 | 0 | 0 | 0 | 0.78 | 25.71 | 61.41 | 72.25 | 71.83 | 70.75 | 73.12 | 72.71 | 71.33 | 72.28 | 68.05 | 60.47 | 26 | 1.04 | 0 | 0 | 0 | 0 | 0 | 0 | 0 | 0 | 0 | 0 | 9.34 | 49.88 | 70.19 | 75.09 | 76.34 | 75.74 | 77.34 | 77.47 | 77.65 | 78.69 | 76.48 | 71.75 | 43.71 | 5.8 | 0 | 0 | 0 | 0 | 0 | 0 | 0 | 0 | 0 | 0.06 | 15.53 | 56.42 | 76.09 | 82.71 | 83.82 | 84.54 | 85.09 | 84.6 | 84.01 | 84.26 | 81.05 | 75.93 | 54.78 | 14.83 | 0.13 | 0 | 0 | 0 | 0 | 0 | 0 | 0 | 0 | 0 | 6.98 | 46.22 | 76.33 | 84.29 | 85.57 | 85.81 | 85.18 | 85.16 | 83.81 | 83.75 | 80.72 | 74.66 | 51.79 | 11.96 | 0.06 | 0 | 0 | 0 | 0 | 0 | 0 | 0 | 0 | 0 | 1.03 | 27.32 | 63.78 | 77.67 | 80.76 | 81.79 | 81.68 | 80.92 | 80.8 | 80.5 | 76.99 | 62.7 | 27.57 | 1.61 | 0 | 0 | 0 | 0 | 0 | 0 | 0 | 0 | 0 | 0 | 0.04 | 13.21 | 50.93 | 68.1 | 72.15 | 73 | 72.14 | 71.69 | 71.89 | 72.92 | 65.64 | 40.7 | 5.22 | 0 | 0 | 0 | 0 | 0 | 0 | 0 | 0 | 0 | 0 | 0 | 0 | 3.45 | 32.56 | 56.92 | 62.77 | 61.93 | 59.65 | 60.35 | 62.19 | 60.71 | 47.59 | 13.44 | 0.09 | 0 | 0 | 0 | 0 | 0 | 0 | 0 | 0 | 0 | 0 | 0 | 0.1 | 10.73 | 37.23 | 50.81 | 52.77 | 50.53 | 51.97 | 53.2 | 50.25 | 30.67 | 3.66 | 0 | 0 | 0 | 0 | 0 | 0 | 0 | 0 | 0 | 0 | 0 | 0 | 0 | 0 | 2.52 | 18.73 | 30.66 | 36.72 | 40.2 | 39.61 | 38.16 | 32.08 | 17.09 | 2.01 | 0 | 0 | 0 | 0 | 0 | 0 | 0
TRNQL8_2_VERSR1 |  | Solar_1Axis | Solar Tracking | CISO | North | Norcal | ID | 60 | 0 | 0 | 0 | 0 | 0 | 0 | 0 | 1.41 | 11.34 | 20.09 | 24.5 | 26.48 | 27.35 | 25.52 | 23.81 | 16.34 | 3.62 | 0 | 0 | 0 | 0 | 0 | 0 | 0 | 0 | 0 | 0 | 0 | 0 | 0 | 0.01 | 7.61 | 31 | 39.76 | 39.61 | 37.81 | 37.34 | 37.25 | 38.06 | 33.05 | 17.26 | 0.92 | 0 | 0 | 0 | 0 | 0 | 0 | 0 | 0 | 0 | 0 | 0 | 0 | 0 | 4.68 | 26.39 | 39.61 | 41.76 | 40.24 | 40.57 | 38.85 | 36.94 | 34.77 | 29.11 | 8.82 | 1.83 | 0 | 0 | 0 | 0 | 0 | 0 | 0 | 0 | 0 | 0 | 0 | 0.47 | 15.43 | 36.85 | 43.35 | 43.1 | 42.45 | 43.87 | 43.63 | 42.8 | 43.37 | 40.83 | 36.28 | 15.6 | 0.62 | 0 | 0 | 0 | 0 | 0 | 0 | 0 | 0 | 0 | 0 | 5.6 | 29.93 | 42.11 | 45.05 | 45.81 | 45.44 | 46.4 | 46.48 | 46.59 | 47.22 | 45.89 | 43.05 | 26.22 | 3.48 | 0 | 0 | 0 | 0 | 0 | 0 | 0 | 0 | 0 | 0.03 | 9.32 | 33.85 | 45.65 | 49.63 | 50.29 | 50.73 | 51.05 | 50.76 | 50.4 | 50.55 | 48.63 | 45.56 | 32.87 | 8.9 | 0.08 | 0 | 0 | 0 | 0 | 0 | 0 | 0 | 0 | 0 | 4.19 | 27.73 | 45.8 | 50.57 | 51.34 | 51.49 | 51.11 | 51.1 | 50.29 | 50.25 | 48.43 | 44.8 | 31.07 | 7.17 | 0.04 | 0 | 0 | 0 | 0 | 0 | 0 | 0 | 0 | 0 | 0.62 | 16.39 | 38.27 | 46.6 | 48.46 | 49.07 | 49.01 | 48.55 | 48.48 | 48.3 | 46.19 | 37.62 | 16.54 | 0.96 | 0 | 0 | 0 | 0 | 0 | 0 | 0 | 0 | 0 | 0 | 0.02 | 7.93 | 30.56 | 40.86 | 43.29 | 43.8 | 43.29 | 43.01 | 43.14 | 43.75 | 39.39 | 24.42 | 3.13 | 0 | 0 | 0 | 0 | 0 | 0 | 0 | 0 | 0 | 0 | 0 | 0 | 2.07 | 19.54 | 34.15 | 37.66 | 37.16 | 35.79 | 36.21 | 37.32 | 36.43 | 28.55 | 8.07 | 0.05 | 0 | 0 | 0 | 0 | 0 | 0 | 0 | 0 | 0 | 0 | 0 | 0.06 | 6.44 | 22.34 | 30.49 | 31.66 | 30.32 | 31.18 | 31.92 | 30.15 | 18.4 | 2.2 | 0 | 0 | 0 | 0 | 0 | 0 | 0 | 0 | 0 | 0 | 0 | 0 | 0 | 0 | 1.51 | 11.24 | 18.39 | 22.03 | 24.12 | 23.77 | 22.89 | 19.25 | 10.26 | 1.2 | 0 | 0 | 0 | 0 | 0 | 0 | 0
TRNQLT_2_SOLAR |  | Paired_Solar_Fixed | Solar Fixed | CISO | North | Norcal | FC | 200 | 0 | 0 | 0 | 0 | 0 | 0 | 0 | 6.16 | 43.2 | 84.55 | 106.5 | 111.63 | 116.44 | 102.45 | 96.27 | 65.67 | 15.41 | 0.01 | 0 | 0 | 0 | 0 | 0 | 0 | 0 | 0 | 0 | 0 | 0 | 0 | 0.03 | 22.94 | 89.23 | 122.92 | 134.81 | 138.04 | 141.54 | 133.38 | 124.17 | 100.84 | 51.09 | 3.67 | 0 | 0 | 0 | 0 | 0 | 0 | 0 | 0 | 0 | 0 | 0 | 0 | 0 | 12.7 | 68.7 | 111.98 | 134.15 | 137.24 | 136.17 | 131.34 | 122.97 | 109.58 | 84.5 | 29.9 | 6.45 | 0.02 | 0 | 0 | 0 | 0 | 0 | 0 | 0 | 0 | 0 | 0 | 1.18 | 35.6 | 100.36 | 135.81 | 151.55 | 157.45 | 162.59 | 159.79 | 159.12 | 152.01 | 134.53 | 102.51 | 39.43 | 1.68 | 0 | 0 | 0 | 0 | 0 | 0 | 0 | 0 | 0 | 0 | 11.32 | 65.38 | 114.52 | 144.19 | 158.75 | 164.93 | 164.53 | 164.49 | 164.43 | 158.23 | 141.05 | 114.29 | 59.94 | 8.05 | 0 | 0 | 0 | 0 | 0 | 0 | 0 | 0 | 0 | 0.06 | 17.31 | 72.94 | 119.44 | 146.83 | 163.04 | 171.15 | 173.87 | 175.23 | 171.53 | 164.81 | 147.33 | 119.73 | 72.87 | 18.09 | 0.2 | 0 | 0 | 0 | 0 | 0 | 0 | 0 | 0 | 0 | 8.58 | 61.91 | 117.36 | 149.89 | 167.15 | 175.94 | 178.91 | 177.33 | 173.47 | 164.9 | 148.75 | 120.71 | 72.56 | 15.85 | 0.09 | 0 | 0 | 0 | 0 | 0 | 0 | 0 | 0 | 0 | 1.66 | 38.46 | 101.88 | 140.5 | 161.48 | 170.66 | 172.49 | 172.35 | 169.08 | 160.6 | 141.13 | 103.83 | 42.11 | 2.82 | 0 | 0 | 0 | 0 | 0 | 0 | 0 | 0 | 0 | 0 | 0.05 | 21.52 | 85.63 | 129.39 | 151.27 | 159.46 | 162.8 | 160.96 | 157.68 | 149.11 | 123.58 | 69.57 | 10.64 | 0 | 0 | 0 | 0 | 0 | 0 | 0 | 0 | 0 | 0 | 0 | 0 | 6.85 | 61.34 | 111.84 | 133.04 | 139.78 | 141.79 | 140.63 | 136.61 | 123.43 | 89.65 | 27.32 | 0.23 | 0 | 0 | 0 | 0 | 0 | 0 | 0 | 0 | 0 | 0 | 0 | 0.22 | 24.33 | 82.47 | 115.75 | 129.01 | 131.51 | 130.78 | 123.34 | 108.12 | 61.83 | 8.2 | 0 | 0 | 0 | 0 | 0 | 0 | 0 | 0 | 0 | 0 | 0 | 0 | 0 | 0 | 7.8 | 45.05 | 78.49 | 96.8 | 103.41 | 98.86 | 89.34 | 82.16 | 42.36 | 5.18 | 0 | 0 | 0 | 0 | 0 | 0 | 0
TRNSWD_1_QF |  | Wind | Wind | CISO | South | Socal | FC | 38.97 | 2.05 | 2.17 | 2.04 | 1.95 | 2.17 | 2.11 | 2.17 | 1.99 | 1.73 | 1.96 | 1.74 | 1.91 | 2.15 | 1.96 | 2.16 | 2.15 | 1.84 | 1.78 | 2.12 | 2.01 | 1.98 | 2.17 | 1.88 | 1.98 | 3.78 | 3.6 | 4.13 | 4.03 | 3.4 | 3.61 | 3.55 | 2.91 | 3.04 | 3.36 | 4.18 | 4.33 | 3.91 | 3.62 | 4.62 | 4.73 | 4.64 | 4.85 | 4.58 | 4.99 | 5.72 | 4.94 | 4.35 | 4.28 | 4.21 | 3.95 | 3.46 | 3.43 | 3.5 | 3.49 | 3.5 | 2.88 | 2.22 | 2.22 | 2.26 | 2.55 | 3.1 | 3.34 | 3.78 | 3.68 | 4.94 | 5.25 | 4.95 | 5.32 | 5.16 | 5.29 | 4.37 | 4.14 | 14.39 | 14.93 | 13.64 | 12.47 | 11.66 | 10.42 | 8.6 | 7.09 | 5.18 | 4.61 | 4.58 | 4.57 | 4.44 | 5.19 | 7.78 | 10.74 | 12.77 | 14.34 | 15.39 | 15.72 | 15.73 | 15.86 | 15.12 | 15.12 | 16.83 | 15.95 | 15.25 | 15.24 | 13.42 | 10.79 | 8.27 | 6.22 | 4.61 | 3.44 | 2.58 | 2.49 | 2.13 | 2.96 | 4.92 | 7.95 | 12.39 | 14.84 | 16.76 | 16.16 | 16.33 | 17.24 | 16.99 | 17.36 | 17.32 | 16.9 | 15.72 | 14.35 | 13.1 | 10.58 | 8.27 | 6.08 | 3.73 | 2.7 | 1.94 | 2.26 | 2.44 | 2.87 | 4.72 | 7.54 | 10.89 | 12.86 | 14.77 | 16.56 | 18.09 | 18.03 | 17.82 | 17.95 | 16.3 | 15.32 | 14.45 | 12.72 | 10.54 | 9.06 | 6.74 | 4.35 | 2.22 | 1.48 | 1.27 | 1.49 | 1.99 | 2.92 | 4.77 | 7.11 | 10.22 | 12.99 | 15.01 | 16.38 | 17.73 | 18.17 | 17.6 | 16.97 | 14.6 | 14.15 | 12.99 | 11.1 | 8.95 | 7.8 | 5.74 | 4.14 | 2.54 | 1.74 | 1.36 | 1.51 | 2.05 | 2.88 | 4.43 | 6.46 | 8.87 | 11.37 | 12.81 | 15.53 | 16.47 | 16.42 | 15.88 | 15.15 | 7.36 | 6.79 | 6.15 | 4.79 | 3.94 | 2.85 | 2.29 | 1.58 | 1.32 | 1.32 | 1.52 | 2.02 | 2.34 | 2.79 | 3.46 | 4.27 | 4.83 | 6.37 | 7.8 | 9.36 | 9.37 | 9.35 | 8.79 | 8.03 | 3.84 | 3.56 | 3.61 | 3.55 | 3.25 | 2.68 | 2.16 | 1.79 | 1.19 | 1.07 | 1.15 | 1.43 | 1.69 | 1.69 | 1.72 | 1.98 | 2.53 | 3.02 | 3.65 | 4.2 | 4.64 | 4.72 | 4.36 | 3.75 | 1.72 | 1.52 | 1.56 | 1.58 | 1.6 | 1.63 | 1.55 | 1.4 | 1.27 | 1.39 | 1.51 | 1.72 | 1.64 | 1.73 | 1.75 | 1.46 | 1.33 | 1.69 | 2.12 | 2.29 | 2.44 | 1.81 | 1.92 | 1.85 | 1.45 | 1.41 | 1.38 | 1.59 | 1.55 | 1.58 | 1.57 | 1.46 | 1.37 | 1.36 | 1.35 | 1.48 | 1.47 | 1.36 | 1.29 | 1.36 | 1.5 | 1.58 | 1.79 | 1.68 | 1.9 | 1.71 | 1.61 | 1.6
TULEWD_1_TULWD1 |  | Wind | Wind | CISO | South | Socal | FC | 130.5 | 6.85 | 7.25 | 6.84 | 6.52 | 7.28 | 7.08 | 7.26 | 6.66 | 5.79 | 6.57 | 5.84 | 6.4 | 7.19 | 6.56 | 7.23 | 7.21 | 6.16 | 5.95 | 7.11 | 6.72 | 6.63 | 7.28 | 6.28 | 6.63 | 12.65 | 12.06 | 13.84 | 13.49 | 11.39 | 12.07 | 11.89 | 9.75 | 10.19 | 11.25 | 14.01 | 14.52 | 13.09 | 12.11 | 15.46 | 15.85 | 15.54 | 16.24 | 15.35 | 16.7 | 19.16 | 16.56 | 14.57 | 14.33 | 14.09 | 13.23 | 11.6 | 11.5 | 11.73 | 11.69 | 11.72 | 9.64 | 7.45 | 7.43 | 7.56 | 8.55 | 10.37 | 11.19 | 12.65 | 12.34 | 16.53 | 17.59 | 16.58 | 17.83 | 17.29 | 17.73 | 14.62 | 13.85 | 48.2 | 49.99 | 45.66 | 41.76 | 39.05 | 34.91 | 28.8 | 23.76 | 17.34 | 15.45 | 15.33 | 15.29 | 14.88 | 17.36 | 26.04 | 35.98 | 42.76 | 48.02 | 51.53 | 52.65 | 52.66 | 53.13 | 50.64 | 50.62 | 56.37 | 53.42 | 51.07 | 51.04 | 44.95 | 36.13 | 27.68 | 20.82 | 15.43 | 11.51 | 8.65 | 8.33 | 7.15 | 9.91 | 16.48 | 26.61 | 41.5 | 49.68 | 56.12 | 54.11 | 54.68 | 57.75 | 56.91 | 58.15 | 57.99 | 56.6 | 52.65 | 48.07 | 43.88 | 35.42 | 27.71 | 20.35 | 12.5 | 9.06 | 6.49 | 7.56 | 8.19 | 9.62 | 15.81 | 25.26 | 36.46 | 43.07 | 49.48 | 55.47 | 60.58 | 60.37 | 59.66 | 60.1 | 54.6 | 51.3 | 48.38 | 42.61 | 35.31 | 30.35 | 22.56 | 14.58 | 7.43 | 4.96 | 4.24 | 5.01 | 6.66 | 9.77 | 15.96 | 23.8 | 34.21 | 43.49 | 50.26 | 54.86 | 59.38 | 60.84 | 58.93 | 56.82 | 48.88 | 47.4 | 43.49 | 37.18 | 29.96 | 26.12 | 19.21 | 13.85 | 8.5 | 5.82 | 4.56 | 5.07 | 6.86 | 9.66 | 14.84 | 21.65 | 29.7 | 38.08 | 42.9 | 52.02 | 55.16 | 54.98 | 53.19 | 50.72 | 24.66 | 22.73 | 20.59 | 16.04 | 13.2 | 9.55 | 7.66 | 5.29 | 4.41 | 4.43 | 5.08 | 6.76 | 7.85 | 9.33 | 11.58 | 14.3 | 16.17 | 21.33 | 26.11 | 31.34 | 31.36 | 31.31 | 29.43 | 26.9 | 12.85 | 11.91 | 12.08 | 11.89 | 10.9 | 8.96 | 7.23 | 5.99 | 4 | 3.59 | 3.84 | 4.79 | 5.65 | 5.67 | 5.75 | 6.64 | 8.47 | 10.12 | 12.22 | 14.07 | 15.53 | 15.8 | 14.61 | 12.57 | 5.76 | 5.1 | 5.21 | 5.3 | 5.37 | 5.45 | 5.2 | 4.68 | 4.26 | 4.65 | 5.07 | 5.77 | 5.48 | 5.8 | 5.85 | 4.89 | 4.44 | 5.65 | 7.1 | 7.66 | 8.16 | 6.05 | 6.41 | 6.18 | 4.86 | 4.72 | 4.63 | 5.32 | 5.2 | 5.29 | 5.24 | 4.89 | 4.58 | 4.56 | 4.53 | 4.95 | 4.92 | 4.55 | 4.33 | 4.54 | 5.03 | 5.3 | 5.99 | 5.61 | 6.36 | 5.72 | 5.4 | 5.35
TWISSL_6_SOLAR |  | Solar_Fixed | Solar Fixed | CISO | North | Norcal | FC | 1.5 | 0 | 0 | 0 | 0 | 0 | 0 | 0 | 0.05 | 0.32 | 0.63 | 0.8 | 0.84 | 0.87 | 0.77 | 0.72 | 0.49 | 0.12 | 0 | 0 | 0 | 0 | 0 | 0 | 0 | 0 | 0 | 0 | 0 | 0 | 0 | 0 | 0.17 | 0.67 | 0.92 | 1.01 | 1.04 | 1.06 | 1 | 0.93 | 0.76 | 0.38 | 0.03 | 0 | 0 | 0 | 0 | 0 | 0 | 0 | 0 | 0 | 0 | 0 | 0 | 0 | 0.1 | 0.52 | 0.84 | 1.01 | 1.03 | 1.02 | 0.99 | 0.92 | 0.82 | 0.63 | 0.22 | 0.05 | 0 | 0 | 0 | 0 | 0 | 0 | 0 | 0 | 0 | 0 | 0 | 0.01 | 0.27 | 0.75 | 1.02 | 1.14 | 1.18 | 1.22 | 1.2 | 1.19 | 1.14 | 1.01 | 0.77 | 0.3 | 0.01 | 0 | 0 | 0 | 0 | 0 | 0 | 0 | 0 | 0 | 0 | 0.08 | 0.49 | 0.86 | 1.08 | 1.19 | 1.24 | 1.23 | 1.23 | 1.23 | 1.19 | 1.06 | 0.86 | 0.45 | 0.06 | 0 | 0 | 0 | 0 | 0 | 0 | 0 | 0 | 0 | 0 | 0.13 | 0.55 | 0.9 | 1.1 | 1.22 | 1.28 | 1.3 | 1.31 | 1.29 | 1.24 | 1.1 | 0.9 | 0.55 | 0.14 | 0 | 0 | 0 | 0 | 0 | 0 | 0 | 0 | 0 | 0 | 0.06 | 0.46 | 0.88 | 1.12 | 1.25 | 1.32 | 1.34 | 1.33 | 1.3 | 1.24 | 1.12 | 0.91 | 0.54 | 0.12 | 0 | 0 | 0 | 0 | 0 | 0 | 0 | 0 | 0 | 0 | 0.01 | 0.29 | 0.76 | 1.05 | 1.21 | 1.28 | 1.29 | 1.29 | 1.27 | 1.2 | 1.06 | 0.78 | 0.32 | 0.02 | 0 | 0 | 0 | 0 | 0 | 0 | 0 | 0 | 0 | 0 | 0 | 0.16 | 0.64 | 0.97 | 1.13 | 1.2 | 1.22 | 1.21 | 1.18 | 1.12 | 0.93 | 0.52 | 0.08 | 0 | 0 | 0 | 0 | 0 | 0 | 0 | 0 | 0 | 0 | 0 | 0 | 0.05 | 0.46 | 0.84 | 1 | 1.05 | 1.06 | 1.05 | 1.02 | 0.93 | 0.67 | 0.2 | 0 | 0 | 0 | 0 | 0 | 0 | 0 | 0 | 0 | 0 | 0 | 0 | 0 | 0.18 | 0.62 | 0.87 | 0.97 | 0.99 | 0.98 | 0.93 | 0.81 | 0.46 | 0.06 | 0 | 0 | 0 | 0 | 0 | 0 | 0 | 0 | 0 | 0 | 0 | 0 | 0 | 0 | 0.06 | 0.34 | 0.59 | 0.73 | 0.78 | 0.74 | 0.67 | 0.62 | 0.32 | 0.04 | 0 | 0 | 0 | 0 | 0 | 0 | 0
TWISSL_6_SOLAR1 |  | Solar_1Axis | Solar Tracking | CISO | North | Norcal | FC | 20 | 0 | 0 | 0 | 0 | 0 | 0 | 0 | 0.47 | 3.78 | 6.7 | 8.17 | 8.83 | 9.12 | 8.51 | 7.94 | 5.45 | 1.21 | 0 | 0 | 0 | 0 | 0 | 0 | 0 | 0 | 0 | 0 | 0 | 0 | 0 | 0 | 2.54 | 10.33 | 13.25 | 13.2 | 12.6 | 12.45 | 12.42 | 12.69 | 11.02 | 5.75 | 0.31 | 0 | 0 | 0 | 0 | 0 | 0 | 0 | 0 | 0 | 0 | 0 | 0 | 0 | 1.56 | 8.8 | 13.2 | 13.92 | 13.41 | 13.52 | 12.95 | 12.31 | 11.59 | 9.7 | 2.94 | 0.61 | 0 | 0 | 0 | 0 | 0 | 0 | 0 | 0 | 0 | 0 | 0 | 0.16 | 5.14 | 12.28 | 14.45 | 14.37 | 14.15 | 14.62 | 14.54 | 14.27 | 14.46 | 13.61 | 12.09 | 5.2 | 0.21 | 0 | 0 | 0 | 0 | 0 | 0 | 0 | 0 | 0 | 0 | 1.87 | 9.98 | 14.04 | 15.02 | 15.27 | 15.15 | 15.47 | 15.49 | 15.53 | 15.74 | 15.3 | 14.35 | 8.74 | 1.16 | 0 | 0 | 0 | 0 | 0 | 0 | 0 | 0 | 0 | 0.01 | 3.11 | 11.28 | 15.22 | 16.54 | 16.76 | 16.91 | 17.02 | 16.92 | 16.8 | 16.85 | 16.21 | 15.19 | 10.96 | 2.97 | 0.03 | 0 | 0 | 0 | 0 | 0 | 0 | 0 | 0 | 0 | 1.4 | 9.24 | 15.27 | 16.86 | 17.11 | 17.16 | 17.04 | 17.03 | 16.76 | 16.75 | 16.14 | 14.93 | 10.36 | 2.39 | 0.01 | 0 | 0 | 0 | 0 | 0 | 0 | 0 | 0 | 0 | 0.21 | 5.46 | 12.76 | 15.53 | 16.15 | 16.36 | 16.34 | 16.18 | 16.16 | 16.1 | 15.4 | 12.54 | 5.51 | 0.32 | 0 | 0 | 0 | 0 | 0 | 0 | 0 | 0 | 0 | 0 | 0.01 | 2.64 | 10.19 | 13.62 | 14.43 | 14.6 | 14.43 | 14.34 | 14.38 | 14.58 | 13.13 | 8.14 | 1.04 | 0 | 0 | 0 | 0 | 0 | 0 | 0 | 0 | 0 | 0 | 0 | 0 | 0.69 | 6.51 | 11.38 | 12.55 | 12.39 | 11.93 | 12.07 | 12.44 | 12.14 | 9.52 | 2.69 | 0.02 | 0 | 0 | 0 | 0 | 0 | 0 | 0 | 0 | 0 | 0 | 0 | 0.02 | 2.15 | 7.45 | 10.16 | 10.55 | 10.11 | 10.39 | 10.64 | 10.05 | 6.13 | 0.73 | 0 | 0 | 0 | 0 | 0 | 0 | 0 | 0 | 0 | 0 | 0 | 0 | 0 | 0 | 0.5 | 3.75 | 6.13 | 7.34 | 8.04 | 7.92 | 7.63 | 6.42 | 3.42 | 0.4 | 0 | 0 | 0 | 0 | 0 | 0 | 0
TX-ELK_6_ECKSR2 |  | Solar_1Axis | Solar Tracking | CISO | North | Norcal | EO | 3 | 0 | 0 | 0 | 0 | 0 | 0 | 0 | 0.07 | 0.57 | 1 | 1.22 | 1.32 | 1.37 | 1.28 | 1.19 | 0.82 | 0.18 | 0 | 0 | 0 | 0 | 0 | 0 | 0 | 0 | 0 | 0 | 0 | 0 | 0 | 0 | 0.38 | 1.55 | 1.99 | 1.98 | 1.89 | 1.87 | 1.86 | 1.9 | 1.65 | 0.86 | 0.05 | 0 | 0 | 0 | 0 | 0 | 0 | 0 | 0 | 0 | 0 | 0 | 0 | 0 | 0.23 | 1.32 | 1.98 | 2.09 | 2.01 | 2.03 | 1.94 | 1.85 | 1.74 | 1.46 | 0.44 | 0.09 | 0 | 0 | 0 | 0 | 0 | 0 | 0 | 0 | 0 | 0 | 0 | 0.02 | 0.77 | 1.84 | 2.17 | 2.15 | 2.12 | 2.19 | 2.18 | 2.14 | 2.17 | 2.04 | 1.81 | 0.78 | 0.03 | 0 | 0 | 0 | 0 | 0 | 0 | 0 | 0 | 0 | 0 | 0.28 | 1.5 | 2.11 | 2.25 | 2.29 | 2.27 | 2.32 | 2.32 | 2.33 | 2.36 | 2.29 | 2.15 | 1.31 | 0.17 | 0 | 0 | 0 | 0 | 0 | 0 | 0 | 0 | 0 | 0 | 0.47 | 1.69 | 2.28 | 2.48 | 2.51 | 2.54 | 2.55 | 2.54 | 2.52 | 2.53 | 2.43 | 2.28 | 1.64 | 0.44 | 0 | 0 | 0 | 0 | 0 | 0 | 0 | 0 | 0 | 0 | 0.21 | 1.39 | 2.29 | 2.53 | 2.57 | 2.57 | 2.56 | 2.55 | 2.51 | 2.51 | 2.42 | 2.24 | 1.55 | 0.36 | 0 | 0 | 0 | 0 | 0 | 0 | 0 | 0 | 0 | 0 | 0.03 | 0.82 | 1.91 | 2.33 | 2.42 | 2.45 | 2.45 | 2.43 | 2.42 | 2.42 | 2.31 | 1.88 | 0.83 | 0.05 | 0 | 0 | 0 | 0 | 0 | 0 | 0 | 0 | 0 | 0 | 0 | 0.4 | 1.53 | 2.04 | 2.16 | 2.19 | 2.16 | 2.15 | 2.16 | 2.19 | 1.97 | 1.22 | 0.16 | 0 | 0 | 0 | 0 | 0 | 0 | 0 | 0 | 0 | 0 | 0 | 0 | 0.1 | 0.98 | 1.71 | 1.88 | 1.86 | 1.79 | 1.81 | 1.87 | 1.82 | 1.43 | 0.4 | 0 | 0 | 0 | 0 | 0 | 0 | 0 | 0 | 0 | 0 | 0 | 0 | 0 | 0.32 | 1.12 | 1.52 | 1.58 | 1.52 | 1.56 | 1.6 | 1.51 | 0.92 | 0.11 | 0 | 0 | 0 | 0 | 0 | 0 | 0 | 0 | 0 | 0 | 0 | 0 | 0 | 0 | 0.08 | 0.56 | 0.92 | 1.1 | 1.21 | 1.19 | 1.14 | 0.96 | 0.51 | 0.06 | 0 | 0 | 0 | 0 | 0 | 0 | 0
TX-ELK_6_SOLAR1 |  | Solar_1Axis | Solar Tracking | CISO | North | Norcal | EO | 1.5 | 0 | 0 | 0 | 0 | 0 | 0 | 0 | 0.04 | 0.28 | 0.5 | 0.61 | 0.66 | 0.68 | 0.64 | 0.6 | 0.41 | 0.09 | 0 | 0 | 0 | 0 | 0 | 0 | 0 | 0 | 0 | 0 | 0 | 0 | 0 | 0 | 0.19 | 0.77 | 0.99 | 0.99 | 0.95 | 0.93 | 0.93 | 0.95 | 0.83 | 0.43 | 0.02 | 0 | 0 | 0 | 0 | 0 | 0 | 0 | 0 | 0 | 0 | 0 | 0 | 0 | 0.12 | 0.66 | 0.99 | 1.04 | 1.01 | 1.01 | 0.97 | 0.92 | 0.87 | 0.73 | 0.22 | 0.05 | 0 | 0 | 0 | 0 | 0 | 0 | 0 | 0 | 0 | 0 | 0 | 0.01 | 0.39 | 0.92 | 1.08 | 1.08 | 1.06 | 1.1 | 1.09 | 1.07 | 1.08 | 1.02 | 0.91 | 0.39 | 0.02 | 0 | 0 | 0 | 0 | 0 | 0 | 0 | 0 | 0 | 0 | 0.14 | 0.75 | 1.05 | 1.13 | 1.15 | 1.14 | 1.16 | 1.16 | 1.16 | 1.18 | 1.15 | 1.08 | 0.66 | 0.09 | 0 | 0 | 0 | 0 | 0 | 0 | 0 | 0 | 0 | 0 | 0.23 | 0.85 | 1.14 | 1.24 | 1.26 | 1.27 | 1.28 | 1.27 | 1.26 | 1.26 | 1.22 | 1.14 | 0.82 | 0.22 | 0 | 0 | 0 | 0 | 0 | 0 | 0 | 0 | 0 | 0 | 0.1 | 0.69 | 1.15 | 1.26 | 1.28 | 1.29 | 1.28 | 1.28 | 1.26 | 1.26 | 1.21 | 1.12 | 0.78 | 0.18 | 0 | 0 | 0 | 0 | 0 | 0 | 0 | 0 | 0 | 0 | 0.02 | 0.41 | 0.96 | 1.17 | 1.21 | 1.23 | 1.23 | 1.21 | 1.21 | 1.21 | 1.15 | 0.94 | 0.41 | 0.02 | 0 | 0 | 0 | 0 | 0 | 0 | 0 | 0 | 0 | 0 | 0 | 0.2 | 0.76 | 1.02 | 1.08 | 1.09 | 1.08 | 1.08 | 1.08 | 1.09 | 0.98 | 0.61 | 0.08 | 0 | 0 | 0 | 0 | 0 | 0 | 0 | 0 | 0 | 0 | 0 | 0 | 0.05 | 0.49 | 0.85 | 0.94 | 0.93 | 0.89 | 0.91 | 0.93 | 0.91 | 0.71 | 0.2 | 0 | 0 | 0 | 0 | 0 | 0 | 0 | 0 | 0 | 0 | 0 | 0 | 0 | 0.16 | 0.56 | 0.76 | 0.79 | 0.76 | 0.78 | 0.8 | 0.75 | 0.46 | 0.05 | 0 | 0 | 0 | 0 | 0 | 0 | 0 | 0 | 0 | 0 | 0 | 0 | 0 | 0 | 0.04 | 0.28 | 0.46 | 0.55 | 0.6 | 0.59 | 0.57 | 0.48 | 0.26 | 0.03 | 0 | 0 | 0 | 0 | 0 | 0 | 0
USWND2_1_WIND1 |  | Wind | Wind | CISO | North | Norcal | FC | 42.96 | 2.28 | 2.18 | 1.88 | 1.78 | 1.96 | 2.01 | 1.99 | 2.1 | 1.92 | 1.64 | 1.72 | 1.82 | 1.57 | 1.44 | 1.29 | 1.12 | 1.17 | 1.53 | 1.82 | 2 | 1.86 | 1.99 | 2.17 | 2.18 | 5.19 | 5.5 | 5.19 | 4.38 | 4.02 | 4.1 | 4.1 | 4.37 | 3.5 | 3.29 | 3.48 | 3.1 | 2.9 | 2.81 | 2.59 | 2.7 | 2.59 | 2.96 | 3.15 | 3.28 | 3.62 | 4.53 | 4.85 | 5.27 | 5.97 | 5.66 | 5.12 | 4.83 | 4.3 | 3.39 | 3.27 | 3.02 | 3.01 | 2.5 | 2.11 | 2.14 | 2.08 | 2.24 | 2.31 | 2.34 | 2.71 | 3.06 | 4.24 | 5.72 | 6.87 | 6.53 | 6.44 | 6.02 | 16.21 | 14.76 | 14.53 | 12.04 | 10.67 | 9.35 | 8.68 | 6.85 | 4.98 | 5.25 | 4.64 | 3.68 | 3.78 | 4.36 | 5.14 | 6.84 | 9.16 | 11.7 | 12.49 | 13.13 | 14.69 | 14.98 | 15.96 | 16.62 | 20.91 | 19.82 | 19.71 | 19.39 | 16.57 | 14.21 | 13.05 | 10.78 | 10.89 | 9.51 | 7.73 | 6.11 | 6.89 | 8.01 | 9.01 | 12.08 | 16.14 | 18.71 | 20.66 | 20.06 | 20.62 | 21.64 | 20.74 | 19.84 | 15.9 | 17 | 15.13 | 13.91 | 12.51 | 11.41 | 9.66 | 6.75 | 5.38 | 3.76 | 3.23 | 2.29 | 1.85 | 2.46 | 2.73 | 4.15 | 7.05 | 10.58 | 13.2 | 13.78 | 15.08 | 15.32 | 15.37 | 15.99 | 25.63 | 25 | 23.15 | 20.66 | 19.5 | 18.25 | 15.56 | 12.97 | 9.23 | 7.49 | 4.76 | 3.4 | 3.08 | 4.74 | 5.61 | 8.19 | 13.41 | 16.92 | 17.9 | 18.73 | 21.47 | 22.25 | 24.43 | 25.7 | 20.94 | 20.02 | 18.82 | 16.69 | 14.46 | 12.48 | 10.8 | 9.2 | 5.87 | 4.37 | 3.2 | 2.13 | 1.33 | 1.86 | 2.3 | 3.56 | 5.86 | 9.24 | 12.5 | 16.26 | 19.82 | 20.91 | 21.19 | 21.58 | 7.9 | 7.78 | 7.33 | 6.83 | 5.25 | 4.23 | 4.07 | 3.19 | 2.37 | 1.44 | 1.12 | 0.56 | 0.38 | 0.59 | 0.91 | 1.26 | 2.2 | 2.84 | 3.19 | 4.82 | 6.38 | 7.08 | 7.37 | 7.51 | 3.29 | 3.03 | 2.23 | 1.79 | 1.47 | 1.23 | 1.41 | 1.17 | 1.08 | 0.73 | 0.44 | 0.36 | 0.28 | 0.3 | 0.4 | 0.43 | 0.38 | 0.43 | 0.77 | 1.05 | 1.52 | 1.84 | 2.37 | 2.71 | 2.48 | 2.18 | 1.98 | 2.35 | 2.16 | 2.14 | 2.03 | 2.23 | 1.85 | 1.44 | 1.27 | 1.13 | 1.13 | 1.01 | 1.1 | 1.24 | 1.16 | 1.22 | 1.47 | 1.52 | 2.03 | 2.2 | 2.53 | 2.51 | 2.35 | 2.34 | 2.26 | 2 | 2.18 | 2.25 | 1.96 | 2.23 | 2.1 | 1.72 | 1.63 | 1.38 | 1.4 | 1.36 | 1.46 | 1.55 | 1.43 | 1.47 | 1.84 | 2.21 | 2.54 | 2.44 | 2.24 | 2.58
USWND2_1_WIND2 |  | Wind | Wind | CISO | North | Norcal | FC | 42.96 | 2.28 | 2.18 | 1.88 | 1.78 | 1.96 | 2.01 | 1.99 | 2.1 | 1.92 | 1.64 | 1.72 | 1.82 | 1.57 | 1.44 | 1.29 | 1.12 | 1.17 | 1.53 | 1.82 | 2 | 1.86 | 1.99 | 2.17 | 2.18 | 5.19 | 5.5 | 5.19 | 4.38 | 4.02 | 4.1 | 4.1 | 4.37 | 3.5 | 3.29 | 3.48 | 3.1 | 2.9 | 2.81 | 2.59 | 2.7 | 2.59 | 2.96 | 3.15 | 3.28 | 3.62 | 4.53 | 4.85 | 5.27 | 5.97 | 5.66 | 5.12 | 4.83 | 4.3 | 3.39 | 3.27 | 3.02 | 3.01 | 2.5 | 2.11 | 2.14 | 2.08 | 2.24 | 2.31 | 2.34 | 2.71 | 3.06 | 4.24 | 5.72 | 6.87 | 6.53 | 6.44 | 6.02 | 16.21 | 14.76 | 14.53 | 12.04 | 10.67 | 9.35 | 8.68 | 6.85 | 4.98 | 5.25 | 4.64 | 3.68 | 3.78 | 4.36 | 5.14 | 6.84 | 9.16 | 11.7 | 12.49 | 13.13 | 14.69 | 14.98 | 15.96 | 16.62 | 20.91 | 19.82 | 19.71 | 19.39 | 16.57 | 14.21 | 13.05 | 10.78 | 10.89 | 9.51 | 7.73 | 6.11 | 6.89 | 8.01 | 9.01 | 12.08 | 16.14 | 18.71 | 20.66 | 20.06 | 20.62 | 21.64 | 20.74 | 19.84 | 15.9 | 17 | 15.13 | 13.91 | 12.51 | 11.41 | 9.66 | 6.75 | 5.38 | 3.76 | 3.23 | 2.29 | 1.85 | 2.46 | 2.73 | 4.15 | 7.05 | 10.58 | 13.2 | 13.78 | 15.08 | 15.32 | 15.37 | 15.99 | 25.63 | 25 | 23.15 | 20.66 | 19.5 | 18.25 | 15.56 | 12.97 | 9.23 | 7.49 | 4.76 | 3.4 | 3.08 | 4.74 | 5.61 | 8.19 | 13.41 | 16.92 | 17.9 | 18.73 | 21.47 | 22.25 | 24.43 | 25.7 | 20.94 | 20.02 | 18.82 | 16.69 | 14.46 | 12.48 | 10.8 | 9.2 | 5.87 | 4.37 | 3.2 | 2.13 | 1.33 | 1.86 | 2.3 | 3.56 | 5.86 | 9.24 | 12.5 | 16.26 | 19.82 | 20.91 | 21.19 | 21.58 | 7.9 | 7.78 | 7.33 | 6.83 | 5.25 | 4.23 | 4.07 | 3.19 | 2.37 | 1.44 | 1.12 | 0.56 | 0.38 | 0.59 | 0.91 | 1.26 | 2.2 | 2.84 | 3.19 | 4.82 | 6.38 | 7.08 | 7.37 | 7.51 | 3.29 | 3.03 | 2.23 | 1.79 | 1.47 | 1.23 | 1.41 | 1.17 | 1.08 | 0.73 | 0.44 | 0.36 | 0.28 | 0.3 | 0.4 | 0.43 | 0.38 | 0.43 | 0.77 | 1.05 | 1.52 | 1.84 | 2.37 | 2.71 | 2.48 | 2.18 | 1.98 | 2.35 | 2.16 | 2.14 | 2.03 | 2.23 | 1.85 | 1.44 | 1.27 | 1.13 | 1.13 | 1.01 | 1.1 | 1.24 | 1.16 | 1.22 | 1.47 | 1.52 | 2.03 | 2.2 | 2.53 | 2.51 | 2.35 | 2.34 | 2.26 | 2 | 2.18 | 2.25 | 1.96 | 2.23 | 2.1 | 1.72 | 1.63 | 1.38 | 1.4 | 1.36 | 1.46 | 1.55 | 1.43 | 1.47 | 1.84 | 2.21 | 2.54 | 2.44 | 2.24 | 2.58
USWND2_1_WIND3 |  | Wind | Wind | CISO | North | Norcal | FC | 46 | 2.44 | 2.33 | 2.02 | 1.9 | 2.09 | 2.16 | 2.13 | 2.25 | 2.06 | 1.76 | 1.84 | 1.95 | 1.68 | 1.54 | 1.38 | 1.2 | 1.25 | 1.64 | 1.95 | 2.14 | 1.99 | 2.13 | 2.32 | 2.34 | 5.56 | 5.89 | 5.56 | 4.69 | 4.3 | 4.39 | 4.39 | 4.68 | 3.75 | 3.52 | 3.72 | 3.32 | 3.1 | 3.01 | 2.77 | 2.89 | 2.78 | 3.17 | 3.37 | 3.51 | 3.88 | 4.85 | 5.2 | 5.64 | 6.4 | 6.06 | 5.48 | 5.17 | 4.61 | 3.63 | 3.5 | 3.24 | 3.22 | 2.67 | 2.26 | 2.29 | 2.23 | 2.4 | 2.47 | 2.5 | 2.9 | 3.28 | 4.54 | 6.13 | 7.36 | 7 | 6.9 | 6.45 | 17.35 | 15.81 | 15.56 | 12.89 | 11.42 | 10.01 | 9.3 | 7.33 | 5.33 | 5.62 | 4.97 | 3.94 | 4.04 | 4.67 | 5.5 | 7.32 | 9.8 | 12.53 | 13.37 | 14.06 | 15.73 | 16.04 | 17.09 | 17.79 | 22.38 | 21.22 | 21.11 | 20.76 | 17.75 | 15.22 | 13.98 | 11.54 | 11.66 | 10.18 | 8.28 | 6.54 | 7.38 | 8.58 | 9.65 | 12.94 | 17.28 | 20.04 | 22.12 | 21.48 | 22.08 | 23.17 | 22.2 | 21.25 | 17.03 | 18.2 | 16.2 | 14.89 | 13.4 | 12.22 | 10.34 | 7.23 | 5.76 | 4.03 | 3.45 | 2.45 | 1.99 | 2.64 | 2.92 | 4.44 | 7.55 | 11.33 | 14.13 | 14.75 | 16.15 | 16.4 | 16.46 | 17.12 | 27.44 | 26.77 | 24.79 | 22.12 | 20.88 | 19.55 | 16.66 | 13.89 | 9.88 | 8.02 | 5.1 | 3.64 | 3.3 | 5.08 | 6 | 8.77 | 14.36 | 18.12 | 19.17 | 20.06 | 22.99 | 23.83 | 26.16 | 27.52 | 22.43 | 21.44 | 20.15 | 17.87 | 15.48 | 13.36 | 11.56 | 9.85 | 6.29 | 4.68 | 3.42 | 2.28 | 1.42 | 1.99 | 2.46 | 3.81 | 6.28 | 9.89 | 13.39 | 17.41 | 21.22 | 22.39 | 22.69 | 23.11 | 8.46 | 8.33 | 7.85 | 7.32 | 5.62 | 4.52 | 4.36 | 3.41 | 2.54 | 1.55 | 1.2 | 0.6 | 0.41 | 0.63 | 0.97 | 1.35 | 2.35 | 3.04 | 3.41 | 5.16 | 6.83 | 7.58 | 7.89 | 8.04 | 3.52 | 3.24 | 2.38 | 1.92 | 1.58 | 1.31 | 1.51 | 1.26 | 1.15 | 0.78 | 0.48 | 0.38 | 0.3 | 0.32 | 0.43 | 0.46 | 0.41 | 0.46 | 0.83 | 1.12 | 1.63 | 1.97 | 2.54 | 2.9 | 2.65 | 2.33 | 2.12 | 2.52 | 2.31 | 2.3 | 2.18 | 2.39 | 1.98 | 1.54 | 1.36 | 1.21 | 1.21 | 1.08 | 1.18 | 1.32 | 1.24 | 1.3 | 1.57 | 1.63 | 2.17 | 2.36 | 2.71 | 2.69 | 2.51 | 2.51 | 2.42 | 2.15 | 2.34 | 2.41 | 2.1 | 2.39 | 2.25 | 1.84 | 1.74 | 1.47 | 1.5 | 1.46 | 1.57 | 1.66 | 1.54 | 1.57 | 1.97 | 2.37 | 2.72 | 2.61 | 2.4 | 2.76
USWNDR_2_LABWD1 |  | Wind | Wind | CISO | North | Norcal | FC | 9 | 0.48 | 0.46 | 0.39 | 0.37 | 0.41 | 0.42 | 0.42 | 0.44 | 0.4 | 0.34 | 0.36 | 0.38 | 0.33 | 0.3 | 0.27 | 0.24 | 0.24 | 0.32 | 0.38 | 0.42 | 0.39 | 0.42 | 0.45 | 0.46 | 1.09 | 1.15 | 1.09 | 0.92 | 0.84 | 0.86 | 0.86 | 0.92 | 0.73 | 0.69 | 0.73 | 0.65 | 0.61 | 0.59 | 0.54 | 0.57 | 0.54 | 0.62 | 0.66 | 0.69 | 0.76 | 0.95 | 1.02 | 1.1 | 1.25 | 1.19 | 1.07 | 1.01 | 0.9 | 0.71 | 0.68 | 0.63 | 0.63 | 0.52 | 0.44 | 0.45 | 0.44 | 0.47 | 0.48 | 0.49 | 0.57 | 0.64 | 0.89 | 1.2 | 1.44 | 1.37 | 1.35 | 1.26 | 3.4 | 3.09 | 3.04 | 2.52 | 2.23 | 1.96 | 1.82 | 1.43 | 1.04 | 1.1 | 0.97 | 0.77 | 0.79 | 0.91 | 1.08 | 1.43 | 1.92 | 2.45 | 2.62 | 2.75 | 3.08 | 3.14 | 3.34 | 3.48 | 4.38 | 4.15 | 4.13 | 4.06 | 3.47 | 2.98 | 2.73 | 2.26 | 2.28 | 1.99 | 1.62 | 1.28 | 1.44 | 1.68 | 1.89 | 2.53 | 3.38 | 3.92 | 4.33 | 4.2 | 4.32 | 4.53 | 4.34 | 4.16 | 3.33 | 3.56 | 3.17 | 2.91 | 2.62 | 2.39 | 2.02 | 1.41 | 1.13 | 0.79 | 0.68 | 0.48 | 0.39 | 0.52 | 0.57 | 0.87 | 1.48 | 2.22 | 2.76 | 2.89 | 3.16 | 3.21 | 3.22 | 3.35 | 5.37 | 5.24 | 4.85 | 4.33 | 4.08 | 3.82 | 3.26 | 2.72 | 1.93 | 1.57 | 1 | 0.71 | 0.65 | 0.99 | 1.17 | 1.72 | 2.81 | 3.54 | 3.75 | 3.92 | 4.5 | 4.66 | 5.12 | 5.38 | 4.39 | 4.19 | 3.94 | 3.5 | 3.03 | 2.61 | 2.26 | 1.93 | 1.23 | 0.92 | 0.67 | 0.45 | 0.28 | 0.39 | 0.48 | 0.75 | 1.23 | 1.94 | 2.62 | 3.41 | 4.15 | 4.38 | 4.44 | 4.52 | 1.66 | 1.63 | 1.54 | 1.43 | 1.1 | 0.89 | 0.85 | 0.67 | 0.5 | 0.3 | 0.23 | 0.12 | 0.08 | 0.12 | 0.19 | 0.26 | 0.46 | 0.59 | 0.67 | 1.01 | 1.34 | 1.48 | 1.54 | 1.57 | 0.69 | 0.63 | 0.47 | 0.38 | 0.31 | 0.26 | 0.29 | 0.25 | 0.23 | 0.15 | 0.09 | 0.07 | 0.06 | 0.06 | 0.08 | 0.09 | 0.08 | 0.09 | 0.16 | 0.22 | 0.32 | 0.39 | 0.5 | 0.57 | 0.52 | 0.46 | 0.41 | 0.49 | 0.45 | 0.45 | 0.43 | 0.47 | 0.39 | 0.3 | 0.27 | 0.24 | 0.24 | 0.21 | 0.23 | 0.26 | 0.24 | 0.25 | 0.31 | 0.32 | 0.43 | 0.46 | 0.53 | 0.53 | 0.49 | 0.49 | 0.47 | 0.42 | 0.46 | 0.47 | 0.41 | 0.47 | 0.44 | 0.36 | 0.34 | 0.29 | 0.29 | 0.29 | 0.31 | 0.32 | 0.3 | 0.31 | 0.39 | 0.46 | 0.53 | 0.51 | 0.47 | 0.54
USWNDR_2_SMUD |  | Wind | Wind | CISO | North | Norcal | FC | 102.18 | 5.42 | 5.17 | 4.48 | 4.23 | 4.65 | 4.79 | 4.73 | 4.99 | 4.57 | 3.91 | 4.09 | 4.33 | 3.73 | 3.42 | 3.06 | 2.67 | 2.77 | 3.65 | 4.33 | 4.76 | 4.43 | 4.72 | 5.16 | 5.19 | 12.34 | 13.08 | 12.35 | 10.43 | 9.55 | 9.75 | 9.75 | 10.39 | 8.32 | 7.82 | 8.27 | 7.38 | 6.89 | 6.68 | 6.16 | 6.43 | 6.17 | 7.05 | 7.49 | 7.8 | 8.62 | 10.78 | 11.54 | 12.54 | 14.21 | 13.47 | 12.17 | 11.49 | 10.24 | 8.07 | 7.77 | 7.19 | 7.15 | 5.94 | 5.01 | 5.08 | 4.95 | 5.33 | 5.5 | 5.55 | 6.44 | 7.29 | 10.07 | 13.61 | 16.34 | 15.54 | 15.32 | 14.32 | 38.54 | 35.11 | 34.57 | 28.64 | 25.37 | 22.24 | 20.65 | 16.29 | 11.84 | 12.49 | 11.04 | 8.76 | 8.98 | 10.38 | 12.23 | 16.26 | 21.78 | 27.83 | 29.71 | 31.23 | 34.95 | 35.64 | 37.97 | 39.52 | 49.72 | 47.15 | 46.89 | 46.11 | 39.42 | 33.81 | 31.04 | 25.64 | 25.9 | 22.61 | 18.38 | 14.52 | 16.38 | 19.05 | 21.44 | 28.74 | 38.39 | 44.51 | 49.13 | 47.71 | 49.05 | 51.47 | 49.32 | 47.19 | 37.82 | 40.42 | 35.98 | 33.08 | 29.77 | 27.14 | 22.97 | 16.06 | 12.8 | 8.94 | 7.67 | 5.45 | 4.41 | 5.85 | 6.48 | 9.87 | 16.78 | 25.16 | 31.39 | 32.77 | 35.87 | 36.44 | 36.57 | 38.03 | 60.96 | 59.46 | 55.07 | 49.14 | 46.38 | 43.42 | 37 | 30.85 | 21.95 | 17.81 | 11.33 | 8.08 | 7.33 | 11.28 | 13.33 | 19.48 | 31.91 | 40.24 | 42.59 | 44.56 | 51.07 | 52.92 | 58.11 | 61.13 | 49.81 | 47.63 | 44.76 | 39.69 | 34.39 | 29.68 | 25.68 | 21.89 | 13.97 | 10.39 | 7.6 | 5.07 | 3.15 | 4.43 | 5.47 | 8.47 | 13.95 | 21.98 | 29.74 | 38.68 | 47.14 | 49.73 | 50.4 | 51.33 | 18.8 | 18.5 | 17.43 | 16.25 | 12.49 | 10.05 | 9.69 | 7.58 | 5.64 | 3.43 | 2.66 | 1.32 | 0.91 | 1.4 | 2.16 | 3 | 5.22 | 6.75 | 7.58 | 11.46 | 15.16 | 16.85 | 17.52 | 17.85 | 7.83 | 7.2 | 5.29 | 4.26 | 3.5 | 2.92 | 3.35 | 2.79 | 2.56 | 1.73 | 1.06 | 0.85 | 0.67 | 0.71 | 0.95 | 1.01 | 0.9 | 1.02 | 1.84 | 2.49 | 3.62 | 4.38 | 5.64 | 6.45 | 5.89 | 5.19 | 4.71 | 5.59 | 5.13 | 5.1 | 4.83 | 5.3 | 4.39 | 3.41 | 3.03 | 2.68 | 2.69 | 2.41 | 2.62 | 2.94 | 2.75 | 2.89 | 3.49 | 3.62 | 4.83 | 5.24 | 6.01 | 5.98 | 5.58 | 5.57 | 5.37 | 4.76 | 5.19 | 5.34 | 4.66 | 5.31 | 4.99 | 4.09 | 3.87 | 3.28 | 3.34 | 3.24 | 3.48 | 3.68 | 3.41 | 3.49 | 4.38 | 5.26 | 6.04 | 5.79 | 5.33 | 6.13
USWNDR_2_SMUD2 |  | Wind | Wind | CISO | North | Norcal | FC | 127.8 | 6.78 | 6.47 | 5.61 | 5.29 | 5.82 | 5.99 | 5.92 | 6.24 | 5.71 | 4.89 | 5.11 | 5.42 | 4.66 | 4.28 | 3.83 | 3.34 | 3.47 | 4.56 | 5.42 | 5.95 | 5.53 | 5.91 | 6.45 | 6.49 | 15.44 | 16.36 | 15.45 | 13.04 | 11.95 | 12.19 | 12.2 | 13 | 10.41 | 9.78 | 10.34 | 9.23 | 8.61 | 8.35 | 7.7 | 8.04 | 7.71 | 8.82 | 9.37 | 9.76 | 10.78 | 13.48 | 14.44 | 15.68 | 17.77 | 16.84 | 15.22 | 14.37 | 12.81 | 10.1 | 9.72 | 9 | 8.94 | 7.43 | 6.27 | 6.35 | 6.19 | 6.67 | 6.88 | 6.95 | 8.06 | 9.11 | 12.6 | 17.03 | 20.44 | 19.44 | 19.16 | 17.91 | 48.21 | 43.91 | 43.23 | 35.82 | 31.74 | 27.82 | 25.82 | 20.38 | 14.81 | 15.63 | 13.8 | 10.95 | 11.24 | 12.98 | 15.29 | 20.34 | 27.24 | 34.81 | 37.16 | 39.06 | 43.71 | 44.57 | 47.49 | 49.43 | 62.19 | 58.97 | 58.64 | 57.68 | 49.31 | 42.28 | 38.83 | 32.07 | 32.4 | 28.28 | 22.99 | 18.16 | 20.49 | 23.83 | 26.82 | 35.94 | 48.01 | 55.67 | 61.45 | 59.67 | 61.34 | 64.38 | 61.69 | 59.02 | 47.31 | 50.56 | 45 | 41.38 | 37.23 | 33.94 | 28.72 | 20.09 | 16.01 | 11.19 | 9.6 | 6.82 | 5.52 | 7.32 | 8.11 | 12.34 | 20.98 | 31.46 | 39.26 | 40.99 | 44.86 | 45.57 | 45.73 | 47.56 | 76.24 | 74.37 | 68.87 | 61.46 | 58 | 54.3 | 46.28 | 38.58 | 27.45 | 22.28 | 14.17 | 10.11 | 9.17 | 14.11 | 16.68 | 24.37 | 39.9 | 50.33 | 53.26 | 55.73 | 63.88 | 66.19 | 72.68 | 76.46 | 62.3 | 59.57 | 55.98 | 49.64 | 43.01 | 37.12 | 32.12 | 27.37 | 17.47 | 12.99 | 9.51 | 6.34 | 3.94 | 5.54 | 6.85 | 10.6 | 17.44 | 27.49 | 37.19 | 48.37 | 58.95 | 62.2 | 63.03 | 64.2 | 23.51 | 23.14 | 21.81 | 20.33 | 15.62 | 12.57 | 12.12 | 9.48 | 7.06 | 4.3 | 3.33 | 1.66 | 1.14 | 1.75 | 2.7 | 3.76 | 6.53 | 8.44 | 9.48 | 14.33 | 18.97 | 21.07 | 21.92 | 22.33 | 9.79 | 9 | 6.62 | 5.33 | 4.38 | 3.65 | 4.18 | 3.49 | 3.21 | 2.17 | 1.32 | 1.06 | 0.84 | 0.89 | 1.19 | 1.27 | 1.13 | 1.27 | 2.3 | 3.12 | 4.53 | 5.47 | 7.05 | 8.06 | 7.37 | 6.49 | 5.89 | 6.99 | 6.42 | 6.38 | 6.04 | 6.63 | 5.49 | 4.27 | 3.79 | 3.35 | 3.37 | 3.01 | 3.27 | 3.68 | 3.44 | 3.62 | 4.37 | 4.52 | 6.04 | 6.56 | 7.52 | 7.47 | 6.98 | 6.97 | 6.71 | 5.96 | 6.49 | 6.68 | 5.83 | 6.64 | 6.24 | 5.11 | 4.84 | 4.1 | 4.18 | 4.05 | 4.35 | 4.61 | 4.26 | 4.37 | 5.47 | 6.58 | 7.56 | 7.25 | 6.67 | 7.67
USWPFK_6_FRICK |  | Wind | Wind | CISO | North | Norcal | FC | 10 | 0.53 | 0.51 | 0.44 | 0.41 | 0.46 | 0.47 | 0.46 | 0.49 | 0.45 | 0.38 | 0.4 | 0.42 | 0.36 | 0.33 | 0.3 | 0.26 | 0.27 | 0.36 | 0.42 | 0.47 | 0.43 | 0.46 | 0.5 | 0.51 | 1.21 | 1.28 | 1.21 | 1.02 | 0.94 | 0.95 | 0.95 | 1.02 | 0.81 | 0.77 | 0.81 | 0.72 | 0.67 | 0.65 | 0.6 | 0.63 | 0.6 | 0.69 | 0.73 | 0.76 | 0.84 | 1.05 | 1.13 | 1.23 | 1.39 | 1.32 | 1.19 | 1.12 | 1 | 0.79 | 0.76 | 0.7 | 0.7 | 0.58 | 0.49 | 0.5 | 0.48 | 0.52 | 0.54 | 0.54 | 0.63 | 0.71 | 0.99 | 1.33 | 1.6 | 1.52 | 1.5 | 1.4 | 3.77 | 3.44 | 3.38 | 2.8 | 2.48 | 2.18 | 2.02 | 1.59 | 1.16 | 1.22 | 1.08 | 0.86 | 0.88 | 1.02 | 1.2 | 1.59 | 2.13 | 2.72 | 2.91 | 3.06 | 3.42 | 3.49 | 3.72 | 3.87 | 4.87 | 4.61 | 4.59 | 4.51 | 3.86 | 3.31 | 3.04 | 2.51 | 2.54 | 2.21 | 1.8 | 1.42 | 1.6 | 1.86 | 2.1 | 2.81 | 3.76 | 4.36 | 4.81 | 4.67 | 4.8 | 5.04 | 4.83 | 4.62 | 3.7 | 3.96 | 3.52 | 3.24 | 2.91 | 2.66 | 2.25 | 1.57 | 1.25 | 0.88 | 0.75 | 0.53 | 0.43 | 0.57 | 0.63 | 0.97 | 1.64 | 2.46 | 3.07 | 3.21 | 3.51 | 3.57 | 3.58 | 3.72 | 5.97 | 5.82 | 5.39 | 4.81 | 4.54 | 4.25 | 3.62 | 3.02 | 2.15 | 1.74 | 1.11 | 0.79 | 0.72 | 1.1 | 1.3 | 1.91 | 3.12 | 3.94 | 4.17 | 4.36 | 5 | 5.18 | 5.69 | 5.98 | 4.88 | 4.66 | 4.38 | 3.88 | 3.37 | 2.9 | 2.51 | 2.14 | 1.37 | 1.02 | 0.74 | 0.5 | 0.31 | 0.43 | 0.54 | 0.83 | 1.36 | 2.15 | 2.91 | 3.79 | 4.61 | 4.87 | 4.93 | 5.02 | 1.84 | 1.81 | 1.71 | 1.59 | 1.22 | 0.98 | 0.95 | 0.74 | 0.55 | 0.34 | 0.26 | 0.13 | 0.09 | 0.14 | 0.21 | 0.29 | 0.51 | 0.66 | 0.74 | 1.12 | 1.48 | 1.65 | 1.72 | 1.75 | 0.77 | 0.7 | 0.52 | 0.42 | 0.34 | 0.29 | 0.33 | 0.27 | 0.25 | 0.17 | 0.1 | 0.08 | 0.07 | 0.07 | 0.09 | 0.1 | 0.09 | 0.1 | 0.18 | 0.24 | 0.35 | 0.43 | 0.55 | 0.63 | 0.58 | 0.51 | 0.46 | 0.55 | 0.5 | 0.5 | 0.47 | 0.52 | 0.43 | 0.33 | 0.3 | 0.26 | 0.26 | 0.24 | 0.26 | 0.29 | 0.27 | 0.28 | 0.34 | 0.35 | 0.47 | 0.51 | 0.59 | 0.58 | 0.55 | 0.55 | 0.53 | 0.47 | 0.51 | 0.52 | 0.46 | 0.52 | 0.49 | 0.4 | 0.38 | 0.32 | 0.33 | 0.32 | 0.34 | 0.36 | 0.33 | 0.34 | 0.43 | 0.51 | 0.59 | 0.57 | 0.52 | 0.6
USWPJR_2_UNITS |  | Wind | Wind | CISO | North | Norcal | FC | 78.2 | 4.15 | 3.96 | 3.43 | 3.24 | 3.56 | 3.67 | 3.62 | 3.82 | 3.5 | 2.99 | 3.13 | 3.32 | 2.85 | 2.62 | 2.34 | 2.04 | 2.12 | 2.79 | 3.31 | 3.64 | 3.39 | 3.61 | 3.95 | 3.97 | 9.45 | 10.01 | 9.46 | 7.98 | 7.31 | 7.46 | 7.46 | 7.95 | 6.37 | 5.99 | 6.33 | 5.65 | 5.27 | 5.11 | 4.71 | 4.92 | 4.72 | 5.39 | 5.73 | 5.97 | 6.6 | 8.25 | 8.83 | 9.6 | 10.87 | 10.31 | 9.31 | 8.79 | 7.84 | 6.18 | 5.95 | 5.5 | 5.47 | 4.55 | 3.84 | 3.89 | 3.79 | 4.08 | 4.21 | 4.25 | 4.93 | 5.58 | 7.71 | 10.42 | 12.51 | 11.89 | 11.72 | 10.96 | 29.5 | 26.87 | 26.45 | 21.92 | 19.42 | 17.02 | 15.8 | 12.47 | 9.06 | 9.56 | 8.45 | 6.7 | 6.88 | 7.94 | 9.36 | 12.44 | 16.67 | 21.3 | 22.74 | 23.9 | 26.75 | 27.27 | 29.06 | 30.24 | 38.05 | 36.08 | 35.88 | 35.29 | 30.17 | 25.87 | 23.76 | 19.63 | 19.82 | 17.3 | 14.07 | 11.11 | 12.54 | 14.58 | 16.41 | 21.99 | 29.38 | 34.07 | 37.6 | 36.51 | 37.54 | 39.39 | 37.75 | 36.12 | 28.95 | 30.94 | 27.53 | 25.32 | 22.78 | 20.77 | 17.58 | 12.29 | 9.8 | 6.85 | 5.87 | 4.17 | 3.38 | 4.48 | 4.96 | 7.55 | 12.84 | 19.25 | 24.02 | 25.08 | 27.45 | 27.89 | 27.98 | 29.1 | 46.65 | 45.5 | 42.14 | 37.61 | 35.49 | 33.23 | 28.32 | 23.61 | 16.8 | 13.63 | 8.67 | 6.18 | 5.61 | 8.63 | 10.2 | 14.91 | 24.42 | 30.8 | 32.59 | 34.1 | 39.09 | 40.5 | 44.47 | 46.79 | 38.12 | 36.45 | 34.25 | 30.37 | 26.32 | 22.72 | 19.66 | 16.75 | 10.69 | 7.95 | 5.82 | 3.88 | 2.41 | 3.39 | 4.19 | 6.49 | 10.67 | 16.82 | 22.76 | 29.6 | 36.07 | 38.06 | 38.57 | 39.28 | 14.39 | 14.16 | 13.34 | 12.44 | 9.56 | 7.69 | 7.42 | 5.8 | 4.32 | 2.63 | 2.04 | 1.01 | 0.7 | 1.07 | 1.65 | 2.3 | 4 | 5.17 | 5.8 | 8.77 | 11.6 | 12.89 | 13.41 | 13.66 | 5.99 | 5.51 | 4.05 | 3.26 | 2.68 | 2.23 | 2.56 | 2.14 | 1.96 | 1.33 | 0.81 | 0.65 | 0.51 | 0.54 | 0.73 | 0.77 | 0.69 | 0.78 | 1.41 | 1.91 | 2.77 | 3.35 | 4.31 | 4.93 | 4.51 | 3.97 | 3.61 | 4.28 | 3.93 | 3.9 | 3.7 | 4.06 | 3.36 | 2.61 | 2.32 | 2.05 | 2.06 | 1.84 | 2 | 2.25 | 2.11 | 2.21 | 2.67 | 2.77 | 3.69 | 4.01 | 4.6 | 4.57 | 4.27 | 4.27 | 4.11 | 3.65 | 3.97 | 4.09 | 3.57 | 4.06 | 3.82 | 3.13 | 2.96 | 2.51 | 2.55 | 2.48 | 2.66 | 2.82 | 2.61 | 2.67 | 3.35 | 4.03 | 4.62 | 4.43 | 4.08 | 4.69
VACADX_1_SOLAR |  | Solar_Fixed | Solar Fixed | CISO | North | Norcal | FC | 2.5 | 0 | 0 | 0 | 0 | 0 | 0 | 0 | 0.08 | 0.54 | 1.06 | 1.33 | 1.4 | 1.46 | 1.28 | 1.2 | 0.82 | 0.19 | 0 | 0 | 0 | 0 | 0 | 0 | 0 | 0 | 0 | 0 | 0 | 0 | 0 | 0 | 0.29 | 1.12 | 1.54 | 1.69 | 1.73 | 1.77 | 1.67 | 1.55 | 1.26 | 0.64 | 0.05 | 0 | 0 | 0 | 0 | 0 | 0 | 0 | 0 | 0 | 0 | 0 | 0 | 0 | 0.16 | 0.86 | 1.4 | 1.68 | 1.72 | 1.7 | 1.64 | 1.54 | 1.37 | 1.06 | 0.37 | 0.08 | 0 | 0 | 0 | 0 | 0 | 0 | 0 | 0 | 0 | 0 | 0 | 0.01 | 0.45 | 1.25 | 1.7 | 1.89 | 1.97 | 2.03 | 2 | 1.99 | 1.9 | 1.68 | 1.28 | 0.49 | 0.02 | 0 | 0 | 0 | 0 | 0 | 0 | 0 | 0 | 0 | 0 | 0.14 | 0.82 | 1.43 | 1.8 | 1.98 | 2.06 | 2.06 | 2.06 | 2.06 | 1.98 | 1.76 | 1.43 | 0.75 | 0.1 | 0 | 0 | 0 | 0 | 0 | 0 | 0 | 0 | 0 | 0 | 0.22 | 0.91 | 1.49 | 1.84 | 2.04 | 2.14 | 2.17 | 2.19 | 2.14 | 2.06 | 1.84 | 1.5 | 0.91 | 0.23 | 0 | 0 | 0 | 0 | 0 | 0 | 0 | 0 | 0 | 0 | 0.11 | 0.77 | 1.47 | 1.87 | 2.09 | 2.2 | 2.24 | 2.22 | 2.17 | 2.06 | 1.86 | 1.51 | 0.91 | 0.2 | 0 | 0 | 0 | 0 | 0 | 0 | 0 | 0 | 0 | 0 | 0.02 | 0.48 | 1.27 | 1.76 | 2.02 | 2.13 | 2.16 | 2.15 | 2.11 | 2.01 | 1.76 | 1.3 | 0.53 | 0.04 | 0 | 0 | 0 | 0 | 0 | 0 | 0 | 0 | 0 | 0 | 0 | 0.27 | 1.07 | 1.62 | 1.89 | 1.99 | 2.03 | 2.01 | 1.97 | 1.86 | 1.54 | 0.87 | 0.13 | 0 | 0 | 0 | 0 | 0 | 0 | 0 | 0 | 0 | 0 | 0 | 0 | 0.09 | 0.77 | 1.4 | 1.66 | 1.75 | 1.77 | 1.76 | 1.71 | 1.54 | 1.12 | 0.34 | 0 | 0 | 0 | 0 | 0 | 0 | 0 | 0 | 0 | 0 | 0 | 0 | 0 | 0.3 | 1.03 | 1.45 | 1.61 | 1.64 | 1.63 | 1.54 | 1.35 | 0.77 | 0.1 | 0 | 0 | 0 | 0 | 0 | 0 | 0 | 0 | 0 | 0 | 0 | 0 | 0 | 0 | 0.1 | 0.56 | 0.98 | 1.21 | 1.29 | 1.24 | 1.12 | 1.03 | 0.53 | 0.06 | 0 | 0 | 0 | 0 | 0 | 0 | 0
VALLEY_5_SOLAR1 |  | Solar_1Axis | Solar Tracking | CISO | South | Socal | EO | 1.49 | 0 | 0 | 0 | 0 | 0 | 0 | 0 | 0.18 | 0.7 | 0.91 | 0.9 | 0.89 | 0.88 | 0.88 | 0.8 | 0.57 | 0.1 | 0 | 0 | 0 | 0 | 0 | 0 | 0 | 0 | 0 | 0 | 0 | 0 | 0 | 0.01 | 0.39 | 0.95 | 1.05 | 1.02 | 1.02 | 1.01 | 0.97 | 0.95 | 0.86 | 0.37 | 0.01 | 0 | 0 | 0 | 0 | 0 | 0 | 0 | 0 | 0 | 0 | 0 | 0 | 0 | 0.25 | 0.89 | 1.09 | 1.09 | 1.07 | 1.06 | 1.05 | 1 | 0.92 | 0.69 | 0.26 | 0.04 | 0 | 0 | 0 | 0 | 0 | 0 | 0 | 0 | 0 | 0 | 0 | 0.05 | 0.54 | 1.07 | 1.14 | 1.19 | 1.18 | 1.19 | 1.18 | 1.17 | 1.12 | 1.06 | 0.86 | 0.27 | 0 | 0 | 0 | 0 | 0 | 0 | 0 | 0 | 0 | 0 | 0 | 0.22 | 0.82 | 1.12 | 1.21 | 1.25 | 1.26 | 1.27 | 1.26 | 1.24 | 1.21 | 1.16 | 1.01 | 0.49 | 0.04 | 0 | 0 | 0 | 0 | 0 | 0 | 0 | 0 | 0 | 0 | 0.27 | 0.83 | 1.11 | 1.2 | 1.26 | 1.28 | 1.27 | 1.27 | 1.25 | 1.22 | 1.17 | 1.06 | 0.63 | 0.1 | 0 | 0 | 0 | 0 | 0 | 0 | 0 | 0 | 0 | 0 | 0.12 | 0.64 | 1.02 | 1.17 | 1.24 | 1.26 | 1.25 | 1.24 | 1.22 | 1.19 | 1.13 | 0.98 | 0.56 | 0.08 | 0 | 0 | 0 | 0 | 0 | 0 | 0 | 0 | 0 | 0 | 0.05 | 0.51 | 1 | 1.17 | 1.24 | 1.27 | 1.27 | 1.24 | 1.18 | 1.16 | 1.06 | 0.85 | 0.3 | 0.01 | 0 | 0 | 0 | 0 | 0 | 0 | 0 | 0 | 0 | 0 | 0.01 | 0.34 | 0.87 | 1.07 | 1.15 | 1.17 | 1.19 | 1.17 | 1.14 | 1.06 | 0.96 | 0.51 | 0.05 | 0 | 0 | 0 | 0 | 0 | 0 | 0 | 0 | 0 | 0 | 0 | 0 | 0.15 | 0.74 | 0.98 | 1.03 | 1.05 | 1.05 | 1.04 | 1.05 | 0.98 | 0.74 | 0.16 | 0 | 0 | 0 | 0 | 0 | 0 | 0 | 0 | 0 | 0 | 0 | 0 | 0.02 | 0.42 | 0.87 | 0.98 | 0.96 | 0.93 | 0.95 | 0.94 | 0.87 | 0.51 | 0.05 | 0 | 0 | 0 | 0 | 0 | 0 | 0 | 0 | 0 | 0 | 0 | 0 | 0 | 0 | 0.2 | 0.62 | 0.78 | 0.77 | 0.74 | 0.77 | 0.76 | 0.7 | 0.38 | 0.03 | 0 | 0 | 0 | 0 | 0 | 0 | 0
VALLEY_5_SOLAR2 |  | Solar_1Axis | Solar Tracking | CISO | South | Socal | FC | 20 | 0 | 0 | 0 | 0 | 0 | 0 | 0.01 | 2.4 | 9.38 | 12.22 | 12.1 | 11.88 | 11.75 | 11.78 | 10.67 | 7.7 | 1.3 | 0 | 0 | 0 | 0 | 0 | 0 | 0 | 0 | 0 | 0 | 0 | 0 | 0 | 0.14 | 5.23 | 12.73 | 14.07 | 13.76 | 13.64 | 13.56 | 13.08 | 12.76 | 11.6 | 4.93 | 0.2 | 0 | 0 | 0 | 0 | 0 | 0 | 0 | 0 | 0 | 0 | 0 | 0 | 0.03 | 3.42 | 11.89 | 14.59 | 14.65 | 14.35 | 14.2 | 14.13 | 13.42 | 12.38 | 9.24 | 3.47 | 0.56 | 0 | 0 | 0 | 0 | 0 | 0 | 0 | 0 | 0 | 0 | 0 | 0.61 | 7.31 | 14.32 | 15.31 | 15.95 | 15.9 | 16 | 15.83 | 15.65 | 15.08 | 14.22 | 11.53 | 3.65 | 0.06 | 0 | 0 | 0 | 0 | 0 | 0 | 0 | 0 | 0 | 0.01 | 2.97 | 10.95 | 15.04 | 16.29 | 16.83 | 16.97 | 17.03 | 16.95 | 16.67 | 16.26 | 15.51 | 13.6 | 6.57 | 0.52 | 0 | 0 | 0 | 0 | 0 | 0 | 0 | 0 | 0 | 0.05 | 3.64 | 11.13 | 14.86 | 16.15 | 16.89 | 17.21 | 17.1 | 17.1 | 16.84 | 16.39 | 15.71 | 14.19 | 8.49 | 1.38 | 0 | 0 | 0 | 0 | 0 | 0 | 0 | 0 | 0 | 0 | 1.62 | 8.55 | 13.71 | 15.76 | 16.6 | 16.93 | 16.77 | 16.58 | 16.43 | 16.04 | 15.22 | 13.16 | 7.55 | 1.13 | 0 | 0 | 0 | 0 | 0 | 0 | 0 | 0 | 0 | 0 | 0.62 | 6.85 | 13.46 | 15.77 | 16.61 | 17.03 | 17.09 | 16.71 | 15.88 | 15.52 | 14.26 | 11.36 | 4.06 | 0.11 | 0 | 0 | 0 | 0 | 0 | 0 | 0 | 0 | 0 | 0 | 0.1 | 4.57 | 11.7 | 14.41 | 15.44 | 15.72 | 15.98 | 15.69 | 15.24 | 14.26 | 12.92 | 6.86 | 0.61 | 0 | 0 | 0 | 0 | 0 | 0 | 0 | 0 | 0 | 0 | 0 | 0 | 2 | 9.87 | 13.19 | 13.87 | 14.07 | 14.04 | 13.9 | 14.11 | 13.2 | 9.95 | 2.17 | 0 | 0 | 0 | 0 | 0 | 0 | 0 | 0 | 0 | 0 | 0 | 0 | 0.31 | 5.59 | 11.69 | 13.13 | 12.87 | 12.51 | 12.71 | 12.64 | 11.63 | 6.83 | 0.63 | 0 | 0 | 0 | 0 | 0 | 0 | 0 | 0 | 0 | 0 | 0 | 0 | 0 | 0.02 | 2.65 | 8.33 | 10.45 | 10.3 | 9.9 | 10.31 | 10.15 | 9.35 | 5.11 | 0.42 | 0 | 0 | 0 | 0 | 0 | 0 | 0
VALTNE_2_AVASR1 |  | Solar_1Axis | Solar Tracking | CISO | South | Socal | FC | 100 | 0 | 0 | 0 | 0 | 0 | 0 | 0.05 | 11.98 | 46.92 | 61.09 | 60.48 | 59.41 | 58.77 | 58.91 | 53.36 | 38.5 | 6.5 | 0 | 0 | 0 | 0 | 0 | 0 | 0 | 0 | 0 | 0 | 0 | 0 | 0 | 0.69 | 26.16 | 63.64 | 70.33 | 68.79 | 68.19 | 67.81 | 65.39 | 63.79 | 57.98 | 24.63 | 0.99 | 0 | 0 | 0 | 0 | 0 | 0 | 0 | 0 | 0 | 0 | 0 | 0 | 0.15 | 17.11 | 59.44 | 72.97 | 73.23 | 71.74 | 70.99 | 70.67 | 67.12 | 61.89 | 46.18 | 17.37 | 2.81 | 0 | 0 | 0 | 0 | 0 | 0 | 0 | 0 | 0 | 0 | 0 | 3.06 | 36.53 | 71.58 | 76.56 | 79.73 | 79.5 | 80.01 | 79.16 | 78.24 | 75.4 | 71.1 | 57.64 | 18.23 | 0.29 | 0 | 0 | 0 | 0 | 0 | 0 | 0 | 0 | 0 | 0.06 | 14.83 | 54.76 | 75.22 | 81.46 | 84.13 | 84.85 | 85.13 | 84.76 | 83.33 | 81.32 | 77.54 | 68.01 | 32.83 | 2.6 | 0 | 0 | 0 | 0 | 0 | 0 | 0 | 0 | 0 | 0.24 | 18.21 | 55.64 | 74.3 | 80.74 | 84.44 | 86.06 | 85.5 | 85.52 | 84.19 | 81.95 | 78.55 | 70.95 | 42.44 | 6.89 | 0 | 0 | 0 | 0 | 0 | 0 | 0 | 0 | 0 | 0 | 8.08 | 42.76 | 68.55 | 78.82 | 83.02 | 84.65 | 83.87 | 82.89 | 82.17 | 80.19 | 76.08 | 65.8 | 37.73 | 5.64 | 0 | 0 | 0 | 0 | 0 | 0 | 0 | 0 | 0 | 0 | 3.1 | 34.25 | 67.29 | 78.83 | 83.05 | 85.15 | 85.45 | 83.54 | 79.42 | 77.58 | 71.3 | 56.79 | 20.3 | 0.56 | 0 | 0 | 0 | 0 | 0 | 0 | 0 | 0 | 0 | 0 | 0.49 | 22.84 | 58.48 | 72.04 | 77.18 | 78.59 | 79.9 | 78.43 | 76.21 | 71.28 | 64.61 | 34.3 | 3.05 | 0 | 0 | 0 | 0 | 0 | 0 | 0 | 0 | 0 | 0 | 0 | 0 | 10 | 49.34 | 65.94 | 69.37 | 70.37 | 70.2 | 69.52 | 70.56 | 66 | 49.77 | 10.84 | 0.01 | 0 | 0 | 0 | 0 | 0 | 0 | 0 | 0 | 0 | 0 | 0 | 1.57 | 27.96 | 58.45 | 65.64 | 64.37 | 62.56 | 63.57 | 63.2 | 58.14 | 34.15 | 3.17 | 0 | 0 | 0 | 0 | 0 | 0 | 0 | 0 | 0 | 0 | 0 | 0 | 0 | 0.11 | 13.23 | 41.67 | 52.23 | 51.48 | 49.52 | 51.55 | 50.73 | 46.74 | 25.54 | 2.1 | 0 | 0 | 0 | 0 | 0 | 0 | 0
VALTNE_2_TBBBT1 | VALTNE_2_TBBBT1_SUN | Hybrid_Solar1Axis | Solar Tracking | CISO | South | Socal | ID | 58 | 0 | 0 | 0 | 0 | 0 | 0 | 0.03 | 6.95 | 27.21 | 35.43 | 35.08 | 34.46 | 34.08 | 34.17 | 30.95 | 22.33 | 3.77 | 0 | 0 | 0 | 0 | 0 | 0 | 0 | 0 | 0 | 0 | 0 | 0 | 0 | 0.4 | 15.17 | 36.91 | 40.79 | 39.9 | 39.55 | 39.33 | 37.93 | 37 | 33.63 | 14.29 | 0.57 | 0 | 0 | 0 | 0 | 0 | 0 | 0 | 0 | 0 | 0 | 0 | 0 | 0.09 | 9.92 | 34.48 | 42.32 | 42.47 | 41.61 | 41.18 | 40.99 | 38.93 | 35.9 | 26.79 | 10.08 | 1.63 | 0 | 0 | 0 | 0 | 0 | 0 | 0 | 0 | 0 | 0 | 0 | 1.78 | 21.19 | 41.51 | 44.41 | 46.24 | 46.11 | 46.4 | 45.91 | 45.38 | 43.73 | 41.24 | 33.43 | 10.57 | 0.17 | 0 | 0 | 0 | 0 | 0 | 0 | 0 | 0 | 0 | 0.03 | 8.6 | 31.76 | 43.63 | 47.25 | 48.8 | 49.21 | 49.37 | 49.16 | 48.33 | 47.16 | 44.97 | 39.44 | 19.04 | 1.51 | 0 | 0 | 0 | 0 | 0 | 0 | 0 | 0 | 0 | 0.14 | 10.56 | 32.27 | 43.1 | 46.83 | 48.98 | 49.91 | 49.59 | 49.6 | 48.83 | 47.53 | 45.56 | 41.15 | 24.62 | 4 | 0 | 0 | 0 | 0 | 0 | 0 | 0 | 0 | 0 | 0 | 4.68 | 24.8 | 39.76 | 45.71 | 48.15 | 49.09 | 48.64 | 48.08 | 47.66 | 46.51 | 44.13 | 38.16 | 21.88 | 3.27 | 0 | 0 | 0 | 0 | 0 | 0 | 0 | 0 | 0 | 0 | 1.8 | 19.87 | 39.03 | 45.72 | 48.17 | 49.39 | 49.56 | 48.45 | 46.07 | 45 | 41.36 | 32.94 | 11.77 | 0.32 | 0 | 0 | 0 | 0 | 0 | 0 | 0 | 0 | 0 | 0 | 0.29 | 13.25 | 33.92 | 41.78 | 44.76 | 45.58 | 46.34 | 45.49 | 44.2 | 41.34 | 37.47 | 19.89 | 1.77 | 0 | 0 | 0 | 0 | 0 | 0 | 0 | 0 | 0 | 0 | 0 | 0 | 5.8 | 28.62 | 38.25 | 40.24 | 40.81 | 40.72 | 40.32 | 40.93 | 38.28 | 28.87 | 6.29 | 0 | 0 | 0 | 0 | 0 | 0 | 0 | 0 | 0 | 0 | 0 | 0 | 0.91 | 16.22 | 33.9 | 38.07 | 37.34 | 36.28 | 36.87 | 36.66 | 33.72 | 19.81 | 1.84 | 0 | 0 | 0 | 0 | 0 | 0 | 0 | 0 | 0 | 0 | 0 | 0 | 0 | 0.06 | 7.67 | 24.17 | 30.29 | 29.86 | 28.72 | 29.9 | 29.43 | 27.11 | 14.81 | 1.22 | 0 | 0 | 0 | 0 | 0 | 0 | 0
VALTNE_2_TRSBT1 | VALTNE_2_TRSBT1_SUN | Hybrid_Solar1Axis | Solar Tracking | CISO | South | Socal | ID | 70 | 0 | 0 | 0 | 0 | 0 | 0 | 0.03 | 8.38 | 32.84 | 42.76 | 42.34 | 41.59 | 41.14 | 41.24 | 37.35 | 26.95 | 4.55 | 0 | 0 | 0 | 0 | 0 | 0 | 0 | 0 | 0 | 0 | 0 | 0 | 0 | 0.48 | 18.31 | 44.55 | 49.23 | 48.15 | 47.73 | 47.47 | 45.77 | 44.65 | 40.59 | 17.24 | 0.69 | 0 | 0 | 0 | 0 | 0 | 0 | 0 | 0 | 0 | 0 | 0 | 0 | 0.1 | 11.97 | 41.61 | 51.08 | 51.26 | 50.22 | 49.69 | 49.47 | 46.98 | 43.32 | 32.33 | 12.16 | 1.96 | 0 | 0 | 0 | 0 | 0 | 0 | 0 | 0 | 0 | 0 | 0 | 2.14 | 25.57 | 50.1 | 53.59 | 55.81 | 55.65 | 56 | 55.41 | 54.77 | 52.78 | 49.77 | 40.35 | 12.76 | 0.21 | 0 | 0 | 0 | 0 | 0 | 0 | 0 | 0 | 0 | 0.04 | 10.38 | 38.33 | 52.65 | 57.03 | 58.89 | 59.39 | 59.59 | 59.33 | 58.33 | 56.92 | 54.28 | 47.61 | 22.98 | 1.82 | 0 | 0 | 0 | 0 | 0 | 0 | 0 | 0 | 0 | 0.17 | 12.75 | 38.95 | 52.01 | 56.52 | 59.11 | 60.24 | 59.85 | 59.86 | 58.93 | 57.36 | 54.98 | 49.66 | 29.71 | 4.82 | 0 | 0 | 0 | 0 | 0 | 0 | 0 | 0 | 0 | 0 | 5.65 | 29.94 | 47.98 | 55.17 | 58.11 | 59.25 | 58.71 | 58.02 | 57.52 | 56.13 | 53.26 | 46.06 | 26.41 | 3.95 | 0 | 0 | 0 | 0 | 0 | 0 | 0 | 0 | 0 | 0 | 2.17 | 23.98 | 47.1 | 55.18 | 58.14 | 59.61 | 59.82 | 58.47 | 55.6 | 54.31 | 49.91 | 39.75 | 14.21 | 0.39 | 0 | 0 | 0 | 0 | 0 | 0 | 0 | 0 | 0 | 0 | 0.35 | 15.99 | 40.94 | 50.43 | 54.03 | 55.02 | 55.93 | 54.9 | 53.35 | 49.89 | 45.23 | 24.01 | 2.13 | 0 | 0 | 0 | 0 | 0 | 0 | 0 | 0 | 0 | 0 | 0 | 0 | 7 | 34.54 | 46.16 | 48.56 | 49.26 | 49.14 | 48.66 | 49.4 | 46.2 | 34.84 | 7.59 | 0 | 0 | 0 | 0 | 0 | 0 | 0 | 0 | 0 | 0 | 0 | 0 | 1.1 | 19.57 | 40.91 | 45.95 | 45.06 | 43.79 | 44.5 | 44.24 | 40.7 | 23.9 | 2.22 | 0 | 0 | 0 | 0 | 0 | 0 | 0 | 0 | 0 | 0 | 0 | 0 | 0 | 0.08 | 9.26 | 29.17 | 36.56 | 36.04 | 34.66 | 36.08 | 35.51 | 32.72 | 17.88 | 1.47 | 0 | 0 | 0 | 0 | 0 | 0 | 0
VEAVST_1_SOLAR |  | Solar_Fixed | Solar Fixed | CISO | South | Socal | EO | 14.4 | 0 | 0 | 0 | 0 | 0 | 0 | 0.02 | 1.91 | 6.4 | 8.68 | 9.38 | 9.68 | 9.43 | 9.08 | 7.59 | 4.43 | 0.64 | 0 | 0 | 0 | 0 | 0 | 0 | 0 | 0 | 0 | 0 | 0 | 0 | 0 | 0.16 | 3.55 | 8.42 | 10.03 | 10.73 | 10.77 | 10.58 | 10.18 | 9.37 | 7.19 | 2.79 | 0.07 | 0 | 0 | 0 | 0 | 0 | 0 | 0 | 0 | 0 | 0 | 0 | 0 | 0.03 | 2.04 | 7.1 | 9.84 | 10.81 | 10.99 | 10.85 | 10.59 | 9.96 | 8.81 | 5.56 | 2.58 | 0.39 | 0 | 0 | 0 | 0 | 0 | 0 | 0 | 0 | 0 | 0 | 0 | 0.39 | 3.98 | 8.57 | 10.75 | 11.73 | 12.22 | 12.24 | 11.99 | 11.68 | 10.71 | 9.11 | 6.25 | 1.56 | 0.02 | 0 | 0 | 0 | 0 | 0 | 0 | 0 | 0 | 0 | 0.02 | 1.65 | 6.05 | 9.18 | 10.91 | 12.12 | 12.6 | 12.67 | 12.53 | 12.28 | 11.44 | 10 | 7.26 | 2.73 | 0.18 | 0 | 0 | 0 | 0 | 0 | 0 | 0 | 0 | 0 | 0.05 | 2.02 | 6.18 | 9.37 | 11.2 | 12.39 | 12.96 | 13.06 | 13.04 | 12.59 | 11.66 | 10.22 | 7.81 | 3.73 | 0.47 | 0 | 0 | 0 | 0 | 0 | 0 | 0 | 0 | 0 | 0 | 0.97 | 4.25 | 7.84 | 10.09 | 11.58 | 12.35 | 12.59 | 12.49 | 11.93 | 11.16 | 9.66 | 7.27 | 3.31 | 0.38 | 0 | 0 | 0 | 0 | 0 | 0 | 0 | 0 | 0 | 0 | 0.43 | 3.82 | 8.15 | 10.49 | 11.92 | 12.66 | 12.89 | 12.69 | 12.15 | 11.06 | 9.36 | 6.25 | 1.78 | 0.05 | 0 | 0 | 0 | 0 | 0 | 0 | 0 | 0 | 0 | 0 | 0.12 | 2.94 | 7.62 | 10.26 | 11.7 | 12.35 | 12.5 | 12.39 | 11.81 | 10.4 | 8.37 | 3.71 | 0.33 | 0 | 0 | 0 | 0 | 0 | 0 | 0 | 0 | 0 | 0 | 0 | 0.01 | 1.57 | 6.6 | 9.45 | 10.75 | 11.43 | 11.59 | 11.42 | 10.86 | 9.66 | 6.11 | 1.23 | 0.01 | 0 | 0 | 0 | 0 | 0 | 0 | 0 | 0 | 0 | 0 | 0 | 0.36 | 3.89 | 7.77 | 9.67 | 10.32 | 10.56 | 10.24 | 9.69 | 7.98 | 3.64 | 0.25 | 0 | 0 | 0 | 0 | 0 | 0 | 0 | 0 | 0 | 0 | 0 | 0 | 0 | 0.04 | 2.05 | 5.76 | 7.71 | 8.49 | 8.94 | 8.67 | 7.96 | 6.49 | 2.91 | 0.18 | 0 | 0 | 0 | 0 | 0 | 0 | 0
VEGA_6_SOLAR1 |  | Solar_1Axis | Solar Tracking | CISO | North | Norcal | EO | 20 | 0 | 0 | 0 | 0 | 0 | 0 | 0 | 0.47 | 3.78 | 6.7 | 8.17 | 8.83 | 9.12 | 8.51 | 7.94 | 5.45 | 1.21 | 0 | 0 | 0 | 0 | 0 | 0 | 0 | 0 | 0 | 0 | 0 | 0 | 0 | 0 | 2.54 | 10.33 | 13.25 | 13.2 | 12.6 | 12.45 | 12.42 | 12.69 | 11.02 | 5.75 | 0.31 | 0 | 0 | 0 | 0 | 0 | 0 | 0 | 0 | 0 | 0 | 0 | 0 | 0 | 1.56 | 8.8 | 13.2 | 13.92 | 13.41 | 13.52 | 12.95 | 12.31 | 11.59 | 9.7 | 2.94 | 0.61 | 0 | 0 | 0 | 0 | 0 | 0 | 0 | 0 | 0 | 0 | 0 | 0.16 | 5.14 | 12.28 | 14.45 | 14.37 | 14.15 | 14.62 | 14.54 | 14.27 | 14.46 | 13.61 | 12.09 | 5.2 | 0.21 | 0 | 0 | 0 | 0 | 0 | 0 | 0 | 0 | 0 | 0 | 1.87 | 9.98 | 14.04 | 15.02 | 15.27 | 15.15 | 15.47 | 15.49 | 15.53 | 15.74 | 15.3 | 14.35 | 8.74 | 1.16 | 0 | 0 | 0 | 0 | 0 | 0 | 0 | 0 | 0 | 0.01 | 3.11 | 11.28 | 15.22 | 16.54 | 16.76 | 16.91 | 17.02 | 16.92 | 16.8 | 16.85 | 16.21 | 15.19 | 10.96 | 2.97 | 0.03 | 0 | 0 | 0 | 0 | 0 | 0 | 0 | 0 | 0 | 1.4 | 9.24 | 15.27 | 16.86 | 17.11 | 17.16 | 17.04 | 17.03 | 16.76 | 16.75 | 16.14 | 14.93 | 10.36 | 2.39 | 0.01 | 0 | 0 | 0 | 0 | 0 | 0 | 0 | 0 | 0 | 0.21 | 5.46 | 12.76 | 15.53 | 16.15 | 16.36 | 16.34 | 16.18 | 16.16 | 16.1 | 15.4 | 12.54 | 5.51 | 0.32 | 0 | 0 | 0 | 0 | 0 | 0 | 0 | 0 | 0 | 0 | 0.01 | 2.64 | 10.19 | 13.62 | 14.43 | 14.6 | 14.43 | 14.34 | 14.38 | 14.58 | 13.13 | 8.14 | 1.04 | 0 | 0 | 0 | 0 | 0 | 0 | 0 | 0 | 0 | 0 | 0 | 0 | 0.69 | 6.51 | 11.38 | 12.55 | 12.39 | 11.93 | 12.07 | 12.44 | 12.14 | 9.52 | 2.69 | 0.02 | 0 | 0 | 0 | 0 | 0 | 0 | 0 | 0 | 0 | 0 | 0 | 0.02 | 2.15 | 7.45 | 10.16 | 10.55 | 10.11 | 10.39 | 10.64 | 10.05 | 6.13 | 0.73 | 0 | 0 | 0 | 0 | 0 | 0 | 0 | 0 | 0 | 0 | 0 | 0 | 0 | 0 | 0.5 | 3.75 | 6.13 | 7.34 | 8.04 | 7.92 | 7.63 | 6.42 | 3.42 | 0.4 | 0 | 0 | 0 | 0 | 0 | 0 | 0
VENWD_1_WIND3 |  | Wind | Wind | CISO | South | Socal | FC | 44.53 | 2.34 | 2.47 | 2.33 | 2.22 | 2.49 | 2.42 | 2.48 | 2.27 | 1.98 | 2.24 | 1.99 | 2.18 | 2.45 | 2.24 | 2.47 | 2.46 | 2.1 | 2.03 | 2.43 | 2.29 | 2.26 | 2.48 | 2.14 | 2.26 | 4.32 | 4.12 | 4.72 | 4.6 | 3.89 | 4.12 | 4.06 | 3.33 | 3.48 | 3.84 | 4.78 | 4.95 | 4.47 | 4.13 | 5.28 | 5.41 | 5.3 | 5.54 | 5.24 | 5.7 | 6.54 | 5.65 | 4.97 | 4.89 | 4.81 | 4.51 | 3.96 | 3.92 | 4 | 3.99 | 4 | 3.29 | 2.54 | 2.53 | 2.58 | 2.92 | 3.54 | 3.82 | 4.32 | 4.21 | 5.64 | 6 | 5.66 | 6.08 | 5.9 | 6.05 | 4.99 | 4.73 | 16.45 | 17.06 | 15.58 | 14.25 | 13.33 | 11.91 | 9.83 | 8.11 | 5.92 | 5.27 | 5.23 | 5.22 | 5.08 | 5.92 | 8.89 | 12.28 | 14.59 | 16.38 | 17.58 | 17.97 | 17.97 | 18.13 | 17.28 | 17.27 | 19.23 | 18.23 | 17.43 | 17.42 | 15.34 | 12.33 | 9.45 | 7.1 | 5.27 | 3.93 | 2.95 | 2.84 | 2.44 | 3.38 | 5.62 | 9.08 | 14.16 | 16.95 | 19.15 | 18.46 | 18.66 | 19.7 | 19.42 | 19.84 | 19.79 | 19.31 | 17.96 | 16.4 | 14.97 | 12.09 | 9.45 | 6.94 | 4.27 | 3.09 | 2.22 | 2.58 | 2.79 | 3.28 | 5.39 | 8.62 | 12.44 | 14.7 | 16.88 | 18.93 | 20.67 | 20.6 | 20.36 | 20.51 | 18.63 | 17.5 | 16.51 | 14.54 | 12.05 | 10.36 | 7.7 | 4.97 | 2.53 | 1.69 | 1.45 | 1.71 | 2.27 | 3.33 | 5.45 | 8.12 | 11.67 | 14.84 | 17.15 | 18.72 | 20.26 | 20.76 | 20.11 | 19.39 | 16.68 | 16.17 | 14.84 | 12.69 | 10.22 | 8.91 | 6.56 | 4.73 | 2.9 | 1.99 | 1.56 | 1.73 | 2.34 | 3.3 | 5.06 | 7.39 | 10.13 | 12.99 | 14.64 | 17.75 | 18.82 | 18.76 | 18.15 | 17.31 | 8.41 | 7.76 | 7.03 | 5.47 | 4.5 | 3.26 | 2.61 | 1.81 | 1.51 | 1.51 | 1.73 | 2.31 | 2.68 | 3.18 | 3.95 | 4.88 | 5.52 | 7.28 | 8.91 | 10.69 | 10.7 | 10.69 | 10.04 | 9.18 | 4.39 | 4.07 | 4.12 | 4.06 | 3.72 | 3.06 | 2.47 | 2.04 | 1.36 | 1.22 | 1.31 | 1.64 | 1.93 | 1.93 | 1.96 | 2.27 | 2.89 | 3.45 | 4.17 | 4.8 | 5.3 | 5.39 | 4.99 | 4.29 | 1.96 | 1.74 | 1.78 | 1.81 | 1.83 | 1.86 | 1.78 | 1.6 | 1.45 | 1.59 | 1.73 | 1.97 | 1.87 | 1.98 | 1.99 | 1.67 | 1.52 | 1.93 | 2.42 | 2.61 | 2.78 | 2.07 | 2.19 | 2.11 | 1.66 | 1.61 | 1.58 | 1.81 | 1.78 | 1.8 | 1.79 | 1.67 | 1.56 | 1.56 | 1.55 | 1.69 | 1.68 | 1.55 | 1.48 | 1.55 | 1.72 | 1.81 | 2.04 | 1.91 | 2.17 | 1.95 | 1.84 | 1.83
VESTAL_2_RTS042 |  | Solar_Fixed | Solar Fixed | CISO | South | Socal | EO | 5 | 0 | 0 | 0 | 0 | 0 | 0 | 0.01 | 0.66 | 2.22 | 3.01 | 3.26 | 3.36 | 3.28 | 3.15 | 2.63 | 1.54 | 0.22 | 0 | 0 | 0 | 0 | 0 | 0 | 0 | 0 | 0 | 0 | 0 | 0 | 0 | 0.06 | 1.23 | 2.92 | 3.48 | 3.73 | 3.74 | 3.67 | 3.54 | 3.25 | 2.5 | 0.97 | 0.02 | 0 | 0 | 0 | 0 | 0 | 0 | 0 | 0 | 0 | 0 | 0 | 0 | 0.01 | 0.71 | 2.47 | 3.42 | 3.75 | 3.82 | 3.77 | 3.68 | 3.46 | 3.06 | 1.93 | 0.9 | 0.14 | 0 | 0 | 0 | 0 | 0 | 0 | 0 | 0 | 0 | 0 | 0 | 0.14 | 1.38 | 2.97 | 3.73 | 4.07 | 4.24 | 4.25 | 4.16 | 4.06 | 3.72 | 3.16 | 2.17 | 0.54 | 0.01 | 0 | 0 | 0 | 0 | 0 | 0 | 0 | 0 | 0 | 0.01 | 0.57 | 2.1 | 3.19 | 3.79 | 4.21 | 4.38 | 4.4 | 4.35 | 4.26 | 3.97 | 3.47 | 2.52 | 0.95 | 0.06 | 0 | 0 | 0 | 0 | 0 | 0 | 0 | 0 | 0 | 0.02 | 0.7 | 2.14 | 3.26 | 3.89 | 4.3 | 4.5 | 4.53 | 4.53 | 4.37 | 4.05 | 3.55 | 2.71 | 1.29 | 0.16 | 0 | 0 | 0 | 0 | 0 | 0 | 0 | 0 | 0 | 0 | 0.34 | 1.47 | 2.72 | 3.5 | 4.02 | 4.29 | 4.37 | 4.34 | 4.14 | 3.88 | 3.35 | 2.52 | 1.15 | 0.13 | 0 | 0 | 0 | 0 | 0 | 0 | 0 | 0 | 0 | 0 | 0.15 | 1.33 | 2.83 | 3.64 | 4.14 | 4.39 | 4.48 | 4.4 | 4.22 | 3.84 | 3.25 | 2.17 | 0.62 | 0.02 | 0 | 0 | 0 | 0 | 0 | 0 | 0 | 0 | 0 | 0 | 0.04 | 1.02 | 2.64 | 3.56 | 4.06 | 4.29 | 4.34 | 4.3 | 4.1 | 3.61 | 2.91 | 1.29 | 0.11 | 0 | 0 | 0 | 0 | 0 | 0 | 0 | 0 | 0 | 0 | 0 | 0 | 0.54 | 2.29 | 3.28 | 3.73 | 3.97 | 4.02 | 3.96 | 3.77 | 3.35 | 2.12 | 0.43 | 0 | 0 | 0 | 0 | 0 | 0 | 0 | 0 | 0 | 0 | 0 | 0 | 0.12 | 1.35 | 2.7 | 3.36 | 3.58 | 3.67 | 3.55 | 3.37 | 2.77 | 1.27 | 0.09 | 0 | 0 | 0 | 0 | 0 | 0 | 0 | 0 | 0 | 0 | 0 | 0 | 0 | 0.02 | 0.71 | 2 | 2.68 | 2.95 | 3.11 | 3.01 | 2.76 | 2.25 | 1.01 | 0.06 | 0 | 0 | 0 | 0 | 0 | 0 | 0
VESTAL_2_SOLAR1 |  | Solar_1Axis | Solar Tracking | CISO | South | Socal | FC | 20 | 0 | 0 | 0 | 0 | 0 | 0 | 0.01 | 2.4 | 9.38 | 12.22 | 12.1 | 11.88 | 11.75 | 11.78 | 10.67 | 7.7 | 1.3 | 0 | 0 | 0 | 0 | 0 | 0 | 0 | 0 | 0 | 0 | 0 | 0 | 0 | 0.14 | 5.23 | 12.73 | 14.07 | 13.76 | 13.64 | 13.56 | 13.08 | 12.76 | 11.6 | 4.93 | 0.2 | 0 | 0 | 0 | 0 | 0 | 0 | 0 | 0 | 0 | 0 | 0 | 0 | 0.03 | 3.42 | 11.89 | 14.59 | 14.65 | 14.35 | 14.2 | 14.13 | 13.42 | 12.38 | 9.24 | 3.47 | 0.56 | 0 | 0 | 0 | 0 | 0 | 0 | 0 | 0 | 0 | 0 | 0 | 0.61 | 7.31 | 14.32 | 15.31 | 15.95 | 15.9 | 16 | 15.83 | 15.65 | 15.08 | 14.22 | 11.53 | 3.65 | 0.06 | 0 | 0 | 0 | 0 | 0 | 0 | 0 | 0 | 0 | 0.01 | 2.97 | 10.95 | 15.04 | 16.29 | 16.83 | 16.97 | 17.03 | 16.95 | 16.67 | 16.26 | 15.51 | 13.6 | 6.57 | 0.52 | 0 | 0 | 0 | 0 | 0 | 0 | 0 | 0 | 0 | 0.05 | 3.64 | 11.13 | 14.86 | 16.15 | 16.89 | 17.21 | 17.1 | 17.1 | 16.84 | 16.39 | 15.71 | 14.19 | 8.49 | 1.38 | 0 | 0 | 0 | 0 | 0 | 0 | 0 | 0 | 0 | 0 | 1.62 | 8.55 | 13.71 | 15.76 | 16.6 | 16.93 | 16.77 | 16.58 | 16.43 | 16.04 | 15.22 | 13.16 | 7.55 | 1.13 | 0 | 0 | 0 | 0 | 0 | 0 | 0 | 0 | 0 | 0 | 0.62 | 6.85 | 13.46 | 15.77 | 16.61 | 17.03 | 17.09 | 16.71 | 15.88 | 15.52 | 14.26 | 11.36 | 4.06 | 0.11 | 0 | 0 | 0 | 0 | 0 | 0 | 0 | 0 | 0 | 0 | 0.1 | 4.57 | 11.7 | 14.41 | 15.44 | 15.72 | 15.98 | 15.69 | 15.24 | 14.26 | 12.92 | 6.86 | 0.61 | 0 | 0 | 0 | 0 | 0 | 0 | 0 | 0 | 0 | 0 | 0 | 0 | 2 | 9.87 | 13.19 | 13.87 | 14.07 | 14.04 | 13.9 | 14.11 | 13.2 | 9.95 | 2.17 | 0 | 0 | 0 | 0 | 0 | 0 | 0 | 0 | 0 | 0 | 0 | 0 | 0.31 | 5.59 | 11.69 | 13.13 | 12.87 | 12.51 | 12.71 | 12.64 | 11.63 | 6.83 | 0.63 | 0 | 0 | 0 | 0 | 0 | 0 | 0 | 0 | 0 | 0 | 0 | 0 | 0 | 0.02 | 2.65 | 8.33 | 10.45 | 10.3 | 9.9 | 10.31 | 10.15 | 9.35 | 5.11 | 0.42 | 0 | 0 | 0 | 0 | 0 | 0 | 0
VESTAL_2_SOLAR2 |  | Solar_1Axis | Solar Tracking | CISO | South | Socal | FC | 14 | 0 | 0 | 0 | 0 | 0 | 0 | 0.01 | 1.68 | 6.57 | 8.55 | 8.47 | 8.32 | 8.23 | 8.25 | 7.47 | 5.39 | 0.91 | 0 | 0 | 0 | 0 | 0 | 0 | 0 | 0 | 0 | 0 | 0 | 0 | 0 | 0.1 | 3.66 | 8.91 | 9.85 | 9.63 | 9.55 | 9.49 | 9.15 | 8.93 | 8.12 | 3.45 | 0.14 | 0 | 0 | 0 | 0 | 0 | 0 | 0 | 0 | 0 | 0 | 0 | 0 | 0.02 | 2.39 | 8.32 | 10.22 | 10.25 | 10.04 | 9.94 | 9.89 | 9.4 | 8.66 | 6.47 | 2.43 | 0.39 | 0 | 0 | 0 | 0 | 0 | 0 | 0 | 0 | 0 | 0 | 0 | 0.43 | 5.11 | 10.02 | 10.72 | 11.16 | 11.13 | 11.2 | 11.08 | 10.95 | 10.56 | 9.95 | 8.07 | 2.55 | 0.04 | 0 | 0 | 0 | 0 | 0 | 0 | 0 | 0 | 0 | 0.01 | 2.08 | 7.67 | 10.53 | 11.41 | 11.78 | 11.88 | 11.92 | 11.87 | 11.67 | 11.38 | 10.86 | 9.52 | 4.6 | 0.36 | 0 | 0 | 0 | 0 | 0 | 0 | 0 | 0 | 0 | 0.03 | 2.55 | 7.79 | 10.4 | 11.3 | 11.82 | 12.05 | 11.97 | 11.97 | 11.79 | 11.47 | 11 | 9.93 | 5.94 | 0.96 | 0 | 0 | 0 | 0 | 0 | 0 | 0 | 0 | 0 | 0 | 1.13 | 5.99 | 9.6 | 11.03 | 11.62 | 11.85 | 11.74 | 11.6 | 11.5 | 11.23 | 10.65 | 9.21 | 5.28 | 0.79 | 0 | 0 | 0 | 0 | 0 | 0 | 0 | 0 | 0 | 0 | 0.43 | 4.8 | 9.42 | 11.04 | 11.63 | 11.92 | 11.96 | 11.69 | 11.12 | 10.86 | 9.98 | 7.95 | 2.84 | 0.08 | 0 | 0 | 0 | 0 | 0 | 0 | 0 | 0 | 0 | 0 | 0.07 | 3.2 | 8.19 | 10.09 | 10.81 | 11 | 11.19 | 10.98 | 10.67 | 9.98 | 9.05 | 4.8 | 0.43 | 0 | 0 | 0 | 0 | 0 | 0 | 0 | 0 | 0 | 0 | 0 | 0 | 1.4 | 6.91 | 9.23 | 9.71 | 9.85 | 9.83 | 9.73 | 9.88 | 9.24 | 6.97 | 1.52 | 0 | 0 | 0 | 0 | 0 | 0 | 0 | 0 | 0 | 0 | 0 | 0 | 0.22 | 3.91 | 8.18 | 9.19 | 9.01 | 8.76 | 8.9 | 8.85 | 8.14 | 4.78 | 0.44 | 0 | 0 | 0 | 0 | 0 | 0 | 0 | 0 | 0 | 0 | 0 | 0 | 0 | 0.02 | 1.85 | 5.83 | 7.31 | 7.21 | 6.93 | 7.22 | 7.1 | 6.54 | 3.58 | 0.29 | 0 | 0 | 0 | 0 | 0 | 0 | 0
VESTAL_2_TS5SR1 |  | Solar_1Axis | Solar Tracking | CISO | South | Socal | FC | 55.83 | 0 | 0 | 0 | 0 | 0 | 0 | 0.03 | 6.69 | 26.19 | 34.11 | 33.77 | 33.17 | 32.81 | 32.89 | 29.79 | 21.5 | 3.63 | 0 | 0 | 0 | 0 | 0 | 0 | 0 | 0 | 0 | 0 | 0 | 0 | 0 | 0.38 | 14.6 | 35.53 | 39.26 | 38.4 | 38.07 | 37.86 | 36.51 | 35.61 | 32.37 | 13.75 | 0.55 | 0 | 0 | 0 | 0 | 0 | 0 | 0 | 0 | 0 | 0 | 0 | 0 | 0.08 | 9.55 | 33.19 | 40.74 | 40.88 | 40.05 | 39.64 | 39.45 | 37.47 | 34.55 | 25.78 | 9.7 | 1.57 | 0 | 0 | 0 | 0 | 0 | 0 | 0 | 0 | 0 | 0 | 0 | 1.71 | 20.4 | 39.96 | 42.74 | 44.51 | 44.38 | 44.67 | 44.19 | 43.68 | 42.1 | 39.69 | 32.18 | 10.18 | 0.16 | 0 | 0 | 0 | 0 | 0 | 0 | 0 | 0 | 0 | 0.03 | 8.28 | 30.57 | 42 | 45.48 | 46.97 | 47.37 | 47.53 | 47.32 | 46.52 | 45.4 | 43.29 | 37.97 | 18.33 | 1.45 | 0 | 0 | 0 | 0 | 0 | 0 | 0 | 0 | 0 | 0.13 | 10.17 | 31.06 | 41.48 | 45.08 | 47.15 | 48.05 | 47.73 | 47.74 | 47 | 45.75 | 43.85 | 39.61 | 23.7 | 3.85 | 0 | 0 | 0 | 0 | 0 | 0 | 0 | 0 | 0 | 0 | 4.51 | 23.88 | 38.27 | 44 | 46.35 | 47.26 | 46.82 | 46.28 | 45.88 | 44.77 | 42.48 | 36.73 | 21.06 | 3.15 | 0 | 0 | 0 | 0 | 0 | 0 | 0 | 0 | 0 | 0 | 1.73 | 19.12 | 37.57 | 44.01 | 46.37 | 47.54 | 47.71 | 46.64 | 44.34 | 43.31 | 39.81 | 31.71 | 11.33 | 0.31 | 0 | 0 | 0 | 0 | 0 | 0 | 0 | 0 | 0 | 0 | 0.28 | 12.75 | 32.65 | 40.22 | 43.09 | 43.88 | 44.61 | 43.79 | 42.55 | 39.79 | 36.07 | 19.15 | 1.7 | 0 | 0 | 0 | 0 | 0 | 0 | 0 | 0 | 0 | 0 | 0 | 0 | 5.58 | 27.55 | 36.82 | 38.73 | 39.29 | 39.19 | 38.81 | 39.4 | 36.85 | 27.79 | 6.05 | 0 | 0 | 0 | 0 | 0 | 0 | 0 | 0 | 0 | 0 | 0 | 0 | 0.88 | 15.61 | 32.63 | 36.65 | 35.94 | 34.93 | 35.49 | 35.29 | 32.46 | 19.07 | 1.77 | 0 | 0 | 0 | 0 | 0 | 0 | 0 | 0 | 0 | 0 | 0 | 0 | 0 | 0.06 | 7.38 | 23.26 | 29.16 | 28.74 | 27.65 | 28.78 | 28.33 | 26.1 | 14.26 | 1.17 | 0 | 0 | 0 | 0 | 0 | 0 | 0
VICTOR_1_CREST |  | Solar_Fixed | Solar Fixed | CISO | South | Socal | EO | 24.5 | 0 | 0 | 0 | 0 | 0 | 0 | 0.04 | 3.24 | 10.88 | 14.77 | 15.96 | 16.48 | 16.05 | 15.46 | 12.91 | 7.53 | 1.09 | 0 | 0 | 0 | 0 | 0 | 0 | 0 | 0 | 0 | 0 | 0 | 0 | 0 | 0.27 | 6.04 | 14.32 | 17.06 | 18.25 | 18.32 | 17.99 | 17.33 | 15.94 | 12.24 | 4.75 | 0.12 | 0 | 0 | 0 | 0 | 0 | 0 | 0 | 0 | 0 | 0 | 0 | 0 | 0.05 | 3.46 | 12.08 | 16.75 | 18.39 | 18.7 | 18.47 | 18.02 | 16.95 | 14.99 | 9.46 | 4.4 | 0.66 | 0 | 0 | 0 | 0 | 0 | 0 | 0 | 0 | 0 | 0 | 0 | 0.67 | 6.77 | 14.57 | 18.3 | 19.97 | 20.79 | 20.82 | 20.4 | 19.87 | 18.23 | 15.51 | 10.64 | 2.66 | 0.03 | 0 | 0 | 0 | 0 | 0 | 0 | 0 | 0 | 0 | 0.04 | 2.8 | 10.29 | 15.62 | 18.56 | 20.63 | 21.45 | 21.56 | 21.33 | 20.89 | 19.46 | 17.02 | 12.35 | 4.64 | 0.3 | 0 | 0 | 0 | 0 | 0 | 0 | 0 | 0 | 0 | 0.09 | 3.44 | 10.51 | 15.95 | 19.05 | 21.09 | 22.04 | 22.22 | 22.19 | 21.43 | 19.84 | 17.39 | 13.29 | 6.34 | 0.8 | 0 | 0 | 0 | 0 | 0 | 0 | 0 | 0 | 0 | 0 | 1.65 | 7.22 | 13.34 | 17.16 | 19.71 | 21.01 | 21.43 | 21.25 | 20.3 | 18.99 | 16.44 | 12.36 | 5.62 | 0.64 | 0 | 0 | 0 | 0 | 0 | 0 | 0 | 0 | 0 | 0 | 0.73 | 6.5 | 13.87 | 17.84 | 20.28 | 21.53 | 21.94 | 21.58 | 20.68 | 18.82 | 15.93 | 10.63 | 3.04 | 0.08 | 0 | 0 | 0 | 0 | 0 | 0 | 0 | 0 | 0 | 0 | 0.2 | 5 | 12.96 | 17.46 | 19.91 | 21.01 | 21.26 | 21.07 | 20.09 | 17.69 | 14.25 | 6.31 | 0.56 | 0 | 0 | 0 | 0 | 0 | 0 | 0 | 0 | 0 | 0 | 0 | 0.02 | 2.66 | 11.23 | 16.07 | 18.29 | 19.44 | 19.71 | 19.43 | 18.47 | 16.44 | 10.4 | 2.09 | 0.01 | 0 | 0 | 0 | 0 | 0 | 0 | 0 | 0 | 0 | 0 | 0 | 0.6 | 6.61 | 13.23 | 16.45 | 17.56 | 17.97 | 17.42 | 16.49 | 13.58 | 6.2 | 0.42 | 0 | 0 | 0 | 0 | 0 | 0 | 0 | 0 | 0 | 0 | 0 | 0 | 0 | 0.07 | 3.49 | 9.8 | 13.11 | 14.45 | 15.21 | 14.75 | 13.55 | 11.05 | 4.94 | 0.3 | 0 | 0 | 0 | 0 | 0 | 0 | 0
VICTOR_1_EXSLRA |  | Solar_Fixed | Solar Fixed | CISO | South | Socal | FC | 2 | 0 | 0 | 0 | 0 | 0 | 0 | 0 | 0.26 | 0.89 | 1.21 | 1.3 | 1.35 | 1.31 | 1.26 | 1.05 | 0.61 | 0.09 | 0 | 0 | 0 | 0 | 0 | 0 | 0 | 0 | 0 | 0 | 0 | 0 | 0 | 0.02 | 0.49 | 1.17 | 1.39 | 1.49 | 1.5 | 1.47 | 1.41 | 1.3 | 1 | 0.39 | 0.01 | 0 | 0 | 0 | 0 | 0 | 0 | 0 | 0 | 0 | 0 | 0 | 0 | 0 | 0.28 | 0.99 | 1.37 | 1.5 | 1.53 | 1.51 | 1.47 | 1.38 | 1.22 | 0.77 | 0.36 | 0.05 | 0 | 0 | 0 | 0 | 0 | 0 | 0 | 0 | 0 | 0 | 0 | 0.05 | 0.55 | 1.19 | 1.49 | 1.63 | 1.7 | 1.7 | 1.67 | 1.62 | 1.49 | 1.27 | 0.87 | 0.22 | 0 | 0 | 0 | 0 | 0 | 0 | 0 | 0 | 0 | 0 | 0 | 0.23 | 0.84 | 1.27 | 1.52 | 1.68 | 1.75 | 1.76 | 1.74 | 1.71 | 1.59 | 1.39 | 1.01 | 0.38 | 0.02 | 0 | 0 | 0 | 0 | 0 | 0 | 0 | 0 | 0 | 0.01 | 0.28 | 0.86 | 1.3 | 1.56 | 1.72 | 1.8 | 1.81 | 1.81 | 1.75 | 1.62 | 1.42 | 1.08 | 0.52 | 0.07 | 0 | 0 | 0 | 0 | 0 | 0 | 0 | 0 | 0 | 0 | 0.13 | 0.59 | 1.09 | 1.4 | 1.61 | 1.71 | 1.75 | 1.74 | 1.66 | 1.55 | 1.34 | 1.01 | 0.46 | 0.05 | 0 | 0 | 0 | 0 | 0 | 0 | 0 | 0 | 0 | 0 | 0.06 | 0.53 | 1.13 | 1.46 | 1.66 | 1.76 | 1.79 | 1.76 | 1.69 | 1.54 | 1.3 | 0.87 | 0.25 | 0.01 | 0 | 0 | 0 | 0 | 0 | 0 | 0 | 0 | 0 | 0 | 0.02 | 0.41 | 1.06 | 1.43 | 1.63 | 1.72 | 1.74 | 1.72 | 1.64 | 1.44 | 1.16 | 0.51 | 0.05 | 0 | 0 | 0 | 0 | 0 | 0 | 0 | 0 | 0 | 0 | 0 | 0 | 0.22 | 0.92 | 1.31 | 1.49 | 1.59 | 1.61 | 1.59 | 1.51 | 1.34 | 0.85 | 0.17 | 0 | 0 | 0 | 0 | 0 | 0 | 0 | 0 | 0 | 0 | 0 | 0 | 0.05 | 0.54 | 1.08 | 1.34 | 1.43 | 1.47 | 1.42 | 1.35 | 1.11 | 0.51 | 0.03 | 0 | 0 | 0 | 0 | 0 | 0 | 0 | 0 | 0 | 0 | 0 | 0 | 0 | 0.01 | 0.28 | 0.8 | 1.07 | 1.18 | 1.24 | 1.2 | 1.11 | 0.9 | 0.4 | 0.02 | 0 | 0 | 0 | 0 | 0 | 0 | 0
VICTOR_1_EXSLRB |  | Solar_Fixed | Solar Fixed | CISO | South | Socal | FC | 2 | 0 | 0 | 0 | 0 | 0 | 0 | 0 | 0.26 | 0.89 | 1.21 | 1.3 | 1.35 | 1.31 | 1.26 | 1.05 | 0.61 | 0.09 | 0 | 0 | 0 | 0 | 0 | 0 | 0 | 0 | 0 | 0 | 0 | 0 | 0 | 0.02 | 0.49 | 1.17 | 1.39 | 1.49 | 1.5 | 1.47 | 1.41 | 1.3 | 1 | 0.39 | 0.01 | 0 | 0 | 0 | 0 | 0 | 0 | 0 | 0 | 0 | 0 | 0 | 0 | 0 | 0.28 | 0.99 | 1.37 | 1.5 | 1.53 | 1.51 | 1.47 | 1.38 | 1.22 | 0.77 | 0.36 | 0.05 | 0 | 0 | 0 | 0 | 0 | 0 | 0 | 0 | 0 | 0 | 0 | 0.05 | 0.55 | 1.19 | 1.49 | 1.63 | 1.7 | 1.7 | 1.67 | 1.62 | 1.49 | 1.27 | 0.87 | 0.22 | 0 | 0 | 0 | 0 | 0 | 0 | 0 | 0 | 0 | 0 | 0 | 0.23 | 0.84 | 1.27 | 1.52 | 1.68 | 1.75 | 1.76 | 1.74 | 1.71 | 1.59 | 1.39 | 1.01 | 0.38 | 0.02 | 0 | 0 | 0 | 0 | 0 | 0 | 0 | 0 | 0 | 0.01 | 0.28 | 0.86 | 1.3 | 1.56 | 1.72 | 1.8 | 1.81 | 1.81 | 1.75 | 1.62 | 1.42 | 1.08 | 0.52 | 0.07 | 0 | 0 | 0 | 0 | 0 | 0 | 0 | 0 | 0 | 0 | 0.13 | 0.59 | 1.09 | 1.4 | 1.61 | 1.71 | 1.75 | 1.74 | 1.66 | 1.55 | 1.34 | 1.01 | 0.46 | 0.05 | 0 | 0 | 0 | 0 | 0 | 0 | 0 | 0 | 0 | 0 | 0.06 | 0.53 | 1.13 | 1.46 | 1.66 | 1.76 | 1.79 | 1.76 | 1.69 | 1.54 | 1.3 | 0.87 | 0.25 | 0.01 | 0 | 0 | 0 | 0 | 0 | 0 | 0 | 0 | 0 | 0 | 0.02 | 0.41 | 1.06 | 1.43 | 1.63 | 1.72 | 1.74 | 1.72 | 1.64 | 1.44 | 1.16 | 0.51 | 0.05 | 0 | 0 | 0 | 0 | 0 | 0 | 0 | 0 | 0 | 0 | 0 | 0 | 0.22 | 0.92 | 1.31 | 1.49 | 1.59 | 1.61 | 1.59 | 1.51 | 1.34 | 0.85 | 0.17 | 0 | 0 | 0 | 0 | 0 | 0 | 0 | 0 | 0 | 0 | 0 | 0 | 0.05 | 0.54 | 1.08 | 1.34 | 1.43 | 1.47 | 1.42 | 1.35 | 1.11 | 0.51 | 0.03 | 0 | 0 | 0 | 0 | 0 | 0 | 0 | 0 | 0 | 0 | 0 | 0 | 0 | 0.01 | 0.28 | 0.8 | 1.07 | 1.18 | 1.24 | 1.2 | 1.11 | 0.9 | 0.4 | 0.02 | 0 | 0 | 0 | 0 | 0 | 0 | 0
VICTOR_1_LVSLR1 |  | Solar_1Axis | Solar Tracking | CISO | South | Socal | EO | 10 | 0 | 0 | 0 | 0 | 0 | 0 | 0 | 1.2 | 4.69 | 6.11 | 6.05 | 5.94 | 5.88 | 5.89 | 5.34 | 3.85 | 0.65 | 0 | 0 | 0 | 0 | 0 | 0 | 0 | 0 | 0 | 0 | 0 | 0 | 0 | 0.07 | 2.62 | 6.36 | 7.03 | 6.88 | 6.82 | 6.78 | 6.54 | 6.38 | 5.8 | 2.46 | 0.1 | 0 | 0 | 0 | 0 | 0 | 0 | 0 | 0 | 0 | 0 | 0 | 0 | 0.01 | 1.71 | 5.94 | 7.3 | 7.32 | 7.17 | 7.1 | 7.07 | 6.71 | 6.19 | 4.62 | 1.74 | 0.28 | 0 | 0 | 0 | 0 | 0 | 0 | 0 | 0 | 0 | 0 | 0 | 0.31 | 3.65 | 7.16 | 7.66 | 7.97 | 7.95 | 8 | 7.92 | 7.82 | 7.54 | 7.11 | 5.76 | 1.82 | 0.03 | 0 | 0 | 0 | 0 | 0 | 0 | 0 | 0 | 0 | 0.01 | 1.48 | 5.48 | 7.52 | 8.15 | 8.41 | 8.48 | 8.51 | 8.48 | 8.33 | 8.13 | 7.75 | 6.8 | 3.28 | 0.26 | 0 | 0 | 0 | 0 | 0 | 0 | 0 | 0 | 0 | 0.02 | 1.82 | 5.56 | 7.43 | 8.07 | 8.44 | 8.61 | 8.55 | 8.55 | 8.42 | 8.19 | 7.85 | 7.09 | 4.24 | 0.69 | 0 | 0 | 0 | 0 | 0 | 0 | 0 | 0 | 0 | 0 | 0.81 | 4.28 | 6.85 | 7.88 | 8.3 | 8.46 | 8.39 | 8.29 | 8.22 | 8.02 | 7.61 | 6.58 | 3.77 | 0.56 | 0 | 0 | 0 | 0 | 0 | 0 | 0 | 0 | 0 | 0 | 0.31 | 3.43 | 6.73 | 7.88 | 8.31 | 8.52 | 8.55 | 8.35 | 7.94 | 7.76 | 7.13 | 5.68 | 2.03 | 0.06 | 0 | 0 | 0 | 0 | 0 | 0 | 0 | 0 | 0 | 0 | 0.05 | 2.28 | 5.85 | 7.2 | 7.72 | 7.86 | 7.99 | 7.84 | 7.62 | 7.13 | 6.46 | 3.43 | 0.3 | 0 | 0 | 0 | 0 | 0 | 0 | 0 | 0 | 0 | 0 | 0 | 0 | 1 | 4.93 | 6.59 | 6.94 | 7.04 | 7.02 | 6.95 | 7.06 | 6.6 | 4.98 | 1.08 | 0 | 0 | 0 | 0 | 0 | 0 | 0 | 0 | 0 | 0 | 0 | 0 | 0.16 | 2.8 | 5.84 | 6.56 | 6.44 | 6.26 | 6.36 | 6.32 | 5.81 | 3.41 | 0.32 | 0 | 0 | 0 | 0 | 0 | 0 | 0 | 0 | 0 | 0 | 0 | 0 | 0 | 0.01 | 1.32 | 4.17 | 5.22 | 5.15 | 4.95 | 5.15 | 5.07 | 4.67 | 2.55 | 0.21 | 0 | 0 | 0 | 0 | 0 | 0 | 0
VICTOR_1_LVSLR2 |  | Solar_Fixed | Solar Fixed | CISO | South | Socal | EO | 20 | 0 | 0 | 0 | 0 | 0 | 0 | 0.03 | 2.65 | 8.89 | 12.05 | 13.03 | 13.45 | 13.1 | 12.62 | 10.54 | 6.15 | 0.89 | 0 | 0 | 0 | 0 | 0 | 0 | 0 | 0 | 0 | 0 | 0 | 0 | 0 | 0.22 | 4.93 | 11.69 | 13.93 | 14.9 | 14.95 | 14.69 | 14.14 | 13.01 | 9.99 | 3.87 | 0.1 | 0 | 0 | 0 | 0 | 0 | 0 | 0 | 0 | 0 | 0 | 0 | 0 | 0.04 | 2.83 | 9.86 | 13.67 | 15.01 | 15.26 | 15.08 | 14.71 | 13.84 | 12.23 | 7.72 | 3.59 | 0.54 | 0 | 0 | 0 | 0 | 0 | 0 | 0 | 0 | 0 | 0 | 0 | 0.55 | 5.53 | 11.9 | 14.94 | 16.3 | 16.97 | 17 | 16.65 | 16.22 | 14.88 | 12.66 | 8.68 | 2.17 | 0.03 | 0 | 0 | 0 | 0 | 0 | 0 | 0 | 0 | 0 | 0.03 | 2.29 | 8.4 | 12.75 | 15.15 | 16.84 | 17.51 | 17.6 | 17.41 | 17.06 | 15.89 | 13.89 | 10.08 | 3.79 | 0.25 | 0 | 0 | 0 | 0 | 0 | 0 | 0 | 0 | 0 | 0.07 | 2.81 | 8.58 | 13.02 | 15.55 | 17.22 | 18 | 18.14 | 18.11 | 17.49 | 16.19 | 14.2 | 10.85 | 5.18 | 0.65 | 0 | 0 | 0 | 0 | 0 | 0 | 0 | 0 | 0 | 0 | 1.35 | 5.9 | 10.89 | 14.01 | 16.09 | 17.15 | 17.49 | 17.35 | 16.57 | 15.5 | 13.42 | 10.09 | 4.59 | 0.52 | 0 | 0 | 0 | 0 | 0 | 0 | 0 | 0 | 0 | 0 | 0.6 | 5.31 | 11.33 | 14.56 | 16.55 | 17.58 | 17.91 | 17.62 | 16.88 | 15.37 | 13 | 8.67 | 2.48 | 0.07 | 0 | 0 | 0 | 0 | 0 | 0 | 0 | 0 | 0 | 0 | 0.17 | 4.08 | 10.58 | 14.25 | 16.25 | 17.15 | 17.36 | 17.2 | 16.4 | 14.44 | 11.63 | 5.15 | 0.46 | 0 | 0 | 0 | 0 | 0 | 0 | 0 | 0 | 0 | 0 | 0 | 0.02 | 2.17 | 9.17 | 13.12 | 14.93 | 15.87 | 16.09 | 15.86 | 15.08 | 13.42 | 8.49 | 1.7 | 0.01 | 0 | 0 | 0 | 0 | 0 | 0 | 0 | 0 | 0 | 0 | 0 | 0.49 | 5.4 | 10.8 | 13.43 | 14.33 | 14.67 | 14.22 | 13.46 | 11.08 | 5.06 | 0.34 | 0 | 0 | 0 | 0 | 0 | 0 | 0 | 0 | 0 | 0 | 0 | 0 | 0 | 0.06 | 2.85 | 8 | 10.7 | 11.8 | 12.42 | 12.04 | 11.06 | 9.02 | 4.03 | 0.25 | 0 | 0 | 0 | 0 | 0 | 0 | 0
VICTOR_1_SLRHES |  | Solar_Fixed | Solar Fixed | CISO | South | Socal | EO | 1.5 | 0 | 0 | 0 | 0 | 0 | 0 | 0 | 0.2 | 0.67 | 0.9 | 0.98 | 1.01 | 0.98 | 0.95 | 0.79 | 0.46 | 0.07 | 0 | 0 | 0 | 0 | 0 | 0 | 0 | 0 | 0 | 0 | 0 | 0 | 0 | 0.02 | 0.37 | 0.88 | 1.04 | 1.12 | 1.12 | 1.1 | 1.06 | 0.98 | 0.75 | 0.29 | 0.01 | 0 | 0 | 0 | 0 | 0 | 0 | 0 | 0 | 0 | 0 | 0 | 0 | 0 | 0.21 | 0.74 | 1.03 | 1.13 | 1.14 | 1.13 | 1.1 | 1.04 | 0.92 | 0.58 | 0.27 | 0.04 | 0 | 0 | 0 | 0 | 0 | 0 | 0 | 0 | 0 | 0 | 0 | 0.04 | 0.41 | 0.89 | 1.12 | 1.22 | 1.27 | 1.27 | 1.25 | 1.22 | 1.12 | 0.95 | 0.65 | 0.16 | 0 | 0 | 0 | 0 | 0 | 0 | 0 | 0 | 0 | 0 | 0 | 0.17 | 0.63 | 0.96 | 1.14 | 1.26 | 1.31 | 1.32 | 1.31 | 1.28 | 1.19 | 1.04 | 0.76 | 0.28 | 0.02 | 0 | 0 | 0 | 0 | 0 | 0 | 0 | 0 | 0 | 0.01 | 0.21 | 0.64 | 0.98 | 1.17 | 1.29 | 1.35 | 1.36 | 1.36 | 1.31 | 1.21 | 1.06 | 0.81 | 0.39 | 0.05 | 0 | 0 | 0 | 0 | 0 | 0 | 0 | 0 | 0 | 0 | 0.1 | 0.44 | 0.82 | 1.05 | 1.21 | 1.29 | 1.31 | 1.3 | 1.24 | 1.16 | 1.01 | 0.76 | 0.34 | 0.04 | 0 | 0 | 0 | 0 | 0 | 0 | 0 | 0 | 0 | 0 | 0.04 | 0.4 | 0.85 | 1.09 | 1.24 | 1.32 | 1.34 | 1.32 | 1.27 | 1.15 | 0.98 | 0.65 | 0.19 | 0.01 | 0 | 0 | 0 | 0 | 0 | 0 | 0 | 0 | 0 | 0 | 0.01 | 0.31 | 0.79 | 1.07 | 1.22 | 1.29 | 1.3 | 1.29 | 1.23 | 1.08 | 0.87 | 0.39 | 0.03 | 0 | 0 | 0 | 0 | 0 | 0 | 0 | 0 | 0 | 0 | 0 | 0 | 0.16 | 0.69 | 0.98 | 1.12 | 1.19 | 1.21 | 1.19 | 1.13 | 1.01 | 0.64 | 0.13 | 0 | 0 | 0 | 0 | 0 | 0 | 0 | 0 | 0 | 0 | 0 | 0 | 0.04 | 0.4 | 0.81 | 1.01 | 1.08 | 1.1 | 1.07 | 1.01 | 0.83 | 0.38 | 0.03 | 0 | 0 | 0 | 0 | 0 | 0 | 0 | 0 | 0 | 0 | 0 | 0 | 0 | 0 | 0.21 | 0.6 | 0.8 | 0.88 | 0.93 | 0.9 | 0.83 | 0.68 | 0.3 | 0.02 | 0 | 0 | 0 | 0 | 0 | 0 | 0
VICTOR_1_SOLAR1 |  | Solar_1Axis | Solar Tracking | CISO | South | Socal | EO | 17.5 | 0 | 0 | 0 | 0 | 0 | 0 | 0.01 | 2.1 | 8.21 | 10.69 | 10.58 | 10.4 | 10.28 | 10.31 | 9.34 | 6.74 | 1.14 | 0 | 0 | 0 | 0 | 0 | 0 | 0 | 0 | 0 | 0 | 0 | 0 | 0 | 0.12 | 4.58 | 11.14 | 12.31 | 12.04 | 11.93 | 11.87 | 11.44 | 11.16 | 10.15 | 4.31 | 0.17 | 0 | 0 | 0 | 0 | 0 | 0 | 0 | 0 | 0 | 0 | 0 | 0 | 0.03 | 2.99 | 10.4 | 12.77 | 12.81 | 12.55 | 12.42 | 12.37 | 11.75 | 10.83 | 8.08 | 3.04 | 0.49 | 0 | 0 | 0 | 0 | 0 | 0 | 0 | 0 | 0 | 0 | 0 | 0.54 | 6.39 | 12.53 | 13.4 | 13.95 | 13.91 | 14 | 13.85 | 13.69 | 13.19 | 12.44 | 10.09 | 3.19 | 0.05 | 0 | 0 | 0 | 0 | 0 | 0 | 0 | 0 | 0 | 0.01 | 2.6 | 9.58 | 13.16 | 14.26 | 14.72 | 14.85 | 14.9 | 14.83 | 14.58 | 14.23 | 13.57 | 11.9 | 5.75 | 0.46 | 0 | 0 | 0 | 0 | 0 | 0 | 0 | 0 | 0 | 0.04 | 3.19 | 9.74 | 13 | 14.13 | 14.78 | 15.06 | 14.96 | 14.97 | 14.73 | 14.34 | 13.75 | 12.42 | 7.43 | 1.21 | 0 | 0 | 0 | 0 | 0 | 0 | 0 | 0 | 0 | 0 | 1.41 | 7.48 | 12 | 13.79 | 14.53 | 14.81 | 14.68 | 14.51 | 14.38 | 14.03 | 13.31 | 11.51 | 6.6 | 0.99 | 0 | 0 | 0 | 0 | 0 | 0 | 0 | 0 | 0 | 0 | 0.54 | 5.99 | 11.78 | 13.8 | 14.53 | 14.9 | 14.95 | 14.62 | 13.9 | 13.58 | 12.48 | 9.94 | 3.55 | 0.1 | 0 | 0 | 0 | 0 | 0 | 0 | 0 | 0 | 0 | 0 | 0.09 | 4 | 10.23 | 12.61 | 13.51 | 13.75 | 13.98 | 13.72 | 13.34 | 12.47 | 11.31 | 6 | 0.53 | 0 | 0 | 0 | 0 | 0 | 0 | 0 | 0 | 0 | 0 | 0 | 0 | 1.75 | 8.63 | 11.54 | 12.14 | 12.31 | 12.29 | 12.17 | 12.35 | 11.55 | 8.71 | 1.9 | 0 | 0 | 0 | 0 | 0 | 0 | 0 | 0 | 0 | 0 | 0 | 0 | 0.28 | 4.89 | 10.23 | 11.49 | 11.27 | 10.95 | 11.13 | 11.06 | 10.17 | 5.98 | 0.55 | 0 | 0 | 0 | 0 | 0 | 0 | 0 | 0 | 0 | 0 | 0 | 0 | 0 | 0.02 | 2.31 | 7.29 | 9.14 | 9.01 | 8.67 | 9.02 | 8.88 | 8.18 | 4.47 | 0.37 | 0 | 0 | 0 | 0 | 0 | 0 | 0
VICTOR_1_SOLAR2 |  | Solar_1Axis | Solar Tracking | CISO | South | Socal | EO | 20 | 0 | 0 | 0 | 0 | 0 | 0 | 0.01 | 2.4 | 9.38 | 12.22 | 12.1 | 11.88 | 11.75 | 11.78 | 10.67 | 7.7 | 1.3 | 0 | 0 | 0 | 0 | 0 | 0 | 0 | 0 | 0 | 0 | 0 | 0 | 0 | 0.14 | 5.23 | 12.73 | 14.07 | 13.76 | 13.64 | 13.56 | 13.08 | 12.76 | 11.6 | 4.93 | 0.2 | 0 | 0 | 0 | 0 | 0 | 0 | 0 | 0 | 0 | 0 | 0 | 0 | 0.03 | 3.42 | 11.89 | 14.59 | 14.65 | 14.35 | 14.2 | 14.13 | 13.42 | 12.38 | 9.24 | 3.47 | 0.56 | 0 | 0 | 0 | 0 | 0 | 0 | 0 | 0 | 0 | 0 | 0 | 0.61 | 7.31 | 14.32 | 15.31 | 15.95 | 15.9 | 16 | 15.83 | 15.65 | 15.08 | 14.22 | 11.53 | 3.65 | 0.06 | 0 | 0 | 0 | 0 | 0 | 0 | 0 | 0 | 0 | 0.01 | 2.97 | 10.95 | 15.04 | 16.29 | 16.83 | 16.97 | 17.03 | 16.95 | 16.67 | 16.26 | 15.51 | 13.6 | 6.57 | 0.52 | 0 | 0 | 0 | 0 | 0 | 0 | 0 | 0 | 0 | 0.05 | 3.64 | 11.13 | 14.86 | 16.15 | 16.89 | 17.21 | 17.1 | 17.1 | 16.84 | 16.39 | 15.71 | 14.19 | 8.49 | 1.38 | 0 | 0 | 0 | 0 | 0 | 0 | 0 | 0 | 0 | 0 | 1.62 | 8.55 | 13.71 | 15.76 | 16.6 | 16.93 | 16.77 | 16.58 | 16.43 | 16.04 | 15.22 | 13.16 | 7.55 | 1.13 | 0 | 0 | 0 | 0 | 0 | 0 | 0 | 0 | 0 | 0 | 0.62 | 6.85 | 13.46 | 15.77 | 16.61 | 17.03 | 17.09 | 16.71 | 15.88 | 15.52 | 14.26 | 11.36 | 4.06 | 0.11 | 0 | 0 | 0 | 0 | 0 | 0 | 0 | 0 | 0 | 0 | 0.1 | 4.57 | 11.7 | 14.41 | 15.44 | 15.72 | 15.98 | 15.69 | 15.24 | 14.26 | 12.92 | 6.86 | 0.61 | 0 | 0 | 0 | 0 | 0 | 0 | 0 | 0 | 0 | 0 | 0 | 0 | 2 | 9.87 | 13.19 | 13.87 | 14.07 | 14.04 | 13.9 | 14.11 | 13.2 | 9.95 | 2.17 | 0 | 0 | 0 | 0 | 0 | 0 | 0 | 0 | 0 | 0 | 0 | 0 | 0.31 | 5.59 | 11.69 | 13.13 | 12.87 | 12.51 | 12.71 | 12.64 | 11.63 | 6.83 | 0.63 | 0 | 0 | 0 | 0 | 0 | 0 | 0 | 0 | 0 | 0 | 0 | 0 | 0 | 0.02 | 2.65 | 8.33 | 10.45 | 10.3 | 9.9 | 10.31 | 10.15 | 9.35 | 5.11 | 0.42 | 0 | 0 | 0 | 0 | 0 | 0 | 0
VICTOR_1_SOLAR3 |  | Solar_1Axis | Solar Tracking | CISO | South | Socal | FC | 7 | 0 | 0 | 0 | 0 | 0 | 0 | 0 | 0.84 | 3.28 | 4.28 | 4.23 | 4.16 | 4.11 | 4.12 | 3.74 | 2.7 | 0.45 | 0 | 0 | 0 | 0 | 0 | 0 | 0 | 0 | 0 | 0 | 0 | 0 | 0 | 0.05 | 1.83 | 4.46 | 4.92 | 4.82 | 4.77 | 4.75 | 4.58 | 4.47 | 4.06 | 1.72 | 0.07 | 0 | 0 | 0 | 0 | 0 | 0 | 0 | 0 | 0 | 0 | 0 | 0 | 0.01 | 1.2 | 4.16 | 5.11 | 5.13 | 5.02 | 4.97 | 4.95 | 4.7 | 4.33 | 3.23 | 1.22 | 0.2 | 0 | 0 | 0 | 0 | 0 | 0 | 0 | 0 | 0 | 0 | 0 | 0.21 | 2.56 | 5.01 | 5.36 | 5.58 | 5.57 | 5.6 | 5.54 | 5.48 | 5.28 | 4.98 | 4.03 | 1.28 | 0.02 | 0 | 0 | 0 | 0 | 0 | 0 | 0 | 0 | 0 | 0 | 1.04 | 3.83 | 5.27 | 5.7 | 5.89 | 5.94 | 5.96 | 5.93 | 5.83 | 5.69 | 5.43 | 4.76 | 2.3 | 0.18 | 0 | 0 | 0 | 0 | 0 | 0 | 0 | 0 | 0 | 0.02 | 1.27 | 3.89 | 5.2 | 5.65 | 5.91 | 6.02 | 5.99 | 5.99 | 5.89 | 5.74 | 5.5 | 4.97 | 2.97 | 0.48 | 0 | 0 | 0 | 0 | 0 | 0 | 0 | 0 | 0 | 0 | 0.57 | 2.99 | 4.8 | 5.52 | 5.81 | 5.93 | 5.87 | 5.8 | 5.75 | 5.61 | 5.33 | 4.61 | 2.64 | 0.4 | 0 | 0 | 0 | 0 | 0 | 0 | 0 | 0 | 0 | 0 | 0.22 | 2.4 | 4.71 | 5.52 | 5.81 | 5.96 | 5.98 | 5.85 | 5.56 | 5.43 | 4.99 | 3.98 | 1.42 | 0.04 | 0 | 0 | 0 | 0 | 0 | 0 | 0 | 0 | 0 | 0 | 0.03 | 1.6 | 4.09 | 5.04 | 5.4 | 5.5 | 5.59 | 5.49 | 5.33 | 4.99 | 4.52 | 2.4 | 0.21 | 0 | 0 | 0 | 0 | 0 | 0 | 0 | 0 | 0 | 0 | 0 | 0 | 0.7 | 3.45 | 4.62 | 4.86 | 4.93 | 4.91 | 4.87 | 4.94 | 4.62 | 3.48 | 0.76 | 0 | 0 | 0 | 0 | 0 | 0 | 0 | 0 | 0 | 0 | 0 | 0 | 0.11 | 1.96 | 4.09 | 4.6 | 4.51 | 4.38 | 4.45 | 4.42 | 4.07 | 2.39 | 0.22 | 0 | 0 | 0 | 0 | 0 | 0 | 0 | 0 | 0 | 0 | 0 | 0 | 0 | 0.01 | 0.93 | 2.92 | 3.66 | 3.6 | 3.47 | 3.61 | 3.55 | 3.27 | 1.79 | 0.15 | 0 | 0 | 0 | 0 | 0 | 0 | 0
VICTOR_1_SOLAR4 |  | Solar_1Axis | Solar Tracking | CISO | South | Socal | EO | 20 | 0 | 0 | 0 | 0 | 0 | 0 | 0.01 | 2.4 | 9.38 | 12.22 | 12.1 | 11.88 | 11.75 | 11.78 | 10.67 | 7.7 | 1.3 | 0 | 0 | 0 | 0 | 0 | 0 | 0 | 0 | 0 | 0 | 0 | 0 | 0 | 0.14 | 5.23 | 12.73 | 14.07 | 13.76 | 13.64 | 13.56 | 13.08 | 12.76 | 11.6 | 4.93 | 0.2 | 0 | 0 | 0 | 0 | 0 | 0 | 0 | 0 | 0 | 0 | 0 | 0 | 0.03 | 3.42 | 11.89 | 14.59 | 14.65 | 14.35 | 14.2 | 14.13 | 13.42 | 12.38 | 9.24 | 3.47 | 0.56 | 0 | 0 | 0 | 0 | 0 | 0 | 0 | 0 | 0 | 0 | 0 | 0.61 | 7.31 | 14.32 | 15.31 | 15.95 | 15.9 | 16 | 15.83 | 15.65 | 15.08 | 14.22 | 11.53 | 3.65 | 0.06 | 0 | 0 | 0 | 0 | 0 | 0 | 0 | 0 | 0 | 0.01 | 2.97 | 10.95 | 15.04 | 16.29 | 16.83 | 16.97 | 17.03 | 16.95 | 16.67 | 16.26 | 15.51 | 13.6 | 6.57 | 0.52 | 0 | 0 | 0 | 0 | 0 | 0 | 0 | 0 | 0 | 0.05 | 3.64 | 11.13 | 14.86 | 16.15 | 16.89 | 17.21 | 17.1 | 17.1 | 16.84 | 16.39 | 15.71 | 14.19 | 8.49 | 1.38 | 0 | 0 | 0 | 0 | 0 | 0 | 0 | 0 | 0 | 0 | 1.62 | 8.55 | 13.71 | 15.76 | 16.6 | 16.93 | 16.77 | 16.58 | 16.43 | 16.04 | 15.22 | 13.16 | 7.55 | 1.13 | 0 | 0 | 0 | 0 | 0 | 0 | 0 | 0 | 0 | 0 | 0.62 | 6.85 | 13.46 | 15.77 | 16.61 | 17.03 | 17.09 | 16.71 | 15.88 | 15.52 | 14.26 | 11.36 | 4.06 | 0.11 | 0 | 0 | 0 | 0 | 0 | 0 | 0 | 0 | 0 | 0 | 0.1 | 4.57 | 11.7 | 14.41 | 15.44 | 15.72 | 15.98 | 15.69 | 15.24 | 14.26 | 12.92 | 6.86 | 0.61 | 0 | 0 | 0 | 0 | 0 | 0 | 0 | 0 | 0 | 0 | 0 | 0 | 2 | 9.87 | 13.19 | 13.87 | 14.07 | 14.04 | 13.9 | 14.11 | 13.2 | 9.95 | 2.17 | 0 | 0 | 0 | 0 | 0 | 0 | 0 | 0 | 0 | 0 | 0 | 0 | 0.31 | 5.59 | 11.69 | 13.13 | 12.87 | 12.51 | 12.71 | 12.64 | 11.63 | 6.83 | 0.63 | 0 | 0 | 0 | 0 | 0 | 0 | 0 | 0 | 0 | 0 | 0 | 0 | 0 | 0.02 | 2.65 | 8.33 | 10.45 | 10.3 | 9.9 | 10.31 | 10.15 | 9.35 | 5.11 | 0.42 | 0 | 0 | 0 | 0 | 0 | 0 | 0
VICTOR_1_VDRYFA |  | Solar_1Axis | Solar Tracking | CISO | South | Socal | FC | 5 | 0 | 0 | 0 | 0 | 0 | 0 | 0 | 0.6 | 2.35 | 3.05 | 3.02 | 2.97 | 2.94 | 2.95 | 2.67 | 1.93 | 0.32 | 0 | 0 | 0 | 0 | 0 | 0 | 0 | 0 | 0 | 0 | 0 | 0 | 0 | 0.03 | 1.31 | 3.18 | 3.52 | 3.44 | 3.41 | 3.39 | 3.27 | 3.19 | 2.9 | 1.23 | 0.05 | 0 | 0 | 0 | 0 | 0 | 0 | 0 | 0 | 0 | 0 | 0 | 0 | 0.01 | 0.86 | 2.97 | 3.65 | 3.66 | 3.59 | 3.55 | 3.53 | 3.36 | 3.09 | 2.31 | 0.87 | 0.14 | 0 | 0 | 0 | 0 | 0 | 0 | 0 | 0 | 0 | 0 | 0 | 0.15 | 1.83 | 3.58 | 3.83 | 3.99 | 3.98 | 4 | 3.96 | 3.91 | 3.77 | 3.55 | 2.88 | 0.91 | 0.01 | 0 | 0 | 0 | 0 | 0 | 0 | 0 | 0 | 0 | 0 | 0.74 | 2.74 | 3.76 | 4.07 | 4.21 | 4.24 | 4.26 | 4.24 | 4.17 | 4.07 | 3.88 | 3.4 | 1.64 | 0.13 | 0 | 0 | 0 | 0 | 0 | 0 | 0 | 0 | 0 | 0.01 | 0.91 | 2.78 | 3.72 | 4.04 | 4.22 | 4.3 | 4.28 | 4.28 | 4.21 | 4.1 | 3.93 | 3.55 | 2.12 | 0.34 | 0 | 0 | 0 | 0 | 0 | 0 | 0 | 0 | 0 | 0 | 0.4 | 2.14 | 3.43 | 3.94 | 4.15 | 4.23 | 4.19 | 4.14 | 4.11 | 4.01 | 3.8 | 3.29 | 1.89 | 0.28 | 0 | 0 | 0 | 0 | 0 | 0 | 0 | 0 | 0 | 0 | 0.15 | 1.71 | 3.36 | 3.94 | 4.15 | 4.26 | 4.27 | 4.18 | 3.97 | 3.88 | 3.57 | 2.84 | 1.02 | 0.03 | 0 | 0 | 0 | 0 | 0 | 0 | 0 | 0 | 0 | 0 | 0.02 | 1.14 | 2.92 | 3.6 | 3.86 | 3.93 | 4 | 3.92 | 3.81 | 3.56 | 3.23 | 1.71 | 0.15 | 0 | 0 | 0 | 0 | 0 | 0 | 0 | 0 | 0 | 0 | 0 | 0 | 0.5 | 2.47 | 3.3 | 3.47 | 3.52 | 3.51 | 3.48 | 3.53 | 3.3 | 2.49 | 0.54 | 0 | 0 | 0 | 0 | 0 | 0 | 0 | 0 | 0 | 0 | 0 | 0 | 0.08 | 1.4 | 2.92 | 3.28 | 3.22 | 3.13 | 3.18 | 3.16 | 2.91 | 1.71 | 0.16 | 0 | 0 | 0 | 0 | 0 | 0 | 0 | 0 | 0 | 0 | 0 | 0 | 0 | 0.01 | 0.66 | 2.08 | 2.61 | 2.57 | 2.48 | 2.58 | 2.54 | 2.34 | 1.28 | 0.11 | 0 | 0 | 0 | 0 | 0 | 0 | 0
VICTOR_1_VDRYFB |  | Solar_1Axis | Solar Tracking | CISO | South | Socal | EO | 5 | 0 | 0 | 0 | 0 | 0 | 0 | 0 | 0.6 | 2.35 | 3.05 | 3.02 | 2.97 | 2.94 | 2.95 | 2.67 | 1.93 | 0.32 | 0 | 0 | 0 | 0 | 0 | 0 | 0 | 0 | 0 | 0 | 0 | 0 | 0 | 0.03 | 1.31 | 3.18 | 3.52 | 3.44 | 3.41 | 3.39 | 3.27 | 3.19 | 2.9 | 1.23 | 0.05 | 0 | 0 | 0 | 0 | 0 | 0 | 0 | 0 | 0 | 0 | 0 | 0 | 0.01 | 0.86 | 2.97 | 3.65 | 3.66 | 3.59 | 3.55 | 3.53 | 3.36 | 3.09 | 2.31 | 0.87 | 0.14 | 0 | 0 | 0 | 0 | 0 | 0 | 0 | 0 | 0 | 0 | 0 | 0.15 | 1.83 | 3.58 | 3.83 | 3.99 | 3.98 | 4 | 3.96 | 3.91 | 3.77 | 3.55 | 2.88 | 0.91 | 0.01 | 0 | 0 | 0 | 0 | 0 | 0 | 0 | 0 | 0 | 0 | 0.74 | 2.74 | 3.76 | 4.07 | 4.21 | 4.24 | 4.26 | 4.24 | 4.17 | 4.07 | 3.88 | 3.4 | 1.64 | 0.13 | 0 | 0 | 0 | 0 | 0 | 0 | 0 | 0 | 0 | 0.01 | 0.91 | 2.78 | 3.72 | 4.04 | 4.22 | 4.3 | 4.28 | 4.28 | 4.21 | 4.1 | 3.93 | 3.55 | 2.12 | 0.34 | 0 | 0 | 0 | 0 | 0 | 0 | 0 | 0 | 0 | 0 | 0.4 | 2.14 | 3.43 | 3.94 | 4.15 | 4.23 | 4.19 | 4.14 | 4.11 | 4.01 | 3.8 | 3.29 | 1.89 | 0.28 | 0 | 0 | 0 | 0 | 0 | 0 | 0 | 0 | 0 | 0 | 0.15 | 1.71 | 3.36 | 3.94 | 4.15 | 4.26 | 4.27 | 4.18 | 3.97 | 3.88 | 3.57 | 2.84 | 1.02 | 0.03 | 0 | 0 | 0 | 0 | 0 | 0 | 0 | 0 | 0 | 0 | 0.02 | 1.14 | 2.92 | 3.6 | 3.86 | 3.93 | 4 | 3.92 | 3.81 | 3.56 | 3.23 | 1.71 | 0.15 | 0 | 0 | 0 | 0 | 0 | 0 | 0 | 0 | 0 | 0 | 0 | 0 | 0.5 | 2.47 | 3.3 | 3.47 | 3.52 | 3.51 | 3.48 | 3.53 | 3.3 | 2.49 | 0.54 | 0 | 0 | 0 | 0 | 0 | 0 | 0 | 0 | 0 | 0 | 0 | 0 | 0.08 | 1.4 | 2.92 | 3.28 | 3.22 | 3.13 | 3.18 | 3.16 | 2.91 | 1.71 | 0.16 | 0 | 0 | 0 | 0 | 0 | 0 | 0 | 0 | 0 | 0 | 0 | 0 | 0 | 0.01 | 0.66 | 2.08 | 2.61 | 2.57 | 2.48 | 2.58 | 2.54 | 2.34 | 1.28 | 0.11 | 0 | 0 | 0 | 0 | 0 | 0 | 0
VLCNTR_6_VCSLR |  | Solar_1Axis | Solar Tracking | CISO | South | Socal | FC | 2.33 | 0 | 0 | 0 | 0 | 0 | 0 | 0 | 0.28 | 1.09 | 1.42 | 1.41 | 1.38 | 1.37 | 1.37 | 1.24 | 0.9 | 0.15 | 0 | 0 | 0 | 0 | 0 | 0 | 0 | 0 | 0 | 0 | 0 | 0 | 0 | 0.02 | 0.61 | 1.48 | 1.64 | 1.6 | 1.59 | 1.58 | 1.52 | 1.49 | 1.35 | 0.57 | 0.02 | 0 | 0 | 0 | 0 | 0 | 0 | 0 | 0 | 0 | 0 | 0 | 0 | 0 | 0.4 | 1.38 | 1.7 | 1.71 | 1.67 | 1.65 | 1.65 | 1.56 | 1.44 | 1.08 | 0.4 | 0.07 | 0 | 0 | 0 | 0 | 0 | 0 | 0 | 0 | 0 | 0 | 0 | 0.07 | 0.85 | 1.67 | 1.78 | 1.86 | 1.85 | 1.86 | 1.84 | 1.82 | 1.76 | 1.66 | 1.34 | 0.42 | 0.01 | 0 | 0 | 0 | 0 | 0 | 0 | 0 | 0 | 0 | 0 | 0.35 | 1.28 | 1.75 | 1.9 | 1.96 | 1.98 | 1.98 | 1.98 | 1.94 | 1.89 | 1.81 | 1.58 | 0.76 | 0.06 | 0 | 0 | 0 | 0 | 0 | 0 | 0 | 0 | 0 | 0.01 | 0.42 | 1.3 | 1.73 | 1.88 | 1.97 | 2.01 | 1.99 | 1.99 | 1.96 | 1.91 | 1.83 | 1.65 | 0.99 | 0.16 | 0 | 0 | 0 | 0 | 0 | 0 | 0 | 0 | 0 | 0 | 0.19 | 1 | 1.6 | 1.84 | 1.93 | 1.97 | 1.95 | 1.93 | 1.91 | 1.87 | 1.77 | 1.53 | 0.88 | 0.13 | 0 | 0 | 0 | 0 | 0 | 0 | 0 | 0 | 0 | 0 | 0.07 | 0.8 | 1.57 | 1.84 | 1.94 | 1.98 | 1.99 | 1.95 | 1.85 | 1.81 | 1.66 | 1.32 | 0.47 | 0.01 | 0 | 0 | 0 | 0 | 0 | 0 | 0 | 0 | 0 | 0 | 0.01 | 0.53 | 1.36 | 1.68 | 1.8 | 1.83 | 1.86 | 1.83 | 1.78 | 1.66 | 1.51 | 0.8 | 0.07 | 0 | 0 | 0 | 0 | 0 | 0 | 0 | 0 | 0 | 0 | 0 | 0 | 0.23 | 1.15 | 1.54 | 1.62 | 1.64 | 1.64 | 1.62 | 1.64 | 1.54 | 1.16 | 0.25 | 0 | 0 | 0 | 0 | 0 | 0 | 0 | 0 | 0 | 0 | 0 | 0 | 0.04 | 0.65 | 1.36 | 1.53 | 1.5 | 1.46 | 1.48 | 1.47 | 1.35 | 0.8 | 0.07 | 0 | 0 | 0 | 0 | 0 | 0 | 0 | 0 | 0 | 0 | 0 | 0 | 0 | 0 | 0.31 | 0.97 | 1.22 | 1.2 | 1.15 | 1.2 | 1.18 | 1.09 | 0.6 | 0.05 | 0 | 0 | 0 | 0 | 0 | 0 | 0
VLCNTR_6_VCSLR1 |  | Solar_Fixed | Solar Fixed | CISO | South | Socal | FC | 2.5 | 0 | 0 | 0 | 0 | 0 | 0 | 0 | 0.33 | 1.11 | 1.51 | 1.63 | 1.68 | 1.64 | 1.58 | 1.32 | 0.77 | 0.11 | 0 | 0 | 0 | 0 | 0 | 0 | 0 | 0 | 0 | 0 | 0 | 0 | 0 | 0.03 | 0.62 | 1.46 | 1.74 | 1.86 | 1.87 | 1.84 | 1.77 | 1.63 | 1.25 | 0.48 | 0.01 | 0 | 0 | 0 | 0 | 0 | 0 | 0 | 0 | 0 | 0 | 0 | 0 | 0.01 | 0.35 | 1.23 | 1.71 | 1.88 | 1.91 | 1.88 | 1.84 | 1.73 | 1.53 | 0.96 | 0.45 | 0.07 | 0 | 0 | 0 | 0 | 0 | 0 | 0 | 0 | 0 | 0 | 0 | 0.07 | 0.69 | 1.49 | 1.87 | 2.04 | 2.12 | 2.12 | 2.08 | 2.03 | 1.86 | 1.58 | 1.09 | 0.27 | 0 | 0 | 0 | 0 | 0 | 0 | 0 | 0 | 0 | 0 | 0 | 0.29 | 1.05 | 1.59 | 1.89 | 2.1 | 2.19 | 2.2 | 2.18 | 2.13 | 1.99 | 1.74 | 1.26 | 0.47 | 0.03 | 0 | 0 | 0 | 0 | 0 | 0 | 0 | 0 | 0 | 0.01 | 0.35 | 1.07 | 1.63 | 1.94 | 2.15 | 2.25 | 2.27 | 2.26 | 2.19 | 2.02 | 1.77 | 1.36 | 0.65 | 0.08 | 0 | 0 | 0 | 0 | 0 | 0 | 0 | 0 | 0 | 0 | 0.17 | 0.74 | 1.36 | 1.75 | 2.01 | 2.14 | 2.19 | 2.17 | 2.07 | 1.94 | 1.68 | 1.26 | 0.57 | 0.07 | 0 | 0 | 0 | 0 | 0 | 0 | 0 | 0 | 0 | 0 | 0.07 | 0.66 | 1.42 | 1.82 | 2.07 | 2.2 | 2.24 | 2.2 | 2.11 | 1.92 | 1.63 | 1.08 | 0.31 | 0.01 | 0 | 0 | 0 | 0 | 0 | 0 | 0 | 0 | 0 | 0 | 0.02 | 0.51 | 1.32 | 1.78 | 2.03 | 2.14 | 2.17 | 2.15 | 2.05 | 1.81 | 1.45 | 0.64 | 0.06 | 0 | 0 | 0 | 0 | 0 | 0 | 0 | 0 | 0 | 0 | 0 | 0 | 0.27 | 1.15 | 1.64 | 1.87 | 1.98 | 2.01 | 1.98 | 1.88 | 1.68 | 1.06 | 0.21 | 0 | 0 | 0 | 0 | 0 | 0 | 0 | 0 | 0 | 0 | 0 | 0 | 0.06 | 0.67 | 1.35 | 1.68 | 1.79 | 1.83 | 1.78 | 1.68 | 1.39 | 0.63 | 0.04 | 0 | 0 | 0 | 0 | 0 | 0 | 0 | 0 | 0 | 0 | 0 | 0 | 0 | 0.01 | 0.36 | 1 | 1.34 | 1.47 | 1.55 | 1.51 | 1.38 | 1.13 | 0.5 | 0.03 | 0 | 0 | 0 | 0 | 0 | 0 | 0
VLCNTR_6_VCSLR2 |  | Solar_Fixed | Solar Fixed | CISO | South | Socal | FC | 5 | 0 | 0 | 0 | 0 | 0 | 0 | 0.01 | 0.66 | 2.22 | 3.01 | 3.26 | 3.36 | 3.28 | 3.15 | 2.63 | 1.54 | 0.22 | 0 | 0 | 0 | 0 | 0 | 0 | 0 | 0 | 0 | 0 | 0 | 0 | 0 | 0.06 | 1.23 | 2.92 | 3.48 | 3.73 | 3.74 | 3.67 | 3.54 | 3.25 | 2.5 | 0.97 | 0.02 | 0 | 0 | 0 | 0 | 0 | 0 | 0 | 0 | 0 | 0 | 0 | 0 | 0.01 | 0.71 | 2.47 | 3.42 | 3.75 | 3.82 | 3.77 | 3.68 | 3.46 | 3.06 | 1.93 | 0.9 | 0.14 | 0 | 0 | 0 | 0 | 0 | 0 | 0 | 0 | 0 | 0 | 0 | 0.14 | 1.38 | 2.97 | 3.73 | 4.07 | 4.24 | 4.25 | 4.16 | 4.06 | 3.72 | 3.16 | 2.17 | 0.54 | 0.01 | 0 | 0 | 0 | 0 | 0 | 0 | 0 | 0 | 0 | 0.01 | 0.57 | 2.1 | 3.19 | 3.79 | 4.21 | 4.38 | 4.4 | 4.35 | 4.26 | 3.97 | 3.47 | 2.52 | 0.95 | 0.06 | 0 | 0 | 0 | 0 | 0 | 0 | 0 | 0 | 0 | 0.02 | 0.7 | 2.14 | 3.26 | 3.89 | 4.3 | 4.5 | 4.53 | 4.53 | 4.37 | 4.05 | 3.55 | 2.71 | 1.29 | 0.16 | 0 | 0 | 0 | 0 | 0 | 0 | 0 | 0 | 0 | 0 | 0.34 | 1.47 | 2.72 | 3.5 | 4.02 | 4.29 | 4.37 | 4.34 | 4.14 | 3.88 | 3.35 | 2.52 | 1.15 | 0.13 | 0 | 0 | 0 | 0 | 0 | 0 | 0 | 0 | 0 | 0 | 0.15 | 1.33 | 2.83 | 3.64 | 4.14 | 4.39 | 4.48 | 4.4 | 4.22 | 3.84 | 3.25 | 2.17 | 0.62 | 0.02 | 0 | 0 | 0 | 0 | 0 | 0 | 0 | 0 | 0 | 0 | 0.04 | 1.02 | 2.64 | 3.56 | 4.06 | 4.29 | 4.34 | 4.3 | 4.1 | 3.61 | 2.91 | 1.29 | 0.11 | 0 | 0 | 0 | 0 | 0 | 0 | 0 | 0 | 0 | 0 | 0 | 0 | 0.54 | 2.29 | 3.28 | 3.73 | 3.97 | 4.02 | 3.96 | 3.77 | 3.35 | 2.12 | 0.43 | 0 | 0 | 0 | 0 | 0 | 0 | 0 | 0 | 0 | 0 | 0 | 0 | 0.12 | 1.35 | 2.7 | 3.36 | 3.58 | 3.67 | 3.55 | 3.37 | 2.77 | 1.27 | 0.09 | 0 | 0 | 0 | 0 | 0 | 0 | 0 | 0 | 0 | 0 | 0 | 0 | 0 | 0.02 | 0.71 | 2 | 2.68 | 2.95 | 3.11 | 3.01 | 2.76 | 2.25 | 1.01 | 0.06 | 0 | 0 | 0 | 0 | 0 | 0 | 0
VOYAGR_2_VOAWD5 |  | Wind | Wind | CISO | South | Socal | FC | 13.98 | 0.73 | 0.78 | 0.73 | 0.7 | 0.78 | 0.76 | 0.78 | 0.71 | 0.62 | 0.7 | 0.63 | 0.69 | 0.77 | 0.7 | 0.77 | 0.77 | 0.66 | 0.64 | 0.76 | 0.72 | 0.71 | 0.78 | 0.67 | 0.71 | 1.36 | 1.29 | 1.48 | 1.44 | 1.22 | 1.29 | 1.27 | 1.04 | 1.09 | 1.21 | 1.5 | 1.56 | 1.4 | 1.3 | 1.66 | 1.7 | 1.66 | 1.74 | 1.64 | 1.79 | 2.05 | 1.77 | 1.56 | 1.54 | 1.51 | 1.42 | 1.24 | 1.23 | 1.26 | 1.25 | 1.26 | 1.03 | 0.8 | 0.8 | 0.81 | 0.92 | 1.11 | 1.2 | 1.35 | 1.32 | 1.77 | 1.88 | 1.78 | 1.91 | 1.85 | 1.9 | 1.57 | 1.48 | 5.16 | 5.35 | 4.89 | 4.47 | 4.18 | 3.74 | 3.08 | 2.55 | 1.86 | 1.65 | 1.64 | 1.64 | 1.59 | 1.86 | 2.79 | 3.85 | 4.58 | 5.14 | 5.52 | 5.64 | 5.64 | 5.69 | 5.43 | 5.42 | 6.04 | 5.72 | 5.47 | 5.47 | 4.82 | 3.87 | 2.97 | 2.23 | 1.65 | 1.23 | 0.93 | 0.89 | 0.77 | 1.06 | 1.77 | 2.85 | 4.45 | 5.32 | 6.01 | 5.8 | 5.86 | 6.19 | 6.1 | 6.23 | 6.21 | 6.06 | 5.64 | 5.15 | 4.7 | 3.79 | 2.97 | 2.18 | 1.34 | 0.97 | 0.7 | 0.81 | 0.88 | 1.03 | 1.69 | 2.71 | 3.91 | 4.61 | 5.3 | 5.94 | 6.49 | 6.47 | 6.39 | 6.44 | 5.85 | 5.5 | 5.18 | 4.56 | 3.78 | 3.25 | 2.42 | 1.56 | 0.8 | 0.53 | 0.45 | 0.54 | 0.71 | 1.05 | 1.71 | 2.55 | 3.67 | 4.66 | 5.38 | 5.88 | 6.36 | 6.52 | 6.31 | 6.09 | 5.24 | 5.08 | 4.66 | 3.98 | 3.21 | 2.8 | 2.06 | 1.48 | 0.91 | 0.62 | 0.49 | 0.54 | 0.73 | 1.03 | 1.59 | 2.32 | 3.18 | 4.08 | 4.6 | 5.57 | 5.91 | 5.89 | 5.7 | 5.43 | 2.64 | 2.43 | 2.21 | 1.72 | 1.41 | 1.02 | 0.82 | 0.57 | 0.47 | 0.47 | 0.54 | 0.72 | 0.84 | 1 | 1.24 | 1.53 | 1.73 | 2.29 | 2.8 | 3.36 | 3.36 | 3.35 | 3.15 | 2.88 | 1.38 | 1.28 | 1.29 | 1.27 | 1.17 | 0.96 | 0.77 | 0.64 | 0.43 | 0.38 | 0.41 | 0.51 | 0.61 | 0.61 | 0.62 | 0.71 | 0.91 | 1.08 | 1.31 | 1.51 | 1.66 | 1.69 | 1.57 | 1.35 | 0.62 | 0.55 | 0.56 | 0.57 | 0.58 | 0.58 | 0.56 | 0.5 | 0.46 | 0.5 | 0.54 | 0.62 | 0.59 | 0.62 | 0.63 | 0.52 | 0.48 | 0.6 | 0.76 | 0.82 | 0.87 | 0.65 | 0.69 | 0.66 | 0.52 | 0.51 | 0.5 | 0.57 | 0.56 | 0.57 | 0.56 | 0.52 | 0.49 | 0.49 | 0.49 | 0.53 | 0.53 | 0.49 | 0.46 | 0.49 | 0.54 | 0.57 | 0.64 | 0.6 | 0.68 | 0.61 | 0.58 | 0.57
VOYAGR_2_VOYWD1 |  | Wind | Wind | CISO | South | Socal | FC | 128.91 | 6.77 | 7.16 | 6.75 | 6.44 | 7.19 | 7 | 7.18 | 6.58 | 5.72 | 6.49 | 5.77 | 6.32 | 7.1 | 6.48 | 7.14 | 7.12 | 6.09 | 5.87 | 7.03 | 6.64 | 6.55 | 7.19 | 6.2 | 6.55 | 12.5 | 11.92 | 13.67 | 13.32 | 11.25 | 11.93 | 11.74 | 9.63 | 10.06 | 11.12 | 13.84 | 14.34 | 12.93 | 11.97 | 15.27 | 15.65 | 15.35 | 16.05 | 15.16 | 16.49 | 18.93 | 16.35 | 14.39 | 14.16 | 13.92 | 13.07 | 11.46 | 11.36 | 11.59 | 11.55 | 11.58 | 9.52 | 7.36 | 7.34 | 7.47 | 8.45 | 10.24 | 11.06 | 12.49 | 12.19 | 16.33 | 17.38 | 16.38 | 17.61 | 17.08 | 17.51 | 14.44 | 13.68 | 47.61 | 49.38 | 45.1 | 41.25 | 38.58 | 34.48 | 28.45 | 23.47 | 17.13 | 15.26 | 15.15 | 15.1 | 14.7 | 17.15 | 25.72 | 35.54 | 42.24 | 47.43 | 50.9 | 52.01 | 52.02 | 52.48 | 50.02 | 50 | 55.68 | 52.77 | 50.45 | 50.42 | 44.41 | 35.69 | 27.35 | 20.57 | 15.24 | 11.37 | 8.55 | 8.23 | 7.06 | 9.78 | 16.28 | 26.29 | 41 | 49.08 | 55.44 | 53.45 | 54.01 | 57.04 | 56.21 | 57.44 | 57.28 | 55.91 | 52.01 | 47.49 | 43.35 | 34.99 | 27.37 | 20.1 | 12.35 | 8.95 | 6.41 | 7.47 | 8.09 | 9.5 | 15.61 | 24.96 | 36.02 | 42.55 | 48.87 | 54.79 | 59.84 | 59.64 | 58.93 | 59.37 | 53.94 | 50.67 | 47.79 | 42.09 | 34.88 | 29.98 | 22.29 | 14.4 | 7.34 | 4.9 | 4.19 | 4.95 | 6.58 | 9.65 | 15.77 | 23.51 | 33.8 | 42.96 | 49.65 | 54.19 | 58.66 | 60.1 | 58.21 | 56.12 | 48.28 | 46.82 | 42.96 | 36.73 | 29.59 | 25.8 | 18.98 | 13.68 | 8.4 | 5.75 | 4.51 | 5.01 | 6.78 | 9.54 | 14.66 | 21.39 | 29.34 | 37.62 | 42.38 | 51.39 | 54.49 | 54.31 | 52.54 | 50.11 | 24.36 | 22.45 | 20.34 | 15.84 | 13.04 | 9.43 | 7.57 | 5.23 | 4.36 | 4.38 | 5.02 | 6.68 | 7.76 | 9.21 | 11.44 | 14.13 | 15.98 | 21.07 | 25.79 | 30.96 | 30.98 | 30.93 | 29.07 | 26.57 | 12.7 | 11.77 | 11.93 | 11.75 | 10.76 | 8.85 | 7.14 | 5.91 | 3.95 | 3.55 | 3.79 | 4.73 | 5.59 | 5.6 | 5.68 | 6.56 | 8.37 | 10 | 12.07 | 13.9 | 15.34 | 15.61 | 14.43 | 12.42 | 5.68 | 5.03 | 5.15 | 5.23 | 5.31 | 5.39 | 5.14 | 4.63 | 4.21 | 4.6 | 5.01 | 5.7 | 5.41 | 5.73 | 5.77 | 4.83 | 4.39 | 5.58 | 7.02 | 7.56 | 8.06 | 5.98 | 6.34 | 6.1 | 4.8 | 4.67 | 4.58 | 5.25 | 5.14 | 5.23 | 5.18 | 4.83 | 4.52 | 4.51 | 4.48 | 4.89 | 4.86 | 4.49 | 4.28 | 4.49 | 4.97 | 5.24 | 5.92 | 5.54 | 6.28 | 5.65 | 5.33 | 5.29
VOYAGR_2_VOYWD2 |  | Wind | Wind | CISO | South | Socal | FC | 126.35 | 6.63 | 7.02 | 6.62 | 6.31 | 7.05 | 6.86 | 7.03 | 6.45 | 5.61 | 6.36 | 5.66 | 6.2 | 6.96 | 6.35 | 7 | 6.98 | 5.97 | 5.76 | 6.89 | 6.51 | 6.42 | 7.05 | 6.08 | 6.42 | 12.25 | 11.68 | 13.4 | 13.06 | 11.03 | 11.69 | 11.51 | 9.44 | 9.86 | 10.9 | 13.57 | 14.05 | 12.67 | 11.73 | 14.97 | 15.34 | 15.05 | 15.73 | 14.86 | 16.17 | 18.55 | 16.03 | 14.1 | 13.88 | 13.64 | 12.81 | 11.23 | 11.13 | 11.36 | 11.32 | 11.35 | 9.33 | 7.21 | 7.19 | 7.32 | 8.28 | 10.04 | 10.84 | 12.24 | 11.95 | 16 | 17.03 | 16.06 | 17.26 | 16.74 | 17.16 | 14.15 | 13.41 | 46.66 | 48.4 | 44.21 | 40.43 | 37.81 | 33.8 | 27.88 | 23 | 16.79 | 14.96 | 14.85 | 14.8 | 14.41 | 16.81 | 25.21 | 34.83 | 41.4 | 46.49 | 49.89 | 50.98 | 50.99 | 51.44 | 49.03 | 49.01 | 54.57 | 51.73 | 49.44 | 49.42 | 43.52 | 34.98 | 26.8 | 20.16 | 14.94 | 11.15 | 8.38 | 8.07 | 6.92 | 9.59 | 15.95 | 25.76 | 40.18 | 48.1 | 54.34 | 52.39 | 52.94 | 55.91 | 55.1 | 56.3 | 56.15 | 54.8 | 50.97 | 46.54 | 42.49 | 34.3 | 26.83 | 19.7 | 12.11 | 8.77 | 6.29 | 7.32 | 7.92 | 9.31 | 15.3 | 24.46 | 35.3 | 41.7 | 47.9 | 53.7 | 58.65 | 58.45 | 57.76 | 58.19 | 52.86 | 49.67 | 46.84 | 41.25 | 34.19 | 29.39 | 21.84 | 14.12 | 7.19 | 4.8 | 4.1 | 4.85 | 6.45 | 9.46 | 15.45 | 23.05 | 33.12 | 42.1 | 48.66 | 53.12 | 57.49 | 58.9 | 57.05 | 55.01 | 47.32 | 45.89 | 42.11 | 36 | 29 | 25.29 | 18.6 | 13.41 | 8.23 | 5.64 | 4.42 | 4.91 | 6.64 | 9.35 | 14.37 | 20.96 | 28.76 | 36.87 | 41.54 | 50.37 | 53.41 | 53.23 | 51.49 | 49.11 | 23.87 | 22.01 | 19.94 | 15.53 | 12.78 | 9.25 | 7.42 | 5.13 | 4.27 | 4.29 | 4.92 | 6.55 | 7.6 | 9.03 | 11.21 | 13.84 | 15.66 | 20.65 | 25.28 | 30.34 | 30.36 | 30.32 | 28.49 | 26.05 | 12.44 | 11.54 | 11.7 | 11.51 | 10.55 | 8.68 | 7 | 5.8 | 3.87 | 3.47 | 3.72 | 4.64 | 5.47 | 5.49 | 5.57 | 6.43 | 8.21 | 9.8 | 11.83 | 13.62 | 15.04 | 15.3 | 14.14 | 12.17 | 5.57 | 4.93 | 5.05 | 5.13 | 5.2 | 5.28 | 5.04 | 4.53 | 4.13 | 4.51 | 4.91 | 5.59 | 5.31 | 5.61 | 5.66 | 4.74 | 4.3 | 5.47 | 6.88 | 7.41 | 7.9 | 5.86 | 6.21 | 5.98 | 4.71 | 4.57 | 4.48 | 5.15 | 5.04 | 5.12 | 5.08 | 4.73 | 4.43 | 4.42 | 4.39 | 4.79 | 4.76 | 4.4 | 4.19 | 4.4 | 4.87 | 5.13 | 5.8 | 5.43 | 6.15 | 5.53 | 5.22 | 5.18
VOYAGR_2_VOYWD3 |  | Wind | Wind | CISO | South | Socal | FC | 42.45 | 2.23 | 2.36 | 2.22 | 2.12 | 2.37 | 2.3 | 2.36 | 2.17 | 1.88 | 2.14 | 1.9 | 2.08 | 2.34 | 2.13 | 2.35 | 2.35 | 2.01 | 1.93 | 2.31 | 2.19 | 2.16 | 2.37 | 2.04 | 2.16 | 4.12 | 3.92 | 4.5 | 4.39 | 3.7 | 3.93 | 3.87 | 3.17 | 3.31 | 3.66 | 4.56 | 4.72 | 4.26 | 3.94 | 5.03 | 5.15 | 5.06 | 5.28 | 4.99 | 5.43 | 6.23 | 5.39 | 4.74 | 4.66 | 4.58 | 4.3 | 3.77 | 3.74 | 3.82 | 3.8 | 3.81 | 3.14 | 2.42 | 2.42 | 2.46 | 2.78 | 3.37 | 3.64 | 4.11 | 4.01 | 5.38 | 5.72 | 5.39 | 5.8 | 5.62 | 5.77 | 4.76 | 4.51 | 15.68 | 16.26 | 14.85 | 13.58 | 12.7 | 11.36 | 9.37 | 7.73 | 5.64 | 5.03 | 4.99 | 4.97 | 4.84 | 5.65 | 8.47 | 11.7 | 13.91 | 15.62 | 16.76 | 17.13 | 17.13 | 17.28 | 16.47 | 16.47 | 18.33 | 17.38 | 16.61 | 16.6 | 14.62 | 11.75 | 9 | 6.77 | 5.02 | 3.74 | 2.82 | 2.71 | 2.32 | 3.22 | 5.36 | 8.66 | 13.5 | 16.16 | 18.26 | 17.6 | 17.79 | 18.78 | 18.51 | 18.91 | 18.86 | 18.41 | 17.13 | 15.64 | 14.27 | 11.52 | 9.01 | 6.62 | 4.07 | 2.95 | 2.11 | 2.46 | 2.66 | 3.13 | 5.14 | 8.22 | 11.86 | 14.01 | 16.09 | 18.04 | 19.7 | 19.64 | 19.41 | 19.55 | 17.76 | 16.69 | 15.74 | 13.86 | 11.49 | 9.87 | 7.34 | 4.74 | 2.42 | 1.61 | 1.38 | 1.63 | 2.17 | 3.18 | 5.19 | 7.74 | 11.13 | 14.15 | 16.35 | 17.85 | 19.32 | 19.79 | 19.17 | 18.48 | 15.9 | 15.42 | 14.15 | 12.09 | 9.74 | 8.5 | 6.25 | 4.51 | 2.77 | 1.89 | 1.48 | 1.65 | 2.23 | 3.14 | 4.83 | 7.04 | 9.66 | 12.39 | 13.96 | 16.92 | 17.94 | 17.88 | 17.3 | 16.5 | 8.02 | 7.39 | 6.7 | 5.22 | 4.29 | 3.11 | 2.49 | 1.72 | 1.44 | 1.44 | 1.65 | 2.2 | 2.55 | 3.03 | 3.77 | 4.65 | 5.26 | 6.94 | 8.49 | 10.19 | 10.2 | 10.19 | 9.57 | 8.75 | 4.18 | 3.88 | 3.93 | 3.87 | 3.54 | 2.91 | 2.35 | 1.95 | 1.3 | 1.17 | 1.25 | 1.56 | 1.84 | 1.84 | 1.87 | 2.16 | 2.76 | 3.29 | 3.97 | 4.58 | 5.05 | 5.14 | 4.75 | 4.09 | 1.87 | 1.66 | 1.7 | 1.72 | 1.75 | 1.77 | 1.69 | 1.52 | 1.39 | 1.51 | 1.65 | 1.88 | 1.78 | 1.89 | 1.9 | 1.59 | 1.44 | 1.84 | 2.31 | 2.49 | 2.65 | 1.97 | 2.09 | 2.01 | 1.58 | 1.54 | 1.51 | 1.73 | 1.69 | 1.72 | 1.71 | 1.59 | 1.49 | 1.48 | 1.47 | 1.61 | 1.6 | 1.48 | 1.41 | 1.48 | 1.64 | 1.72 | 1.95 | 1.83 | 2.07 | 1.86 | 1.76 | 1.74
VOYAGR_2_VOYWD4 |  | Wind | Wind | CISO | South | Socal | FC | 21.01 | 1.1 | 1.17 | 1.1 | 1.05 | 1.17 | 1.14 | 1.17 | 1.07 | 0.93 | 1.06 | 0.94 | 1.03 | 1.16 | 1.06 | 1.16 | 1.16 | 0.99 | 0.96 | 1.15 | 1.08 | 1.07 | 1.17 | 1.01 | 1.07 | 2.04 | 1.94 | 2.23 | 2.17 | 1.83 | 1.94 | 1.91 | 1.57 | 1.64 | 1.81 | 2.26 | 2.34 | 2.11 | 1.95 | 2.49 | 2.55 | 2.5 | 2.62 | 2.47 | 2.69 | 3.09 | 2.67 | 2.35 | 2.31 | 2.27 | 2.13 | 1.87 | 1.85 | 1.89 | 1.88 | 1.89 | 1.55 | 1.2 | 1.2 | 1.22 | 1.38 | 1.67 | 1.8 | 2.04 | 1.99 | 2.66 | 2.83 | 2.67 | 2.87 | 2.78 | 2.85 | 2.35 | 2.23 | 7.76 | 8.05 | 7.35 | 6.72 | 6.29 | 5.62 | 4.64 | 3.82 | 2.79 | 2.49 | 2.47 | 2.46 | 2.4 | 2.8 | 4.19 | 5.79 | 6.88 | 7.73 | 8.3 | 8.48 | 8.48 | 8.55 | 8.15 | 8.15 | 9.07 | 8.6 | 8.22 | 8.22 | 7.24 | 5.82 | 4.46 | 3.35 | 2.48 | 1.85 | 1.39 | 1.34 | 1.15 | 1.59 | 2.65 | 4.28 | 6.68 | 8 | 9.04 | 8.71 | 8.8 | 9.3 | 9.16 | 9.36 | 9.34 | 9.11 | 8.48 | 7.74 | 7.06 | 5.7 | 4.46 | 3.28 | 2.01 | 1.46 | 1.05 | 1.22 | 1.32 | 1.55 | 2.54 | 4.07 | 5.87 | 6.93 | 7.97 | 8.93 | 9.75 | 9.72 | 9.6 | 9.68 | 8.79 | 8.26 | 7.79 | 6.86 | 5.68 | 4.89 | 3.63 | 2.35 | 1.2 | 0.8 | 0.68 | 0.81 | 1.07 | 1.57 | 2.57 | 3.83 | 5.51 | 7 | 8.09 | 8.83 | 9.56 | 9.79 | 9.49 | 9.15 | 7.87 | 7.63 | 7 | 5.99 | 4.82 | 4.2 | 3.09 | 2.23 | 1.37 | 0.94 | 0.73 | 0.82 | 1.1 | 1.56 | 2.39 | 3.49 | 4.78 | 6.13 | 6.91 | 8.38 | 8.88 | 8.85 | 8.56 | 8.17 | 3.97 | 3.66 | 3.32 | 2.58 | 2.12 | 1.54 | 1.23 | 0.85 | 0.71 | 0.71 | 0.82 | 1.09 | 1.26 | 1.5 | 1.86 | 2.3 | 2.6 | 3.43 | 4.2 | 5.05 | 5.05 | 5.04 | 4.74 | 4.33 | 2.07 | 1.92 | 1.94 | 1.91 | 1.75 | 1.44 | 1.16 | 0.96 | 0.64 | 0.58 | 0.62 | 0.77 | 0.91 | 0.91 | 0.93 | 1.07 | 1.36 | 1.63 | 1.97 | 2.26 | 2.5 | 2.54 | 2.35 | 2.02 | 0.93 | 0.82 | 0.84 | 0.85 | 0.87 | 0.88 | 0.84 | 0.75 | 0.69 | 0.75 | 0.82 | 0.93 | 0.88 | 0.93 | 0.94 | 0.79 | 0.72 | 0.91 | 1.14 | 1.23 | 1.31 | 0.97 | 1.03 | 0.99 | 0.78 | 0.76 | 0.75 | 0.86 | 0.84 | 0.85 | 0.84 | 0.79 | 0.74 | 0.73 | 0.73 | 0.8 | 0.79 | 0.73 | 0.7 | 0.73 | 0.81 | 0.85 | 0.96 | 0.9 | 1.02 | 0.92 | 0.87 | 0.86
WALNUT_2_SOLAR |  | Solar_Fixed | Solar Fixed | CISO | South | Socal | EO | 1.5 | 0 | 0 | 0 | 0 | 0 | 0 | 0 | 0.2 | 0.67 | 0.9 | 0.98 | 1.01 | 0.98 | 0.95 | 0.79 | 0.46 | 0.07 | 0 | 0 | 0 | 0 | 0 | 0 | 0 | 0 | 0 | 0 | 0 | 0 | 0 | 0.02 | 0.37 | 0.88 | 1.04 | 1.12 | 1.12 | 1.1 | 1.06 | 0.98 | 0.75 | 0.29 | 0.01 | 0 | 0 | 0 | 0 | 0 | 0 | 0 | 0 | 0 | 0 | 0 | 0 | 0 | 0.21 | 0.74 | 1.03 | 1.13 | 1.14 | 1.13 | 1.1 | 1.04 | 0.92 | 0.58 | 0.27 | 0.04 | 0 | 0 | 0 | 0 | 0 | 0 | 0 | 0 | 0 | 0 | 0 | 0.04 | 0.41 | 0.89 | 1.12 | 1.22 | 1.27 | 1.27 | 1.25 | 1.22 | 1.12 | 0.95 | 0.65 | 0.16 | 0 | 0 | 0 | 0 | 0 | 0 | 0 | 0 | 0 | 0 | 0 | 0.17 | 0.63 | 0.96 | 1.14 | 1.26 | 1.31 | 1.32 | 1.31 | 1.28 | 1.19 | 1.04 | 0.76 | 0.28 | 0.02 | 0 | 0 | 0 | 0 | 0 | 0 | 0 | 0 | 0 | 0.01 | 0.21 | 0.64 | 0.98 | 1.17 | 1.29 | 1.35 | 1.36 | 1.36 | 1.31 | 1.21 | 1.06 | 0.81 | 0.39 | 0.05 | 0 | 0 | 0 | 0 | 0 | 0 | 0 | 0 | 0 | 0 | 0.1 | 0.44 | 0.82 | 1.05 | 1.21 | 1.29 | 1.31 | 1.3 | 1.24 | 1.16 | 1.01 | 0.76 | 0.34 | 0.04 | 0 | 0 | 0 | 0 | 0 | 0 | 0 | 0 | 0 | 0 | 0.04 | 0.4 | 0.85 | 1.09 | 1.24 | 1.32 | 1.34 | 1.32 | 1.27 | 1.15 | 0.98 | 0.65 | 0.19 | 0.01 | 0 | 0 | 0 | 0 | 0 | 0 | 0 | 0 | 0 | 0 | 0.01 | 0.31 | 0.79 | 1.07 | 1.22 | 1.29 | 1.3 | 1.29 | 1.23 | 1.08 | 0.87 | 0.39 | 0.03 | 0 | 0 | 0 | 0 | 0 | 0 | 0 | 0 | 0 | 0 | 0 | 0 | 0.16 | 0.69 | 0.98 | 1.12 | 1.19 | 1.21 | 1.19 | 1.13 | 1.01 | 0.64 | 0.13 | 0 | 0 | 0 | 0 | 0 | 0 | 0 | 0 | 0 | 0 | 0 | 0 | 0.04 | 0.4 | 0.81 | 1.01 | 1.08 | 1.1 | 1.07 | 1.01 | 0.83 | 0.38 | 0.03 | 0 | 0 | 0 | 0 | 0 | 0 | 0 | 0 | 0 | 0 | 0 | 0 | 0 | 0 | 0.21 | 0.6 | 0.8 | 0.88 | 0.93 | 0.9 | 0.83 | 0.68 | 0.3 | 0.02 | 0 | 0 | 0 | 0 | 0 | 0 | 0
WAUKNA_1_SOLAR |  | Solar_Fixed | Solar Fixed | CISO | North | Norcal | FC | 20 | 0 | 0 | 0 | 0 | 0 | 0 | 0 | 0.62 | 4.32 | 8.46 | 10.65 | 11.16 | 11.64 | 10.25 | 9.63 | 6.57 | 1.54 | 0 | 0 | 0 | 0 | 0 | 0 | 0 | 0 | 0 | 0 | 0 | 0 | 0 | 0 | 2.29 | 8.92 | 12.29 | 13.48 | 13.8 | 14.15 | 13.34 | 12.42 | 10.08 | 5.11 | 0.37 | 0 | 0 | 0 | 0 | 0 | 0 | 0 | 0 | 0 | 0 | 0 | 0 | 0 | 1.27 | 6.87 | 11.2 | 13.42 | 13.72 | 13.62 | 13.13 | 12.3 | 10.96 | 8.45 | 2.99 | 0.64 | 0 | 0 | 0 | 0 | 0 | 0 | 0 | 0 | 0 | 0 | 0 | 0.12 | 3.56 | 10.04 | 13.58 | 15.15 | 15.75 | 16.26 | 15.98 | 15.91 | 15.2 | 13.45 | 10.25 | 3.94 | 0.17 | 0 | 0 | 0 | 0 | 0 | 0 | 0 | 0 | 0 | 0 | 1.13 | 6.54 | 11.45 | 14.42 | 15.87 | 16.49 | 16.45 | 16.45 | 16.44 | 15.82 | 14.1 | 11.43 | 5.99 | 0.81 | 0 | 0 | 0 | 0 | 0 | 0 | 0 | 0 | 0 | 0.01 | 1.73 | 7.29 | 11.94 | 14.68 | 16.3 | 17.12 | 17.39 | 17.52 | 17.15 | 16.48 | 14.73 | 11.97 | 7.29 | 1.81 | 0.02 | 0 | 0 | 0 | 0 | 0 | 0 | 0 | 0 | 0 | 0.86 | 6.19 | 11.74 | 14.99 | 16.71 | 17.59 | 17.89 | 17.73 | 17.35 | 16.49 | 14.88 | 12.07 | 7.26 | 1.59 | 0.01 | 0 | 0 | 0 | 0 | 0 | 0 | 0 | 0 | 0 | 0.17 | 3.85 | 10.19 | 14.05 | 16.15 | 17.07 | 17.25 | 17.23 | 16.91 | 16.06 | 14.11 | 10.38 | 4.21 | 0.28 | 0 | 0 | 0 | 0 | 0 | 0 | 0 | 0 | 0 | 0 | 0.01 | 2.15 | 8.56 | 12.94 | 15.13 | 15.95 | 16.28 | 16.1 | 15.77 | 14.91 | 12.36 | 6.96 | 1.06 | 0 | 0 | 0 | 0 | 0 | 0 | 0 | 0 | 0 | 0 | 0 | 0 | 0.69 | 6.13 | 11.18 | 13.3 | 13.98 | 14.18 | 14.06 | 13.66 | 12.34 | 8.97 | 2.73 | 0.02 | 0 | 0 | 0 | 0 | 0 | 0 | 0 | 0 | 0 | 0 | 0 | 0.02 | 2.43 | 8.25 | 11.58 | 12.9 | 13.15 | 13.08 | 12.33 | 10.81 | 6.18 | 0.82 | 0 | 0 | 0 | 0 | 0 | 0 | 0 | 0 | 0 | 0 | 0 | 0 | 0 | 0 | 0.78 | 4.5 | 7.85 | 9.68 | 10.34 | 9.89 | 8.93 | 8.22 | 4.24 | 0.52 | 0 | 0 | 0 | 0 | 0 | 0 | 0
WAUKNA_1_SOLAR2 |  | Solar_1Axis | Solar Tracking | CISO | North | Norcal | FC | 19.75 | 0 | 0 | 0 | 0 | 0 | 0 | 0 | 0.46 | 3.73 | 6.61 | 8.06 | 8.72 | 9 | 8.4 | 7.84 | 5.38 | 1.19 | 0 | 0 | 0 | 0 | 0 | 0 | 0 | 0 | 0 | 0 | 0 | 0 | 0 | 0 | 2.5 | 10.2 | 13.09 | 13.04 | 12.45 | 12.29 | 12.26 | 12.53 | 10.88 | 5.68 | 0.3 | 0 | 0 | 0 | 0 | 0 | 0 | 0 | 0 | 0 | 0 | 0 | 0 | 0 | 1.54 | 8.69 | 13.04 | 13.75 | 13.25 | 13.35 | 12.79 | 12.16 | 11.44 | 9.58 | 2.9 | 0.6 | 0 | 0 | 0 | 0 | 0 | 0 | 0 | 0 | 0 | 0 | 0 | 0.15 | 5.08 | 12.13 | 14.27 | 14.19 | 13.97 | 14.44 | 14.36 | 14.09 | 14.27 | 13.44 | 11.94 | 5.14 | 0.2 | 0 | 0 | 0 | 0 | 0 | 0 | 0 | 0 | 0 | 0 | 1.84 | 9.85 | 13.86 | 14.83 | 15.08 | 14.96 | 15.27 | 15.3 | 15.34 | 15.54 | 15.11 | 14.17 | 8.63 | 1.15 | 0 | 0 | 0 | 0 | 0 | 0 | 0 | 0 | 0 | 0.01 | 3.07 | 11.14 | 15.03 | 16.34 | 16.55 | 16.7 | 16.8 | 16.71 | 16.59 | 16.64 | 16.01 | 15 | 10.82 | 2.93 | 0.03 | 0 | 0 | 0 | 0 | 0 | 0 | 0 | 0 | 0 | 1.38 | 9.13 | 15.08 | 16.65 | 16.9 | 16.95 | 16.82 | 16.82 | 16.55 | 16.54 | 15.94 | 14.75 | 10.23 | 2.36 | 0.01 | 0 | 0 | 0 | 0 | 0 | 0 | 0 | 0 | 0 | 0.2 | 5.39 | 12.6 | 15.34 | 15.95 | 16.15 | 16.13 | 15.98 | 15.96 | 15.9 | 15.21 | 12.38 | 5.44 | 0.32 | 0 | 0 | 0 | 0 | 0 | 0 | 0 | 0 | 0 | 0 | 0.01 | 2.61 | 10.06 | 13.45 | 14.25 | 14.42 | 14.25 | 14.16 | 14.2 | 14.4 | 12.96 | 8.04 | 1.03 | 0 | 0 | 0 | 0 | 0 | 0 | 0 | 0 | 0 | 0 | 0 | 0 | 0.68 | 6.43 | 11.24 | 12.4 | 12.23 | 11.78 | 11.92 | 12.28 | 11.99 | 9.4 | 2.65 | 0.02 | 0 | 0 | 0 | 0 | 0 | 0 | 0 | 0 | 0 | 0 | 0 | 0.02 | 2.12 | 7.35 | 10.03 | 10.42 | 9.98 | 10.26 | 10.51 | 9.93 | 6.06 | 0.72 | 0 | 0 | 0 | 0 | 0 | 0 | 0 | 0 | 0 | 0 | 0 | 0 | 0 | 0 | 0.5 | 3.7 | 6.06 | 7.25 | 7.94 | 7.82 | 7.54 | 6.34 | 3.38 | 0.4 | 0 | 0 | 0 | 0 | 0 | 0 | 0
WFRESN_1_SOLAR |  | Solar_Fixed | Solar Fixed | CISO | North | Norcal | EO | 1.5 | 0 | 0 | 0 | 0 | 0 | 0 | 0 | 0.05 | 0.32 | 0.63 | 0.8 | 0.84 | 0.87 | 0.77 | 0.72 | 0.49 | 0.12 | 0 | 0 | 0 | 0 | 0 | 0 | 0 | 0 | 0 | 0 | 0 | 0 | 0 | 0 | 0.17 | 0.67 | 0.92 | 1.01 | 1.04 | 1.06 | 1 | 0.93 | 0.76 | 0.38 | 0.03 | 0 | 0 | 0 | 0 | 0 | 0 | 0 | 0 | 0 | 0 | 0 | 0 | 0 | 0.1 | 0.52 | 0.84 | 1.01 | 1.03 | 1.02 | 0.99 | 0.92 | 0.82 | 0.63 | 0.22 | 0.05 | 0 | 0 | 0 | 0 | 0 | 0 | 0 | 0 | 0 | 0 | 0 | 0.01 | 0.27 | 0.75 | 1.02 | 1.14 | 1.18 | 1.22 | 1.2 | 1.19 | 1.14 | 1.01 | 0.77 | 0.3 | 0.01 | 0 | 0 | 0 | 0 | 0 | 0 | 0 | 0 | 0 | 0 | 0.08 | 0.49 | 0.86 | 1.08 | 1.19 | 1.24 | 1.23 | 1.23 | 1.23 | 1.19 | 1.06 | 0.86 | 0.45 | 0.06 | 0 | 0 | 0 | 0 | 0 | 0 | 0 | 0 | 0 | 0 | 0.13 | 0.55 | 0.9 | 1.1 | 1.22 | 1.28 | 1.3 | 1.31 | 1.29 | 1.24 | 1.1 | 0.9 | 0.55 | 0.14 | 0 | 0 | 0 | 0 | 0 | 0 | 0 | 0 | 0 | 0 | 0.06 | 0.46 | 0.88 | 1.12 | 1.25 | 1.32 | 1.34 | 1.33 | 1.3 | 1.24 | 1.12 | 0.91 | 0.54 | 0.12 | 0 | 0 | 0 | 0 | 0 | 0 | 0 | 0 | 0 | 0 | 0.01 | 0.29 | 0.76 | 1.05 | 1.21 | 1.28 | 1.29 | 1.29 | 1.27 | 1.2 | 1.06 | 0.78 | 0.32 | 0.02 | 0 | 0 | 0 | 0 | 0 | 0 | 0 | 0 | 0 | 0 | 0 | 0.16 | 0.64 | 0.97 | 1.13 | 1.2 | 1.22 | 1.21 | 1.18 | 1.12 | 0.93 | 0.52 | 0.08 | 0 | 0 | 0 | 0 | 0 | 0 | 0 | 0 | 0 | 0 | 0 | 0 | 0.05 | 0.46 | 0.84 | 1 | 1.05 | 1.06 | 1.05 | 1.02 | 0.93 | 0.67 | 0.2 | 0 | 0 | 0 | 0 | 0 | 0 | 0 | 0 | 0 | 0 | 0 | 0 | 0 | 0.18 | 0.62 | 0.87 | 0.97 | 0.99 | 0.98 | 0.93 | 0.81 | 0.46 | 0.06 | 0 | 0 | 0 | 0 | 0 | 0 | 0 | 0 | 0 | 0 | 0 | 0 | 0 | 0 | 0.06 | 0.34 | 0.59 | 0.73 | 0.78 | 0.74 | 0.67 | 0.62 | 0.32 | 0.04 | 0 | 0 | 0 | 0 | 0 | 0 | 0
WHITNY_6_SOLAR |  | Solar_1Axis | Solar Tracking | CISO | North | Norcal | EO | 20 | 0 | 0 | 0 | 0 | 0 | 0 | 0 | 0.47 | 3.78 | 6.7 | 8.17 | 8.83 | 9.12 | 8.51 | 7.94 | 5.45 | 1.21 | 0 | 0 | 0 | 0 | 0 | 0 | 0 | 0 | 0 | 0 | 0 | 0 | 0 | 0 | 2.54 | 10.33 | 13.25 | 13.2 | 12.6 | 12.45 | 12.42 | 12.69 | 11.02 | 5.75 | 0.31 | 0 | 0 | 0 | 0 | 0 | 0 | 0 | 0 | 0 | 0 | 0 | 0 | 0 | 1.56 | 8.8 | 13.2 | 13.92 | 13.41 | 13.52 | 12.95 | 12.31 | 11.59 | 9.7 | 2.94 | 0.61 | 0 | 0 | 0 | 0 | 0 | 0 | 0 | 0 | 0 | 0 | 0 | 0.16 | 5.14 | 12.28 | 14.45 | 14.37 | 14.15 | 14.62 | 14.54 | 14.27 | 14.46 | 13.61 | 12.09 | 5.2 | 0.21 | 0 | 0 | 0 | 0 | 0 | 0 | 0 | 0 | 0 | 0 | 1.87 | 9.98 | 14.04 | 15.02 | 15.27 | 15.15 | 15.47 | 15.49 | 15.53 | 15.74 | 15.3 | 14.35 | 8.74 | 1.16 | 0 | 0 | 0 | 0 | 0 | 0 | 0 | 0 | 0 | 0.01 | 3.11 | 11.28 | 15.22 | 16.54 | 16.76 | 16.91 | 17.02 | 16.92 | 16.8 | 16.85 | 16.21 | 15.19 | 10.96 | 2.97 | 0.03 | 0 | 0 | 0 | 0 | 0 | 0 | 0 | 0 | 0 | 1.4 | 9.24 | 15.27 | 16.86 | 17.11 | 17.16 | 17.04 | 17.03 | 16.76 | 16.75 | 16.14 | 14.93 | 10.36 | 2.39 | 0.01 | 0 | 0 | 0 | 0 | 0 | 0 | 0 | 0 | 0 | 0.21 | 5.46 | 12.76 | 15.53 | 16.15 | 16.36 | 16.34 | 16.18 | 16.16 | 16.1 | 15.4 | 12.54 | 5.51 | 0.32 | 0 | 0 | 0 | 0 | 0 | 0 | 0 | 0 | 0 | 0 | 0.01 | 2.64 | 10.19 | 13.62 | 14.43 | 14.6 | 14.43 | 14.34 | 14.38 | 14.58 | 13.13 | 8.14 | 1.04 | 0 | 0 | 0 | 0 | 0 | 0 | 0 | 0 | 0 | 0 | 0 | 0 | 0.69 | 6.51 | 11.38 | 12.55 | 12.39 | 11.93 | 12.07 | 12.44 | 12.14 | 9.52 | 2.69 | 0.02 | 0 | 0 | 0 | 0 | 0 | 0 | 0 | 0 | 0 | 0 | 0 | 0.02 | 2.15 | 7.45 | 10.16 | 10.55 | 10.11 | 10.39 | 10.64 | 10.05 | 6.13 | 0.73 | 0 | 0 | 0 | 0 | 0 | 0 | 0 | 0 | 0 | 0 | 0 | 0 | 0 | 0 | 0.5 | 3.75 | 6.13 | 7.34 | 8.04 | 7.92 | 7.63 | 6.42 | 3.42 | 0.4 | 0 | 0 | 0 | 0 | 0 | 0 | 0
WHTWTR_1_WINDA1 |  | Wind | Wind | CISO | South | Socal | FC | 61.5 | 3.23 | 3.42 | 3.22 | 3.07 | 3.43 | 3.34 | 3.42 | 3.14 | 2.73 | 3.1 | 2.75 | 3.02 | 3.39 | 3.09 | 3.41 | 3.4 | 2.9 | 2.8 | 3.35 | 3.17 | 3.12 | 3.43 | 2.96 | 3.12 | 5.96 | 5.68 | 6.52 | 6.36 | 5.37 | 5.69 | 5.6 | 4.59 | 4.8 | 5.3 | 6.6 | 6.84 | 6.17 | 5.71 | 7.29 | 7.47 | 7.32 | 7.66 | 7.23 | 7.87 | 9.03 | 7.8 | 6.86 | 6.75 | 6.64 | 6.24 | 5.47 | 5.42 | 5.53 | 5.51 | 5.52 | 4.54 | 3.51 | 3.5 | 3.56 | 4.03 | 4.89 | 5.28 | 5.96 | 5.81 | 7.79 | 8.29 | 7.82 | 8.4 | 8.15 | 8.35 | 6.89 | 6.53 | 22.71 | 23.56 | 21.52 | 19.68 | 18.4 | 16.45 | 13.57 | 11.2 | 8.17 | 7.28 | 7.23 | 7.2 | 7.01 | 8.18 | 12.27 | 16.96 | 20.15 | 22.63 | 24.28 | 24.81 | 24.82 | 25.04 | 23.87 | 23.86 | 26.56 | 25.18 | 24.07 | 24.05 | 21.19 | 17.03 | 13.05 | 9.81 | 7.27 | 5.43 | 4.08 | 3.93 | 3.37 | 4.67 | 7.77 | 12.54 | 19.56 | 23.41 | 26.45 | 25.5 | 25.77 | 27.21 | 26.82 | 27.4 | 27.33 | 26.68 | 24.81 | 22.65 | 20.68 | 16.69 | 13.06 | 9.59 | 5.89 | 4.27 | 3.06 | 3.56 | 3.86 | 4.53 | 7.45 | 11.91 | 17.18 | 20.3 | 23.32 | 26.14 | 28.55 | 28.45 | 28.11 | 28.32 | 25.73 | 24.18 | 22.8 | 20.08 | 16.64 | 14.3 | 10.63 | 6.87 | 3.5 | 2.34 | 2 | 2.36 | 3.14 | 4.6 | 7.52 | 11.22 | 16.12 | 20.49 | 23.69 | 25.85 | 27.98 | 28.67 | 27.77 | 26.78 | 23.04 | 22.34 | 20.5 | 17.52 | 14.12 | 12.31 | 9.05 | 6.53 | 4.01 | 2.74 | 2.15 | 2.39 | 3.23 | 4.55 | 6.99 | 10.2 | 14 | 17.95 | 20.22 | 24.52 | 26 | 25.91 | 25.06 | 23.9 | 11.62 | 10.71 | 9.71 | 7.56 | 6.22 | 4.5 | 3.61 | 2.49 | 2.08 | 2.09 | 2.39 | 3.19 | 3.7 | 4.4 | 5.46 | 6.74 | 7.62 | 10.05 | 12.3 | 14.77 | 14.78 | 14.76 | 13.87 | 12.68 | 6.06 | 5.61 | 5.69 | 5.6 | 5.13 | 4.22 | 3.41 | 2.82 | 1.88 | 1.69 | 1.81 | 2.26 | 2.66 | 2.67 | 2.71 | 3.13 | 3.99 | 4.77 | 5.76 | 6.63 | 7.32 | 7.45 | 6.88 | 5.92 | 2.71 | 2.4 | 2.46 | 2.5 | 2.53 | 2.57 | 2.45 | 2.21 | 2.01 | 2.19 | 2.39 | 2.72 | 2.58 | 2.73 | 2.76 | 2.31 | 2.09 | 2.66 | 3.35 | 3.61 | 3.84 | 2.85 | 3.02 | 2.91 | 2.29 | 2.23 | 2.18 | 2.51 | 2.45 | 2.49 | 2.47 | 2.3 | 2.16 | 2.15 | 2.14 | 2.33 | 2.32 | 2.14 | 2.04 | 2.14 | 2.37 | 2.5 | 2.82 | 2.64 | 2.99 | 2.69 | 2.54 | 2.52
WISTRA_2_WRSSR1 |  | Solar_1Axis | Solar Tracking | CISO | South | Socal | FC | 100 | 0 | 0 | 0 | 0 | 0 | 0 | 0.05 | 11.98 | 46.92 | 61.09 | 60.48 | 59.41 | 58.77 | 58.91 | 53.36 | 38.5 | 6.5 | 0 | 0 | 0 | 0 | 0 | 0 | 0 | 0 | 0 | 0 | 0 | 0 | 0 | 0.69 | 26.16 | 63.64 | 70.33 | 68.79 | 68.19 | 67.81 | 65.39 | 63.79 | 57.98 | 24.63 | 0.99 | 0 | 0 | 0 | 0 | 0 | 0 | 0 | 0 | 0 | 0 | 0 | 0 | 0.15 | 17.11 | 59.44 | 72.97 | 73.23 | 71.74 | 70.99 | 70.67 | 67.12 | 61.89 | 46.18 | 17.37 | 2.81 | 0 | 0 | 0 | 0 | 0 | 0 | 0 | 0 | 0 | 0 | 0 | 3.06 | 36.53 | 71.58 | 76.56 | 79.73 | 79.5 | 80.01 | 79.16 | 78.24 | 75.4 | 71.1 | 57.64 | 18.23 | 0.29 | 0 | 0 | 0 | 0 | 0 | 0 | 0 | 0 | 0 | 0.06 | 14.83 | 54.76 | 75.22 | 81.46 | 84.13 | 84.85 | 85.13 | 84.76 | 83.33 | 81.32 | 77.54 | 68.01 | 32.83 | 2.6 | 0 | 0 | 0 | 0 | 0 | 0 | 0 | 0 | 0 | 0.24 | 18.21 | 55.64 | 74.3 | 80.74 | 84.44 | 86.06 | 85.5 | 85.52 | 84.19 | 81.95 | 78.55 | 70.95 | 42.44 | 6.89 | 0 | 0 | 0 | 0 | 0 | 0 | 0 | 0 | 0 | 0 | 8.08 | 42.76 | 68.55 | 78.82 | 83.02 | 84.65 | 83.87 | 82.89 | 82.17 | 80.19 | 76.08 | 65.8 | 37.73 | 5.64 | 0 | 0 | 0 | 0 | 0 | 0 | 0 | 0 | 0 | 0 | 3.1 | 34.25 | 67.29 | 78.83 | 83.05 | 85.15 | 85.45 | 83.54 | 79.42 | 77.58 | 71.3 | 56.79 | 20.3 | 0.56 | 0 | 0 | 0 | 0 | 0 | 0 | 0 | 0 | 0 | 0 | 0.49 | 22.84 | 58.48 | 72.04 | 77.18 | 78.59 | 79.9 | 78.43 | 76.21 | 71.28 | 64.61 | 34.3 | 3.05 | 0 | 0 | 0 | 0 | 0 | 0 | 0 | 0 | 0 | 0 | 0 | 0 | 10 | 49.34 | 65.94 | 69.37 | 70.37 | 70.2 | 69.52 | 70.56 | 66 | 49.77 | 10.84 | 0.01 | 0 | 0 | 0 | 0 | 0 | 0 | 0 | 0 | 0 | 0 | 0 | 1.57 | 27.96 | 58.45 | 65.64 | 64.37 | 62.56 | 63.57 | 63.2 | 58.14 | 34.15 | 3.17 | 0 | 0 | 0 | 0 | 0 | 0 | 0 | 0 | 0 | 0 | 0 | 0 | 0 | 0.11 | 13.23 | 41.67 | 52.23 | 51.48 | 49.52 | 51.55 | 50.73 | 46.74 | 25.54 | 2.1 | 0 | 0 | 0 | 0 | 0 | 0 | 0
WLDWD_1_SOLAR1 |  | Solar_1Axis | Solar Tracking | CISO | North | Norcal | FC | 20 | 0 | 0 | 0 | 0 | 0 | 0 | 0 | 0.47 | 3.78 | 6.7 | 8.17 | 8.83 | 9.12 | 8.51 | 7.94 | 5.45 | 1.21 | 0 | 0 | 0 | 0 | 0 | 0 | 0 | 0 | 0 | 0 | 0 | 0 | 0 | 0 | 2.54 | 10.33 | 13.25 | 13.2 | 12.6 | 12.45 | 12.42 | 12.69 | 11.02 | 5.75 | 0.31 | 0 | 0 | 0 | 0 | 0 | 0 | 0 | 0 | 0 | 0 | 0 | 0 | 0 | 1.56 | 8.8 | 13.2 | 13.92 | 13.41 | 13.52 | 12.95 | 12.31 | 11.59 | 9.7 | 2.94 | 0.61 | 0 | 0 | 0 | 0 | 0 | 0 | 0 | 0 | 0 | 0 | 0 | 0.16 | 5.14 | 12.28 | 14.45 | 14.37 | 14.15 | 14.62 | 14.54 | 14.27 | 14.46 | 13.61 | 12.09 | 5.2 | 0.21 | 0 | 0 | 0 | 0 | 0 | 0 | 0 | 0 | 0 | 0 | 1.87 | 9.98 | 14.04 | 15.02 | 15.27 | 15.15 | 15.47 | 15.49 | 15.53 | 15.74 | 15.3 | 14.35 | 8.74 | 1.16 | 0 | 0 | 0 | 0 | 0 | 0 | 0 | 0 | 0 | 0.01 | 3.11 | 11.28 | 15.22 | 16.54 | 16.76 | 16.91 | 17.02 | 16.92 | 16.8 | 16.85 | 16.21 | 15.19 | 10.96 | 2.97 | 0.03 | 0 | 0 | 0 | 0 | 0 | 0 | 0 | 0 | 0 | 1.4 | 9.24 | 15.27 | 16.86 | 17.11 | 17.16 | 17.04 | 17.03 | 16.76 | 16.75 | 16.14 | 14.93 | 10.36 | 2.39 | 0.01 | 0 | 0 | 0 | 0 | 0 | 0 | 0 | 0 | 0 | 0.21 | 5.46 | 12.76 | 15.53 | 16.15 | 16.36 | 16.34 | 16.18 | 16.16 | 16.1 | 15.4 | 12.54 | 5.51 | 0.32 | 0 | 0 | 0 | 0 | 0 | 0 | 0 | 0 | 0 | 0 | 0.01 | 2.64 | 10.19 | 13.62 | 14.43 | 14.6 | 14.43 | 14.34 | 14.38 | 14.58 | 13.13 | 8.14 | 1.04 | 0 | 0 | 0 | 0 | 0 | 0 | 0 | 0 | 0 | 0 | 0 | 0 | 0.69 | 6.51 | 11.38 | 12.55 | 12.39 | 11.93 | 12.07 | 12.44 | 12.14 | 9.52 | 2.69 | 0.02 | 0 | 0 | 0 | 0 | 0 | 0 | 0 | 0 | 0 | 0 | 0 | 0.02 | 2.15 | 7.45 | 10.16 | 10.55 | 10.11 | 10.39 | 10.64 | 10.05 | 6.13 | 0.73 | 0 | 0 | 0 | 0 | 0 | 0 | 0 | 0 | 0 | 0 | 0 | 0 | 0 | 0 | 0.5 | 3.75 | 6.13 | 7.34 | 8.04 | 7.92 | 7.63 | 6.42 | 3.42 | 0.4 | 0 | 0 | 0 | 0 | 0 | 0 | 0
WLDWD_1_SOLAR2 |  | Solar_1Axis | Solar Tracking | CISO | North | Norcal | FC | 15 | 0 | 0 | 0 | 0 | 0 | 0 | 0 | 0.35 | 2.84 | 5.02 | 6.12 | 6.62 | 6.84 | 6.38 | 5.95 | 4.09 | 0.9 | 0 | 0 | 0 | 0 | 0 | 0 | 0 | 0 | 0 | 0 | 0 | 0 | 0 | 0 | 1.9 | 7.75 | 9.94 | 9.9 | 9.45 | 9.33 | 9.31 | 9.52 | 8.26 | 4.31 | 0.23 | 0 | 0 | 0 | 0 | 0 | 0 | 0 | 0 | 0 | 0 | 0 | 0 | 0 | 1.17 | 6.6 | 9.9 | 10.44 | 10.06 | 10.14 | 9.71 | 9.23 | 8.69 | 7.28 | 2.21 | 0.46 | 0 | 0 | 0 | 0 | 0 | 0 | 0 | 0 | 0 | 0 | 0 | 0.12 | 3.86 | 9.21 | 10.84 | 10.77 | 10.61 | 10.97 | 10.91 | 10.7 | 10.84 | 10.21 | 9.07 | 3.9 | 0.16 | 0 | 0 | 0 | 0 | 0 | 0 | 0 | 0 | 0 | 0 | 1.4 | 7.48 | 10.53 | 11.26 | 11.45 | 11.36 | 11.6 | 11.62 | 11.65 | 11.8 | 11.47 | 10.76 | 6.56 | 0.87 | 0 | 0 | 0 | 0 | 0 | 0 | 0 | 0 | 0 | 0.01 | 2.33 | 8.46 | 11.41 | 12.41 | 12.57 | 12.68 | 12.76 | 12.69 | 12.6 | 12.64 | 12.16 | 11.39 | 8.22 | 2.22 | 0.02 | 0 | 0 | 0 | 0 | 0 | 0 | 0 | 0 | 0 | 1.05 | 6.93 | 11.45 | 12.64 | 12.84 | 12.87 | 12.78 | 12.77 | 12.57 | 12.56 | 12.11 | 11.2 | 7.77 | 1.79 | 0.01 | 0 | 0 | 0 | 0 | 0 | 0 | 0 | 0 | 0 | 0.15 | 4.1 | 9.57 | 11.65 | 12.11 | 12.27 | 12.25 | 12.14 | 12.12 | 12.08 | 11.55 | 9.4 | 4.14 | 0.24 | 0 | 0 | 0 | 0 | 0 | 0 | 0 | 0 | 0 | 0 | 0.01 | 1.98 | 7.64 | 10.22 | 10.82 | 10.95 | 10.82 | 10.75 | 10.78 | 10.94 | 9.85 | 6.11 | 0.78 | 0 | 0 | 0 | 0 | 0 | 0 | 0 | 0 | 0 | 0 | 0 | 0 | 0.52 | 4.88 | 8.54 | 9.42 | 9.29 | 8.95 | 9.05 | 9.33 | 9.11 | 7.14 | 2.02 | 0.01 | 0 | 0 | 0 | 0 | 0 | 0 | 0 | 0 | 0 | 0 | 0 | 0.02 | 1.61 | 5.59 | 7.62 | 7.91 | 7.58 | 7.8 | 7.98 | 7.54 | 4.6 | 0.55 | 0 | 0 | 0 | 0 | 0 | 0 | 0 | 0 | 0 | 0 | 0 | 0 | 0 | 0 | 0.38 | 2.81 | 4.6 | 5.51 | 6.03 | 5.94 | 5.72 | 4.81 | 2.56 | 0.3 | 0 | 0 | 0 | 0 | 0 | 0 | 0
WNDMAS_2_UNIT 1 |  | Wind | Wind | CISO | North | Norcal | FC | 38 | 2.02 | 1.92 | 1.67 | 1.57 | 1.73 | 1.78 | 1.76 | 1.86 | 1.7 | 1.45 | 1.52 | 1.61 | 1.39 | 1.27 | 1.14 | 0.99 | 1.03 | 1.36 | 1.61 | 1.77 | 1.65 | 1.76 | 1.92 | 1.93 | 4.59 | 4.86 | 4.59 | 3.88 | 3.55 | 3.63 | 3.63 | 3.86 | 3.1 | 2.91 | 3.08 | 2.75 | 2.56 | 2.48 | 2.29 | 2.39 | 2.29 | 2.62 | 2.78 | 2.9 | 3.21 | 4.01 | 4.29 | 4.66 | 5.28 | 5.01 | 4.53 | 4.27 | 3.81 | 3 | 2.89 | 2.68 | 2.66 | 2.21 | 1.86 | 1.89 | 1.84 | 1.98 | 2.04 | 2.07 | 2.4 | 2.71 | 3.75 | 5.06 | 6.08 | 5.78 | 5.7 | 5.33 | 14.33 | 13.06 | 12.85 | 10.65 | 9.44 | 8.27 | 7.68 | 6.06 | 4.4 | 4.65 | 4.1 | 3.26 | 3.34 | 3.86 | 4.55 | 6.05 | 8.1 | 10.35 | 11.05 | 11.61 | 13 | 13.25 | 14.12 | 14.7 | 18.49 | 17.53 | 17.44 | 17.15 | 14.66 | 12.57 | 11.54 | 9.54 | 9.63 | 8.41 | 6.84 | 5.4 | 6.09 | 7.08 | 7.97 | 10.69 | 14.28 | 16.55 | 18.27 | 17.74 | 18.24 | 19.14 | 18.34 | 17.55 | 14.07 | 15.03 | 13.38 | 12.3 | 11.07 | 10.09 | 8.54 | 5.97 | 4.76 | 3.33 | 2.85 | 2.03 | 1.64 | 2.18 | 2.41 | 3.67 | 6.24 | 9.36 | 11.67 | 12.19 | 13.34 | 13.55 | 13.6 | 14.14 | 22.67 | 22.11 | 20.48 | 18.28 | 17.25 | 16.15 | 13.76 | 11.47 | 8.16 | 6.62 | 4.21 | 3 | 2.73 | 4.19 | 4.96 | 7.25 | 11.87 | 14.97 | 15.84 | 16.57 | 18.99 | 19.68 | 21.61 | 22.73 | 18.53 | 17.71 | 16.64 | 14.76 | 12.79 | 11.04 | 9.55 | 8.14 | 5.19 | 3.86 | 2.83 | 1.89 | 1.17 | 1.65 | 2.04 | 3.15 | 5.19 | 8.17 | 11.06 | 14.38 | 17.53 | 18.49 | 18.74 | 19.09 | 6.99 | 6.88 | 6.48 | 6.04 | 4.64 | 3.74 | 3.6 | 2.82 | 2.1 | 1.28 | 0.99 | 0.49 | 0.34 | 0.52 | 0.8 | 1.12 | 1.94 | 2.51 | 2.82 | 4.26 | 5.64 | 6.27 | 6.52 | 6.64 | 2.91 | 2.68 | 1.97 | 1.59 | 1.3 | 1.08 | 1.24 | 1.04 | 0.95 | 0.64 | 0.39 | 0.31 | 0.25 | 0.26 | 0.35 | 0.38 | 0.33 | 0.38 | 0.68 | 0.93 | 1.35 | 1.63 | 2.1 | 2.4 | 2.19 | 1.93 | 1.75 | 2.08 | 1.91 | 1.9 | 1.8 | 1.97 | 1.63 | 1.27 | 1.13 | 1 | 1 | 0.9 | 0.97 | 1.09 | 1.02 | 1.08 | 1.3 | 1.34 | 1.79 | 1.95 | 2.24 | 2.22 | 2.08 | 2.07 | 2 | 1.77 | 1.93 | 1.99 | 1.73 | 1.97 | 1.85 | 1.52 | 1.44 | 1.22 | 1.24 | 1.21 | 1.29 | 1.37 | 1.27 | 1.3 | 1.63 | 1.96 | 2.25 | 2.15 | 1.98 | 2.28
WNDSTR_2_WIND |  | Wind | Wind | CISO | South | Socal | FC | 120 | 6.3 | 6.67 | 6.29 | 5.99 | 6.7 | 6.51 | 6.68 | 6.13 | 5.32 | 6.04 | 5.37 | 5.88 | 6.61 | 6.03 | 6.65 | 6.63 | 5.67 | 5.47 | 6.54 | 6.18 | 6.1 | 6.69 | 5.77 | 6.09 | 11.63 | 11.09 | 12.72 | 12.4 | 10.47 | 11.1 | 10.93 | 8.96 | 9.37 | 10.35 | 12.89 | 13.35 | 12.03 | 11.14 | 14.22 | 14.57 | 14.29 | 14.94 | 14.12 | 15.35 | 17.62 | 15.22 | 13.39 | 13.18 | 12.96 | 12.17 | 10.67 | 10.58 | 10.79 | 10.75 | 10.78 | 8.87 | 6.85 | 6.83 | 6.95 | 7.86 | 9.54 | 10.29 | 11.63 | 11.34 | 15.2 | 16.18 | 15.25 | 16.4 | 15.9 | 16.3 | 13.44 | 12.74 | 44.32 | 45.96 | 41.99 | 38.4 | 35.91 | 32.1 | 26.48 | 21.85 | 15.95 | 14.21 | 14.1 | 14.06 | 13.68 | 15.97 | 23.94 | 33.08 | 39.32 | 44.15 | 47.38 | 48.42 | 48.42 | 48.85 | 46.57 | 46.55 | 51.83 | 49.13 | 46.96 | 46.93 | 41.34 | 33.22 | 25.46 | 19.14 | 14.19 | 10.59 | 7.96 | 7.66 | 6.57 | 9.11 | 15.15 | 24.47 | 38.16 | 45.68 | 51.61 | 49.76 | 50.28 | 53.1 | 52.33 | 53.47 | 53.32 | 52.05 | 48.41 | 44.2 | 40.35 | 32.57 | 25.48 | 18.71 | 11.5 | 8.33 | 5.97 | 6.96 | 7.53 | 8.85 | 14.53 | 23.23 | 33.53 | 39.61 | 45.5 | 51.01 | 55.7 | 55.52 | 54.86 | 55.27 | 50.21 | 47.17 | 44.48 | 39.18 | 32.47 | 27.91 | 20.75 | 13.41 | 6.83 | 4.56 | 3.9 | 4.6 | 6.13 | 8.98 | 14.68 | 21.89 | 31.46 | 39.99 | 46.22 | 50.45 | 54.6 | 55.94 | 54.18 | 52.24 | 44.95 | 43.58 | 39.99 | 34.19 | 27.55 | 24.02 | 17.67 | 12.74 | 7.82 | 5.35 | 4.19 | 4.66 | 6.31 | 8.88 | 13.65 | 19.91 | 27.31 | 35.02 | 39.45 | 47.84 | 50.72 | 50.56 | 48.91 | 46.64 | 22.67 | 20.9 | 18.94 | 14.75 | 12.14 | 8.78 | 7.05 | 4.87 | 4.06 | 4.07 | 4.67 | 6.22 | 7.22 | 8.58 | 10.65 | 13.15 | 14.87 | 19.61 | 24.01 | 28.82 | 28.84 | 28.79 | 27.06 | 24.74 | 11.82 | 10.96 | 11.11 | 10.93 | 10.02 | 8.24 | 6.65 | 5.51 | 3.68 | 3.3 | 3.53 | 4.41 | 5.2 | 5.21 | 5.29 | 6.11 | 7.79 | 9.31 | 11.23 | 12.94 | 14.28 | 14.53 | 13.43 | 11.56 | 5.29 | 4.69 | 4.8 | 4.87 | 4.94 | 5.01 | 4.78 | 4.31 | 3.92 | 4.28 | 4.66 | 5.31 | 5.04 | 5.33 | 5.38 | 4.5 | 4.08 | 5.19 | 6.53 | 7.04 | 7.5 | 5.57 | 5.9 | 5.68 | 4.47 | 4.34 | 4.26 | 4.89 | 4.79 | 4.86 | 4.82 | 4.49 | 4.21 | 4.19 | 4.17 | 4.55 | 4.52 | 4.18 | 3.98 | 4.18 | 4.62 | 4.87 | 5.51 | 5.16 | 5.84 | 5.26 | 4.96 | 4.92
WRGTSR_2_WSFSR1 |  | Solar_Fixed | Solar Fixed | CISO | North | Norcal | FC | 200 | 0 | 0 | 0 | 0 | 0 | 0 | 0 | 6.16 | 43.2 | 84.55 | 106.5 | 111.63 | 116.44 | 102.45 | 96.27 | 65.67 | 15.41 | 0.01 | 0 | 0 | 0 | 0 | 0 | 0 | 0 | 0 | 0 | 0 | 0 | 0 | 0.03 | 22.94 | 89.23 | 122.92 | 134.81 | 138.04 | 141.54 | 133.38 | 124.17 | 100.84 | 51.09 | 3.67 | 0 | 0 | 0 | 0 | 0 | 0 | 0 | 0 | 0 | 0 | 0 | 0 | 0 | 12.7 | 68.7 | 111.98 | 134.15 | 137.24 | 136.17 | 131.34 | 122.97 | 109.58 | 84.5 | 29.9 | 6.45 | 0.02 | 0 | 0 | 0 | 0 | 0 | 0 | 0 | 0 | 0 | 0 | 1.18 | 35.6 | 100.36 | 135.81 | 151.55 | 157.45 | 162.59 | 159.79 | 159.12 | 152.01 | 134.53 | 102.51 | 39.43 | 1.68 | 0 | 0 | 0 | 0 | 0 | 0 | 0 | 0 | 0 | 0 | 11.32 | 65.38 | 114.52 | 144.19 | 158.75 | 164.93 | 164.53 | 164.49 | 164.43 | 158.23 | 141.05 | 114.29 | 59.94 | 8.05 | 0 | 0 | 0 | 0 | 0 | 0 | 0 | 0 | 0 | 0.06 | 17.31 | 72.94 | 119.44 | 146.83 | 163.04 | 171.15 | 173.87 | 175.23 | 171.53 | 164.81 | 147.33 | 119.73 | 72.87 | 18.09 | 0.2 | 0 | 0 | 0 | 0 | 0 | 0 | 0 | 0 | 0 | 8.58 | 61.91 | 117.36 | 149.89 | 167.15 | 175.94 | 178.91 | 177.33 | 173.47 | 164.9 | 148.75 | 120.71 | 72.56 | 15.85 | 0.09 | 0 | 0 | 0 | 0 | 0 | 0 | 0 | 0 | 0 | 1.66 | 38.46 | 101.88 | 140.5 | 161.48 | 170.66 | 172.49 | 172.35 | 169.08 | 160.6 | 141.13 | 103.83 | 42.11 | 2.82 | 0 | 0 | 0 | 0 | 0 | 0 | 0 | 0 | 0 | 0 | 0.05 | 21.52 | 85.63 | 129.39 | 151.27 | 159.46 | 162.8 | 160.96 | 157.68 | 149.11 | 123.58 | 69.57 | 10.64 | 0 | 0 | 0 | 0 | 0 | 0 | 0 | 0 | 0 | 0 | 0 | 0 | 6.85 | 61.34 | 111.84 | 133.04 | 139.78 | 141.79 | 140.63 | 136.61 | 123.43 | 89.65 | 27.32 | 0.23 | 0 | 0 | 0 | 0 | 0 | 0 | 0 | 0 | 0 | 0 | 0 | 0.22 | 24.33 | 82.47 | 115.75 | 129.01 | 131.51 | 130.78 | 123.34 | 108.12 | 61.83 | 8.2 | 0 | 0 | 0 | 0 | 0 | 0 | 0 | 0 | 0 | 0 | 0 | 0 | 0 | 0 | 7.8 | 45.05 | 78.49 | 96.8 | 103.41 | 98.86 | 89.34 | 82.16 | 42.36 | 5.18 | 0 | 0 | 0 | 0 | 0 | 0 | 0
WSTWND_2_M89WD2 |  | Wind | Wind | CISO | South | Socal | FC | 82.65 | 4.34 | 4.59 | 4.33 | 4.13 | 4.61 | 4.49 | 4.6 | 4.22 | 3.67 | 4.16 | 3.7 | 4.05 | 4.55 | 4.15 | 4.58 | 4.57 | 3.9 | 3.77 | 4.51 | 4.26 | 4.2 | 4.61 | 3.98 | 4.2 | 8.01 | 7.64 | 8.76 | 8.54 | 7.21 | 7.65 | 7.53 | 6.17 | 6.45 | 7.13 | 8.87 | 9.19 | 8.29 | 7.67 | 9.79 | 10.04 | 9.84 | 10.29 | 9.72 | 10.57 | 12.14 | 10.49 | 9.23 | 9.08 | 8.92 | 8.38 | 7.35 | 7.28 | 7.43 | 7.41 | 7.42 | 6.11 | 4.72 | 4.7 | 4.79 | 5.42 | 6.57 | 7.09 | 8.01 | 7.81 | 10.47 | 11.14 | 10.5 | 11.29 | 10.95 | 11.23 | 9.26 | 8.77 | 30.52 | 31.66 | 28.92 | 26.45 | 24.73 | 22.11 | 18.24 | 15.05 | 10.98 | 9.78 | 9.71 | 9.68 | 9.42 | 11 | 16.49 | 22.79 | 27.08 | 30.41 | 32.63 | 33.35 | 33.35 | 33.65 | 32.07 | 32.06 | 35.7 | 33.84 | 32.34 | 32.33 | 28.47 | 22.88 | 17.53 | 13.19 | 9.77 | 7.29 | 5.48 | 5.28 | 4.53 | 6.27 | 10.44 | 16.85 | 26.28 | 31.46 | 35.54 | 34.27 | 34.63 | 36.57 | 36.04 | 36.83 | 36.73 | 35.85 | 33.34 | 30.44 | 27.79 | 22.43 | 17.55 | 12.89 | 7.92 | 5.74 | 4.11 | 4.79 | 5.18 | 6.09 | 10.01 | 16 | 23.09 | 27.28 | 31.34 | 35.13 | 38.36 | 38.24 | 37.78 | 38.07 | 34.58 | 32.49 | 30.64 | 26.99 | 22.36 | 19.22 | 14.29 | 9.23 | 4.7 | 3.14 | 2.68 | 3.17 | 4.22 | 6.19 | 10.11 | 15.08 | 21.67 | 27.54 | 31.83 | 34.75 | 37.61 | 38.53 | 37.32 | 35.98 | 30.96 | 30.02 | 27.55 | 23.55 | 18.97 | 16.54 | 12.17 | 8.77 | 5.39 | 3.69 | 2.89 | 3.21 | 4.34 | 6.12 | 9.4 | 13.71 | 18.81 | 24.12 | 27.17 | 32.95 | 34.94 | 34.82 | 33.68 | 32.13 | 15.62 | 14.39 | 13.04 | 10.16 | 8.36 | 6.05 | 4.85 | 3.35 | 2.79 | 2.81 | 3.22 | 4.28 | 4.97 | 5.91 | 7.33 | 9.06 | 10.24 | 13.51 | 16.54 | 19.85 | 19.86 | 19.83 | 18.64 | 17.04 | 8.14 | 7.55 | 7.65 | 7.53 | 6.9 | 5.67 | 4.58 | 3.79 | 2.53 | 2.27 | 2.43 | 3.04 | 3.58 | 3.59 | 3.64 | 4.21 | 5.37 | 6.41 | 7.74 | 8.91 | 9.84 | 10.01 | 9.25 | 7.96 | 3.64 | 3.23 | 3.3 | 3.36 | 3.4 | 3.45 | 3.3 | 2.97 | 2.7 | 2.95 | 3.21 | 3.66 | 3.47 | 3.67 | 3.7 | 3.1 | 2.81 | 3.58 | 4.5 | 4.85 | 5.17 | 3.83 | 4.06 | 3.91 | 3.08 | 2.99 | 2.93 | 3.37 | 3.3 | 3.35 | 3.32 | 3.09 | 2.9 | 2.89 | 2.87 | 3.13 | 3.11 | 2.88 | 2.74 | 2.88 | 3.18 | 3.36 | 3.79 | 3.55 | 4.02 | 3.62 | 3.42 | 3.39
WSTWND_2_M90WD2 |  | Wind | Wind | CISO | South | Socal | FC | 64.82 | 3.4 | 3.6 | 3.4 | 3.24 | 3.62 | 3.52 | 3.61 | 3.31 | 2.88 | 3.26 | 2.9 | 3.18 | 3.57 | 3.26 | 3.59 | 3.58 | 3.06 | 2.95 | 3.53 | 3.34 | 3.29 | 3.62 | 3.12 | 3.29 | 6.28 | 5.99 | 6.87 | 6.7 | 5.66 | 6 | 5.9 | 4.84 | 5.06 | 5.59 | 6.96 | 7.21 | 6.5 | 6.02 | 7.68 | 7.87 | 7.72 | 8.07 | 7.62 | 8.29 | 9.52 | 8.22 | 7.24 | 7.12 | 7 | 6.57 | 5.76 | 5.71 | 5.83 | 5.81 | 5.82 | 4.79 | 3.7 | 3.69 | 3.75 | 4.25 | 5.15 | 5.56 | 6.28 | 6.13 | 8.21 | 8.74 | 8.24 | 8.86 | 8.59 | 8.81 | 7.26 | 6.88 | 23.94 | 24.83 | 22.68 | 20.74 | 19.4 | 17.34 | 14.3 | 11.8 | 8.61 | 7.67 | 7.62 | 7.59 | 7.39 | 8.62 | 12.93 | 17.87 | 21.24 | 23.85 | 25.59 | 26.15 | 26.16 | 26.39 | 25.15 | 25.14 | 28 | 26.54 | 25.37 | 25.35 | 22.33 | 17.95 | 13.75 | 10.34 | 7.67 | 5.72 | 4.3 | 4.14 | 3.55 | 4.92 | 8.18 | 13.22 | 20.61 | 24.68 | 27.88 | 26.88 | 27.16 | 28.68 | 28.27 | 28.88 | 28.8 | 28.12 | 26.15 | 23.88 | 21.8 | 17.59 | 13.76 | 10.11 | 6.21 | 4.5 | 3.23 | 3.76 | 4.07 | 4.78 | 7.85 | 12.55 | 18.11 | 21.39 | 24.58 | 27.55 | 30.09 | 29.99 | 29.63 | 29.85 | 27.12 | 25.48 | 24.03 | 21.16 | 17.54 | 15.08 | 11.21 | 7.24 | 3.69 | 2.46 | 2.11 | 2.49 | 3.31 | 4.85 | 7.93 | 11.82 | 16.99 | 21.6 | 24.96 | 27.25 | 29.5 | 30.22 | 29.27 | 28.22 | 24.28 | 23.54 | 21.6 | 18.47 | 14.88 | 12.97 | 9.54 | 6.88 | 4.22 | 2.89 | 2.27 | 2.52 | 3.41 | 4.8 | 7.37 | 10.75 | 14.75 | 18.91 | 21.31 | 25.84 | 27.4 | 27.31 | 26.42 | 25.2 | 12.25 | 11.29 | 10.23 | 7.97 | 6.56 | 4.74 | 3.81 | 2.63 | 2.19 | 2.2 | 2.52 | 3.36 | 3.9 | 4.63 | 5.75 | 7.1 | 8.03 | 10.6 | 12.97 | 15.57 | 15.58 | 15.55 | 14.62 | 13.36 | 6.38 | 5.92 | 6 | 5.91 | 5.41 | 4.45 | 3.59 | 2.97 | 1.99 | 1.78 | 1.91 | 2.38 | 2.81 | 2.81 | 2.86 | 3.3 | 4.21 | 5.03 | 6.07 | 6.99 | 7.72 | 7.85 | 7.26 | 6.24 | 2.86 | 2.53 | 2.59 | 2.63 | 2.67 | 2.71 | 2.58 | 2.33 | 2.12 | 2.31 | 2.52 | 2.87 | 2.72 | 2.88 | 2.9 | 2.43 | 2.21 | 2.8 | 3.53 | 3.8 | 4.05 | 3.01 | 3.19 | 3.07 | 2.41 | 2.35 | 2.3 | 2.64 | 2.58 | 2.63 | 2.6 | 2.43 | 2.27 | 2.27 | 2.25 | 2.46 | 2.44 | 2.26 | 2.15 | 2.26 | 2.5 | 2.63 | 2.98 | 2.79 | 3.16 | 2.84 | 2.68 | 2.66
YELPIN_2_YP2SR1 |  | Paired_Solar_1Axis | Solar Tracking | CISO | South | Socal | ID | 125 | 0 | 0 | 0 | 0 | 0 | 0 | 0.06 | 14.97 | 58.65 | 76.36 | 75.6 | 74.26 | 73.46 | 73.64 | 66.7 | 48.13 | 8.12 | 0 | 0 | 0 | 0 | 0 | 0 | 0 | 0 | 0 | 0 | 0 | 0 | 0 | 0.86 | 32.69 | 79.56 | 87.91 | 85.99 | 85.23 | 84.76 | 81.74 | 79.74 | 72.48 | 30.79 | 1.23 | 0 | 0 | 0 | 0 | 0 | 0 | 0 | 0 | 0 | 0 | 0 | 0 | 0.19 | 21.38 | 74.3 | 91.21 | 91.53 | 89.67 | 88.74 | 88.33 | 83.9 | 77.36 | 57.73 | 21.71 | 3.51 | 0 | 0 | 0 | 0 | 0 | 0 | 0 | 0 | 0 | 0 | 0 | 3.83 | 45.67 | 89.47 | 95.7 | 99.66 | 99.38 | 100.01 | 98.95 | 97.8 | 94.25 | 88.87 | 72.05 | 22.78 | 0.37 | 0 | 0 | 0 | 0 | 0 | 0 | 0 | 0 | 0 | 0.07 | 18.54 | 68.45 | 94.03 | 101.83 | 105.16 | 106.06 | 106.41 | 105.96 | 104.16 | 101.64 | 96.92 | 85.01 | 41.04 | 3.25 | 0 | 0 | 0 | 0 | 0 | 0 | 0 | 0 | 0 | 0.3 | 22.77 | 69.55 | 92.88 | 100.92 | 105.56 | 107.57 | 106.88 | 106.9 | 105.24 | 102.44 | 98.18 | 88.68 | 53.05 | 8.61 | 0 | 0 | 0 | 0 | 0 | 0 | 0 | 0 | 0 | 0.01 | 10.1 | 53.46 | 85.68 | 98.52 | 103.78 | 105.81 | 104.83 | 103.61 | 102.71 | 100.23 | 95.11 | 82.25 | 47.16 | 7.05 | 0 | 0 | 0 | 0 | 0 | 0 | 0 | 0 | 0 | 0 | 3.87 | 42.82 | 84.11 | 98.54 | 103.82 | 106.44 | 106.82 | 104.42 | 99.28 | 96.98 | 89.13 | 70.99 | 25.38 | 0.7 | 0 | 0 | 0 | 0 | 0 | 0 | 0 | 0 | 0 | 0 | 0.62 | 28.56 | 73.1 | 90.05 | 96.47 | 98.24 | 99.88 | 98.04 | 95.26 | 89.1 | 80.76 | 42.87 | 3.81 | 0 | 0 | 0 | 0 | 0 | 0 | 0 | 0 | 0 | 0 | 0 | 0.01 | 12.49 | 61.67 | 82.43 | 86.72 | 87.96 | 87.75 | 86.9 | 88.21 | 82.5 | 62.21 | 13.55 | 0.01 | 0 | 0 | 0 | 0 | 0 | 0 | 0 | 0 | 0 | 0 | 0 | 1.96 | 34.95 | 73.06 | 82.05 | 80.47 | 78.2 | 79.47 | 79.01 | 72.67 | 42.69 | 3.96 | 0 | 0 | 0 | 0 | 0 | 0 | 0 | 0 | 0 | 0 | 0 | 0 | 0 | 0.13 | 16.53 | 52.09 | 65.28 | 64.35 | 61.9 | 64.43 | 63.42 | 58.43 | 31.92 | 2.63 | 0 | 0 | 0 | 0 | 0 | 0 | 0
ZOND_6_UNIT |  | Wind | Wind | CISO | North | Norcal | FC | 17.1 | 0.91 | 0.87 | 0.75 | 0.71 | 0.78 | 0.8 | 0.79 | 0.84 | 0.76 | 0.65 | 0.68 | 0.73 | 0.62 | 0.57 | 0.51 | 0.45 | 0.46 | 0.61 | 0.72 | 0.8 | 0.74 | 0.79 | 0.86 | 0.87 | 2.07 | 2.19 | 2.07 | 1.75 | 1.6 | 1.63 | 1.63 | 1.74 | 1.39 | 1.31 | 1.38 | 1.24 | 1.15 | 1.12 | 1.03 | 1.08 | 1.03 | 1.18 | 1.25 | 1.31 | 1.44 | 1.8 | 1.93 | 2.1 | 2.38 | 2.25 | 2.04 | 1.92 | 1.71 | 1.35 | 1.3 | 1.2 | 1.2 | 0.99 | 0.84 | 0.85 | 0.83 | 0.89 | 0.92 | 0.93 | 1.08 | 1.22 | 1.69 | 2.28 | 2.74 | 2.6 | 2.56 | 2.4 | 6.45 | 5.88 | 5.78 | 4.79 | 4.25 | 3.72 | 3.46 | 2.73 | 1.98 | 2.09 | 1.85 | 1.47 | 1.5 | 1.74 | 2.05 | 2.72 | 3.64 | 4.66 | 4.97 | 5.23 | 5.85 | 5.96 | 6.35 | 6.61 | 8.32 | 7.89 | 7.85 | 7.72 | 6.6 | 5.66 | 5.2 | 4.29 | 4.33 | 3.78 | 3.08 | 2.43 | 2.74 | 3.19 | 3.59 | 4.81 | 6.42 | 7.45 | 8.22 | 7.98 | 8.21 | 8.61 | 8.25 | 7.9 | 6.33 | 6.76 | 6.02 | 5.54 | 4.98 | 4.54 | 3.84 | 2.69 | 2.14 | 1.5 | 1.28 | 0.91 | 0.74 | 0.98 | 1.08 | 1.65 | 2.81 | 4.21 | 5.25 | 5.48 | 6 | 6.1 | 6.12 | 6.36 | 10.2 | 9.95 | 9.22 | 8.22 | 7.76 | 7.27 | 6.19 | 5.16 | 3.67 | 2.98 | 1.9 | 1.35 | 1.23 | 1.89 | 2.23 | 3.26 | 5.34 | 6.73 | 7.13 | 7.46 | 8.55 | 8.86 | 9.72 | 10.23 | 8.34 | 7.97 | 7.49 | 6.64 | 5.75 | 4.97 | 4.3 | 3.66 | 2.34 | 1.74 | 1.27 | 0.85 | 0.53 | 0.74 | 0.92 | 1.42 | 2.33 | 3.68 | 4.98 | 6.47 | 7.89 | 8.32 | 8.43 | 8.59 | 3.15 | 3.1 | 2.92 | 2.72 | 2.09 | 1.68 | 1.62 | 1.27 | 0.94 | 0.57 | 0.45 | 0.22 | 0.15 | 0.23 | 0.36 | 0.5 | 0.87 | 1.13 | 1.27 | 1.92 | 2.54 | 2.82 | 2.93 | 2.99 | 1.31 | 1.2 | 0.89 | 0.71 | 0.59 | 0.49 | 0.56 | 0.47 | 0.43 | 0.29 | 0.18 | 0.14 | 0.11 | 0.12 | 0.16 | 0.17 | 0.15 | 0.17 | 0.31 | 0.42 | 0.61 | 0.73 | 0.94 | 1.08 | 0.99 | 0.87 | 0.79 | 0.94 | 0.86 | 0.85 | 0.81 | 0.89 | 0.73 | 0.57 | 0.51 | 0.45 | 0.45 | 0.4 | 0.44 | 0.49 | 0.46 | 0.48 | 0.58 | 0.61 | 0.81 | 0.88 | 1.01 | 1 | 0.93 | 0.93 | 0.9 | 0.8 | 0.87 | 0.89 | 0.78 | 0.89 | 0.83 | 0.68 | 0.65 | 0.55 | 0.56 | 0.54 | 0.58 | 0.62 | 0.57 | 0.58 | 0.73 | 0.88 | 1.01 | 0.97 | 0.89 | 1.03
ALHMBR_1_ALHSLR |  | Solar_Fixed | Solar Fixed | IID | 0 | Socal | 0 | 50 | 0 | 0 | 0 | 0 | 0 | 0 | 0.08 | 6.62 | 22.21 | 30.13 | 32.56 | 33.63 | 32.76 | 31.54 | 26.34 | 15.37 | 2.23 | 0 | 0 | 0 | 0 | 0 | 0 | 0 | 0 | 0 | 0 | 0 | 0 | 0 | 0.55 | 12.32 | 29.23 | 34.82 | 37.25 | 37.39 | 36.72 | 35.36 | 32.53 | 24.98 | 9.69 | 0.24 | 0 | 0 | 0 | 0 | 0 | 0 | 0 | 0 | 0 | 0 | 0 | 0 | 0.11 | 7.07 | 24.66 | 34.18 | 37.52 | 38.16 | 37.69 | 36.78 | 34.59 | 30.59 | 19.3 | 8.97 | 1.35 | 0 | 0 | 0 | 0 | 0 | 0 | 0 | 0 | 0 | 0 | 0 | 1.37 | 13.81 | 29.74 | 37.34 | 40.75 | 42.43 | 42.49 | 41.63 | 40.56 | 37.2 | 31.65 | 21.71 | 5.42 | 0.07 | 0 | 0 | 0 | 0 | 0 | 0 | 0 | 0 | 0 | 0.07 | 5.72 | 21.01 | 31.87 | 37.88 | 42.1 | 43.77 | 44 | 43.52 | 42.64 | 39.71 | 34.73 | 25.21 | 9.47 | 0.62 | 0 | 0 | 0 | 0 | 0 | 0 | 0 | 0 | 0 | 0.19 | 7.03 | 21.44 | 32.55 | 38.89 | 43.04 | 44.99 | 45.34 | 45.28 | 43.73 | 40.49 | 35.49 | 27.12 | 12.94 | 1.63 | 0 | 0 | 0 | 0 | 0 | 0 | 0 | 0 | 0 | 0.01 | 3.37 | 14.74 | 27.22 | 35.03 | 40.22 | 42.87 | 43.73 | 43.38 | 41.42 | 38.75 | 33.55 | 25.23 | 11.48 | 1.31 | 0 | 0 | 0 | 0 | 0 | 0 | 0 | 0 | 0 | 0 | 1.5 | 13.27 | 28.31 | 36.41 | 41.38 | 43.95 | 44.77 | 44.05 | 42.2 | 38.41 | 32.51 | 21.69 | 6.2 | 0.17 | 0 | 0 | 0 | 0 | 0 | 0 | 0 | 0 | 0 | 0 | 0.41 | 10.2 | 26.45 | 35.63 | 40.63 | 42.88 | 43.39 | 43 | 41.01 | 36.11 | 29.07 | 12.87 | 1.15 | 0 | 0 | 0 | 0 | 0 | 0 | 0 | 0 | 0 | 0 | 0 | 0.05 | 5.44 | 22.92 | 32.8 | 37.33 | 39.67 | 40.23 | 39.64 | 37.7 | 33.55 | 21.23 | 4.26 | 0.02 | 0 | 0 | 0 | 0 | 0 | 0 | 0 | 0 | 0 | 0 | 0 | 1.23 | 13.49 | 27 | 33.57 | 35.84 | 36.68 | 35.55 | 33.66 | 27.71 | 12.65 | 0.85 | 0 | 0 | 0 | 0 | 0 | 0 | 0 | 0 | 0 | 0 | 0 | 0 | 0 | 0.15 | 7.12 | 19.99 | 26.76 | 29.49 | 31.05 | 30.1 | 27.65 | 22.54 | 10.09 | 0.62 | 0 | 0 | 0 | 0 | 0 | 0 | 0
ANZA_6_SOLAR1 |  | Solar_1Axis | Solar Tracking | IID | 0 | Socal | 0 | 20 | 0 | 0 | 0 | 0 | 0 | 0 | 0.01 | 2.4 | 9.38 | 12.22 | 12.1 | 11.88 | 11.75 | 11.78 | 10.67 | 7.7 | 1.3 | 0 | 0 | 0 | 0 | 0 | 0 | 0 | 0 | 0 | 0 | 0 | 0 | 0 | 0.14 | 5.23 | 12.73 | 14.07 | 13.76 | 13.64 | 13.56 | 13.08 | 12.76 | 11.6 | 4.93 | 0.2 | 0 | 0 | 0 | 0 | 0 | 0 | 0 | 0 | 0 | 0 | 0 | 0 | 0.03 | 3.42 | 11.89 | 14.59 | 14.65 | 14.35 | 14.2 | 14.13 | 13.42 | 12.38 | 9.24 | 3.47 | 0.56 | 0 | 0 | 0 | 0 | 0 | 0 | 0 | 0 | 0 | 0 | 0 | 0.61 | 7.31 | 14.32 | 15.31 | 15.95 | 15.9 | 16 | 15.83 | 15.65 | 15.08 | 14.22 | 11.53 | 3.65 | 0.06 | 0 | 0 | 0 | 0 | 0 | 0 | 0 | 0 | 0 | 0.01 | 2.97 | 10.95 | 15.04 | 16.29 | 16.83 | 16.97 | 17.03 | 16.95 | 16.67 | 16.26 | 15.51 | 13.6 | 6.57 | 0.52 | 0 | 0 | 0 | 0 | 0 | 0 | 0 | 0 | 0 | 0.05 | 3.64 | 11.13 | 14.86 | 16.15 | 16.89 | 17.21 | 17.1 | 17.1 | 16.84 | 16.39 | 15.71 | 14.19 | 8.49 | 1.38 | 0 | 0 | 0 | 0 | 0 | 0 | 0 | 0 | 0 | 0 | 1.62 | 8.55 | 13.71 | 15.76 | 16.6 | 16.93 | 16.77 | 16.58 | 16.43 | 16.04 | 15.22 | 13.16 | 7.55 | 1.13 | 0 | 0 | 0 | 0 | 0 | 0 | 0 | 0 | 0 | 0 | 0.62 | 6.85 | 13.46 | 15.77 | 16.61 | 17.03 | 17.09 | 16.71 | 15.88 | 15.52 | 14.26 | 11.36 | 4.06 | 0.11 | 0 | 0 | 0 | 0 | 0 | 0 | 0 | 0 | 0 | 0 | 0.1 | 4.57 | 11.7 | 14.41 | 15.44 | 15.72 | 15.98 | 15.69 | 15.24 | 14.26 | 12.92 | 6.86 | 0.61 | 0 | 0 | 0 | 0 | 0 | 0 | 0 | 0 | 0 | 0 | 0 | 0 | 2 | 9.87 | 13.19 | 13.87 | 14.07 | 14.04 | 13.9 | 14.11 | 13.2 | 9.95 | 2.17 | 0 | 0 | 0 | 0 | 0 | 0 | 0 | 0 | 0 | 0 | 0 | 0 | 0.31 | 5.59 | 11.69 | 13.13 | 12.87 | 12.51 | 12.71 | 12.64 | 11.63 | 6.83 | 0.63 | 0 | 0 | 0 | 0 | 0 | 0 | 0 | 0 | 0 | 0 | 0 | 0 | 0 | 0.02 | 2.65 | 8.33 | 10.45 | 10.3 | 9.9 | 10.31 | 10.15 | 9.35 | 5.11 | 0.42 | 0 | 0 | 0 | 0 | 0 | 0 | 0
ARKANS_1_ARKSLR |  | Solar_Fixed | Solar Fixed | IID | 0 | Socal | 0 | 50 | 0 | 0 | 0 | 0 | 0 | 0 | 0.08 | 6.62 | 22.21 | 30.13 | 32.56 | 33.63 | 32.76 | 31.54 | 26.34 | 15.37 | 2.23 | 0 | 0 | 0 | 0 | 0 | 0 | 0 | 0 | 0 | 0 | 0 | 0 | 0 | 0.55 | 12.32 | 29.23 | 34.82 | 37.25 | 37.39 | 36.72 | 35.36 | 32.53 | 24.98 | 9.69 | 0.24 | 0 | 0 | 0 | 0 | 0 | 0 | 0 | 0 | 0 | 0 | 0 | 0 | 0.11 | 7.07 | 24.66 | 34.18 | 37.52 | 38.16 | 37.69 | 36.78 | 34.59 | 30.59 | 19.3 | 8.97 | 1.35 | 0 | 0 | 0 | 0 | 0 | 0 | 0 | 0 | 0 | 0 | 0 | 1.37 | 13.81 | 29.74 | 37.34 | 40.75 | 42.43 | 42.49 | 41.63 | 40.56 | 37.2 | 31.65 | 21.71 | 5.42 | 0.07 | 0 | 0 | 0 | 0 | 0 | 0 | 0 | 0 | 0 | 0.07 | 5.72 | 21.01 | 31.87 | 37.88 | 42.1 | 43.77 | 44 | 43.52 | 42.64 | 39.71 | 34.73 | 25.21 | 9.47 | 0.62 | 0 | 0 | 0 | 0 | 0 | 0 | 0 | 0 | 0 | 0.19 | 7.03 | 21.44 | 32.55 | 38.89 | 43.04 | 44.99 | 45.34 | 45.28 | 43.73 | 40.49 | 35.49 | 27.12 | 12.94 | 1.63 | 0 | 0 | 0 | 0 | 0 | 0 | 0 | 0 | 0 | 0.01 | 3.37 | 14.74 | 27.22 | 35.03 | 40.22 | 42.87 | 43.73 | 43.38 | 41.42 | 38.75 | 33.55 | 25.23 | 11.48 | 1.31 | 0 | 0 | 0 | 0 | 0 | 0 | 0 | 0 | 0 | 0 | 1.5 | 13.27 | 28.31 | 36.41 | 41.38 | 43.95 | 44.77 | 44.05 | 42.2 | 38.41 | 32.51 | 21.69 | 6.2 | 0.17 | 0 | 0 | 0 | 0 | 0 | 0 | 0 | 0 | 0 | 0 | 0.41 | 10.2 | 26.45 | 35.63 | 40.63 | 42.88 | 43.39 | 43 | 41.01 | 36.11 | 29.07 | 12.87 | 1.15 | 0 | 0 | 0 | 0 | 0 | 0 | 0 | 0 | 0 | 0 | 0 | 0.05 | 5.44 | 22.92 | 32.8 | 37.33 | 39.67 | 40.23 | 39.64 | 37.7 | 33.55 | 21.23 | 4.26 | 0.02 | 0 | 0 | 0 | 0 | 0 | 0 | 0 | 0 | 0 | 0 | 0 | 1.23 | 13.49 | 27 | 33.57 | 35.84 | 36.68 | 35.55 | 33.66 | 27.71 | 12.65 | 0.85 | 0 | 0 | 0 | 0 | 0 | 0 | 0 | 0 | 0 | 0 | 0 | 0 | 0 | 0.15 | 7.12 | 19.99 | 26.76 | 29.49 | 31.05 | 30.1 | 27.65 | 22.54 | 10.09 | 0.62 | 0 | 0 | 0 | 0 | 0 | 0 | 0
ARLVAL_5_SOLAR |  | Solar_Fixed | Solar Fixed | SRP | 0 | AZ | 0 | 127 | 0 | 0 | 0 | 0 | 0 | 0 | 0 | 0 | 0 | 0 | 0 | 0 | 0 | 0 | 0 | 0 | 0 | 0 | 0 | 0 | 0 | 0 | 0 | 0 | 0 | 0 | 0 | 0 | 0 | 0 | 0 | 0 | 0 | 0 | 0 | 0 | 0 | 0 | 0 | 0 | 0 | 0 | 0 | 0 | 0 | 0 | 0 | 0 | 0 | 0 | 0 | 0 | 0 | 0 | 0 | 0 | 0 | 0 | 0 | 0 | 0 | 0 | 0 | 0 | 0 | 0 | 0 | 0 | 0 | 0 | 0 | 0 | 0 | 0 | 0 | 0 | 0 | 0 | 0 | 0 | 0 | 0 | 0 | 0 | 0 | 0 | 0 | 0 | 0 | 0 | 0 | 0 | 0 | 0 | 0 | 0 | 0 | 0 | 0 | 0 | 0 | 0 | 0 | 0 | 0 | 0 | 0 | 0 | 0 | 0 | 0 | 0 | 0 | 0 | 0 | 0 | 0 | 0 | 0 | 0 | 0 | 0 | 0 | 0 | 0 | 0 | 0 | 0 | 0 | 0 | 0 | 0 | 0 | 0 | 0 | 0 | 0 | 0 | 0 | 0 | 0 | 0 | 0 | 0 | 0 | 0 | 0 | 0 | 0 | 0 | 0 | 0 | 0 | 0 | 0 | 0 | 0 | 0 | 0 | 0 | 0 | 0 | 0 | 0 | 0 | 0 | 0 | 0 | 0 | 0 | 0 | 0 | 0 | 0 | 0 | 0 | 0 | 0 | 0 | 0 | 0 | 0 | 0 | 0 | 0 | 0 | 0 | 0 | 0 | 0 | 0 | 0 | 0 | 0 | 0 | 0 | 0 | 0 | 0 | 0 | 0 | 0 | 0 | 0 | 0 | 0 | 0 | 0 | 0 | 0 | 0 | 0 | 0 | 0 | 0 | 0 | 0 | 0 | 0 | 0 | 0 | 0 | 0 | 0 | 0 | 0 | 0 | 0 | 0 | 0 | 0 | 0 | 0 | 0 | 0 | 0 | 0 | 0 | 0 | 0 | 0 | 0 | 0 | 0 | 0 | 0 | 0 | 0 | 0 | 0 | 0 | 0 | 0 | 0 | 0 | 0 | 0 | 0 | 0 | 0 | 0 | 0 | 0 | 0 | 0 | 0 | 0 | 0 | 0 | 0 | 0 | 0 | 0 | 0 | 0 | 0 | 0 | 0 | 0 | 0 | 0 | 0 | 0 | 0 | 0 | 0 | 0 | 0
BEJNLS_5_BV2SCEDYN |  | Wind | Wind | AZPS | 0 | AZ | 0 | 167 | 40.18 | 35.07 | 31.83 | 35.17 | 38.41 | 41.75 | 41.85 | 45.19 | 45.19 | 36.84 | 38.41 | 36.74 | 28.7 | 28.49 | 31.83 | 28.39 | 20.14 | 35.17 | 33.5 | 23.58 | 23.38 | 16.8 | 30.06 | 36.74 | 33.4 | 26.72 | 27.48 | 31.73 | 27.1 | 28.39 | 25.81 | 27.1 | 25.05 | 14.49 | 15.03 | 11.69 | 13.36 | 17.08 | 15.41 | 15.03 | 15.41 | 23.76 | 35.45 | 34.53 | 27.1 | 28.39 | 25.81 | 33.4 | 30.16 | 20.04 | 20.35 | 20.04 | 30.16 | 30.06 | 31.83 | 30.06 | 20.04 | 18.47 | 25.15 | 33.4 | 31.83 | 35.07 | 36.94 | 40.18 | 33.6 | 36.74 | 33.5 | 35.17 | 35.27 | 30.06 | 33.4 | 33.4 | 33.91 | 25.05 | 17.21 | 15.03 | 14.37 | 13.87 | 16.7 | 10.02 | 6.68 | 5.52 | 7.19 | 8.35 | 8.35 | 15.54 | 13.36 | 27.23 | 33.4 | 36.74 | 43.93 | 48.94 | 36.74 | 36.74 | 33.4 | 33.4 | 35.07 | 23.38 | 15.03 | 11.79 | 11.79 | 15.03 | 8.35 | 3.34 | 3.44 | 5.01 | 5.11 | 6.68 | 8.35 | 11.69 | 15.03 | 20.14 | 28.39 | 31.73 | 36.74 | 51.87 | 61.89 | 61.79 | 50.2 | 38.51 | 34.31 | 21.71 | 10.02 | 7.59 | 5.01 | 5.01 | 1.67 | 1.67 | 1.67 | 1.67 | 1.67 | 1.67 | 3.34 | 5.01 | 6.68 | 10.02 | 10.02 | 17.61 | 27.63 | 44.49 | 60.12 | 46 | 38.57 | 37.65 | 23.01 | 12.99 | 6.68 | 6.68 | 3.34 | 3.34 | 1.67 | 0 | 0 | 0 | 1.67 | 1.67 | 3.34 | 3.34 | 5.01 | 6.68 | 10.02 | 16.7 | 26.72 | 51.77 | 53.07 | 50.1 | 38.04 | 33.03 | 15.03 | 10.02 | 6.68 | 4.64 | 5.01 | 3.34 | 1.67 | 1.3 | 0 | 0 | 1.67 | 3.34 | 3.34 | 3.34 | 5.01 | 6.68 | 8.35 | 10.02 | 15.03 | 26.72 | 26.72 | 16.7 | 18.37 | 18.37 | 15.94 | 10.93 | 4.25 | 6.84 | 5.01 | 5.01 | 5.01 | 5.01 | 3.34 | 1.67 | 1.67 | 2.58 | 3.34 | 3.34 | 3.34 | 6.68 | 9.26 | 13.52 | 19.44 | 20.95 | 18.37 | 8.35 | 10.02 | 15.03 | 16.7 | 11.69 | 6.68 | 8.35 | 8.35 | 8.35 | 11.69 | 8.35 | 8.35 | 5.01 | 5.01 | 4.64 | 3.34 | 3.34 | 3.34 | 3.34 | 5.01 | 11.69 | 11.32 | 11.69 | 11.69 | 8.35 | 12.99 | 18.37 | 35.07 | 26.72 | 28.39 | 28.39 | 25.56 | 30.06 | 30.06 | 30.57 | 30.57 | 21.05 | 13.87 | 15.03 | 13.87 | 14.88 | 18.37 | 15.03 | 15.54 | 17.21 | 16.7 | 16.7 | 18.37 | 19.89 | 26.72 | 36.74 | 51.97 | 50.2 | 53.85 | 48.53 | 43.52 | 45.09 | 43.52 | 43.42 | 41.85 | 43.42 | 43.42 | 36.74 | 28.49 | 23.38 | 25.05 | 22.12 | 28.39 | 31.73 | 25.15 | 26.72 | 28.7 | 26.82 | 36.74 | 43.42
BEKWJS_5_BV1SCEDYN |  | Wind | Wind | AZPS | 0 | AZ | 0 | 130 | 31.28 | 27.3 | 24.78 | 27.38 | 29.9 | 32.5 | 32.58 | 35.18 | 35.18 | 28.68 | 29.9 | 28.6 | 22.34 | 22.18 | 24.78 | 22.1 | 15.68 | 27.38 | 26.08 | 18.36 | 18.2 | 13.08 | 23.4 | 28.6 | 26 | 20.8 | 21.39 | 24.7 | 21.09 | 22.1 | 20.09 | 21.09 | 19.5 | 11.28 | 11.7 | 9.1 | 10.4 | 13.29 | 11.99 | 11.7 | 11.99 | 18.49 | 27.59 | 26.88 | 21.09 | 22.1 | 20.09 | 26 | 23.48 | 15.6 | 15.84 | 15.6 | 23.48 | 23.4 | 24.78 | 23.4 | 15.6 | 14.38 | 19.58 | 26 | 24.78 | 27.3 | 28.76 | 31.28 | 26.16 | 28.6 | 26.08 | 27.38 | 27.46 | 23.4 | 26 | 26 | 26.39 | 19.5 | 13.39 | 11.7 | 11.19 | 10.79 | 13 | 7.8 | 5.2 | 4.29 | 5.59 | 6.5 | 6.5 | 12.09 | 10.4 | 21.19 | 26 | 28.6 | 34.19 | 38.09 | 28.6 | 28.6 | 26 | 26 | 27.3 | 18.2 | 11.7 | 9.18 | 9.18 | 11.7 | 6.5 | 2.6 | 2.68 | 3.9 | 3.98 | 5.2 | 6.5 | 9.1 | 11.7 | 15.68 | 22.1 | 24.7 | 28.6 | 40.38 | 48.18 | 48.1 | 39.08 | 29.98 | 26.71 | 16.9 | 7.8 | 5.91 | 3.9 | 3.9 | 1.3 | 1.3 | 1.3 | 1.3 | 1.3 | 1.3 | 2.6 | 3.9 | 5.2 | 7.8 | 7.8 | 13.71 | 21.51 | 34.64 | 46.8 | 35.81 | 30.02 | 29.31 | 17.91 | 10.11 | 5.2 | 5.2 | 2.6 | 2.6 | 1.3 | 0 | 0 | 0 | 1.3 | 1.3 | 2.6 | 2.6 | 3.9 | 5.2 | 7.8 | 13 | 20.8 | 40.3 | 41.31 | 39 | 29.61 | 25.71 | 11.7 | 7.8 | 5.2 | 3.61 | 3.9 | 2.6 | 1.3 | 1.01 | 0 | 0 | 1.3 | 2.6 | 2.6 | 2.6 | 3.9 | 5.2 | 6.5 | 7.8 | 11.7 | 20.8 | 20.8 | 13 | 14.3 | 14.3 | 12.41 | 8.51 | 3.31 | 5.32 | 3.9 | 3.9 | 3.9 | 3.9 | 2.6 | 1.3 | 1.3 | 2.01 | 2.6 | 2.6 | 2.6 | 5.2 | 7.21 | 10.52 | 15.14 | 16.31 | 14.3 | 6.5 | 7.8 | 11.7 | 13 | 9.1 | 5.2 | 6.5 | 6.5 | 6.5 | 9.1 | 6.5 | 6.5 | 3.9 | 3.9 | 3.61 | 2.6 | 2.6 | 2.6 | 2.6 | 3.9 | 9.1 | 8.81 | 9.1 | 9.1 | 6.5 | 10.11 | 14.3 | 27.3 | 20.8 | 22.1 | 22.1 | 19.89 | 23.4 | 23.4 | 23.79 | 23.79 | 16.39 | 10.79 | 11.7 | 10.79 | 11.58 | 14.3 | 11.7 | 12.09 | 13.39 | 13 | 13 | 14.3 | 15.48 | 20.8 | 28.6 | 40.46 | 39.08 | 41.92 | 37.78 | 33.88 | 35.1 | 33.88 | 33.8 | 32.58 | 33.8 | 33.8 | 28.6 | 22.18 | 18.2 | 19.5 | 17.22 | 22.1 | 24.7 | 19.58 | 20.8 | 22.34 | 20.88 | 28.6 | 33.8
CALPSS_6_SOLAR1 |  | Solar_Fixed | Solar Fixed | IID | 0 | Socal | 0 | 19.9 | 0 | 0 | 0 | 0 | 0 | 0 | 0.03 | 2.63 | 8.84 | 11.99 | 12.96 | 13.38 | 13.04 | 12.55 | 10.48 | 6.12 | 0.89 | 0 | 0 | 0 | 0 | 0 | 0 | 0 | 0 | 0 | 0 | 0 | 0 | 0 | 0.22 | 4.9 | 11.63 | 13.86 | 14.83 | 14.88 | 14.62 | 14.07 | 12.95 | 9.94 | 3.85 | 0.1 | 0 | 0 | 0 | 0 | 0 | 0 | 0 | 0 | 0 | 0 | 0 | 0 | 0.04 | 2.81 | 9.81 | 13.61 | 14.93 | 15.19 | 15 | 14.64 | 13.77 | 12.17 | 7.68 | 3.57 | 0.54 | 0 | 0 | 0 | 0 | 0 | 0 | 0 | 0 | 0 | 0 | 0 | 0.55 | 5.5 | 11.84 | 14.86 | 16.22 | 16.89 | 16.91 | 16.57 | 16.14 | 14.8 | 12.6 | 8.64 | 2.16 | 0.03 | 0 | 0 | 0 | 0 | 0 | 0 | 0 | 0 | 0 | 0.03 | 2.28 | 8.36 | 12.68 | 15.07 | 16.75 | 17.42 | 17.51 | 17.32 | 16.97 | 15.81 | 13.82 | 10.03 | 3.77 | 0.25 | 0 | 0 | 0 | 0 | 0 | 0 | 0 | 0 | 0 | 0.07 | 2.8 | 8.53 | 12.96 | 15.48 | 17.13 | 17.91 | 18.05 | 18.02 | 17.41 | 16.11 | 14.12 | 10.8 | 5.15 | 0.65 | 0 | 0 | 0 | 0 | 0 | 0 | 0 | 0 | 0 | 0 | 1.34 | 5.87 | 10.83 | 13.94 | 16.01 | 17.06 | 17.4 | 17.26 | 16.49 | 15.42 | 13.35 | 10.04 | 4.57 | 0.52 | 0 | 0 | 0 | 0 | 0 | 0 | 0 | 0 | 0 | 0 | 0.6 | 5.28 | 11.27 | 14.49 | 16.47 | 17.49 | 17.82 | 17.53 | 16.8 | 15.29 | 12.94 | 8.63 | 2.47 | 0.07 | 0 | 0 | 0 | 0 | 0 | 0 | 0 | 0 | 0 | 0 | 0.17 | 4.06 | 10.53 | 14.18 | 16.17 | 17.07 | 17.27 | 17.12 | 16.32 | 14.37 | 11.57 | 5.12 | 0.46 | 0 | 0 | 0 | 0 | 0 | 0 | 0 | 0 | 0 | 0 | 0 | 0.02 | 2.16 | 9.12 | 13.06 | 14.86 | 15.79 | 16.01 | 15.78 | 15 | 13.35 | 8.45 | 1.69 | 0.01 | 0 | 0 | 0 | 0 | 0 | 0 | 0 | 0 | 0 | 0 | 0 | 0.49 | 5.37 | 10.74 | 13.36 | 14.26 | 14.6 | 14.15 | 13.4 | 11.03 | 5.04 | 0.34 | 0 | 0 | 0 | 0 | 0 | 0 | 0 | 0 | 0 | 0 | 0 | 0 | 0 | 0.06 | 2.83 | 7.96 | 10.65 | 11.74 | 12.36 | 11.98 | 11 | 8.97 | 4.01 | 0.25 | 0 | 0 | 0 | 0 | 0 | 0 | 0
CLINESCO_3_PVDYN |  | Wind | Wind | PNM | 0 | NM | 0 | 129.94 | 63.76 | 63.83 | 57.72 | 60.26 | 63.85 | 61.7 | 58.95 | 60.09 | 52.91 | 50.67 | 53.95 | 46.6 | 48 | 48.86 | 52.3 | 49.72 | 55.18 | 59.2 | 62.54 | 63.76 | 67.44 | 65.41 | 69.9 | 64.99 | 52.73 | 46.6 | 46.9 | 45.98 | 44.53 | 46.6 | 47.55 | 40.77 | 39.54 | 39.54 | 45.37 | 46.54 | 41.69 | 45.98 | 51.78 | 51.39 | 49.35 | 49.35 | 53.95 | 52.11 | 55.2 | 56.71 | 53.95 | 55.18 | 54.04 | 52.99 | 53 | 51.5 | 46.6 | 49.07 | 47.82 | 37.05 | 28.29 | 29.3 | 30.66 | 28.61 | 29.47 | 33.11 | 36.79 | 38.01 | 35.56 | 40.55 | 44.14 | 49.05 | 52.73 | 50.28 | 52.73 | 53.95 | 52.73 | 53.94 | 50.27 | 46.58 | 49.67 | 52.71 | 44.14 | 38.01 | 38 | 38 | 38.01 | 43 | 47.82 | 49.68 | 52.09 | 53.94 | 57.44 | 55.17 | 51.5 | 52.73 | 53.95 | 60.42 | 55.96 | 56.4 | 49.05 | 46.6 | 42.92 | 39.24 | 36.54 | 34.33 | 24.52 | 23.18 | 23.3 | 25.75 | 29.52 | 33.11 | 36.79 | 42.92 | 47.82 | 49.14 | 50.28 | 52.75 | 49.05 | 50.36 | 47.91 | 49.89 | 50.36 | 49.38 | 45.21 | 36.79 | 35.33 | 35.33 | 30.43 | 27.74 | 15.91 | 14.71 | 12.26 | 9.81 | 10.81 | 14.43 | 19.39 | 25.68 | 31.88 | 34.33 | 36.63 | 38.01 | 39.24 | 41.23 | 41.69 | 42.92 | 43.91 | 46.51 | 26.98 | 17.34 | 14.71 | 12.62 | 8.96 | 7.36 | 3.36 | 2.45 | 2.45 | 3.25 | 2.45 | 3.68 | 9.81 | 12.26 | 17.31 | 22.07 | 26.98 | 26.93 | 30.11 | 30.11 | 31.33 | 27.65 | 25.75 | 29.43 | 26.43 | 19.62 | 14.16 | 12.26 | 7.36 | 8.18 | 3.68 | 2.45 | 2.45 | 2.45 | 2.45 | 6.13 | 8.58 | 12.26 | 15.94 | 18.39 | 22.75 | 25.75 | 25.75 | 25.75 | 22.37 | 21.52 | 24.52 | 25.75 | 25.52 | 20.62 | 18.39 | 19.62 | 18.28 | 20.85 | 16.5 | 9.81 | 6.42 | 5.89 | 6.13 | 6.13 | 9.44 | 8.46 | 13.49 | 15.26 | 23.07 | 26.98 | 29.43 | 33.11 | 25.75 | 24.78 | 23.24 | 28.2 | 39.24 | 31.88 | 29.86 | 28.2 | 25.86 | 24.52 | 18.21 | 11.08 | 11.04 | 11.04 | 11.71 | 13.49 | 13.49 | 14.68 | 15.94 | 22.07 | 24.52 | 27.68 | 30.66 | 34.07 | 35.69 | 35.01 | 30.62 | 35.01 | 49.29 | 53.2 | 47.82 | 45.78 | 50.04 | 50.26 | 51.48 | 44.14 | 33.09 | 28.2 | 33.1 | 31.87 | 35.54 | 36.79 | 36.79 | 37.99 | 44.13 | 49.05 | 52.73 | 55.18 | 52.73 | 55.97 | 52.72 | 53.95 | 63.76 | 67.44 | 59.2 | 56.41 | 58.95 | 62.54 | 66.22 | 63.76 | 55.53 | 55.27 | 58.86 | 57.63 | 56.41 | 60.09 | 61.31 | 62.54 | 65.16 | 68.67 | 68.67 | 65.32 | 67.44 | 72.35 | 67.9 | 63.76
CLINESCO_3_WBDYN |  | Wind | Wind | PNM | 0 | NM | 0 | 194.28 | 95.34 | 95.44 | 86.3 | 90.1 | 95.47 | 92.25 | 88.13 | 89.84 | 79.11 | 75.76 | 80.67 | 69.67 | 71.76 | 73.06 | 78.2 | 74.34 | 82.5 | 88.51 | 93.5 | 95.34 | 100.84 | 97.79 | 104.5 | 97.17 | 78.84 | 69.67 | 70.12 | 68.74 | 66.59 | 69.67 | 71.09 | 60.95 | 59.12 | 59.12 | 67.84 | 69.59 | 62.34 | 68.74 | 77.42 | 76.83 | 73.79 | 73.79 | 80.67 | 77.91 | 82.53 | 84.79 | 80.67 | 82.5 | 80.8 | 79.23 | 79.24 | 77 | 69.67 | 73.36 | 71.5 | 55.39 | 42.3 | 43.81 | 45.84 | 42.78 | 44.07 | 49.5 | 55 | 56.84 | 53.17 | 60.63 | 66 | 73.34 | 78.84 | 75.17 | 78.84 | 80.67 | 78.84 | 80.65 | 75.16 | 69.64 | 74.27 | 78.8 | 66 | 56.84 | 56.82 | 56.82 | 56.84 | 64.3 | 71.5 | 74.27 | 77.88 | 80.65 | 85.89 | 82.49 | 77 | 78.84 | 80.67 | 90.33 | 83.67 | 84.32 | 73.34 | 69.67 | 64.17 | 58.67 | 54.63 | 51.34 | 36.67 | 34.66 | 34.83 | 38.5 | 44.13 | 49.5 | 55 | 64.17 | 71.5 | 73.47 | 75.17 | 78.87 | 73.34 | 75.3 | 71.63 | 74.6 | 75.3 | 73.83 | 67.59 | 55 | 52.82 | 52.82 | 45.49 | 41.48 | 23.78 | 22 | 18.33 | 14.67 | 16.16 | 21.57 | 28.99 | 38.4 | 47.67 | 51.34 | 54.77 | 56.84 | 58.67 | 61.65 | 62.34 | 64.17 | 65.66 | 69.55 | 40.34 | 25.93 | 22 | 18.87 | 13.4 | 11 | 5.02 | 3.67 | 3.67 | 4.86 | 3.67 | 5.5 | 14.67 | 18.33 | 25.88 | 33 | 40.34 | 40.27 | 45.01 | 45.01 | 46.85 | 41.35 | 38.5 | 44 | 39.51 | 29.33 | 21.18 | 18.33 | 11 | 12.22 | 5.5 | 3.67 | 3.67 | 3.67 | 3.67 | 9.17 | 12.83 | 18.33 | 23.83 | 27.5 | 34.01 | 38.5 | 38.5 | 38.5 | 33.45 | 32.18 | 36.67 | 38.5 | 38.16 | 30.82 | 27.49 | 29.33 | 27.33 | 31.17 | 24.67 | 14.67 | 9.6 | 8.81 | 9.17 | 9.17 | 14.12 | 12.65 | 20.17 | 22.82 | 34.49 | 40.34 | 44 | 49.5 | 38.5 | 37.05 | 34.75 | 42.17 | 58.67 | 47.67 | 44.65 | 42.17 | 38.67 | 36.67 | 27.22 | 16.57 | 16.51 | 16.5 | 17.51 | 20.17 | 20.17 | 21.95 | 23.83 | 33 | 36.67 | 41.38 | 45.84 | 50.93 | 53.36 | 52.35 | 45.79 | 52.35 | 73.7 | 79.54 | 71.5 | 68.45 | 74.82 | 75.15 | 76.97 | 66 | 49.48 | 42.16 | 49.49 | 47.65 | 53.14 | 55 | 55 | 56.8 | 65.98 | 73.34 | 78.84 | 82.5 | 78.84 | 83.68 | 78.82 | 80.67 | 95.34 | 100.84 | 88.51 | 84.34 | 88.13 | 93.5 | 99 | 95.34 | 83.02 | 82.63 | 88 | 86.17 | 84.34 | 89.84 | 91.67 | 93.5 | 97.43 | 102.67 | 102.67 | 97.66 | 100.84 | 108.17 | 101.53 | 95.34
COLGNS_2_CNSSR1 |  | Solar_Fixed | Solar Fixed | IID | 0 | Socal | 0 | 74.8 | 0 | 0 | 0 | 0 | 0 | 0 | 0.12 | 9.9 | 33.23 | 45.08 | 48.71 | 50.31 | 49 | 47.19 | 39.41 | 23 | 3.34 | 0 | 0 | 0 | 0 | 0 | 0 | 0 | 0 | 0 | 0 | 0 | 0 | 0 | 0.82 | 18.43 | 43.73 | 52.09 | 55.73 | 55.93 | 54.94 | 52.9 | 48.67 | 37.37 | 14.49 | 0.36 | 0 | 0 | 0 | 0 | 0 | 0 | 0 | 0 | 0 | 0 | 0 | 0 | 0.16 | 10.57 | 36.89 | 51.14 | 56.13 | 57.09 | 56.38 | 55.03 | 51.75 | 45.76 | 28.87 | 13.42 | 2.02 | 0 | 0 | 0 | 0 | 0 | 0 | 0 | 0 | 0 | 0 | 0 | 2.05 | 20.67 | 44.5 | 55.86 | 60.96 | 63.48 | 63.57 | 62.27 | 60.67 | 55.65 | 47.34 | 32.48 | 8.11 | 0.11 | 0 | 0 | 0 | 0 | 0 | 0 | 0 | 0 | 0 | 0.11 | 8.55 | 31.43 | 47.68 | 56.66 | 62.98 | 65.47 | 65.83 | 65.11 | 63.79 | 59.41 | 51.95 | 37.71 | 14.16 | 0.92 | 0 | 0 | 0 | 0 | 0 | 0 | 0 | 0 | 0 | 0.28 | 10.52 | 32.08 | 48.7 | 58.17 | 64.38 | 67.3 | 67.83 | 67.74 | 65.42 | 60.57 | 53.09 | 40.58 | 19.36 | 2.44 | 0 | 0 | 0 | 0 | 0 | 0 | 0 | 0 | 0 | 0.01 | 5.04 | 22.05 | 40.73 | 52.4 | 60.17 | 64.13 | 65.42 | 64.89 | 61.97 | 57.97 | 50.19 | 37.75 | 17.17 | 1.96 | 0 | 0 | 0 | 0 | 0 | 0 | 0 | 0 | 0 | 0 | 2.24 | 19.85 | 42.36 | 54.47 | 61.9 | 65.74 | 66.98 | 65.89 | 63.14 | 57.47 | 48.63 | 32.44 | 9.27 | 0.25 | 0 | 0 | 0 | 0 | 0 | 0 | 0 | 0 | 0 | 0 | 0.62 | 15.25 | 39.56 | 53.31 | 60.78 | 64.15 | 64.92 | 64.33 | 61.35 | 54.02 | 43.5 | 19.25 | 1.72 | 0.01 | 0 | 0 | 0 | 0 | 0 | 0 | 0 | 0 | 0 | 0 | 0.07 | 8.13 | 34.3 | 49.07 | 55.84 | 59.35 | 60.18 | 59.31 | 56.4 | 50.19 | 31.76 | 6.37 | 0.03 | 0 | 0 | 0 | 0 | 0 | 0 | 0 | 0 | 0 | 0 | 0 | 1.85 | 20.19 | 40.39 | 50.22 | 53.61 | 54.88 | 53.18 | 50.35 | 41.45 | 18.93 | 1.28 | 0 | 0 | 0 | 0 | 0 | 0 | 0 | 0 | 0 | 0 | 0 | 0 | 0 | 0.23 | 10.65 | 29.91 | 40.04 | 44.12 | 46.45 | 45.04 | 41.36 | 33.72 | 15.09 | 0.93 | 0 | 0 | 0 | 0 | 0 | 0 | 0
DURNMESA_3_WBDYN |  | Wind | Wind | PNM | 0 | NM | 0 | 105.08 | 51.56 | 51.62 | 46.68 | 48.73 | 51.64 | 49.9 | 47.67 | 48.59 | 42.79 | 40.98 | 43.63 | 37.68 | 38.81 | 39.51 | 42.29 | 40.21 | 44.62 | 47.87 | 50.57 | 51.56 | 54.54 | 52.89 | 56.52 | 52.56 | 42.64 | 37.68 | 37.93 | 37.18 | 36.01 | 37.68 | 38.45 | 32.97 | 31.98 | 31.98 | 36.69 | 37.64 | 33.72 | 37.18 | 41.88 | 41.55 | 39.91 | 39.91 | 43.63 | 42.14 | 44.64 | 45.86 | 43.63 | 44.62 | 43.7 | 42.85 | 42.86 | 41.65 | 37.68 | 39.68 | 38.67 | 29.96 | 22.88 | 23.69 | 24.79 | 23.14 | 23.83 | 26.77 | 29.75 | 30.74 | 28.76 | 32.79 | 35.7 | 39.67 | 42.64 | 40.66 | 42.64 | 43.63 | 42.64 | 43.62 | 40.65 | 37.67 | 40.17 | 42.62 | 35.7 | 30.74 | 30.73 | 30.73 | 30.74 | 34.78 | 38.67 | 40.17 | 42.12 | 43.62 | 46.45 | 44.61 | 41.65 | 42.64 | 43.63 | 48.86 | 45.26 | 45.61 | 39.67 | 37.68 | 34.71 | 31.73 | 29.55 | 27.77 | 19.83 | 18.75 | 18.84 | 20.82 | 23.87 | 26.77 | 29.75 | 34.71 | 38.67 | 39.74 | 40.66 | 42.66 | 39.67 | 40.73 | 38.74 | 40.35 | 40.73 | 39.93 | 36.56 | 29.75 | 28.57 | 28.57 | 24.6 | 22.44 | 12.86 | 11.9 | 9.92 | 7.93 | 8.74 | 11.67 | 15.68 | 20.77 | 25.78 | 27.77 | 29.62 | 30.74 | 31.73 | 33.34 | 33.72 | 34.71 | 35.51 | 37.62 | 21.82 | 14.02 | 11.9 | 10.21 | 7.25 | 5.95 | 2.72 | 1.98 | 1.98 | 2.63 | 1.98 | 2.97 | 7.93 | 9.92 | 14 | 17.85 | 21.82 | 21.78 | 24.35 | 24.35 | 25.34 | 22.36 | 20.82 | 23.8 | 21.37 | 15.87 | 11.45 | 9.92 | 5.95 | 6.61 | 2.97 | 1.98 | 1.98 | 1.98 | 1.98 | 4.96 | 6.94 | 9.92 | 12.89 | 14.87 | 18.4 | 20.82 | 20.82 | 20.82 | 18.09 | 17.4 | 19.83 | 20.82 | 20.64 | 16.67 | 14.87 | 15.87 | 14.78 | 16.86 | 13.34 | 7.93 | 5.19 | 4.76 | 4.96 | 4.96 | 7.63 | 6.84 | 10.91 | 12.34 | 18.65 | 21.82 | 23.8 | 26.77 | 20.82 | 20.04 | 18.79 | 22.81 | 31.73 | 25.78 | 24.15 | 22.81 | 20.91 | 19.83 | 14.72 | 8.96 | 8.93 | 8.92 | 9.47 | 10.91 | 10.91 | 11.87 | 12.89 | 17.85 | 19.83 | 22.38 | 24.79 | 27.55 | 28.86 | 28.31 | 24.77 | 28.31 | 39.86 | 43.02 | 38.67 | 37.03 | 40.47 | 40.65 | 41.63 | 35.7 | 26.76 | 22.8 | 26.77 | 25.77 | 28.74 | 29.75 | 29.75 | 30.72 | 35.69 | 39.67 | 42.64 | 44.62 | 42.64 | 45.26 | 42.63 | 43.63 | 51.56 | 54.54 | 47.87 | 45.62 | 47.67 | 50.57 | 53.55 | 51.56 | 44.91 | 44.69 | 47.6 | 46.61 | 45.62 | 48.59 | 49.58 | 50.57 | 52.7 | 55.53 | 55.53 | 52.82 | 54.54 | 58.51 | 54.91 | 51.56
ELCABO_5_ECWSCEDYN |  | Wind | Wind | AZPS | 0 | AZ | 0 | 298 | 71.7 | 62.58 | 56.8 | 62.76 | 68.54 | 74.5 | 74.68 | 80.64 | 80.64 | 65.74 | 68.54 | 65.56 | 51.21 | 50.84 | 56.8 | 50.66 | 35.94 | 62.76 | 59.78 | 42.08 | 41.72 | 29.98 | 53.64 | 65.56 | 59.6 | 47.68 | 49.03 | 56.62 | 48.35 | 50.66 | 46.05 | 48.35 | 44.7 | 25.86 | 26.82 | 20.86 | 23.84 | 30.47 | 27.49 | 26.82 | 27.49 | 42.39 | 63.25 | 61.62 | 48.35 | 50.66 | 46.05 | 59.6 | 53.82 | 35.76 | 36.31 | 35.76 | 53.82 | 53.64 | 56.8 | 53.64 | 35.76 | 32.96 | 44.88 | 59.6 | 56.8 | 62.58 | 65.92 | 71.7 | 59.96 | 65.56 | 59.78 | 62.76 | 62.94 | 53.64 | 59.6 | 59.6 | 60.5 | 44.7 | 30.7 | 26.82 | 25.65 | 24.74 | 29.8 | 17.88 | 11.92 | 9.84 | 12.82 | 14.9 | 14.9 | 27.72 | 23.84 | 48.58 | 59.6 | 65.56 | 78.38 | 87.32 | 65.56 | 65.56 | 59.6 | 59.6 | 62.58 | 41.72 | 26.82 | 21.04 | 21.04 | 26.82 | 14.9 | 5.96 | 6.14 | 8.94 | 9.12 | 11.92 | 14.9 | 20.86 | 26.82 | 35.94 | 50.66 | 56.62 | 65.56 | 92.56 | 110.44 | 110.26 | 89.58 | 68.72 | 61.23 | 38.74 | 17.88 | 13.55 | 8.94 | 8.94 | 2.98 | 2.98 | 2.98 | 2.98 | 2.98 | 2.98 | 5.96 | 8.94 | 11.92 | 17.88 | 17.88 | 31.43 | 49.31 | 79.4 | 107.28 | 82.09 | 68.82 | 67.19 | 41.05 | 23.17 | 11.92 | 11.92 | 5.96 | 5.96 | 2.98 | 0 | 0 | 0 | 2.98 | 2.98 | 5.96 | 5.96 | 8.94 | 11.92 | 17.88 | 29.8 | 47.68 | 92.38 | 94.69 | 89.4 | 67.87 | 58.93 | 26.82 | 17.88 | 11.92 | 8.27 | 8.94 | 5.96 | 2.98 | 2.31 | 0 | 0 | 2.98 | 5.96 | 5.96 | 5.96 | 8.94 | 11.92 | 14.9 | 17.88 | 26.82 | 47.68 | 47.68 | 29.8 | 32.78 | 32.78 | 28.45 | 19.51 | 7.59 | 12.2 | 8.94 | 8.94 | 8.94 | 8.94 | 5.96 | 2.98 | 2.98 | 4.61 | 5.96 | 5.96 | 5.96 | 11.92 | 16.53 | 24.12 | 34.7 | 37.39 | 32.78 | 14.9 | 17.88 | 26.82 | 29.8 | 20.86 | 11.92 | 14.9 | 14.9 | 14.9 | 20.86 | 14.9 | 14.9 | 8.94 | 8.94 | 8.27 | 5.96 | 5.96 | 5.96 | 5.96 | 8.94 | 20.86 | 20.19 | 20.86 | 20.86 | 14.9 | 23.17 | 32.78 | 62.58 | 47.68 | 50.66 | 50.66 | 45.6 | 53.64 | 53.64 | 54.54 | 54.54 | 37.57 | 24.74 | 26.82 | 24.74 | 26.55 | 32.78 | 26.82 | 27.72 | 30.7 | 29.8 | 29.8 | 32.78 | 35.49 | 47.68 | 65.56 | 92.74 | 89.58 | 96.09 | 86.6 | 77.66 | 80.46 | 77.66 | 77.48 | 74.68 | 77.48 | 77.48 | 65.56 | 50.84 | 41.72 | 44.7 | 39.47 | 50.66 | 56.62 | 44.88 | 47.68 | 51.21 | 47.86 | 65.56 | 77.48
GRADYW_5_GDYWD1 |  | Wind | Wind | AZPS | 0 | AZ | 0 | 200 | 48.12 | 42 | 38.12 | 42.12 | 46 | 50 | 50.12 | 54.12 | 54.12 | 44.12 | 46 | 44 | 34.37 | 34.12 | 38.12 | 34 | 24.12 | 42.12 | 40.12 | 28.24 | 28 | 20.12 | 36 | 44 | 40 | 32 | 32.91 | 38 | 32.45 | 34 | 30.91 | 32.45 | 30 | 17.36 | 18 | 14 | 16 | 20.45 | 18.45 | 18 | 18.45 | 28.45 | 42.45 | 41.36 | 32.45 | 34 | 30.91 | 40 | 36.12 | 24 | 24.37 | 24 | 36.12 | 36 | 38.12 | 36 | 24 | 22.12 | 30.12 | 40 | 38.12 | 42 | 44.24 | 48.12 | 40.24 | 44 | 40.12 | 42.12 | 42.24 | 36 | 40 | 40 | 40.61 | 30 | 20.61 | 18 | 17.21 | 16.61 | 20 | 12 | 8 | 6.61 | 8.61 | 10 | 10 | 18.61 | 16 | 32.61 | 40 | 44 | 52.61 | 58.61 | 44 | 44 | 40 | 40 | 42 | 28 | 18 | 14.12 | 14.12 | 18 | 10 | 4 | 4.12 | 6 | 6.12 | 8 | 10 | 14 | 18 | 24.12 | 34 | 38 | 44 | 62.12 | 74.12 | 74 | 60.12 | 46.12 | 41.1 | 26 | 12 | 9.1 | 6 | 6 | 2 | 2 | 2 | 2 | 2 | 2 | 4 | 6 | 8 | 12 | 12 | 21.1 | 33.1 | 53.29 | 72 | 55.1 | 46.19 | 45.1 | 27.55 | 15.55 | 8 | 8 | 4 | 4 | 2 | 0 | 0 | 0 | 2 | 2 | 4 | 4 | 6 | 8 | 12 | 20 | 32 | 62 | 63.55 | 60 | 45.55 | 39.55 | 18 | 12 | 8 | 5.55 | 6 | 4 | 2 | 1.55 | 0 | 0 | 2 | 4 | 4 | 4 | 6 | 8 | 10 | 12 | 18 | 32 | 32 | 20 | 22 | 22 | 19.1 | 13.1 | 5.1 | 8.19 | 6 | 6 | 6 | 6 | 4 | 2 | 2 | 3.1 | 4 | 4 | 4 | 8 | 11.1 | 16.19 | 23.29 | 25.1 | 22 | 10 | 12 | 18 | 20 | 14 | 8 | 10 | 10 | 10 | 14 | 10 | 10 | 6 | 6 | 5.55 | 4 | 4 | 4 | 4 | 6 | 14 | 13.55 | 14 | 14 | 10 | 15.55 | 22 | 42 | 32 | 34 | 34 | 30.61 | 36 | 36 | 36.61 | 36.61 | 25.21 | 16.61 | 18 | 16.61 | 17.82 | 22 | 18 | 18.61 | 20.61 | 20 | 20 | 22 | 23.82 | 32 | 44 | 62.24 | 60.12 | 64.49 | 58.12 | 52.12 | 54 | 52.12 | 52 | 50.12 | 52 | 52 | 44 | 34.12 | 28 | 30 | 26.49 | 34 | 38 | 30.12 | 32 | 34.37 | 32.12 | 44 | 52
MALIN_5_IBERDR |  | Wind | Wind | BPAT | 0 | WA/OR | 0 | 100 | 24.06 | 21 | 19.06 | 21.06 | 23 | 25 | 25.06 | 27.06 | 27.06 | 22.06 | 23 | 22 | 17.18 | 17.06 | 19.06 | 17 | 12.06 | 21.06 | 20.06 | 14.12 | 14 | 10.06 | 18 | 22 | 20 | 16 | 16.45 | 19 | 16.23 | 17 | 15.45 | 16.23 | 15 | 8.68 | 9 | 7 | 8 | 10.23 | 9.23 | 9 | 9.23 | 14.23 | 21.23 | 20.68 | 16.23 | 17 | 15.45 | 20 | 18.06 | 12 | 12.18 | 12 | 18.06 | 18 | 19.06 | 18 | 12 | 11.06 | 15.06 | 20 | 19.06 | 21 | 22.12 | 24.06 | 20.12 | 22 | 20.06 | 21.06 | 21.12 | 18 | 20 | 20 | 20.3 | 15 | 10.3 | 9 | 8.61 | 8.3 | 10 | 6 | 4 | 3.3 | 4.3 | 5 | 5 | 9.3 | 8 | 16.3 | 20 | 22 | 26.3 | 29.3 | 22 | 22 | 20 | 20 | 21 | 14 | 9 | 7.06 | 7.06 | 9 | 5 | 2 | 2.06 | 3 | 3.06 | 4 | 5 | 7 | 9 | 12.06 | 17 | 19 | 22 | 31.06 | 37.06 | 37 | 30.06 | 23.06 | 20.55 | 13 | 6 | 4.55 | 3 | 3 | 1 | 1 | 1 | 1 | 1 | 1 | 2 | 3 | 4 | 6 | 6 | 10.55 | 16.55 | 26.64 | 36 | 27.55 | 23.1 | 22.55 | 13.78 | 7.78 | 4 | 4 | 2 | 2 | 1 | 0 | 0 | 0 | 1 | 1 | 2 | 2 | 3 | 4 | 6 | 10 | 16 | 31 | 31.78 | 30 | 22.78 | 19.78 | 9 | 6 | 4 | 2.78 | 3 | 2 | 1 | 0.78 | 0 | 0 | 1 | 2 | 2 | 2 | 3 | 4 | 5 | 6 | 9 | 16 | 16 | 10 | 11 | 11 | 9.55 | 6.55 | 2.55 | 4.1 | 3 | 3 | 3 | 3 | 2 | 1 | 1 | 1.55 | 2 | 2 | 2 | 4 | 5.55 | 8.1 | 11.64 | 12.55 | 11 | 5 | 6 | 9 | 10 | 7 | 4 | 5 | 5 | 5 | 7 | 5 | 5 | 3 | 3 | 2.78 | 2 | 2 | 2 | 2 | 3 | 7 | 6.78 | 7 | 7 | 5 | 7.78 | 11 | 21 | 16 | 17 | 17 | 15.3 | 18 | 18 | 18.3 | 18.3 | 12.61 | 8.3 | 9 | 8.3 | 8.91 | 11 | 9 | 9.3 | 10.3 | 10 | 10 | 11 | 11.91 | 16 | 22 | 31.12 | 30.06 | 32.24 | 29.06 | 26.06 | 27 | 26.06 | 26 | 25.06 | 26 | 26 | 22 | 17.06 | 14 | 15 | 13.24 | 17 | 19 | 15.06 | 16 | 17.18 | 16.06 | 22 | 26
MALIN_5_INHRED |  | Wind | Wind | BPAT | 0 | WA/OR | 0 | 50 | 12.03 | 10.5 | 9.53 | 10.53 | 11.5 | 12.5 | 12.53 | 13.53 | 13.53 | 11.03 | 11.5 | 11 | 8.59 | 8.53 | 9.53 | 8.5 | 6.03 | 10.53 | 10.03 | 7.06 | 7 | 5.03 | 9 | 11 | 10 | 8 | 8.23 | 9.5 | 8.11 | 8.5 | 7.73 | 8.11 | 7.5 | 4.34 | 4.5 | 3.5 | 4 | 5.11 | 4.61 | 4.5 | 4.61 | 7.11 | 10.61 | 10.34 | 8.11 | 8.5 | 7.73 | 10 | 9.03 | 6 | 6.09 | 6 | 9.03 | 9 | 9.53 | 9 | 6 | 5.53 | 7.53 | 10 | 9.53 | 10.5 | 11.06 | 12.03 | 10.06 | 11 | 10.03 | 10.53 | 10.56 | 9 | 10 | 10 | 10.15 | 7.5 | 5.15 | 4.5 | 4.3 | 4.15 | 5 | 3 | 2 | 1.65 | 2.15 | 2.5 | 2.5 | 4.65 | 4 | 8.15 | 10 | 11 | 13.15 | 14.65 | 11 | 11 | 10 | 10 | 10.5 | 7 | 4.5 | 3.53 | 3.53 | 4.5 | 2.5 | 1 | 1.03 | 1.5 | 1.53 | 2 | 2.5 | 3.5 | 4.5 | 6.03 | 8.5 | 9.5 | 11 | 15.53 | 18.53 | 18.5 | 15.03 | 11.53 | 10.27 | 6.5 | 3 | 2.27 | 1.5 | 1.5 | 0.5 | 0.5 | 0.5 | 0.5 | 0.5 | 0.5 | 1 | 1.5 | 2 | 3 | 3 | 5.27 | 8.27 | 13.32 | 18 | 13.77 | 11.55 | 11.27 | 6.89 | 3.89 | 2 | 2 | 1 | 1 | 0.5 | 0 | 0 | 0 | 0.5 | 0.5 | 1 | 1 | 1.5 | 2 | 3 | 5 | 8 | 15.5 | 15.89 | 15 | 11.39 | 9.89 | 4.5 | 3 | 2 | 1.39 | 1.5 | 1 | 0.5 | 0.39 | 0 | 0 | 0.5 | 1 | 1 | 1 | 1.5 | 2 | 2.5 | 3 | 4.5 | 8 | 8 | 5 | 5.5 | 5.5 | 4.77 | 3.27 | 1.27 | 2.05 | 1.5 | 1.5 | 1.5 | 1.5 | 1 | 0.5 | 0.5 | 0.77 | 1 | 1 | 1 | 2 | 2.77 | 4.05 | 5.82 | 6.27 | 5.5 | 2.5 | 3 | 4.5 | 5 | 3.5 | 2 | 2.5 | 2.5 | 2.5 | 3.5 | 2.5 | 2.5 | 1.5 | 1.5 | 1.39 | 1 | 1 | 1 | 1 | 1.5 | 3.5 | 3.39 | 3.5 | 3.5 | 2.5 | 3.89 | 5.5 | 10.5 | 8 | 8.5 | 8.5 | 7.65 | 9 | 9 | 9.15 | 9.15 | 6.3 | 4.15 | 4.5 | 4.15 | 4.45 | 5.5 | 4.5 | 4.65 | 5.15 | 5 | 5 | 5.5 | 5.95 | 8 | 11 | 15.56 | 15.03 | 16.12 | 14.53 | 13.03 | 13.5 | 13.03 | 13 | 12.53 | 13 | 13 | 11 | 8.53 | 7 | 7.5 | 6.62 | 8.5 | 9.5 | 7.53 | 8 | 8.59 | 8.03 | 11 | 13
MALIN_5_INHRPG |  | Wind | Wind | BPAT | 0 | WA/OR | 0 | 50 | 12.03 | 10.5 | 9.53 | 10.53 | 11.5 | 12.5 | 12.53 | 13.53 | 13.53 | 11.03 | 11.5 | 11 | 8.59 | 8.53 | 9.53 | 8.5 | 6.03 | 10.53 | 10.03 | 7.06 | 7 | 5.03 | 9 | 11 | 10 | 8 | 8.23 | 9.5 | 8.11 | 8.5 | 7.73 | 8.11 | 7.5 | 4.34 | 4.5 | 3.5 | 4 | 5.11 | 4.61 | 4.5 | 4.61 | 7.11 | 10.61 | 10.34 | 8.11 | 8.5 | 7.73 | 10 | 9.03 | 6 | 6.09 | 6 | 9.03 | 9 | 9.53 | 9 | 6 | 5.53 | 7.53 | 10 | 9.53 | 10.5 | 11.06 | 12.03 | 10.06 | 11 | 10.03 | 10.53 | 10.56 | 9 | 10 | 10 | 10.15 | 7.5 | 5.15 | 4.5 | 4.3 | 4.15 | 5 | 3 | 2 | 1.65 | 2.15 | 2.5 | 2.5 | 4.65 | 4 | 8.15 | 10 | 11 | 13.15 | 14.65 | 11 | 11 | 10 | 10 | 10.5 | 7 | 4.5 | 3.53 | 3.53 | 4.5 | 2.5 | 1 | 1.03 | 1.5 | 1.53 | 2 | 2.5 | 3.5 | 4.5 | 6.03 | 8.5 | 9.5 | 11 | 15.53 | 18.53 | 18.5 | 15.03 | 11.53 | 10.27 | 6.5 | 3 | 2.27 | 1.5 | 1.5 | 0.5 | 0.5 | 0.5 | 0.5 | 0.5 | 0.5 | 1 | 1.5 | 2 | 3 | 3 | 5.27 | 8.27 | 13.32 | 18 | 13.77 | 11.55 | 11.27 | 6.89 | 3.89 | 2 | 2 | 1 | 1 | 0.5 | 0 | 0 | 0 | 0.5 | 0.5 | 1 | 1 | 1.5 | 2 | 3 | 5 | 8 | 15.5 | 15.89 | 15 | 11.39 | 9.89 | 4.5 | 3 | 2 | 1.39 | 1.5 | 1 | 0.5 | 0.39 | 0 | 0 | 0.5 | 1 | 1 | 1 | 1.5 | 2 | 2.5 | 3 | 4.5 | 8 | 8 | 5 | 5.5 | 5.5 | 4.77 | 3.27 | 1.27 | 2.05 | 1.5 | 1.5 | 1.5 | 1.5 | 1 | 0.5 | 0.5 | 0.77 | 1 | 1 | 1 | 2 | 2.77 | 4.05 | 5.82 | 6.27 | 5.5 | 2.5 | 3 | 4.5 | 5 | 3.5 | 2 | 2.5 | 2.5 | 2.5 | 3.5 | 2.5 | 2.5 | 1.5 | 1.5 | 1.39 | 1 | 1 | 1 | 1 | 1.5 | 3.5 | 3.39 | 3.5 | 3.5 | 2.5 | 3.89 | 5.5 | 10.5 | 8 | 8.5 | 8.5 | 7.65 | 9 | 9 | 9.15 | 9.15 | 6.3 | 4.15 | 4.5 | 4.15 | 4.45 | 5.5 | 4.5 | 4.65 | 5.15 | 5 | 5 | 5.5 | 5.95 | 8 | 11 | 15.56 | 15.03 | 16.12 | 14.53 | 13.03 | 13.5 | 13.03 | 13 | 12.53 | 13 | 13 | 11 | 8.53 | 7 | 7.5 | 6.62 | 8.5 | 9.5 | 7.53 | 8 | 8.59 | 8.03 | 11 | 13
MIDWY3_2_MDSSR1 |  | Solar_Fixed | Solar Fixed | IID | 0 | Socal | 0 | 20 | 0 | 0 | 0 | 0 | 0 | 0 | 0.03 | 2.65 | 8.89 | 12.05 | 13.03 | 13.45 | 13.1 | 12.62 | 10.54 | 6.15 | 0.89 | 0 | 0 | 0 | 0 | 0 | 0 | 0 | 0 | 0 | 0 | 0 | 0 | 0 | 0.22 | 4.93 | 11.69 | 13.93 | 14.9 | 14.95 | 14.69 | 14.14 | 13.01 | 9.99 | 3.87 | 0.1 | 0 | 0 | 0 | 0 | 0 | 0 | 0 | 0 | 0 | 0 | 0 | 0 | 0.04 | 2.83 | 9.86 | 13.67 | 15.01 | 15.26 | 15.08 | 14.71 | 13.84 | 12.23 | 7.72 | 3.59 | 0.54 | 0 | 0 | 0 | 0 | 0 | 0 | 0 | 0 | 0 | 0 | 0 | 0.55 | 5.53 | 11.9 | 14.94 | 16.3 | 16.97 | 17 | 16.65 | 16.22 | 14.88 | 12.66 | 8.68 | 2.17 | 0.03 | 0 | 0 | 0 | 0 | 0 | 0 | 0 | 0 | 0 | 0.03 | 2.29 | 8.4 | 12.75 | 15.15 | 16.84 | 17.51 | 17.6 | 17.41 | 17.06 | 15.89 | 13.89 | 10.08 | 3.79 | 0.25 | 0 | 0 | 0 | 0 | 0 | 0 | 0 | 0 | 0 | 0.07 | 2.81 | 8.58 | 13.02 | 15.55 | 17.22 | 18 | 18.14 | 18.11 | 17.49 | 16.19 | 14.2 | 10.85 | 5.18 | 0.65 | 0 | 0 | 0 | 0 | 0 | 0 | 0 | 0 | 0 | 0 | 1.35 | 5.9 | 10.89 | 14.01 | 16.09 | 17.15 | 17.49 | 17.35 | 16.57 | 15.5 | 13.42 | 10.09 | 4.59 | 0.52 | 0 | 0 | 0 | 0 | 0 | 0 | 0 | 0 | 0 | 0 | 0.6 | 5.31 | 11.33 | 14.56 | 16.55 | 17.58 | 17.91 | 17.62 | 16.88 | 15.37 | 13 | 8.67 | 2.48 | 0.07 | 0 | 0 | 0 | 0 | 0 | 0 | 0 | 0 | 0 | 0 | 0.17 | 4.08 | 10.58 | 14.25 | 16.25 | 17.15 | 17.36 | 17.2 | 16.4 | 14.44 | 11.63 | 5.15 | 0.46 | 0 | 0 | 0 | 0 | 0 | 0 | 0 | 0 | 0 | 0 | 0 | 0.02 | 2.17 | 9.17 | 13.12 | 14.93 | 15.87 | 16.09 | 15.86 | 15.08 | 13.42 | 8.49 | 1.7 | 0.01 | 0 | 0 | 0 | 0 | 0 | 0 | 0 | 0 | 0 | 0 | 0 | 0.49 | 5.4 | 10.8 | 13.43 | 14.33 | 14.67 | 14.22 | 13.46 | 11.08 | 5.06 | 0.34 | 0 | 0 | 0 | 0 | 0 | 0 | 0 | 0 | 0 | 0 | 0 | 0 | 0 | 0.06 | 2.85 | 8 | 10.7 | 11.8 | 12.42 | 12.04 | 11.06 | 9.02 | 4.03 | 0.25 | 0 | 0 | 0 | 0 | 0 | 0 | 0
MIDWYS_2_MIDSL1 |  | Solar_Fixed | Solar Fixed | IID | 0 | Socal | 0 | 49.9 | 0 | 0 | 0 | 0 | 0 | 0 | 0.08 | 6.61 | 22.17 | 30.07 | 32.5 | 33.56 | 32.69 | 31.48 | 26.29 | 15.34 | 2.23 | 0 | 0 | 0 | 0 | 0 | 0 | 0 | 0 | 0 | 0 | 0 | 0 | 0 | 0.55 | 12.3 | 29.17 | 34.75 | 37.18 | 37.31 | 36.65 | 35.29 | 32.47 | 24.93 | 9.67 | 0.24 | 0 | 0 | 0 | 0 | 0 | 0 | 0 | 0 | 0 | 0 | 0 | 0 | 0.11 | 7.05 | 24.61 | 34.12 | 37.45 | 38.08 | 37.61 | 36.71 | 34.52 | 30.53 | 19.26 | 8.95 | 1.35 | 0 | 0 | 0 | 0 | 0 | 0 | 0 | 0 | 0 | 0 | 0 | 1.37 | 13.79 | 29.68 | 37.27 | 40.66 | 42.35 | 42.41 | 41.54 | 40.47 | 37.12 | 31.58 | 21.67 | 5.41 | 0.07 | 0 | 0 | 0 | 0 | 0 | 0 | 0 | 0 | 0 | 0.07 | 5.71 | 20.97 | 31.8 | 37.8 | 42.01 | 43.68 | 43.92 | 43.43 | 42.55 | 39.63 | 34.66 | 25.16 | 9.45 | 0.62 | 0 | 0 | 0 | 0 | 0 | 0 | 0 | 0 | 0 | 0.18 | 7.01 | 21.4 | 32.49 | 38.81 | 42.95 | 44.9 | 45.25 | 45.19 | 43.64 | 40.41 | 35.42 | 27.07 | 12.91 | 1.63 | 0 | 0 | 0 | 0 | 0 | 0 | 0 | 0 | 0 | 0.01 | 3.36 | 14.71 | 27.17 | 34.96 | 40.14 | 42.78 | 43.64 | 43.29 | 41.34 | 38.67 | 33.48 | 25.18 | 11.45 | 1.31 | 0 | 0 | 0 | 0 | 0 | 0 | 0 | 0 | 0 | 0 | 1.5 | 13.24 | 28.26 | 36.34 | 41.3 | 43.86 | 44.68 | 43.96 | 42.12 | 38.34 | 32.44 | 21.64 | 6.18 | 0.17 | 0 | 0 | 0 | 0 | 0 | 0 | 0 | 0 | 0 | 0 | 0.41 | 10.18 | 26.39 | 35.56 | 40.55 | 42.79 | 43.31 | 42.92 | 40.92 | 36.03 | 29.02 | 12.84 | 1.15 | 0 | 0 | 0 | 0 | 0 | 0 | 0 | 0 | 0 | 0 | 0 | 0.05 | 5.42 | 22.88 | 32.74 | 37.25 | 39.6 | 40.15 | 39.56 | 37.62 | 33.48 | 21.19 | 4.25 | 0.02 | 0 | 0 | 0 | 0 | 0 | 0 | 0 | 0 | 0 | 0 | 0 | 1.23 | 13.47 | 26.94 | 33.5 | 35.76 | 36.61 | 35.47 | 33.59 | 27.65 | 12.63 | 0.85 | 0 | 0 | 0 | 0 | 0 | 0 | 0 | 0 | 0 | 0 | 0 | 0 | 0 | 0.15 | 7.11 | 19.95 | 26.71 | 29.43 | 30.99 | 30.04 | 27.59 | 22.5 | 10.07 | 0.62 | 0 | 0 | 0 | 0 | 0 | 0 | 0
MILFRD_7_PASADENA |  | Wind | Wind | LADWP | 0 | Socal | 0 | 5 | 0.26 | 0.28 | 0.26 | 0.25 | 0.28 | 0.27 | 0.28 | 0.26 | 0.22 | 0.25 | 0.22 | 0.25 | 0.28 | 0.25 | 0.28 | 0.28 | 0.24 | 0.23 | 0.27 | 0.26 | 0.25 | 0.28 | 0.24 | 0.25 | 0.48 | 0.46 | 0.53 | 0.52 | 0.44 | 0.46 | 0.46 | 0.37 | 0.39 | 0.43 | 0.54 | 0.56 | 0.5 | 0.46 | 0.59 | 0.61 | 0.6 | 0.62 | 0.59 | 0.64 | 0.73 | 0.63 | 0.56 | 0.55 | 0.54 | 0.51 | 0.44 | 0.44 | 0.45 | 0.45 | 0.45 | 0.37 | 0.29 | 0.28 | 0.29 | 0.33 | 0.4 | 0.43 | 0.48 | 0.47 | 0.63 | 0.67 | 0.64 | 0.68 | 0.66 | 0.68 | 0.56 | 0.53 | 1.85 | 1.92 | 1.75 | 1.6 | 1.5 | 1.34 | 1.1 | 0.91 | 0.66 | 0.59 | 0.59 | 0.59 | 0.57 | 0.67 | 1 | 1.38 | 1.64 | 1.84 | 1.97 | 2.02 | 2.02 | 2.04 | 1.94 | 1.94 | 2.16 | 2.05 | 1.96 | 1.96 | 1.72 | 1.38 | 1.06 | 0.8 | 0.59 | 0.44 | 0.33 | 0.32 | 0.27 | 0.38 | 0.63 | 1.02 | 1.59 | 1.9 | 2.15 | 2.07 | 2.09 | 2.21 | 2.18 | 2.23 | 2.22 | 2.17 | 2.02 | 1.84 | 1.68 | 1.36 | 1.06 | 0.78 | 0.48 | 0.35 | 0.25 | 0.29 | 0.31 | 0.37 | 0.61 | 0.97 | 1.4 | 1.65 | 1.9 | 2.13 | 2.32 | 2.31 | 2.29 | 2.3 | 2.09 | 1.97 | 1.85 | 1.63 | 1.35 | 1.16 | 0.86 | 0.56 | 0.28 | 0.19 | 0.16 | 0.19 | 0.26 | 0.37 | 0.61 | 0.91 | 1.31 | 1.67 | 1.93 | 2.1 | 2.28 | 2.33 | 2.26 | 2.18 | 1.87 | 1.82 | 1.67 | 1.42 | 1.15 | 1 | 0.74 | 0.53 | 0.33 | 0.22 | 0.17 | 0.19 | 0.26 | 0.37 | 0.57 | 0.83 | 1.14 | 1.46 | 1.64 | 1.99 | 2.11 | 2.11 | 2.04 | 1.94 | 0.94 | 0.87 | 0.79 | 0.61 | 0.51 | 0.37 | 0.29 | 0.2 | 0.17 | 0.17 | 0.19 | 0.26 | 0.3 | 0.36 | 0.44 | 0.55 | 0.62 | 0.82 | 1 | 1.2 | 1.2 | 1.2 | 1.13 | 1.03 | 0.49 | 0.46 | 0.46 | 0.46 | 0.42 | 0.34 | 0.28 | 0.23 | 0.15 | 0.14 | 0.15 | 0.18 | 0.22 | 0.22 | 0.22 | 0.25 | 0.32 | 0.39 | 0.47 | 0.54 | 0.6 | 0.61 | 0.56 | 0.48 | 0.22 | 0.2 | 0.2 | 0.2 | 0.21 | 0.21 | 0.2 | 0.18 | 0.16 | 0.18 | 0.19 | 0.22 | 0.21 | 0.22 | 0.22 | 0.19 | 0.17 | 0.22 | 0.27 | 0.29 | 0.31 | 0.23 | 0.25 | 0.24 | 0.19 | 0.18 | 0.18 | 0.2 | 0.2 | 0.2 | 0.2 | 0.19 | 0.18 | 0.17 | 0.17 | 0.19 | 0.19 | 0.17 | 0.17 | 0.17 | 0.19 | 0.2 | 0.23 | 0.22 | 0.24 | 0.22 | 0.21 | 0.21
OCOTLO_6_OCWSB1 | OCOTLO_6_OCWSB1_SUN | Hybrid_Solar1Axis | Solar Tracking | IID | 0 | Socal | 0 | 50 | 0 | 0 | 0 | 0 | 0 | 0 | 0.02 | 5.99 | 23.46 | 30.54 | 30.24 | 29.7 | 29.38 | 29.45 | 26.68 | 19.25 | 3.25 | 0 | 0 | 0 | 0 | 0 | 0 | 0 | 0 | 0 | 0 | 0 | 0 | 0 | 0.34 | 13.08 | 31.82 | 35.16 | 34.39 | 34.09 | 33.9 | 32.69 | 31.9 | 28.99 | 12.32 | 0.49 | 0 | 0 | 0 | 0 | 0 | 0 | 0 | 0 | 0 | 0 | 0 | 0 | 0.07 | 8.55 | 29.72 | 36.48 | 36.61 | 35.87 | 35.5 | 35.33 | 33.56 | 30.94 | 23.09 | 8.69 | 1.4 | 0 | 0 | 0 | 0 | 0 | 0 | 0 | 0 | 0 | 0 | 0 | 1.53 | 18.27 | 35.79 | 38.28 | 39.86 | 39.75 | 40 | 39.58 | 39.12 | 37.7 | 35.55 | 28.82 | 9.11 | 0.15 | 0 | 0 | 0 | 0 | 0 | 0 | 0 | 0 | 0 | 0.03 | 7.41 | 27.38 | 37.61 | 40.73 | 42.07 | 42.42 | 42.56 | 42.38 | 41.66 | 40.66 | 38.77 | 34 | 16.42 | 1.3 | 0 | 0 | 0 | 0 | 0 | 0 | 0 | 0 | 0 | 0.12 | 9.11 | 27.82 | 37.15 | 40.37 | 42.22 | 43.03 | 42.75 | 42.76 | 42.09 | 40.97 | 39.27 | 35.47 | 21.22 | 3.44 | 0 | 0 | 0 | 0 | 0 | 0 | 0 | 0 | 0 | 0 | 4.04 | 21.38 | 34.27 | 39.41 | 41.51 | 42.32 | 41.93 | 41.44 | 41.09 | 40.09 | 38.04 | 32.9 | 18.86 | 2.82 | 0 | 0 | 0 | 0 | 0 | 0 | 0 | 0 | 0 | 0 | 1.55 | 17.13 | 33.65 | 39.42 | 41.53 | 42.58 | 42.73 | 41.77 | 39.71 | 38.79 | 35.65 | 28.4 | 10.15 | 0.28 | 0 | 0 | 0 | 0 | 0 | 0 | 0 | 0 | 0 | 0 | 0.25 | 11.42 | 29.24 | 36.02 | 38.59 | 39.3 | 39.95 | 39.21 | 38.1 | 35.64 | 32.3 | 17.15 | 1.52 | 0 | 0 | 0 | 0 | 0 | 0 | 0 | 0 | 0 | 0 | 0 | 0 | 5 | 24.67 | 32.97 | 34.69 | 35.18 | 35.1 | 34.76 | 35.28 | 33 | 24.88 | 5.42 | 0 | 0 | 0 | 0 | 0 | 0 | 0 | 0 | 0 | 0 | 0 | 0 | 0.79 | 13.98 | 29.22 | 32.82 | 32.19 | 31.28 | 31.79 | 31.6 | 29.07 | 17.07 | 1.58 | 0 | 0 | 0 | 0 | 0 | 0 | 0 | 0 | 0 | 0 | 0 | 0 | 0 | 0.05 | 6.61 | 20.83 | 26.11 | 25.74 | 24.76 | 25.77 | 25.37 | 23.37 | 12.77 | 1.05 | 0 | 0 | 0 | 0 | 0 | 0 | 0
SNORA_2_SNRSLR |  | Solar_Fixed | Solar Fixed | IID | 0 | Socal | 0 | 50 | 0 | 0 | 0 | 0 | 0 | 0 | 0.08 | 6.62 | 22.21 | 30.13 | 32.56 | 33.63 | 32.76 | 31.54 | 26.34 | 15.37 | 2.23 | 0 | 0 | 0 | 0 | 0 | 0 | 0 | 0 | 0 | 0 | 0 | 0 | 0 | 0.55 | 12.32 | 29.23 | 34.82 | 37.25 | 37.39 | 36.72 | 35.36 | 32.53 | 24.98 | 9.69 | 0.24 | 0 | 0 | 0 | 0 | 0 | 0 | 0 | 0 | 0 | 0 | 0 | 0 | 0.11 | 7.07 | 24.66 | 34.18 | 37.52 | 38.16 | 37.69 | 36.78 | 34.59 | 30.59 | 19.3 | 8.97 | 1.35 | 0 | 0 | 0 | 0 | 0 | 0 | 0 | 0 | 0 | 0 | 0 | 1.37 | 13.81 | 29.74 | 37.34 | 40.75 | 42.43 | 42.49 | 41.63 | 40.56 | 37.2 | 31.65 | 21.71 | 5.42 | 0.07 | 0 | 0 | 0 | 0 | 0 | 0 | 0 | 0 | 0 | 0.07 | 5.72 | 21.01 | 31.87 | 37.88 | 42.1 | 43.77 | 44 | 43.52 | 42.64 | 39.71 | 34.73 | 25.21 | 9.47 | 0.62 | 0 | 0 | 0 | 0 | 0 | 0 | 0 | 0 | 0 | 0.19 | 7.03 | 21.44 | 32.55 | 38.89 | 43.04 | 44.99 | 45.34 | 45.28 | 43.73 | 40.49 | 35.49 | 27.12 | 12.94 | 1.63 | 0 | 0 | 0 | 0 | 0 | 0 | 0 | 0 | 0 | 0.01 | 3.37 | 14.74 | 27.22 | 35.03 | 40.22 | 42.87 | 43.73 | 43.38 | 41.42 | 38.75 | 33.55 | 25.23 | 11.48 | 1.31 | 0 | 0 | 0 | 0 | 0 | 0 | 0 | 0 | 0 | 0 | 1.5 | 13.27 | 28.31 | 36.41 | 41.38 | 43.95 | 44.77 | 44.05 | 42.2 | 38.41 | 32.51 | 21.69 | 6.2 | 0.17 | 0 | 0 | 0 | 0 | 0 | 0 | 0 | 0 | 0 | 0 | 0.41 | 10.2 | 26.45 | 35.63 | 40.63 | 42.88 | 43.39 | 43 | 41.01 | 36.11 | 29.07 | 12.87 | 1.15 | 0 | 0 | 0 | 0 | 0 | 0 | 0 | 0 | 0 | 0 | 0 | 0.05 | 5.44 | 22.92 | 32.8 | 37.33 | 39.67 | 40.23 | 39.64 | 37.7 | 33.55 | 21.23 | 4.26 | 0.02 | 0 | 0 | 0 | 0 | 0 | 0 | 0 | 0 | 0 | 0 | 0 | 1.23 | 13.49 | 27 | 33.57 | 35.84 | 36.68 | 35.55 | 33.66 | 27.71 | 12.65 | 0.85 | 0 | 0 | 0 | 0 | 0 | 0 | 0 | 0 | 0 | 0 | 0 | 0 | 0 | 0.15 | 7.12 | 19.99 | 26.76 | 29.49 | 31.05 | 30.1 | 27.65 | 22.54 | 10.09 | 0.62 | 0 | 0 | 0 | 0 | 0 | 0 | 0
SUNSTR_5_SS1SCEDYN |  | Solar_Fixed | Solar Fixed | AZPS | 0 | AZ | 0 | 150 | 0 | 0 | 0 | 0 | 0 | 0 | 0 | 0 | 0 | 0 | 0 | 0 | 0 | 0 | 0 | 0 | 0 | 0 | 0 | 0 | 0 | 0 | 0 | 0 | 0 | 0 | 0 | 0 | 0 | 0 | 0 | 0 | 0 | 0 | 0 | 0 | 0 | 0 | 0 | 0 | 0 | 0 | 0 | 0 | 0 | 0 | 0 | 0 | 0 | 0 | 0 | 0 | 0 | 0 | 0 | 0 | 0 | 0 | 0 | 0 | 0 | 0 | 0 | 0 | 0 | 0 | 0 | 0 | 0 | 0 | 0 | 0 | 0 | 0 | 0 | 0 | 0 | 0 | 0 | 0 | 0 | 0 | 0 | 0 | 0 | 0 | 0 | 0 | 0 | 0 | 0 | 0 | 0 | 0 | 0 | 0 | 0 | 0 | 0 | 0 | 0 | 0 | 0 | 0 | 0 | 0 | 0 | 0 | 0 | 0 | 0 | 0 | 0 | 0 | 0 | 0 | 0 | 0 | 0 | 0 | 0 | 0 | 0 | 0 | 0 | 0 | 0 | 0 | 0 | 0 | 0 | 0 | 0 | 0 | 0 | 0 | 0 | 0 | 0 | 0 | 0 | 0 | 0 | 0 | 0 | 0 | 0 | 0 | 0 | 0 | 0 | 0 | 0 | 0 | 0 | 0 | 0 | 0 | 0 | 0 | 0 | 0 | 0 | 0 | 0 | 0 | 0 | 0 | 0 | 0 | 0 | 0 | 0 | 0 | 0 | 0 | 0 | 0 | 0 | 0 | 0 | 0 | 0 | 0 | 0 | 0 | 0 | 0 | 0 | 0 | 0 | 0 | 0 | 0 | 0 | 0 | 0 | 0 | 0 | 0 | 0 | 0 | 0 | 0 | 0 | 0 | 0 | 0 | 0 | 0 | 0 | 0 | 0 | 0 | 0 | 0 | 0 | 0 | 0 | 0 | 0 | 0 | 0 | 0 | 0 | 0 | 0 | 0 | 0 | 0 | 0 | 0 | 0 | 0 | 0 | 0 | 0 | 0 | 0 | 0 | 0 | 0 | 0 | 0 | 0 | 0 | 0 | 0 | 0 | 0 | 0 | 0 | 0 | 0 | 0 | 0 | 0 | 0 | 0 | 0 | 0 | 0 | 0 | 0 | 0 | 0 | 0 | 0 | 0 | 0 | 0 | 0 | 0 | 0 | 0 | 0 | 0 | 0 | 0 | 0 | 0 | 0 | 0 | 0 | 0 | 0 | 0 | 0
TECOLOTE_3_WBDYN |  | Wind | Wind | PNM | 0 | NM | 0 | 271.68 | 133.32 | 133.46 | 120.68 | 125.99 | 133.5 | 129 | 123.25 | 125.63 | 110.62 | 105.94 | 112.81 | 97.43 | 100.35 | 102.16 | 109.35 | 103.96 | 115.37 | 123.78 | 130.76 | 133.32 | 141.01 | 136.76 | 146.14 | 135.88 | 110.24 | 97.43 | 98.06 | 96.13 | 93.11 | 97.43 | 99.41 | 85.24 | 82.67 | 82.67 | 94.86 | 97.32 | 87.17 | 96.13 | 108.27 | 107.44 | 103.18 | 103.18 | 112.81 | 108.94 | 115.4 | 118.57 | 112.81 | 115.37 | 112.99 | 110.79 | 110.81 | 107.68 | 97.43 | 102.59 | 99.99 | 77.46 | 59.15 | 61.26 | 64.1 | 59.82 | 61.62 | 69.22 | 76.91 | 79.48 | 74.35 | 84.79 | 92.3 | 102.55 | 110.24 | 105.12 | 110.24 | 112.81 | 110.24 | 112.78 | 105.11 | 97.39 | 103.86 | 110.2 | 92.3 | 79.48 | 79.46 | 79.46 | 79.48 | 89.91 | 99.99 | 103.87 | 108.9 | 112.78 | 120.1 | 115.35 | 107.68 | 110.24 | 112.81 | 126.32 | 117.01 | 117.91 | 102.55 | 97.43 | 89.73 | 82.04 | 76.39 | 71.79 | 51.28 | 48.47 | 48.71 | 53.84 | 61.71 | 69.22 | 76.91 | 89.73 | 99.99 | 102.74 | 105.12 | 110.29 | 102.55 | 105.3 | 100.17 | 104.32 | 105.3 | 103.24 | 94.52 | 76.91 | 73.87 | 73.87 | 63.61 | 58.01 | 33.26 | 30.77 | 25.64 | 20.51 | 22.59 | 30.16 | 40.54 | 53.7 | 66.66 | 71.79 | 76.59 | 79.48 | 82.04 | 86.21 | 87.17 | 89.73 | 91.82 | 97.25 | 56.4 | 36.26 | 30.77 | 26.39 | 18.74 | 15.38 | 7.02 | 5.13 | 5.13 | 6.8 | 5.13 | 7.69 | 20.51 | 25.64 | 36.19 | 46.15 | 56.4 | 56.31 | 62.94 | 62.94 | 65.51 | 57.82 | 53.84 | 61.53 | 55.25 | 41.02 | 29.61 | 25.64 | 15.38 | 17.09 | 7.69 | 5.13 | 5.13 | 5.13 | 5.13 | 12.82 | 17.95 | 25.64 | 33.33 | 38.46 | 47.56 | 53.84 | 53.84 | 53.84 | 46.77 | 45 | 51.28 | 53.84 | 53.36 | 43.1 | 38.44 | 41.02 | 38.22 | 43.59 | 34.49 | 20.51 | 13.43 | 12.31 | 12.82 | 12.82 | 19.74 | 17.68 | 28.2 | 31.91 | 48.23 | 56.4 | 61.53 | 69.22 | 53.84 | 51.81 | 48.59 | 58.97 | 82.04 | 66.66 | 62.44 | 58.97 | 54.07 | 51.28 | 38.07 | 23.17 | 23.09 | 23.07 | 24.49 | 28.2 | 28.2 | 30.7 | 33.33 | 46.15 | 51.28 | 57.87 | 64.1 | 71.23 | 74.61 | 73.2 | 64.03 | 73.2 | 103.07 | 111.22 | 99.99 | 95.73 | 104.63 | 105.09 | 107.63 | 92.3 | 69.19 | 58.96 | 69.2 | 66.64 | 74.3 | 76.91 | 76.91 | 79.43 | 92.27 | 102.55 | 110.24 | 115.37 | 110.24 | 117.02 | 110.22 | 112.81 | 133.32 | 141.01 | 123.78 | 117.94 | 123.25 | 130.76 | 138.45 | 133.32 | 116.1 | 115.55 | 123.06 | 120.5 | 117.94 | 125.63 | 128.19 | 130.76 | 136.25 | 143.57 | 143.57 | 136.57 | 141.01 | 151.27 | 141.97 | 133.32
TITANS_2_TTSSR1 |  | Solar_1Axis | Solar Tracking | IID | 0 | Socal | 0 | 70 | 0 | 0 | 0 | 0 | 0 | 0 | 0.03 | 8.38 | 32.84 | 42.76 | 42.34 | 41.59 | 41.14 | 41.24 | 37.35 | 26.95 | 4.55 | 0 | 0 | 0 | 0 | 0 | 0 | 0 | 0 | 0 | 0 | 0 | 0 | 0 | 0.48 | 18.31 | 44.55 | 49.23 | 48.15 | 47.73 | 47.47 | 45.77 | 44.65 | 40.59 | 17.24 | 0.69 | 0 | 0 | 0 | 0 | 0 | 0 | 0 | 0 | 0 | 0 | 0 | 0 | 0.1 | 11.97 | 41.61 | 51.08 | 51.26 | 50.22 | 49.69 | 49.47 | 46.98 | 43.32 | 32.33 | 12.16 | 1.96 | 0 | 0 | 0 | 0 | 0 | 0 | 0 | 0 | 0 | 0 | 0 | 2.14 | 25.57 | 50.1 | 53.59 | 55.81 | 55.65 | 56 | 55.41 | 54.77 | 52.78 | 49.77 | 40.35 | 12.76 | 0.21 | 0 | 0 | 0 | 0 | 0 | 0 | 0 | 0 | 0 | 0.04 | 10.38 | 38.33 | 52.65 | 57.03 | 58.89 | 59.39 | 59.59 | 59.33 | 58.33 | 56.92 | 54.28 | 47.61 | 22.98 | 1.82 | 0 | 0 | 0 | 0 | 0 | 0 | 0 | 0 | 0 | 0.17 | 12.75 | 38.95 | 52.01 | 56.52 | 59.11 | 60.24 | 59.85 | 59.86 | 58.93 | 57.36 | 54.98 | 49.66 | 29.71 | 4.82 | 0 | 0 | 0 | 0 | 0 | 0 | 0 | 0 | 0 | 0 | 5.65 | 29.94 | 47.98 | 55.17 | 58.11 | 59.25 | 58.71 | 58.02 | 57.52 | 56.13 | 53.26 | 46.06 | 26.41 | 3.95 | 0 | 0 | 0 | 0 | 0 | 0 | 0 | 0 | 0 | 0 | 2.17 | 23.98 | 47.1 | 55.18 | 58.14 | 59.61 | 59.82 | 58.47 | 55.6 | 54.31 | 49.91 | 39.75 | 14.21 | 0.39 | 0 | 0 | 0 | 0 | 0 | 0 | 0 | 0 | 0 | 0 | 0.35 | 15.99 | 40.94 | 50.43 | 54.03 | 55.02 | 55.93 | 54.9 | 53.35 | 49.89 | 45.23 | 24.01 | 2.13 | 0 | 0 | 0 | 0 | 0 | 0 | 0 | 0 | 0 | 0 | 0 | 0 | 7 | 34.54 | 46.16 | 48.56 | 49.26 | 49.14 | 48.66 | 49.4 | 46.2 | 34.84 | 7.59 | 0 | 0 | 0 | 0 | 0 | 0 | 0 | 0 | 0 | 0 | 0 | 0 | 1.1 | 19.57 | 40.91 | 45.95 | 45.06 | 43.79 | 44.5 | 44.24 | 40.7 | 23.9 | 2.22 | 0 | 0 | 0 | 0 | 0 | 0 | 0 | 0 | 0 | 0 | 0 | 0 | 0 | 0.08 | 9.26 | 29.17 | 36.56 | 36.04 | 34.66 | 36.08 | 35.51 | 32.72 | 17.88 | 1.47 | 0 | 0 | 0 | 0 | 0 | 0 | 0
TOWNSITE_2_MEADDYN | TOWNSITE_2_MEADDYN_SUN | Hybrid_Solar1Axis | Solar Tracking | WALC | 0 | AZ | 0 | 180 | 0 | 0 | 0 | 0 | 0 | 0 | 0 | 0 | 0 | 0 | 0 | 0 | 0 | 0 | 0 | 0 | 0 | 0 | 0 | 0 | 0 | 0 | 0 | 0 | 0 | 0 | 0 | 0 | 0 | 0 | 0 | 0 | 0 | 0 | 0 | 0 | 0 | 0 | 0 | 0 | 0 | 0 | 0 | 0 | 0 | 0 | 0 | 0 | 0 | 0 | 0 | 0 | 0 | 0 | 0 | 0 | 0 | 0 | 0 | 0 | 0 | 0 | 0 | 0 | 0 | 0 | 0 | 0 | 0 | 0 | 0 | 0 | 0 | 0 | 0 | 0 | 0 | 0 | 0 | 0 | 0 | 0 | 0 | 0 | 0 | 0 | 0 | 0 | 0 | 0 | 0 | 0 | 0 | 0 | 0 | 0 | 0 | 0 | 0 | 0 | 0 | 0 | 0 | 0 | 0 | 0 | 0 | 0 | 0 | 0 | 0 | 0 | 0 | 0 | 0 | 0 | 0 | 0 | 0 | 0 | 0 | 0 | 0 | 0 | 0 | 0 | 0 | 0 | 0 | 0 | 0 | 0 | 0 | 0 | 0 | 0 | 0 | 0 | 0 | 0 | 0 | 0 | 0 | 0 | 0 | 0 | 0 | 0 | 0 | 0 | 0 | 0 | 0 | 0 | 0 | 0 | 0 | 0 | 0 | 0 | 0 | 0 | 0 | 0 | 0 | 0 | 0 | 0 | 0 | 0 | 0 | 0 | 0 | 0 | 0 | 0 | 0 | 0 | 0 | 0 | 0 | 0 | 0 | 0 | 0 | 0 | 0 | 0 | 0 | 0 | 0 | 0 | 0 | 0 | 0 | 0 | 0 | 0 | 0 | 0 | 0 | 0 | 0 | 0 | 0 | 0 | 0 | 0 | 0 | 0 | 0 | 0 | 0 | 0 | 0 | 0 | 0 | 0 | 0 | 0 | 0 | 0 | 0 | 0 | 0 | 0 | 0 | 0 | 0 | 0 | 0 | 0 | 0 | 0 | 0 | 0 | 0 | 0 | 0 | 0 | 0 | 0 | 0 | 0 | 0 | 0 | 0 | 0 | 0 | 0 | 0 | 0 | 0 | 0 | 0 | 0 | 0 | 0 | 0 | 0 | 0 | 0 | 0 | 0 | 0 | 0 | 0 | 0 | 0 | 0 | 0 | 0 | 0 | 0 | 0 | 0 | 0 | 0 | 0 | 0 | 0 | 0 | 0 | 0 | 0 | 0 | 0 | 0
WHITEH_2_MEADDYN1 |  | Wind | Wind | WALC | 0 | AZ | 0 | 50 | 12.03 | 10.5 | 9.53 | 10.53 | 11.5 | 12.5 | 12.53 | 13.53 | 13.53 | 11.03 | 11.5 | 11 | 8.59 | 8.53 | 9.53 | 8.5 | 6.03 | 10.53 | 10.03 | 7.06 | 7 | 5.03 | 9 | 11 | 10 | 8 | 8.23 | 9.5 | 8.11 | 8.5 | 7.73 | 8.11 | 7.5 | 4.34 | 4.5 | 3.5 | 4 | 5.11 | 4.61 | 4.5 | 4.61 | 7.11 | 10.61 | 10.34 | 8.11 | 8.5 | 7.73 | 10 | 9.03 | 6 | 6.09 | 6 | 9.03 | 9 | 9.53 | 9 | 6 | 5.53 | 7.53 | 10 | 9.53 | 10.5 | 11.06 | 12.03 | 10.06 | 11 | 10.03 | 10.53 | 10.56 | 9 | 10 | 10 | 10.15 | 7.5 | 5.15 | 4.5 | 4.3 | 4.15 | 5 | 3 | 2 | 1.65 | 2.15 | 2.5 | 2.5 | 4.65 | 4 | 8.15 | 10 | 11 | 13.15 | 14.65 | 11 | 11 | 10 | 10 | 10.5 | 7 | 4.5 | 3.53 | 3.53 | 4.5 | 2.5 | 1 | 1.03 | 1.5 | 1.53 | 2 | 2.5 | 3.5 | 4.5 | 6.03 | 8.5 | 9.5 | 11 | 15.53 | 18.53 | 18.5 | 15.03 | 11.53 | 10.27 | 6.5 | 3 | 2.27 | 1.5 | 1.5 | 0.5 | 0.5 | 0.5 | 0.5 | 0.5 | 0.5 | 1 | 1.5 | 2 | 3 | 3 | 5.27 | 8.27 | 13.32 | 18 | 13.77 | 11.55 | 11.27 | 6.89 | 3.89 | 2 | 2 | 1 | 1 | 0.5 | 0 | 0 | 0 | 0.5 | 0.5 | 1 | 1 | 1.5 | 2 | 3 | 5 | 8 | 15.5 | 15.89 | 15 | 11.39 | 9.89 | 4.5 | 3 | 2 | 1.39 | 1.5 | 1 | 0.5 | 0.39 | 0 | 0 | 0.5 | 1 | 1 | 1 | 1.5 | 2 | 2.5 | 3 | 4.5 | 8 | 8 | 5 | 5.5 | 5.5 | 4.77 | 3.27 | 1.27 | 2.05 | 1.5 | 1.5 | 1.5 | 1.5 | 1 | 0.5 | 0.5 | 0.77 | 1 | 1 | 1 | 2 | 2.77 | 4.05 | 5.82 | 6.27 | 5.5 | 2.5 | 3 | 4.5 | 5 | 3.5 | 2 | 2.5 | 2.5 | 2.5 | 3.5 | 2.5 | 2.5 | 1.5 | 1.5 | 1.39 | 1 | 1 | 1 | 1 | 1.5 | 3.5 | 3.39 | 3.5 | 3.5 | 2.5 | 3.89 | 5.5 | 10.5 | 8 | 8.5 | 8.5 | 7.65 | 9 | 9 | 9.15 | 9.15 | 6.3 | 4.15 | 4.5 | 4.15 | 4.45 | 5.5 | 4.5 | 4.65 | 5.15 | 5 | 5 | 5.5 | 5.95 | 8 | 11 | 15.56 | 15.03 | 16.12 | 14.53 | 13.03 | 13.5 | 13.03 | 13 | 12.53 | 13 | 13 | 11 | 8.53 | 7 | 7.5 | 6.62 | 8.5 | 9.5 | 7.53 | 8 | 8.59 | 8.03 | 11 | 13
WHITEH_2_MEADDYN2 |  | Wind | Wind | WALC | 0 | AZ | 0 | 300 | 72.18 | 63 | 57.18 | 63.18 | 69 | 75 | 75.18 | 81.18 | 81.18 | 66.18 | 69 | 66 | 51.55 | 51.18 | 57.18 | 51 | 36.18 | 63.18 | 60.18 | 42.37 | 42 | 30.18 | 54 | 66 | 60 | 48 | 49.36 | 57 | 48.68 | 51 | 46.36 | 48.68 | 45 | 26.04 | 27 | 21 | 24 | 30.68 | 27.68 | 27 | 27.68 | 42.68 | 63.68 | 62.04 | 48.68 | 51 | 46.36 | 60 | 54.18 | 36 | 36.55 | 36 | 54.18 | 54 | 57.18 | 54 | 36 | 33.18 | 45.18 | 60 | 57.18 | 63 | 66.37 | 72.18 | 60.37 | 66 | 60.18 | 63.18 | 63.37 | 54 | 60 | 60 | 60.91 | 45 | 30.91 | 27 | 25.82 | 24.91 | 30 | 18 | 12 | 9.91 | 12.91 | 15 | 15 | 27.91 | 24 | 48.91 | 60 | 66 | 78.91 | 87.91 | 66 | 66 | 60 | 60 | 63 | 42 | 27 | 21.18 | 21.18 | 27 | 15 | 6 | 6.18 | 9 | 9.18 | 12 | 15 | 21 | 27 | 36.18 | 51 | 57 | 66 | 93.18 | 111.18 | 111 | 90.18 | 69.18 | 61.64 | 39 | 18 | 13.64 | 9 | 9 | 3 | 3 | 3 | 3 | 3 | 3 | 6 | 9 | 12 | 18 | 18 | 31.64 | 49.64 | 79.93 | 108 | 82.64 | 69.29 | 67.64 | 41.33 | 23.33 | 12 | 12 | 6 | 6 | 3 | 0 | 0 | 0 | 3 | 3 | 6 | 6 | 9 | 12 | 18 | 30 | 48 | 93 | 95.33 | 90 | 68.33 | 59.33 | 27 | 18 | 12 | 8.33 | 9 | 6 | 3 | 2.33 | 0 | 0 | 3 | 6 | 6 | 6 | 9 | 12 | 15 | 18 | 27 | 48 | 48 | 30 | 33 | 33 | 28.64 | 19.64 | 7.64 | 12.29 | 9 | 9 | 9 | 9 | 6 | 3 | 3 | 4.64 | 6 | 6 | 6 | 12 | 16.64 | 24.29 | 34.93 | 37.64 | 33 | 15 | 18 | 27 | 30 | 21 | 12 | 15 | 15 | 15 | 21 | 15 | 15 | 9 | 9 | 8.33 | 6 | 6 | 6 | 6 | 9 | 21 | 20.33 | 21 | 21 | 15 | 23.33 | 33 | 63 | 48 | 51 | 51 | 45.91 | 54 | 54 | 54.91 | 54.91 | 37.82 | 24.91 | 27 | 24.91 | 26.73 | 33 | 27 | 27.91 | 30.91 | 30 | 30 | 33 | 35.73 | 48 | 66 | 93.37 | 90.18 | 96.73 | 87.18 | 78.18 | 81 | 78.18 | 78 | 75.18 | 78 | 78 | 66 | 51.18 | 42 | 45 | 39.73 | 51 | 57 | 45.18 | 48 | 51.55 | 48.18 | 66 | 78
WISTER_2_WISSR1 |  | Solar_Fixed | Solar Fixed | IID | 0 | Socal | 0 | 20 | 0 | 0 | 0 | 0 | 0 | 0 | 0.03 | 2.65 | 8.89 | 12.05 | 13.03 | 13.45 | 13.1 | 12.62 | 10.54 | 6.15 | 0.89 | 0 | 0 | 0 | 0 | 0 | 0 | 0 | 0 | 0 | 0 | 0 | 0 | 0 | 0.22 | 4.93 | 11.69 | 13.93 | 14.9 | 14.95 | 14.69 | 14.14 | 13.01 | 9.99 | 3.87 | 0.1 | 0 | 0 | 0 | 0 | 0 | 0 | 0 | 0 | 0 | 0 | 0 | 0 | 0.04 | 2.83 | 9.86 | 13.67 | 15.01 | 15.26 | 15.08 | 14.71 | 13.84 | 12.23 | 7.72 | 3.59 | 0.54 | 0 | 0 | 0 | 0 | 0 | 0 | 0 | 0 | 0 | 0 | 0 | 0.55 | 5.53 | 11.9 | 14.94 | 16.3 | 16.97 | 17 | 16.65 | 16.22 | 14.88 | 12.66 | 8.68 | 2.17 | 0.03 | 0 | 0 | 0 | 0 | 0 | 0 | 0 | 0 | 0 | 0.03 | 2.29 | 8.4 | 12.75 | 15.15 | 16.84 | 17.51 | 17.6 | 17.41 | 17.06 | 15.89 | 13.89 | 10.08 | 3.79 | 0.25 | 0 | 0 | 0 | 0 | 0 | 0 | 0 | 0 | 0 | 0.07 | 2.81 | 8.58 | 13.02 | 15.55 | 17.22 | 18 | 18.14 | 18.11 | 17.49 | 16.19 | 14.2 | 10.85 | 5.18 | 0.65 | 0 | 0 | 0 | 0 | 0 | 0 | 0 | 0 | 0 | 0 | 1.35 | 5.9 | 10.89 | 14.01 | 16.09 | 17.15 | 17.49 | 17.35 | 16.57 | 15.5 | 13.42 | 10.09 | 4.59 | 0.52 | 0 | 0 | 0 | 0 | 0 | 0 | 0 | 0 | 0 | 0 | 0.6 | 5.31 | 11.33 | 14.56 | 16.55 | 17.58 | 17.91 | 17.62 | 16.88 | 15.37 | 13 | 8.67 | 2.48 | 0.07 | 0 | 0 | 0 | 0 | 0 | 0 | 0 | 0 | 0 | 0 | 0.17 | 4.08 | 10.58 | 14.25 | 16.25 | 17.15 | 17.36 | 17.2 | 16.4 | 14.44 | 11.63 | 5.15 | 0.46 | 0 | 0 | 0 | 0 | 0 | 0 | 0 | 0 | 0 | 0 | 0 | 0.02 | 2.17 | 9.17 | 13.12 | 14.93 | 15.87 | 16.09 | 15.86 | 15.08 | 13.42 | 8.49 | 1.7 | 0.01 | 0 | 0 | 0 | 0 | 0 | 0 | 0 | 0 | 0 | 0 | 0 | 0.49 | 5.4 | 10.8 | 13.43 | 14.33 | 14.67 | 14.22 | 13.46 | 11.08 | 5.06 | 0.34 | 0 | 0 | 0 | 0 | 0 | 0 | 0 | 0 | 0 | 0 | 0 | 0 | 0 | 0.06 | 2.85 | 8 | 10.7 | 11.8 | 12.42 | 12.04 | 11.06 | 9.02 | 4.03 | 0.25 | 0 | 0 | 0 | 0 | 0 | 0 | 0
socal uc |  |  | Solar Tracking |  |  | Socal |  | 1686.92 | 0 | 0 | 0 | 0 | 0 | 0 | 0.84 | 202.05 | 791.47 | 1030.53 | 1020.26 | 1002.19 | 991.34 | 993.76 | 900.11 | 649.54 | 109.59 | 0.04 | 0 | 0 | 0 | 0 | 0 | 0 | 0 | 0 | 0 | 0 | 0 | 0 | 11.62 | 441.22 | 1073.63 | 1186.35 | 1160.4 | 1150.23 | 1143.85 | 1103.06 | 1076.12 | 978.15 | 415.53 | 16.65 | 0 | 0 | 0 | 0 | 0 | 0 | 0 | 0 | 0 | 0 | 0 | 0 | 2.51 | 288.57 | 1002.74 | 1230.88 | 1235.29 | 1210.16 | 1197.59 | 1192.08 | 1132.27 | 1044.01 | 779.04 | 293.05 | 47.33 | 0 | 0 | 0 | 0 | 0 | 0 | 0 | 0 | 0 | 0 | 0 | 51.67 | 616.3 | 1207.42 | 1291.55 | 1344.98 | 1341.11 | 1349.65 | 1335.34 | 1319.83 | 1271.94 | 1199.38 | 972.3 | 307.45 | 4.97 | 0 | 0 | 0 | 0 | 0 | 0 | 0 | 0 | 0 | 0.98 | 250.15 | 923.79 | 1268.92 | 1374.24 | 1419.23 | 1431.29 | 1436.03 | 1429.9 | 1405.69 | 1371.73 | 1308.03 | 1147.23 | 553.83 | 43.9 | 0 | 0 | 0 | 0 | 0 | 0 | 0 | 0 | 0 | 4.04 | 307.25 | 938.61 | 1253.42 | 1361.98 | 1424.51 | 1451.75 | 1442.32 | 1442.61 | 1420.2 | 1382.43 | 1325 | 1196.82 | 715.98 | 116.23 | 0.06 | 0 | 0 | 0 | 0 | 0 | 0 | 0 | 0 | 0.08 | 136.26 | 721.41 | 1156.34 | 1329.58 | 1400.48 | 1427.91 | 1414.75 | 1398.27 | 1386.15 | 1352.7 | 1283.49 | 1109.95 | 636.47 | 95.2 | 0.02 | 0 | 0 | 0 | 0 | 0 | 0 | 0 | 0 | 0 | 52.23 | 577.83 | 1135.14 | 1329.85 | 1401.06 | 1436.43 | 1441.53 | 1409.18 | 1339.81 | 1308.76 | 1202.85 | 958.04 | 342.46 | 9.39 | 0 | 0 | 0 | 0 | 0 | 0 | 0 | 0 | 0 | 0 | 8.33 | 385.36 | 986.49 | 1215.23 | 1301.96 | 1325.83 | 1347.87 | 1323.02 | 1285.56 | 1202.37 | 1089.89 | 578.55 | 51.37 | 0 | 0 | 0 | 0 | 0 | 0 | 0 | 0 | 0 | 0 | 0 | 0.07 | 168.61 | 832.29 | 1112.41 | 1170.27 | 1187.06 | 1184.26 | 1172.7 | 1190.37 | 1113.35 | 839.54 | 182.86 | 0.11 | 0 | 0 | 0 | 0 | 0 | 0 | 0 | 0 | 0 | 0 | 0 | 26.51 | 471.67 | 985.97 | 1107.35 | 1085.93 | 1055.28 | 1072.42 | 1066.21 | 980.76 | 576.06 | 53.47 | 0 | 0 | 0 | 0 | 0 | 0 | 0 | 0 | 0 | 0 | 0 | 0 | 0 | 1.82 | 223.12 | 702.92 | 881.01 | 868.4 | 835.38 | 869.56 | 855.85 | 788.51 | 430.83 | 35.44 | 0 | 0 | 0 | 0 | 0 | 0 | 0
norcal us |  |  | Solar Tracking |  |  | Norcal |  | 1082.31 | 0 | 0 | 0 | 0 | 0 | 0 | 0 | 25.39 | 204.59 | 362.38 | 441.86 | 477.7 | 493.42 | 460.31 | 429.57 | 294.78 | 65.28 | 0.04 | 0 | 0 | 0 | 0 | 0 | 0 | 0 | 0 | 0 | 0 | 0 | 0 | 0.25 | 137.24 | 559.13 | 717.13 | 714.57 | 682.08 | 673.51 | 671.87 | 686.6 | 596.13 | 311.29 | 16.59 | 0 | 0 | 0 | 0 | 0 | 0 | 0 | 0 | 0 | 0 | 0 | 0 | 0.01 | 84.36 | 476.05 | 714.56 | 753.34 | 725.84 | 731.81 | 700.73 | 666.26 | 627.12 | 525.13 | 159.1 | 32.96 | 0.04 | 0 | 0 | 0 | 0 | 0 | 0 | 0 | 0 | 0 | 0 | 8.48 | 278.3 | 664.64 | 781.91 | 777.38 | 765.78 | 791.38 | 786.93 | 771.97 | 782.27 | 736.55 | 654.52 | 281.42 | 11.21 | 0 | 0 | 0 | 0 | 0 | 0 | 0 | 0 | 0 | 0.05 | 101.09 | 539.9 | 759.63 | 812.67 | 826.28 | 819.75 | 837.06 | 838.47 | 840.4 | 851.69 | 827.79 | 776.53 | 473.04 | 62.8 | 0 | 0 | 0 | 0 | 0 | 0 | 0 | 0 | 0 | 0.6 | 168.1 | 610.6 | 823.48 | 895.19 | 907.21 | 915.03 | 920.9 | 915.6 | 909.23 | 911.93 | 877.22 | 821.8 | 592.88 | 160.49 | 1.4 | 0 | 0 | 0 | 0 | 0 | 0 | 0 | 0 | 0.01 | 75.53 | 500.24 | 826.16 | 912.3 | 926.12 | 928.76 | 921.87 | 921.7 | 907.12 | 906.38 | 873.68 | 808.09 | 560.54 | 129.4 | 0.68 | 0 | 0 | 0 | 0 | 0 | 0 | 0 | 0 | 0 | 11.1 | 295.64 | 690.32 | 840.68 | 874.13 | 885.17 | 884.03 | 875.84 | 874.48 | 871.31 | 833.27 | 678.61 | 298.37 | 17.41 | 0 | 0 | 0 | 0 | 0 | 0 | 0 | 0 | 0 | 0 | 0.41 | 143 | 551.23 | 737.07 | 780.83 | 790.06 | 780.81 | 775.86 | 778.12 | 789.26 | 710.46 | 440.5 | 56.49 | 0 | 0 | 0 | 0 | 0 | 0 | 0 | 0 | 0 | 0 | 0 | 0 | 37.29 | 352.43 | 616.02 | 679.37 | 670.23 | 645.56 | 653.22 | 673.13 | 657.11 | 515.03 | 145.49 | 0.97 | 0 | 0 | 0 | 0 | 0 | 0 | 0 | 0 | 0 | 0 | 0 | 1.12 | 116.11 | 402.98 | 549.9 | 571.09 | 546.84 | 562.53 | 575.83 | 543.91 | 331.97 | 39.66 | 0 | 0 | 0 | 0 | 0 | 0 | 0 | 0 | 0 | 0 | 0 | 0 | 0 | 0 | 27.28 | 202.71 | 331.82 | 397.44 | 435.11 | 428.71 | 412.98 | 347.22 | 185.01 | 21.72 | 0 | 0 | 0 | 0 | 0 | 0 | 0
wind uc |  |  | Wind |  |  | Norcal |  | 93.4 | 4.96 | 4.73 | 4.1 | 3.87 | 4.25 | 4.38 | 4.33 | 4.56 | 4.18 | 3.58 | 3.74 | 3.96 | 3.41 | 3.13 | 2.8 | 2.44 | 2.53 | 3.33 | 3.96 | 4.35 | 4.04 | 4.32 | 4.72 | 4.74 | 11.28 | 11.96 | 11.29 | 9.53 | 8.73 | 8.91 | 8.91 | 9.5 | 7.61 | 7.15 | 7.56 | 6.75 | 6.29 | 6.11 | 5.63 | 5.88 | 5.64 | 6.44 | 6.85 | 7.13 | 7.88 | 9.85 | 10.55 | 11.46 | 12.99 | 12.31 | 11.12 | 10.5 | 9.36 | 7.38 | 7.1 | 6.57 | 6.53 | 5.43 | 4.58 | 4.64 | 4.53 | 4.87 | 5.03 | 5.08 | 5.89 | 6.66 | 9.21 | 12.44 | 14.94 | 14.21 | 14 | 13.09 | 35.23 | 32.09 | 31.6 | 26.18 | 23.19 | 20.33 | 18.87 | 14.89 | 10.82 | 11.42 | 10.09 | 8 | 8.21 | 9.49 | 11.17 | 14.86 | 19.91 | 25.44 | 27.16 | 28.55 | 31.95 | 32.57 | 34.71 | 36.12 | 45.45 | 43.09 | 42.86 | 42.15 | 36.03 | 30.9 | 28.38 | 23.44 | 23.68 | 20.67 | 16.8 | 13.28 | 14.98 | 17.41 | 19.6 | 26.27 | 35.09 | 40.69 | 44.91 | 43.61 | 44.83 | 47.05 | 45.09 | 43.14 | 34.57 | 36.95 | 32.88 | 30.24 | 27.21 | 24.81 | 20.99 | 14.68 | 11.7 | 8.18 | 7.01 | 4.98 | 4.03 | 5.35 | 5.93 | 9.02 | 15.33 | 23 | 28.69 | 29.96 | 32.79 | 33.31 | 33.42 | 34.76 | 55.72 | 54.35 | 50.33 | 44.92 | 42.39 | 39.68 | 33.82 | 28.2 | 20.06 | 16.28 | 10.36 | 7.39 | 6.7 | 10.31 | 12.19 | 17.81 | 29.16 | 36.78 | 38.93 | 40.73 | 46.68 | 48.38 | 53.11 | 55.88 | 45.53 | 43.53 | 40.91 | 36.28 | 31.43 | 27.13 | 23.48 | 20.01 | 12.77 | 9.5 | 6.95 | 4.64 | 2.88 | 4.05 | 5 | 7.75 | 12.75 | 20.09 | 27.18 | 35.35 | 43.09 | 45.46 | 46.07 | 46.92 | 17.18 | 16.91 | 15.94 | 14.86 | 11.42 | 9.19 | 8.86 | 6.93 | 5.16 | 3.14 | 2.43 | 1.21 | 0.83 | 1.28 | 1.97 | 2.74 | 4.77 | 6.17 | 6.93 | 10.47 | 13.86 | 15.4 | 16.02 | 16.32 | 7.16 | 6.58 | 4.84 | 3.9 | 3.2 | 2.66 | 3.06 | 2.55 | 2.34 | 1.58 | 0.96 | 0.77 | 0.61 | 0.65 | 0.87 | 0.93 | 0.82 | 0.93 | 1.68 | 2.28 | 3.31 | 4 | 5.15 | 5.89 | 5.39 | 4.74 | 4.31 | 5.11 | 4.69 | 4.66 | 4.42 | 4.85 | 4.01 | 3.12 | 2.77 | 2.45 | 2.46 | 2.2 | 2.39 | 2.69 | 2.52 | 2.64 | 3.19 | 3.3 | 4.41 | 4.79 | 5.49 | 5.46 | 5.1 | 5.09 | 4.91 | 4.36 | 4.74 | 4.88 | 4.26 | 4.85 | 4.56 | 3.74 | 3.54 | 2.99 | 3.05 | 2.96 | 3.18 | 3.37 | 3.12 | 3.19 | 4 | 4.81 | 5.52 | 5.3 | 4.88 | 5.6
Path | BAA | Region
North | CISO | Norcal
South | CISO | Socal
0 | IID | Socal
0 | SRP | AZ
0 | AZPS | AZ
0 | PNM | NM
0 | WALC | AZ
0 | BPAT | WA/OR
0 | LADWP | Socal

## VER Exceedance Profiles
Technology | Region | Month | Month Number | Hour Ending | Exceedance Profile
Solar Fixed | Norcal | January | 1 | 1 | 0
Solar Fixed | Norcal | January | 1 | 2 | 0
Solar Fixed | Norcal | January | 1 | 3 | 0
Solar Fixed | Norcal | January | 1 | 4 | 0
Solar Fixed | Norcal | January | 1 | 5 | 0
Solar Fixed | Norcal | January | 1 | 6 | 0
Solar Fixed | Norcal | January | 1 | 7 | 0
Solar Fixed | Norcal | January | 1 | 8 | 0.030811
Solar Fixed | Norcal | January | 1 | 9 | 0.21602
Solar Fixed | Norcal | January | 1 | 10 | 0.42277
Solar Fixed | Norcal | January | 1 | 11 | 0.53251
Solar Fixed | Norcal | January | 1 | 12 | 0.55816
Solar Fixed | Norcal | January | 1 | 13 | 0.58218
Solar Fixed | Norcal | January | 1 | 14 | 0.51225
Solar Fixed | Norcal | January | 1 | 15 | 0.48136
Solar Fixed | Norcal | January | 1 | 16 | 0.32833
Solar Fixed | Norcal | January | 1 | 17 | 0.07704
Solar Fixed | Norcal | January | 1 | 18 | 6.7363e-05
Solar Fixed | Norcal | January | 1 | 19 | 0
Solar Fixed | Norcal | January | 1 | 20 | 0
Solar Fixed | Norcal | January | 1 | 21 | 0
Solar Fixed | Norcal | January | 1 | 22 | 0
Solar Fixed | Norcal | January | 1 | 23 | 0
Solar Fixed | Norcal | January | 1 | 24 | 0
Solar Fixed | Norcal | February | 2 | 1 | 0
Solar Fixed | Norcal | February | 2 | 2 | 0
Solar Fixed | Norcal | February | 2 | 3 | 0
Solar Fixed | Norcal | February | 2 | 4 | 0
Solar Fixed | Norcal | February | 2 | 5 | 0
Solar Fixed | Norcal | February | 2 | 6 | 0
Solar Fixed | Norcal | February | 2 | 7 | 0.00015724
Solar Fixed | Norcal | February | 2 | 8 | 0.1147
Solar Fixed | Norcal | February | 2 | 9 | 0.44613
Solar Fixed | Norcal | February | 2 | 10 | 0.61458
Solar Fixed | Norcal | February | 2 | 11 | 0.67406
Solar Fixed | Norcal | February | 2 | 12 | 0.69019
Solar Fixed | Norcal | February | 2 | 13 | 0.70771
Solar Fixed | Norcal | February | 2 | 14 | 0.66692
Solar Fixed | Norcal | February | 2 | 15 | 0.62085
Solar Fixed | Norcal | February | 2 | 16 | 0.50419
Solar Fixed | Norcal | February | 2 | 17 | 0.25543
Solar Fixed | Norcal | February | 2 | 18 | 0.018355
Solar Fixed | Norcal | February | 2 | 19 | 0
Solar Fixed | Norcal | February | 2 | 20 | 0
Solar Fixed | Norcal | February | 2 | 21 | 0
Solar Fixed | Norcal | February | 2 | 22 | 0
Solar Fixed | Norcal | February | 2 | 23 | 0
Solar Fixed | Norcal | February | 2 | 24 | 0
Solar Fixed | Norcal | March | 3 | 1 | 0
Solar Fixed | Norcal | March | 3 | 2 | 0
Solar Fixed | Norcal | March | 3 | 3 | 0
Solar Fixed | Norcal | March | 3 | 4 | 0
Solar Fixed | Norcal | March | 3 | 5 | 0
Solar Fixed | Norcal | March | 3 | 6 | 0
Solar Fixed | Norcal | March | 3 | 7 | 2.1833e-06
Solar Fixed | Norcal | March | 3 | 8 | 0.063492
Solar Fixed | Norcal | March | 3 | 9 | 0.3435
Solar Fixed | Norcal | March | 3 | 10 | 0.55989
Solar Fixed | Norcal | March | 3 | 11 | 0.67077
Solar Fixed | Norcal | March | 3 | 12 | 0.68618
Solar Fixed | Norcal | March | 3 | 13 | 0.68083
Solar Fixed | Norcal | March | 3 | 14 | 0.65669
Solar Fixed | Norcal | March | 3 | 15 | 0.61484
Solar Fixed | Norcal | March | 3 | 16 | 0.54792
Solar Fixed | Norcal | March | 3 | 17 | 0.42249
Solar Fixed | Norcal | March | 3 | 18 | 0.14952
Solar Fixed | Norcal | March | 3 | 19 | 0.032227
Solar Fixed | Norcal | March | 3 | 20 | 0.00010583
Solar Fixed | Norcal | March | 3 | 21 | 0
Solar Fixed | Norcal | March | 3 | 22 | 0
Solar Fixed | Norcal | March | 3 | 23 | 0
Solar Fixed | Norcal | March | 3 | 24 | 0
Solar Fixed | Norcal | April | 4 | 1 | 0
Solar Fixed | Norcal | April | 4 | 2 | 0
Solar Fixed | Norcal | April | 4 | 3 | 0
Solar Fixed | Norcal | April | 4 | 4 | 0
Solar Fixed | Norcal | April | 4 | 5 | 0
Solar Fixed | Norcal | April | 4 | 6 | 0
Solar Fixed | Norcal | April | 4 | 7 | 0.0058841
Solar Fixed | Norcal | April | 4 | 8 | 0.17802
Solar Fixed | Norcal | April | 4 | 9 | 0.5018
Solar Fixed | Norcal | April | 4 | 10 | 0.67903
Solar Fixed | Norcal | April | 4 | 11 | 0.75775
Solar Fixed | Norcal | April | 4 | 12 | 0.78727
Solar Fixed | Norcal | April | 4 | 13 | 0.81295
Solar Fixed | Norcal | April | 4 | 14 | 0.79896
Solar Fixed | Norcal | April | 4 | 15 | 0.79562
Solar Fixed | Norcal | April | 4 | 16 | 0.76007
Solar Fixed | Norcal | April | 4 | 17 | 0.67266
Solar Fixed | Norcal | April | 4 | 18 | 0.51254
Solar Fixed | Norcal | April | 4 | 19 | 0.19715
Solar Fixed | Norcal | April | 4 | 20 | 0.0084004
Solar Fixed | Norcal | April | 4 | 21 | 0
Solar Fixed | Norcal | April | 4 | 22 | 0
Solar Fixed | Norcal | April | 4 | 23 | 0
Solar Fixed | Norcal | April | 4 | 24 | 0
Solar Fixed | Norcal | May | 5 | 1 | 0
Solar Fixed | Norcal | May | 5 | 2 | 0
Solar Fixed | Norcal | May | 5 | 3 | 0
Solar Fixed | Norcal | May | 5 | 4 | 0
Solar Fixed | Norcal | May | 5 | 5 | 0
Solar Fixed | Norcal | May | 5 | 6 | 6.5662e-06
Solar Fixed | Norcal | May | 5 | 7 | 0.05662
Solar Fixed | Norcal | May | 5 | 8 | 0.3269
Solar Fixed | Norcal | May | 5 | 9 | 0.57262
Solar Fixed | Norcal | May | 5 | 10 | 0.72095
Solar Fixed | Norcal | May | 5 | 11 | 0.79375
Solar Fixed | Norcal | May | 5 | 12 | 0.82466
Solar Fixed | Norcal | May | 5 | 13 | 0.82264
Solar Fixed | Norcal | May | 5 | 14 | 0.82245
Solar Fixed | Norcal | May | 5 | 15 | 0.82214
Solar Fixed | Norcal | May | 5 | 16 | 0.79116
Solar Fixed | Norcal | May | 5 | 17 | 0.70523
Solar Fixed | Norcal | May | 5 | 18 | 0.57145
Solar Fixed | Norcal | May | 5 | 19 | 0.29969
Solar Fixed | Norcal | May | 5 | 20 | 0.040275
Solar Fixed | Norcal | May | 5 | 21 | 9.2408e-06
Solar Fixed | Norcal | May | 5 | 22 | 0
Solar Fixed | Norcal | May | 5 | 23 | 0
Solar Fixed | Norcal | May | 5 | 24 | 0
Solar Fixed | Norcal | June | 6 | 1 | 0
Solar Fixed | Norcal | June | 6 | 2 | 0
Solar Fixed | Norcal | June | 6 | 3 | 0
Solar Fixed | Norcal | June | 6 | 4 | 0
Solar Fixed | Norcal | June | 6 | 5 | 0
Solar Fixed | Norcal | June | 6 | 6 | 0.00031849
Solar Fixed | Norcal | June | 6 | 7 | 0.086539
Solar Fixed | Norcal | June | 6 | 8 | 0.36471
Solar Fixed | Norcal | June | 6 | 9 | 0.59719
Solar Fixed | Norcal | June | 6 | 10 | 0.73416
Solar Fixed | Norcal | June | 6 | 11 | 0.8152
Solar Fixed | Norcal | June | 6 | 12 | 0.85575
Solar Fixed | Norcal | June | 6 | 13 | 0.86936
Solar Fixed | Norcal | June | 6 | 14 | 0.87616
Solar Fixed | Norcal | June | 6 | 15 | 0.85767
Solar Fixed | Norcal | June | 6 | 16 | 0.82407
Solar Fixed | Norcal | June | 6 | 17 | 0.73665
Solar Fixed | Norcal | June | 6 | 18 | 0.59864
Solar Fixed | Norcal | June | 6 | 19 | 0.36433
Solar Fixed | Norcal | June | 6 | 20 | 0.090433
Solar Fixed | Norcal | June | 6 | 21 | 0.00097749
Solar Fixed | Norcal | June | 6 | 22 | 0
Solar Fixed | Norcal | June | 6 | 23 | 0
Solar Fixed | Norcal | June | 6 | 24 | 0
Solar Fixed | Norcal | July | 7 | 1 | 0
Solar Fixed | Norcal | July | 7 | 2 | 0
Solar Fixed | Norcal | July | 7 | 3 | 0
Solar Fixed | Norcal | July | 7 | 4 | 0
Solar Fixed | Norcal | July | 7 | 5 | 0
Solar Fixed | Norcal | July | 7 | 6 | 5.0275e-08
Solar Fixed | Norcal | July | 7 | 7 | 0.042922
Solar Fixed | Norcal | July | 7 | 8 | 0.30955
Solar Fixed | Norcal | July | 7 | 9 | 0.58678
Solar Fixed | Norcal | July | 7 | 10 | 0.74946
Solar Fixed | Norcal | July | 7 | 11 | 0.83573
Solar Fixed | Norcal | July | 7 | 12 | 0.87969
Solar Fixed | Norcal | July | 7 | 13 | 0.89456
Solar Fixed | Norcal | July | 7 | 14 | 0.88663
Solar Fixed | Norcal | July | 7 | 15 | 0.86734
Solar Fixed | Norcal | July | 7 | 16 | 0.82452
Solar Fixed | Norcal | July | 7 | 17 | 0.74375
Solar Fixed | Norcal | July | 7 | 18 | 0.60357
Solar Fixed | Norcal | July | 7 | 19 | 0.36279
Solar Fixed | Norcal | July | 7 | 20 | 0.07927
Solar Fixed | Norcal | July | 7 | 21 | 0.00043716
Solar Fixed | Norcal | July | 7 | 22 | 0
Solar Fixed | Norcal | July | 7 | 23 | 0
Solar Fixed | Norcal | July | 7 | 24 | 0
Solar Fixed | Norcal | August | 8 | 1 | 0
Solar Fixed | Norcal | August | 8 | 2 | 0
Solar Fixed | Norcal | August | 8 | 3 | 0
Solar Fixed | Norcal | August | 8 | 4 | 0
Solar Fixed | Norcal | August | 8 | 5 | 0
Solar Fixed | Norcal | August | 8 | 6 | 0
Solar Fixed | Norcal | August | 8 | 7 | 0.0083045
Solar Fixed | Norcal | August | 8 | 8 | 0.19229
Solar Fixed | Norcal | August | 8 | 9 | 0.5094
Solar Fixed | Norcal | August | 8 | 10 | 0.70252
Solar Fixed | Norcal | August | 8 | 11 | 0.8074
Solar Fixed | Norcal | August | 8 | 12 | 0.8533
Solar Fixed | Norcal | August | 8 | 13 | 0.86247
Solar Fixed | Norcal | August | 8 | 14 | 0.86173
Solar Fixed | Norcal | August | 8 | 15 | 0.84541
Solar Fixed | Norcal | August | 8 | 16 | 0.803
Solar Fixed | Norcal | August | 8 | 17 | 0.70567
Solar Fixed | Norcal | August | 8 | 18 | 0.51916
Solar Fixed | Norcal | August | 8 | 19 | 0.21056
Solar Fixed | Norcal | August | 8 | 20 | 0.014082
Solar Fixed | Norcal | August | 8 | 21 | 0
Solar Fixed | Norcal | August | 8 | 22 | 0
Solar Fixed | Norcal | August | 8 | 23 | 0
Solar Fixed | Norcal | August | 8 | 24 | 0
Solar Fixed | Norcal | September | 9 | 1 | 0
Solar Fixed | Norcal | September | 9 | 2 | 0
Solar Fixed | Norcal | September | 9 | 3 | 0
Solar Fixed | Norcal | September | 9 | 4 | 0
Solar Fixed | Norcal | September | 9 | 5 | 0
Solar Fixed | Norcal | September | 9 | 6 | 0
Solar Fixed | Norcal | September | 9 | 7 | 0.00025124
Solar Fixed | Norcal | September | 9 | 8 | 0.10761
Solar Fixed | Norcal | September | 9 | 9 | 0.42816
Solar Fixed | Norcal | September | 9 | 10 | 0.64693
Solar Fixed | Norcal | September | 9 | 11 | 0.75634
Solar Fixed | Norcal | September | 9 | 12 | 0.79729
Solar Fixed | Norcal | September | 9 | 13 | 0.81398
Solar Fixed | Norcal | September | 9 | 14 | 0.8048
Solar Fixed | Norcal | September | 9 | 15 | 0.7884
Solar Fixed | Norcal | September | 9 | 16 | 0.74556
Solar Fixed | Norcal | September | 9 | 17 | 0.61791
Solar Fixed | Norcal | September | 9 | 18 | 0.34785
Solar Fixed | Norcal | September | 9 | 19 | 0.053212
Solar Fixed | Norcal | September | 9 | 20 | 7.0609e-06
Solar Fixed | Norcal | September | 9 | 21 | 0
Solar Fixed | Norcal | September | 9 | 22 | 0
Solar Fixed | Norcal | September | 9 | 23 | 0
Solar Fixed | Norcal | September | 9 | 24 | 0
Solar Fixed | Norcal | October | 10 | 1 | 0
Solar Fixed | Norcal | October | 10 | 2 | 0
Solar Fixed | Norcal | October | 10 | 3 | 0
Solar Fixed | Norcal | October | 10 | 4 | 0
Solar Fixed | Norcal | October | 10 | 5 | 0
Solar Fixed | Norcal | October | 10 | 6 | 0
Solar Fixed | Norcal | October | 10 | 7 | 0
Solar Fixed | Norcal | October | 10 | 8 | 0.034252
Solar Fixed | Norcal | October | 10 | 9 | 0.30671
Solar Fixed | Norcal | October | 10 | 10 | 0.55919
Solar Fixed | Norcal | October | 10 | 11 | 0.6652
Solar Fixed | Norcal | October | 10 | 12 | 0.69891
Solar Fixed | Norcal | October | 10 | 13 | 0.70895
Solar Fixed | Norcal | October | 10 | 14 | 0.70314
Solar Fixed | Norcal | October | 10 | 15 | 0.68305
Solar Fixed | Norcal | October | 10 | 16 | 0.61716
Solar Fixed | Norcal | October | 10 | 17 | 0.44826
Solar Fixed | Norcal | October | 10 | 18 | 0.13661
Solar Fixed | Norcal | October | 10 | 19 | 0.001168
Solar Fixed | Norcal | October | 10 | 20 | 0
Solar Fixed | Norcal | October | 10 | 21 | 0
Solar Fixed | Norcal | October | 10 | 22 | 0
Solar Fixed | Norcal | October | 10 | 23 | 0
Solar Fixed | Norcal | October | 10 | 24 | 0
Solar Fixed | Norcal | November | 11 | 1 | 0
Solar Fixed | Norcal | November | 11 | 2 | 0
Solar Fixed | Norcal | November | 11 | 3 | 0
Solar Fixed | Norcal | November | 11 | 4 | 0
Solar Fixed | Norcal | November | 11 | 5 | 0
Solar Fixed | Norcal | November | 11 | 6 | 0
Solar Fixed | Norcal | November | 11 | 7 | 0.0010786
Solar Fixed | Norcal | November | 11 | 8 | 0.12164
Solar Fixed | Norcal | November | 11 | 9 | 0.41234
Solar Fixed | Norcal | November | 11 | 10 | 0.57877
Solar Fixed | Norcal | November | 11 | 11 | 0.64506
Solar Fixed | Norcal | November | 11 | 12 | 0.65753
Solar Fixed | Norcal | November | 11 | 13 | 0.6539
Solar Fixed | Norcal | November | 11 | 14 | 0.61672
Solar Fixed | Norcal | November | 11 | 15 | 0.5406
Solar Fixed | Norcal | November | 11 | 16 | 0.30917
Solar Fixed | Norcal | November | 11 | 17 | 0.040997
Solar Fixed | Norcal | November | 11 | 18 | 0
Solar Fixed | Norcal | November | 11 | 19 | 0
Solar Fixed | Norcal | November | 11 | 20 | 0
Solar Fixed | Norcal | November | 11 | 21 | 0
Solar Fixed | Norcal | November | 11 | 22 | 0
Solar Fixed | Norcal | November | 11 | 23 | 0
Solar Fixed | Norcal | November | 11 | 24 | 0
Solar Fixed | Norcal | December | 12 | 1 | 0
Solar Fixed | Norcal | December | 12 | 2 | 0
Solar Fixed | Norcal | December | 12 | 3 | 0
Solar Fixed | Norcal | December | 12 | 4 | 0
Solar Fixed | Norcal | December | 12 | 5 | 0
Solar Fixed | Norcal | December | 12 | 6 | 0
Solar Fixed | Norcal | December | 12 | 7 | 0
Solar Fixed | Norcal | December | 12 | 8 | 0.039001
Solar Fixed | Norcal | December | 12 | 9 | 0.22524
Solar Fixed | Norcal | December | 12 | 10 | 0.39244
Solar Fixed | Norcal | December | 12 | 11 | 0.48399
Solar Fixed | Norcal | December | 12 | 12 | 0.51703
Solar Fixed | Norcal | December | 12 | 13 | 0.49431
Solar Fixed | Norcal | December | 12 | 14 | 0.4467
Solar Fixed | Norcal | December | 12 | 15 | 0.41082
Solar Fixed | Norcal | December | 12 | 16 | 0.21178
Solar Fixed | Norcal | December | 12 | 17 | 0.025899
Solar Fixed | Norcal | December | 12 | 18 | 0
Solar Fixed | Norcal | December | 12 | 19 | 0
Solar Fixed | Norcal | December | 12 | 20 | 0
Solar Fixed | Norcal | December | 12 | 21 | 0
Solar Fixed | Norcal | December | 12 | 22 | 0
Solar Fixed | Norcal | December | 12 | 23 | 0
Solar Fixed | Norcal | December | 12 | 24 | 0
Solar Fixed | Socal | January | 1 | 1 | 2.7079e-07
Solar Fixed | Socal | January | 1 | 2 | -3.3728e-07
Solar Fixed | Socal | January | 1 | 3 | -6.8672e-07
Solar Fixed | Socal | January | 1 | 4 | -8.6997e-07
Solar Fixed | Socal | January | 1 | 5 | -9.6677e-07
Solar Fixed | Socal | January | 1 | 6 | -3.4018e-07
Solar Fixed | Socal | January | 1 | 7 | 0.0016159
Solar Fixed | Socal | January | 1 | 8 | 0.13239
Solar Fixed | Socal | January | 1 | 9 | 0.44427
Solar Fixed | Socal | January | 1 | 10 | 0.6027
Solar Fixed | Socal | January | 1 | 11 | 0.65126
Solar Fixed | Socal | January | 1 | 12 | 0.67256
Solar Fixed | Socal | January | 1 | 13 | 0.65513
Solar Fixed | Socal | January | 1 | 14 | 0.63083
Solar Fixed | Socal | January | 1 | 15 | 0.52683
Solar Fixed | Socal | January | 1 | 16 | 0.30744
Solar Fixed | Socal | January | 1 | 17 | 0.044636
Solar Fixed | Socal | January | 1 | 18 | 1.7638e-05
Solar Fixed | Socal | January | 1 | 19 | 4.5157e-06
Solar Fixed | Socal | January | 1 | 20 | 4.6611e-06
Solar Fixed | Socal | January | 1 | 21 | 4.5143e-06
Solar Fixed | Socal | January | 1 | 22 | 3.6185e-06
Solar Fixed | Socal | January | 1 | 23 | 2.3549e-06
Solar Fixed | Socal | January | 1 | 24 | 1.1694e-06
Solar Fixed | Socal | February | 2 | 1 | 1.0571e-07
Solar Fixed | Socal | February | 2 | 2 | -5.2263e-07
Solar Fixed | Socal | February | 2 | 3 | -1.1022e-06
Solar Fixed | Socal | February | 2 | 4 | -1.1635e-06
Solar Fixed | Socal | February | 2 | 5 | -1.2256e-06
Solar Fixed | Socal | February | 2 | 6 | -3.2707e-07
Solar Fixed | Socal | February | 2 | 7 | 0.011028
Solar Fixed | Socal | February | 2 | 8 | 0.24644
Solar Fixed | Socal | February | 2 | 9 | 0.58457
Solar Fixed | Socal | February | 2 | 10 | 0.69635
Solar Fixed | Socal | February | 2 | 11 | 0.74504
Solar Fixed | Socal | February | 2 | 12 | 0.74775
Solar Fixed | Socal | February | 2 | 13 | 0.73443
Solar Fixed | Socal | February | 2 | 14 | 0.7072
Solar Fixed | Socal | February | 2 | 15 | 0.65066
Solar Fixed | Socal | February | 2 | 16 | 0.49964
Solar Fixed | Socal | February | 2 | 17 | 0.1937
Solar Fixed | Socal | February | 2 | 18 | 0.0047743
Solar Fixed | Socal | February | 2 | 19 | 4.5249e-06
Solar Fixed | Socal | February | 2 | 20 | 4.5023e-06
Solar Fixed | Socal | February | 2 | 21 | 4.5426e-06
Solar Fixed | Socal | February | 2 | 22 | 3.746e-06
Solar Fixed | Socal | February | 2 | 23 | 2.4667e-06
Solar Fixed | Socal | February | 2 | 24 | 1.2526e-06
Solar Fixed | Socal | March | 3 | 1 | -1.8252e-07
Solar Fixed | Socal | March | 3 | 2 | -8.6218e-07
Solar Fixed | Socal | March | 3 | 3 | -1.2886e-06
Solar Fixed | Socal | March | 3 | 4 | -1.4172e-06
Solar Fixed | Socal | March | 3 | 5 | -1.5287e-06
Solar Fixed | Socal | March | 3 | 6 | -8.8834e-07
Solar Fixed | Socal | March | 3 | 7 | 0.0021551
Solar Fixed | Socal | March | 3 | 8 | 0.14137
Solar Fixed | Socal | March | 3 | 9 | 0.4932
Solar Fixed | Socal | March | 3 | 10 | 0.68367
Solar Fixed | Socal | March | 3 | 11 | 0.75046
Solar Fixed | Socal | March | 3 | 12 | 0.76317
Solar Fixed | Socal | March | 3 | 13 | 0.75375
Solar Fixed | Socal | March | 3 | 14 | 0.73566
Solar Fixed | Socal | March | 3 | 15 | 0.69185
Solar Fixed | Socal | March | 3 | 16 | 0.61174
Solar Fixed | Socal | March | 3 | 17 | 0.38592
Solar Fixed | Socal | March | 3 | 18 | 0.17942
Solar Fixed | Socal | March | 3 | 19 | 0.02704
Solar Fixed | Socal | March | 3 | 20 | 7.5389e-06
Solar Fixed | Socal | March | 3 | 21 | 4.0859e-06
Solar Fixed | Socal | March | 3 | 22 | 3.5362e-06
Solar Fixed | Socal | March | 3 | 23 | 2.1872e-06
Solar Fixed | Socal | March | 3 | 24 | 9.6037e-07
Solar Fixed | Socal | April | 4 | 1 | -1.193e-07
Solar Fixed | Socal | April | 4 | 2 | -6.4239e-07
Solar Fixed | Socal | April | 4 | 3 | -1.0538e-06
Solar Fixed | Socal | April | 4 | 4 | -1.3892e-06
Solar Fixed | Socal | April | 4 | 5 | -1.4842e-06
Solar Fixed | Socal | April | 4 | 6 | -3.9951e-07
Solar Fixed | Socal | April | 4 | 7 | 0.027401
Solar Fixed | Socal | April | 4 | 8 | 0.2763
Solar Fixed | Socal | April | 4 | 9 | 0.59489
Solar Fixed | Socal | April | 4 | 10 | 0.74682
Solar Fixed | Socal | April | 4 | 11 | 0.81493
Solar Fixed | Socal | April | 4 | 12 | 0.8486
Solar Fixed | Socal | April | 4 | 13 | 0.84987
Solar Fixed | Socal | April | 4 | 14 | 0.83255
Solar Fixed | Socal | April | 4 | 15 | 0.81111
Solar Fixed | Socal | April | 4 | 16 | 0.74396
Solar Fixed | Socal | April | 4 | 17 | 0.63295
Solar Fixed | Socal | April | 4 | 18 | 0.43418
Solar Fixed | Socal | April | 4 | 19 | 0.10837
Solar Fixed | Socal | April | 4 | 20 | 0.0014276
Solar Fixed | Socal | April | 4 | 21 | 6.695e-06
Solar Fixed | Socal | April | 4 | 22 | 3.8536e-06
Solar Fixed | Socal | April | 4 | 23 | 2.4831e-06
Solar Fixed | Socal | April | 4 | 24 | 1.0789e-06
Solar Fixed | Socal | May | 5 | 1 | 2.696e-07
Solar Fixed | Socal | May | 5 | 2 | -5.1414e-07
Solar Fixed | Socal | May | 5 | 3 | -9.8077e-07
Solar Fixed | Socal | May | 5 | 4 | -1.2514e-06
Solar Fixed | Socal | May | 5 | 5 | -1.4413e-06
Solar Fixed | Socal | May | 5 | 6 | 0.0014374
Solar Fixed | Socal | May | 5 | 7 | 0.11437
Solar Fixed | Socal | May | 5 | 8 | 0.42015
Solar Fixed | Socal | May | 5 | 9 | 0.63737
Solar Fixed | Socal | May | 5 | 10 | 0.75752
Solar Fixed | Socal | May | 5 | 11 | 0.84196
Solar Fixed | Socal | May | 5 | 12 | 0.87533
Solar Fixed | Socal | May | 5 | 13 | 0.88007
Solar Fixed | Socal | May | 5 | 14 | 0.87043
Solar Fixed | Socal | May | 5 | 15 | 0.85277
Solar Fixed | Socal | May | 5 | 16 | 0.79428
Solar Fixed | Socal | May | 5 | 17 | 0.69452
Solar Fixed | Socal | May | 5 | 18 | 0.50417
Solar Fixed | Socal | May | 5 | 19 | 0.18937
Solar Fixed | Socal | May | 5 | 20 | 0.012363
Solar Fixed | Socal | May | 5 | 21 | 1.1516e-05
Solar Fixed | Socal | May | 5 | 22 | 4.291e-06
Solar Fixed | Socal | May | 5 | 23 | 2.9311e-06
Solar Fixed | Socal | May | 5 | 24 | 1.3511e-06
Solar Fixed | Socal | June | 6 | 1 | 2.2482e-06
Solar Fixed | Socal | June | 6 | 2 | 1.1385e-06
Solar Fixed | Socal | June | 6 | 3 | 1.2137e-07
Solar Fixed | Socal | June | 6 | 4 | -5.4237e-07
Solar Fixed | Socal | June | 6 | 5 | -9.3321e-07
Solar Fixed | Socal | June | 6 | 6 | 0.003705
Solar Fixed | Socal | June | 6 | 7 | 0.14058
Solar Fixed | Socal | June | 6 | 8 | 0.42882
Solar Fixed | Socal | June | 6 | 9 | 0.65104
Solar Fixed | Socal | June | 6 | 10 | 0.77772
Solar Fixed | Socal | June | 6 | 11 | 0.86076
Solar Fixed | Socal | June | 6 | 12 | 0.89976
Solar Fixed | Socal | June | 6 | 13 | 0.90679
Solar Fixed | Socal | June | 6 | 14 | 0.90567
Solar Fixed | Socal | June | 6 | 15 | 0.87463
Solar Fixed | Socal | June | 6 | 16 | 0.80975
Solar Fixed | Socal | June | 6 | 17 | 0.70976
Solar Fixed | Socal | June | 6 | 18 | 0.54247
Solar Fixed | Socal | June | 6 | 19 | 0.2588
Solar Fixed | Socal | June | 6 | 20 | 0.03268
Solar Fixed | Socal | June | 6 | 21 | 4.7218e-05
Solar Fixed | Socal | June | 6 | 22 | 8.2605e-06
Solar Fixed | Socal | June | 6 | 23 | 6.3893e-06
Solar Fixed | Socal | June | 6 | 24 | 4.3133e-06
Solar Fixed | Socal | July | 7 | 1 | 5.502e-06
Solar Fixed | Socal | July | 7 | 2 | 3.9524e-06
Solar Fixed | Socal | July | 7 | 3 | 2.5133e-06
Solar Fixed | Socal | July | 7 | 4 | 1.4766e-06
Solar Fixed | Socal | July | 7 | 5 | 7.9615e-07
Solar Fixed | Socal | July | 7 | 6 | 0.00016411
Solar Fixed | Socal | July | 7 | 7 | 0.067433
Solar Fixed | Socal | July | 7 | 8 | 0.29483
Solar Fixed | Socal | July | 7 | 9 | 0.54446
Solar Fixed | Socal | July | 7 | 10 | 0.70054
Solar Fixed | Socal | July | 7 | 11 | 0.80447
Solar Fixed | Socal | July | 7 | 12 | 0.85735
Solar Fixed | Socal | July | 7 | 13 | 0.87457
Solar Fixed | Socal | July | 7 | 14 | 0.86752
Solar Fixed | Socal | July | 7 | 15 | 0.8285
Solar Fixed | Socal | July | 7 | 16 | 0.77504
Solar Fixed | Socal | July | 7 | 17 | 0.67094
Solar Fixed | Socal | July | 7 | 18 | 0.50464
Solar Fixed | Socal | July | 7 | 19 | 0.22952
Solar Fixed | Socal | July | 7 | 20 | 0.026173
Solar Fixed | Socal | July | 7 | 21 | 3.2182e-05
Solar Fixed | Socal | July | 7 | 22 | 1.4855e-05
Solar Fixed | Socal | July | 7 | 23 | 1.1437e-05
Solar Fixed | Socal | July | 7 | 24 | 7.6529e-06
Solar Fixed | Socal | August | 8 | 1 | 6.9043e-06
Solar Fixed | Socal | August | 8 | 2 | 4.9855e-06
Solar Fixed | Socal | August | 8 | 3 | 3.6369e-06
Solar Fixed | Socal | August | 8 | 4 | 2.6227e-06
Solar Fixed | Socal | August | 8 | 5 | 1.5371e-06
Solar Fixed | Socal | August | 8 | 6 | 2.9561e-06
Solar Fixed | Socal | August | 8 | 7 | 0.029962
Solar Fixed | Socal | August | 8 | 8 | 0.26534
Solar Fixed | Socal | August | 8 | 9 | 0.56628
Solar Fixed | Socal | August | 8 | 10 | 0.72816
Solar Fixed | Socal | August | 8 | 11 | 0.82757
Solar Fixed | Socal | August | 8 | 12 | 0.8789
Solar Fixed | Socal | August | 8 | 13 | 0.89546
Solar Fixed | Socal | August | 8 | 14 | 0.88091
Solar Fixed | Socal | August | 8 | 15 | 0.84409
Solar Fixed | Socal | August | 8 | 16 | 0.76829
Solar Fixed | Socal | August | 8 | 17 | 0.65015
Solar Fixed | Socal | August | 8 | 18 | 0.43374
Solar Fixed | Socal | August | 8 | 19 | 0.12391
Solar Fixed | Socal | August | 8 | 20 | 0.0033591
Solar Fixed | Socal | August | 8 | 21 | 2.8719e-05
Solar Fixed | Socal | August | 8 | 22 | 1.802e-05
Solar Fixed | Socal | August | 8 | 23 | 1.2335e-05
Solar Fixed | Socal | August | 8 | 24 | 9.1481e-06
Solar Fixed | Socal | September | 9 | 1 | 3.9214e-06
Solar Fixed | Socal | September | 9 | 2 | 2.1525e-06
Solar Fixed | Socal | September | 9 | 3 | 1.3102e-06
Solar Fixed | Socal | September | 9 | 4 | 6.729e-07
Solar Fixed | Socal | September | 9 | 5 | 1.1234e-07
Solar Fixed | Socal | September | 9 | 6 | 8.7398e-08
Solar Fixed | Socal | September | 9 | 7 | 0.0082995
Solar Fixed | Socal | September | 9 | 8 | 0.20394
Solar Fixed | Socal | September | 9 | 9 | 0.52892
Solar Fixed | Socal | September | 9 | 10 | 0.71267
Solar Fixed | Socal | September | 9 | 11 | 0.81253
Solar Fixed | Socal | September | 9 | 12 | 0.85757
Solar Fixed | Socal | September | 9 | 13 | 0.86789
Solar Fixed | Socal | September | 9 | 14 | 0.86008
Solar Fixed | Socal | September | 9 | 15 | 0.82013
Solar Fixed | Socal | September | 9 | 16 | 0.72213
Solar Fixed | Socal | September | 9 | 17 | 0.58149
Solar Fixed | Socal | September | 9 | 18 | 0.25737
Solar Fixed | Socal | September | 9 | 19 | 0.022988
Solar Fixed | Socal | September | 9 | 20 | 9.507e-05
Solar Fixed | Socal | September | 9 | 21 | 1.3991e-05
Solar Fixed | Socal | September | 9 | 22 | 1.0678e-05
Solar Fixed | Socal | September | 9 | 23 | 8.3436e-06
Solar Fixed | Socal | September | 9 | 24 | 5.6819e-06
Solar Fixed | Socal | October | 10 | 1 | 1.0263e-06
Solar Fixed | Socal | October | 10 | 2 | 1.9645e-07
Solar Fixed | Socal | October | 10 | 3 | -4.368e-07
Solar Fixed | Socal | October | 10 | 4 | -7.2037e-07
Solar Fixed | Socal | October | 10 | 5 | -9.6076e-07
Solar Fixed | Socal | October | 10 | 6 | -4.8582e-07
Solar Fixed | Socal | October | 10 | 7 | 0.00093567
Solar Fixed | Socal | October | 10 | 8 | 0.1087
Solar Fixed | Socal | October | 10 | 9 | 0.45849
Solar Fixed | Socal | October | 10 | 10 | 0.65607
Solar Fixed | Socal | October | 10 | 11 | 0.74658
Solar Fixed | Socal | October | 10 | 12 | 0.7935
Solar Fixed | Socal | October | 10 | 13 | 0.80454
Solar Fixed | Socal | October | 10 | 14 | 0.79287
Solar Fixed | Socal | October | 10 | 15 | 0.75398
Solar Fixed | Socal | October | 10 | 16 | 0.67097
Solar Fixed | Socal | October | 10 | 17 | 0.42456
Solar Fixed | Socal | October | 10 | 18 | 0.08517
Solar Fixed | Socal | October | 10 | 19 | 0.00038856
Solar Fixed | Socal | October | 10 | 20 | 8.2331e-06
Solar Fixed | Socal | October | 10 | 21 | 6.3424e-06
Solar Fixed | Socal | October | 10 | 22 | 5.7941e-06
Solar Fixed | Socal | October | 10 | 23 | 4.0856e-06
Solar Fixed | Socal | October | 10 | 24 | 2.1956e-06
Solar Fixed | Socal | November | 11 | 1 | -5.8526e-08
Solar Fixed | Socal | November | 11 | 2 | -6.3305e-07
Solar Fixed | Socal | November | 11 | 3 | -1.1352e-06
Solar Fixed | Socal | November | 11 | 4 | -1.3265e-06
Solar Fixed | Socal | November | 11 | 5 | -1.269e-06
Solar Fixed | Socal | November | 11 | 6 | 6.5386e-06
Solar Fixed | Socal | November | 11 | 7 | 0.024688
Solar Fixed | Socal | November | 11 | 8 | 0.2699
Solar Fixed | Socal | November | 11 | 9 | 0.53992
Solar Fixed | Socal | November | 11 | 10 | 0.67144
Solar Fixed | Socal | November | 11 | 11 | 0.7167
Solar Fixed | Socal | November | 11 | 12 | 0.73364
Solar Fixed | Socal | November | 11 | 13 | 0.71092
Solar Fixed | Socal | November | 11 | 14 | 0.67312
Solar Fixed | Socal | November | 11 | 15 | 0.55413
Solar Fixed | Socal | November | 11 | 16 | 0.25305
Solar Fixed | Socal | November | 11 | 17 | 0.01705
Solar Fixed | Socal | November | 11 | 18 | 4.8961e-06
Solar Fixed | Socal | November | 11 | 19 | 4.067e-06
Solar Fixed | Socal | November | 11 | 20 | 4.172e-06
Solar Fixed | Socal | November | 11 | 21 | 3.967e-06
Solar Fixed | Socal | November | 11 | 22 | 3.2237e-06
Solar Fixed | Socal | November | 11 | 23 | 2.0587e-06
Solar Fixed | Socal | November | 11 | 24 | 7.8113e-07
Solar Fixed | Socal | December | 12 | 1 | 1.0826e-06
Solar Fixed | Socal | December | 12 | 2 | 1.9128e-07
Solar Fixed | Socal | December | 12 | 3 | -2.865e-07
Solar Fixed | Socal | December | 12 | 4 | -5.9182e-07
Solar Fixed | Socal | December | 12 | 5 | -2.8551e-07
Solar Fixed | Socal | December | 12 | 6 | 2.0994e-09
Solar Fixed | Socal | December | 12 | 7 | 0.0030232
Solar Fixed | Socal | December | 12 | 8 | 0.14243
Solar Fixed | Socal | December | 12 | 9 | 0.39981
Solar Fixed | Socal | December | 12 | 10 | 0.53523
Solar Fixed | Socal | December | 12 | 11 | 0.58985
Solar Fixed | Socal | December | 12 | 12 | 0.621
Solar Fixed | Socal | December | 12 | 13 | 0.60208
Solar Fixed | Socal | December | 12 | 14 | 0.55297
Solar Fixed | Socal | December | 12 | 15 | 0.45082
Solar Fixed | Socal | December | 12 | 16 | 0.20174
Solar Fixed | Socal | December | 12 | 17 | 0.012426
Solar Fixed | Socal | December | 12 | 18 | 5.4903e-06
Solar Fixed | Socal | December | 12 | 19 | 5.6868e-06
Solar Fixed | Socal | December | 12 | 20 | 6.0156e-06
Solar Fixed | Socal | December | 12 | 21 | 5.8453e-06
Solar Fixed | Socal | December | 12 | 22 | 5.1284e-06
Solar Fixed | Socal | December | 12 | 23 | 3.6668e-06
Solar Fixed | Socal | December | 12 | 24 | 2.3467e-06
Solar Tracking | Norcal | January | 1 | 1 | 0
Solar Tracking | Norcal | January | 1 | 2 | 0
Solar Tracking | Norcal | January | 1 | 3 | 0
Solar Tracking | Norcal | January | 1 | 4 | 0
Solar Tracking | Norcal | January | 1 | 5 | 0
Solar Tracking | Norcal | January | 1 | 6 | 0
Solar Tracking | Norcal | January | 1 | 7 | 1.2522e-07
Solar Tracking | Norcal | January | 1 | 8 | 0.023455
Solar Tracking | Norcal | January | 1 | 9 | 0.18903
Solar Tracking | Norcal | January | 1 | 10 | 0.33482
Solar Tracking | Norcal | January | 1 | 11 | 0.40826
Solar Tracking | Norcal | January | 1 | 12 | 0.44137
Solar Tracking | Norcal | January | 1 | 13 | 0.4559
Solar Tracking | Norcal | January | 1 | 14 | 0.4253
Solar Tracking | Norcal | January | 1 | 15 | 0.3969
Solar Tracking | Norcal | January | 1 | 16 | 0.27236
Solar Tracking | Norcal | January | 1 | 17 | 0.06032
Solar Tracking | Norcal | January | 1 | 18 | 3.7203e-05
Solar Tracking | Norcal | January | 1 | 19 | 0
Solar Tracking | Norcal | January | 1 | 20 | 0
Solar Tracking | Norcal | January | 1 | 21 | 0
Solar Tracking | Norcal | January | 1 | 22 | 0
Solar Tracking | Norcal | January | 1 | 23 | 0
Solar Tracking | Norcal | January | 1 | 24 | 0
Solar Tracking | Norcal | February | 2 | 1 | 0
Solar Tracking | Norcal | February | 2 | 2 | 0
Solar Tracking | Norcal | February | 2 | 3 | 0
Solar Tracking | Norcal | February | 2 | 4 | 0
Solar Tracking | Norcal | February | 2 | 5 | 0
Solar Tracking | Norcal | February | 2 | 6 | 0
Solar Tracking | Norcal | February | 2 | 7 | 0.00023114
Solar Tracking | Norcal | February | 2 | 8 | 0.12681
Solar Tracking | Norcal | February | 2 | 9 | 0.5166
Solar Tracking | Norcal | February | 2 | 10 | 0.66259
Solar Tracking | Norcal | February | 2 | 11 | 0.66023
Solar Tracking | Norcal | February | 2 | 12 | 0.63021
Solar Tracking | Norcal | February | 2 | 13 | 0.62229
Solar Tracking | Norcal | February | 2 | 14 | 0.62077
Solar Tracking | Norcal | February | 2 | 15 | 0.63439
Solar Tracking | Norcal | February | 2 | 16 | 0.55079
Solar Tracking | Norcal | February | 2 | 17 | 0.28762
Solar Tracking | Norcal | February | 2 | 18 | 0.015327
Solar Tracking | Norcal | February | 2 | 19 | 0
Solar Tracking | Norcal | February | 2 | 20 | 0
Solar Tracking | Norcal | February | 2 | 21 | 0
Solar Tracking | Norcal | February | 2 | 22 | 0
Solar Tracking | Norcal | February | 2 | 23 | 0
Solar Tracking | Norcal | February | 2 | 24 | 0
Solar Tracking | Norcal | March | 3 | 1 | 0
Solar Tracking | Norcal | March | 3 | 2 | 0
Solar Tracking | Norcal | March | 3 | 3 | 0
Solar Tracking | Norcal | March | 3 | 4 | 0
Solar Tracking | Norcal | March | 3 | 5 | 0
Solar Tracking | Norcal | March | 3 | 6 | 0
Solar Tracking | Norcal | March | 3 | 7 | 1.1336e-05
Solar Tracking | Norcal | March | 3 | 8 | 0.077947
Solar Tracking | Norcal | March | 3 | 9 | 0.43985
Solar Tracking | Norcal | March | 3 | 10 | 0.66022
Solar Tracking | Norcal | March | 3 | 11 | 0.69605
Solar Tracking | Norcal | March | 3 | 12 | 0.67064
Solar Tracking | Norcal | March | 3 | 13 | 0.67616
Solar Tracking | Norcal | March | 3 | 14 | 0.64744
Solar Tracking | Norcal | March | 3 | 15 | 0.61559
Solar Tracking | Norcal | March | 3 | 16 | 0.57943
Solar Tracking | Norcal | March | 3 | 17 | 0.48519
Solar Tracking | Norcal | March | 3 | 18 | 0.147
Solar Tracking | Norcal | March | 3 | 19 | 0.03045
Solar Tracking | Norcal | March | 3 | 20 | 4.1476e-05
Solar Tracking | Norcal | March | 3 | 21 | 0
Solar Tracking | Norcal | March | 3 | 22 | 0
Solar Tracking | Norcal | March | 3 | 23 | 0
Solar Tracking | Norcal | March | 3 | 24 | 0
Solar Tracking | Norcal | April | 4 | 1 | 0
Solar Tracking | Norcal | April | 4 | 2 | 0
Solar Tracking | Norcal | April | 4 | 3 | 0
Solar Tracking | Norcal | April | 4 | 4 | 0
Solar Tracking | Norcal | April | 4 | 5 | 0
Solar Tracking | Norcal | April | 4 | 6 | 0
Solar Tracking | Norcal | April | 4 | 7 | 0.0078392
Solar Tracking | Norcal | April | 4 | 8 | 0.25714
Solar Tracking | Norcal | April | 4 | 9 | 0.6141
Solar Tracking | Norcal | April | 4 | 10 | 0.72245
Solar Tracking | Norcal | April | 4 | 11 | 0.71826
Solar Tracking | Norcal | April | 4 | 12 | 0.70754
Solar Tracking | Norcal | April | 4 | 13 | 0.73119
Solar Tracking | Norcal | April | 4 | 14 | 0.72709
Solar Tracking | Norcal | April | 4 | 15 | 0.71326
Solar Tracking | Norcal | April | 4 | 16 | 0.72278
Solar Tracking | Norcal | April | 4 | 17 | 0.68054
Solar Tracking | Norcal | April | 4 | 18 | 0.60474
Solar Tracking | Norcal | April | 4 | 19 | 0.26002
Solar Tracking | Norcal | April | 4 | 20 | 0.010357
Solar Tracking | Norcal | April | 4 | 21 | 0
Solar Tracking | Norcal | April | 4 | 22 | 0
Solar Tracking | Norcal | April | 4 | 23 | 0
Solar Tracking | Norcal | April | 4 | 24 | 0
Solar Tracking | Norcal | May | 5 | 1 | 0
Solar Tracking | Norcal | May | 5 | 2 | 0
Solar Tracking | Norcal | May | 5 | 3 | 0
Solar Tracking | Norcal | May | 5 | 4 | 0
Solar Tracking | Norcal | May | 5 | 5 | 0
Solar Tracking | Norcal | May | 5 | 6 | 4.9572e-05
Solar Tracking | Norcal | May | 5 | 7 | 0.093402
Solar Tracking | Norcal | May | 5 | 8 | 0.49884
Solar Tracking | Norcal | May | 5 | 9 | 0.70186
Solar Tracking | Norcal | May | 5 | 10 | 0.75087
Solar Tracking | Norcal | May | 5 | 11 | 0.76344
Solar Tracking | Norcal | May | 5 | 12 | 0.75741
Solar Tracking | Norcal | May | 5 | 13 | 0.7734
Solar Tracking | Norcal | May | 5 | 14 | 0.7747
Solar Tracking | Norcal | May | 5 | 15 | 0.77649
Solar Tracking | Norcal | May | 5 | 16 | 0.78692
Solar Tracking | Norcal | May | 5 | 17 | 0.76483
Solar Tracking | Norcal | May | 5 | 18 | 0.71748
Solar Tracking | Norcal | May | 5 | 19 | 0.43707
Solar Tracking | Norcal | May | 5 | 20 | 0.058021
Solar Tracking | Norcal | May | 5 | 21 | 3.9278e-06
Solar Tracking | Norcal | May | 5 | 22 | 0
Solar Tracking | Norcal | May | 5 | 23 | 0
Solar Tracking | Norcal | May | 5 | 24 | 0
Solar Tracking | Norcal | June | 6 | 1 | 0
Solar Tracking | Norcal | June | 6 | 2 | 0
Solar Tracking | Norcal | June | 6 | 3 | 0
Solar Tracking | Norcal | June | 6 | 4 | 0
Solar Tracking | Norcal | June | 6 | 5 | 0
Solar Tracking | Norcal | June | 6 | 6 | 0.00055641
Solar Tracking | Norcal | June | 6 | 7 | 0.15532
Solar Tracking | Norcal | June | 6 | 8 | 0.56416
Solar Tracking | Norcal | June | 6 | 9 | 0.76085
Solar Tracking | Norcal | June | 6 | 10 | 0.82711
Solar Tracking | Norcal | June | 6 | 11 | 0.83822
Solar Tracking | Norcal | June | 6 | 12 | 0.84544
Solar Tracking | Norcal | June | 6 | 13 | 0.85086
Solar Tracking | Norcal | June | 6 | 14 | 0.84597
Solar Tracking | Norcal | June | 6 | 15 | 0.84008
Solar Tracking | Norcal | June | 6 | 16 | 0.84258
Solar Tracking | Norcal | June | 6 | 17 | 0.8105
Solar Tracking | Norcal | June | 6 | 18 | 0.7593
Solar Tracking | Norcal | June | 6 | 19 | 0.54779
Solar Tracking | Norcal | June | 6 | 20 | 0.14828
Solar Tracking | Norcal | June | 6 | 21 | 0.001289
Solar Tracking | Norcal | June | 6 | 22 | 0
Solar Tracking | Norcal | June | 6 | 23 | 0
Solar Tracking | Norcal | June | 6 | 24 | 0
Solar Tracking | Norcal | July | 7 | 1 | 0
Solar Tracking | Norcal | July | 7 | 2 | 0
Solar Tracking | Norcal | July | 7 | 3 | 0
Solar Tracking | Norcal | July | 7 | 4 | 0
Solar Tracking | Norcal | July | 7 | 5 | 0
Solar Tracking | Norcal | July | 7 | 6 | 5.8447e-06
Solar Tracking | Norcal | July | 7 | 7 | 0.069784
Solar Tracking | Norcal | July | 7 | 8 | 0.4622
Solar Tracking | Norcal | July | 7 | 9 | 0.76333
Solar Tracking | Norcal | July | 7 | 10 | 0.84292
Solar Tracking | Norcal | July | 7 | 11 | 0.85569
Solar Tracking | Norcal | July | 7 | 12 | 0.85813
Solar Tracking | Norcal | July | 7 | 13 | 0.85176
Solar Tracking | Norcal | July | 7 | 14 | 0.8516
Solar Tracking | Norcal | July | 7 | 15 | 0.83813
Solar Tracking | Norcal | July | 7 | 16 | 0.83745
Solar Tracking | Norcal | July | 7 | 17 | 0.80724
Solar Tracking | Norcal | July | 7 | 18 | 0.74663
Solar Tracking | Norcal | July | 7 | 19 | 0.51791
Solar Tracking | Norcal | July | 7 | 20 | 0.11956
Solar Tracking | Norcal | July | 7 | 21 | 0.00062821
Solar Tracking | Norcal | July | 7 | 22 | 0
Solar Tracking | Norcal | July | 7 | 23 | 0
Solar Tracking | Norcal | July | 7 | 24 | 0
Solar Tracking | Norcal | August | 8 | 1 | 0
Solar Tracking | Norcal | August | 8 | 2 | 0
Solar Tracking | Norcal | August | 8 | 3 | 0
Solar Tracking | Norcal | August | 8 | 4 | 0
Solar Tracking | Norcal | August | 8 | 5 | 0
Solar Tracking | Norcal | August | 8 | 6 | 0
Solar Tracking | Norcal | August | 8 | 7 | 0.010255
Solar Tracking | Norcal | August | 8 | 8 | 0.27316
Solar Tracking | Norcal | August | 8 | 9 | 0.63782
Solar Tracking | Norcal | August | 8 | 10 | 0.77674
Solar Tracking | Norcal | August | 8 | 11 | 0.80765
Solar Tracking | Norcal | August | 8 | 12 | 0.81786
Solar Tracking | Norcal | August | 8 | 13 | 0.8168
Solar Tracking | Norcal | August | 8 | 14 | 0.80923
Solar Tracking | Norcal | August | 8 | 15 | 0.80798
Solar Tracking | Norcal | August | 8 | 16 | 0.80505
Solar Tracking | Norcal | August | 8 | 17 | 0.7699
Solar Tracking | Norcal | August | 8 | 18 | 0.627
Solar Tracking | Norcal | August | 8 | 19 | 0.27568
Solar Tracking | Norcal | August | 8 | 20 | 0.016083
Solar Tracking | Norcal | August | 8 | 21 | 0
Solar Tracking | Norcal | August | 8 | 22 | 0
Solar Tracking | Norcal | August | 8 | 23 | 0
Solar Tracking | Norcal | August | 8 | 24 | 0
Solar Tracking | Norcal | September | 9 | 1 | 0
Solar Tracking | Norcal | September | 9 | 2 | 0
Solar Tracking | Norcal | September | 9 | 3 | 0
Solar Tracking | Norcal | September | 9 | 4 | 0
Solar Tracking | Norcal | September | 9 | 5 | 0
Solar Tracking | Norcal | September | 9 | 6 | 0
Solar Tracking | Norcal | September | 9 | 7 | 0.00037545
Solar Tracking | Norcal | September | 9 | 8 | 0.13212
Solar Tracking | Norcal | September | 9 | 9 | 0.50931
Solar Tracking | Norcal | September | 9 | 10 | 0.68101
Solar Tracking | Norcal | September | 9 | 11 | 0.72145
Solar Tracking | Norcal | September | 9 | 12 | 0.72998
Solar Tracking | Norcal | September | 9 | 13 | 0.72143
Solar Tracking | Norcal | September | 9 | 14 | 0.71686
Solar Tracking | Norcal | September | 9 | 15 | 0.71894
Solar Tracking | Norcal | September | 9 | 16 | 0.72923
Solar Tracking | Norcal | September | 9 | 17 | 0.65643
Solar Tracking | Norcal | September | 9 | 18 | 0.407
Solar Tracking | Norcal | September | 9 | 19 | 0.052194
Solar Tracking | Norcal | September | 9 | 20 | 4.4623e-07
Solar Tracking | Norcal | September | 9 | 21 | 0
Solar Tracking | Norcal | September | 9 | 22 | 0
Solar Tracking | Norcal | September | 9 | 23 | 0
Solar Tracking | Norcal | September | 9 | 24 | 0
Solar Tracking | Norcal | October | 10 | 1 | 0
Solar Tracking | Norcal | October | 10 | 2 | 0
Solar Tracking | Norcal | October | 10 | 3 | 0
Solar Tracking | Norcal | October | 10 | 4 | 0
Solar Tracking | Norcal | October | 10 | 5 | 0
Solar Tracking | Norcal | October | 10 | 6 | 0
Solar Tracking | Norcal | October | 10 | 7 | 7.1954e-10
Solar Tracking | Norcal | October | 10 | 8 | 0.034457
Solar Tracking | Norcal | October | 10 | 9 | 0.32563
Solar Tracking | Norcal | October | 10 | 10 | 0.56917
Solar Tracking | Norcal | October | 10 | 11 | 0.62771
Solar Tracking | Norcal | October | 10 | 12 | 0.61925
Solar Tracking | Norcal | October | 10 | 13 | 0.59647
Solar Tracking | Norcal | October | 10 | 14 | 0.60354
Solar Tracking | Norcal | October | 10 | 15 | 0.62194
Solar Tracking | Norcal | October | 10 | 16 | 0.60713
Solar Tracking | Norcal | October | 10 | 17 | 0.47587
Solar Tracking | Norcal | October | 10 | 18 | 0.13443
Solar Tracking | Norcal | October | 10 | 19 | 0.00089633
Solar Tracking | Norcal | October | 10 | 20 | 0
Solar Tracking | Norcal | October | 10 | 21 | 0
Solar Tracking | Norcal | October | 10 | 22 | 0
Solar Tracking | Norcal | October | 10 | 23 | 0
Solar Tracking | Norcal | October | 10 | 24 | 0
Solar Tracking | Norcal | November | 11 | 1 | 0
Solar Tracking | Norcal | November | 11 | 2 | 0
Solar Tracking | Norcal | November | 11 | 3 | 0
Solar Tracking | Norcal | November | 11 | 4 | 0
Solar Tracking | Norcal | November | 11 | 5 | 0
Solar Tracking | Norcal | November | 11 | 6 | 0
Solar Tracking | Norcal | November | 11 | 7 | 0.0010386
Solar Tracking | Norcal | November | 11 | 8 | 0.10728
Solar Tracking | Norcal | November | 11 | 9 | 0.37233
Solar Tracking | Norcal | November | 11 | 10 | 0.50808
Solar Tracking | Norcal | November | 11 | 11 | 0.52766
Solar Tracking | Norcal | November | 11 | 12 | 0.50525
Solar Tracking | Norcal | November | 11 | 13 | 0.51975
Solar Tracking | Norcal | November | 11 | 14 | 0.53204
Solar Tracking | Norcal | November | 11 | 15 | 0.50254
Solar Tracking | Norcal | November | 11 | 16 | 0.30672
Solar Tracking | Norcal | November | 11 | 17 | 0.036646
Solar Tracking | Norcal | November | 11 | 18 | 0
Solar Tracking | Norcal | November | 11 | 19 | 0
Solar Tracking | Norcal | November | 11 | 20 | 0
Solar Tracking | Norcal | November | 11 | 21 | 0
Solar Tracking | Norcal | November | 11 | 22 | 0
Solar Tracking | Norcal | November | 11 | 23 | 0
Solar Tracking | Norcal | November | 11 | 24 | 0
Solar Tracking | Norcal | December | 12 | 1 | 0
Solar Tracking | Norcal | December | 12 | 2 | 0
Solar Tracking | Norcal | December | 12 | 3 | 0
Solar Tracking | Norcal | December | 12 | 4 | 0
Solar Tracking | Norcal | December | 12 | 5 | 0
Solar Tracking | Norcal | December | 12 | 6 | 0
Solar Tracking | Norcal | December | 12 | 7 | 3.7108e-06
Solar Tracking | Norcal | December | 12 | 8 | 0.025204
Solar Tracking | Norcal | December | 12 | 9 | 0.1873
Solar Tracking | Norcal | December | 12 | 10 | 0.30658
Solar Tracking | Norcal | December | 12 | 11 | 0.36722
Solar Tracking | Norcal | December | 12 | 12 | 0.40202
Solar Tracking | Norcal | December | 12 | 13 | 0.39611
Solar Tracking | Norcal | December | 12 | 14 | 0.38157
Solar Tracking | Norcal | December | 12 | 15 | 0.32082
Solar Tracking | Norcal | December | 12 | 16 | 0.17094
Solar Tracking | Norcal | December | 12 | 17 | 0.020065
Solar Tracking | Norcal | December | 12 | 18 | 0
Solar Tracking | Norcal | December | 12 | 19 | 0
Solar Tracking | Norcal | December | 12 | 20 | 0
Solar Tracking | Norcal | December | 12 | 21 | 0
Solar Tracking | Norcal | December | 12 | 22 | 0
Solar Tracking | Norcal | December | 12 | 23 | 0
Solar Tracking | Norcal | December | 12 | 24 | 0
Solar Tracking | Socal | January | 1 | 1 | 0
Solar Tracking | Socal | January | 1 | 2 | 0
Solar Tracking | Socal | January | 1 | 3 | 0
Solar Tracking | Socal | January | 1 | 4 | 0
Solar Tracking | Socal | January | 1 | 5 | 0
Solar Tracking | Socal | January | 1 | 6 | 0
Solar Tracking | Socal | January | 1 | 7 | 0.000498
Solar Tracking | Socal | January | 1 | 8 | 0.11978
Solar Tracking | Socal | January | 1 | 9 | 0.46918
Solar Tracking | Socal | January | 1 | 10 | 0.6109
Solar Tracking | Socal | January | 1 | 11 | 0.6048
Solar Tracking | Socal | January | 1 | 12 | 0.59409
Solar Tracking | Socal | January | 1 | 13 | 0.58766
Solar Tracking | Socal | January | 1 | 14 | 0.58909
Solar Tracking | Socal | January | 1 | 15 | 0.53358
Solar Tracking | Socal | January | 1 | 16 | 0.38504
Solar Tracking | Socal | January | 1 | 17 | 0.064963
Solar Tracking | Socal | January | 1 | 18 | 2.3166e-05
Solar Tracking | Socal | January | 1 | 19 | 0
Solar Tracking | Socal | January | 1 | 20 | 0
Solar Tracking | Socal | January | 1 | 21 | 0
Solar Tracking | Socal | January | 1 | 22 | 0
Solar Tracking | Socal | January | 1 | 23 | 0
Solar Tracking | Socal | January | 1 | 24 | 0
Solar Tracking | Socal | February | 2 | 1 | 0
Solar Tracking | Socal | February | 2 | 2 | 0
Solar Tracking | Socal | February | 2 | 3 | 0
Solar Tracking | Socal | February | 2 | 4 | 0
Solar Tracking | Socal | February | 2 | 5 | 0
Solar Tracking | Socal | February | 2 | 6 | 0
Solar Tracking | Socal | February | 2 | 7 | 0.0068858
Solar Tracking | Socal | February | 2 | 8 | 0.26155
Solar Tracking | Socal | February | 2 | 9 | 0.63644
Solar Tracking | Socal | February | 2 | 10 | 0.70326
Solar Tracking | Socal | February | 2 | 11 | 0.68788
Solar Tracking | Socal | February | 2 | 12 | 0.68186
Solar Tracking | Socal | February | 2 | 13 | 0.67807
Solar Tracking | Socal | February | 2 | 14 | 0.65389
Solar Tracking | Socal | February | 2 | 15 | 0.63792
Solar Tracking | Socal | February | 2 | 16 | 0.57985
Solar Tracking | Socal | February | 2 | 17 | 0.24633
Solar Tracking | Socal | February | 2 | 18 | 0.0098687
Solar Tracking | Socal | February | 2 | 19 | 0
Solar Tracking | Socal | February | 2 | 20 | 0
Solar Tracking | Socal | February | 2 | 21 | 0
Solar Tracking | Socal | February | 2 | 22 | 0
Solar Tracking | Socal | February | 2 | 23 | 0
Solar Tracking | Socal | February | 2 | 24 | 0
Solar Tracking | Socal | March | 3 | 1 | 0
Solar Tracking | Socal | March | 3 | 2 | 0
Solar Tracking | Socal | March | 3 | 3 | 0
Solar Tracking | Socal | March | 3 | 4 | 0
Solar Tracking | Socal | March | 3 | 5 | 0
Solar Tracking | Socal | March | 3 | 6 | 0
Solar Tracking | Socal | March | 3 | 7 | 0.0014858
Solar Tracking | Socal | March | 3 | 8 | 0.17107
Solar Tracking | Socal | March | 3 | 9 | 0.59442
Solar Tracking | Socal | March | 3 | 10 | 0.72966
Solar Tracking | Socal | March | 3 | 11 | 0.73227
Solar Tracking | Socal | March | 3 | 12 | 0.71738
Solar Tracking | Socal | March | 3 | 13 | 0.70993
Solar Tracking | Socal | March | 3 | 14 | 0.70666
Solar Tracking | Socal | March | 3 | 15 | 0.67121
Solar Tracking | Socal | March | 3 | 16 | 0.61888
Solar Tracking | Socal | March | 3 | 17 | 0.46181
Solar Tracking | Socal | March | 3 | 18 | 0.17372
Solar Tracking | Socal | March | 3 | 19 | 0.028055
Solar Tracking | Socal | March | 3 | 20 | 5.9208e-07
Solar Tracking | Socal | March | 3 | 21 | 0
Solar Tracking | Socal | March | 3 | 22 | 0
Solar Tracking | Socal | March | 3 | 23 | 0
Solar Tracking | Socal | March | 3 | 24 | 0
Solar Tracking | Socal | April | 4 | 1 | 0
Solar Tracking | Socal | April | 4 | 2 | 0
Solar Tracking | Socal | April | 4 | 3 | 0
Solar Tracking | Socal | April | 4 | 4 | 0
Solar Tracking | Socal | April | 4 | 5 | 0
Solar Tracking | Socal | April | 4 | 6 | 0
Solar Tracking | Socal | April | 4 | 7 | 0.030629
Solar Tracking | Socal | April | 4 | 8 | 0.36534
Solar Tracking | Socal | April | 4 | 9 | 0.71575
Solar Tracking | Socal | April | 4 | 10 | 0.76563
Solar Tracking | Socal | April | 4 | 11 | 0.7973
Solar Tracking | Socal | April | 4 | 12 | 0.795
Solar Tracking | Socal | April | 4 | 13 | 0.80007
Solar Tracking | Socal | April | 4 | 14 | 0.79159
Solar Tracking | Socal | April | 4 | 15 | 0.78239
Solar Tracking | Socal | April | 4 | 16 | 0.754
Solar Tracking | Socal | April | 4 | 17 | 0.71099
Solar Tracking | Socal | April | 4 | 18 | 0.57638
Solar Tracking | Socal | April | 4 | 19 | 0.18225
Solar Tracking | Socal | April | 4 | 20 | 0.0029474
Solar Tracking | Socal | April | 4 | 21 | 0
Solar Tracking | Socal | April | 4 | 22 | 0
Solar Tracking | Socal | April | 4 | 23 | 0
Solar Tracking | Socal | April | 4 | 24 | 0
Solar Tracking | Socal | May | 5 | 1 | 0
Solar Tracking | Socal | May | 5 | 2 | 0
Solar Tracking | Socal | May | 5 | 3 | 0
Solar Tracking | Socal | May | 5 | 4 | 0
Solar Tracking | Socal | May | 5 | 5 | 0
Solar Tracking | Socal | May | 5 | 6 | 0.00057869
Solar Tracking | Socal | May | 5 | 7 | 0.14829
Solar Tracking | Socal | May | 5 | 8 | 0.54762
Solar Tracking | Socal | May | 5 | 9 | 0.75221
Solar Tracking | Socal | May | 5 | 10 | 0.81464
Solar Tracking | Socal | May | 5 | 11 | 0.84132
Solar Tracking | Socal | May | 5 | 12 | 0.84846
Solar Tracking | Socal | May | 5 | 13 | 0.85128
Solar Tracking | Socal | May | 5 | 14 | 0.84764
Solar Tracking | Socal | May | 5 | 15 | 0.83329
Solar Tracking | Socal | May | 5 | 16 | 0.81315
Solar Tracking | Socal | May | 5 | 17 | 0.77539
Solar Tracking | Socal | May | 5 | 18 | 0.68007
Solar Tracking | Socal | May | 5 | 19 | 0.32831
Solar Tracking | Socal | May | 5 | 20 | 0.026023
Solar Tracking | Socal | May | 5 | 21 | 0
Solar Tracking | Socal | May | 5 | 22 | 0
Solar Tracking | Socal | May | 5 | 23 | 0
Solar Tracking | Socal | May | 5 | 24 | 0
Solar Tracking | Socal | June | 6 | 1 | 0
Solar Tracking | Socal | June | 6 | 2 | 0
Solar Tracking | Socal | June | 6 | 3 | 0
Solar Tracking | Socal | June | 6 | 4 | 0
Solar Tracking | Socal | June | 6 | 5 | 0
Solar Tracking | Socal | June | 6 | 6 | 0.0023942
Solar Tracking | Socal | June | 6 | 7 | 0.18214
Solar Tracking | Socal | June | 6 | 8 | 0.5564
Solar Tracking | Socal | June | 6 | 9 | 0.74302
Solar Tracking | Socal | June | 6 | 10 | 0.80738
Solar Tracking | Socal | June | 6 | 11 | 0.84444
Solar Tracking | Socal | June | 6 | 12 | 0.86059
Solar Tracking | Socal | June | 6 | 13 | 0.855
Solar Tracking | Socal | June | 6 | 14 | 0.85517
Solar Tracking | Socal | June | 6 | 15 | 0.84189
Solar Tracking | Socal | June | 6 | 16 | 0.8195
Solar Tracking | Socal | June | 6 | 17 | 0.78546
Solar Tracking | Socal | June | 6 | 18 | 0.70947
Solar Tracking | Socal | June | 6 | 19 | 0.42443
Solar Tracking | Socal | June | 6 | 20 | 0.068898
Solar Tracking | Socal | June | 6 | 21 | 3.3729e-05
Solar Tracking | Socal | June | 6 | 22 | 0
Solar Tracking | Socal | June | 6 | 23 | 0
Solar Tracking | Socal | June | 6 | 24 | 0
Solar Tracking | Socal | July | 7 | 1 | 0
Solar Tracking | Socal | July | 7 | 2 | 0
Solar Tracking | Socal | July | 7 | 3 | 0
Solar Tracking | Socal | July | 7 | 4 | 0
Solar Tracking | Socal | July | 7 | 5 | 0
Solar Tracking | Socal | July | 7 | 6 | 4.8193e-05
Solar Tracking | Socal | July | 7 | 7 | 0.080776
Solar Tracking | Socal | July | 7 | 8 | 0.42765
Solar Tracking | Socal | July | 7 | 9 | 0.68547
Solar Tracking | Socal | July | 7 | 10 | 0.78817
Solar Tracking | Socal | July | 7 | 11 | 0.8302
Solar Tracking | Socal | July | 7 | 12 | 0.84646
Solar Tracking | Socal | July | 7 | 13 | 0.83866
Solar Tracking | Socal | July | 7 | 14 | 0.82889
Solar Tracking | Socal | July | 7 | 15 | 0.8217
Solar Tracking | Socal | July | 7 | 16 | 0.80188
Solar Tracking | Socal | July | 7 | 17 | 0.76085
Solar Tracking | Socal | July | 7 | 18 | 0.65797
Solar Tracking | Socal | July | 7 | 19 | 0.3773
Solar Tracking | Socal | July | 7 | 20 | 0.056432
Solar Tracking | Socal | July | 7 | 21 | 1.3633e-05
Solar Tracking | Socal | July | 7 | 22 | 0
Solar Tracking | Socal | July | 7 | 23 | 0
Solar Tracking | Socal | July | 7 | 24 | 0
Solar Tracking | Socal | August | 8 | 1 | 0
Solar Tracking | Socal | August | 8 | 2 | 0
Solar Tracking | Socal | August | 8 | 3 | 0
Solar Tracking | Socal | August | 8 | 4 | 0
Solar Tracking | Socal | August | 8 | 5 | 0
Solar Tracking | Socal | August | 8 | 6 | 0
Solar Tracking | Socal | August | 8 | 7 | 0.030965
Solar Tracking | Socal | August | 8 | 8 | 0.34253
Solar Tracking | Socal | August | 8 | 9 | 0.67291
Solar Tracking | Socal | August | 8 | 10 | 0.78833
Solar Tracking | Socal | August | 8 | 11 | 0.83054
Solar Tracking | Socal | August | 8 | 12 | 0.85151
Solar Tracking | Socal | August | 8 | 13 | 0.85453
Solar Tracking | Socal | August | 8 | 14 | 0.83535
Solar Tracking | Socal | August | 8 | 15 | 0.79424
Solar Tracking | Socal | August | 8 | 16 | 0.77583
Solar Tracking | Socal | August | 8 | 17 | 0.71304
Solar Tracking | Socal | August | 8 | 18 | 0.56793
Solar Tracking | Socal | August | 8 | 19 | 0.20301
Solar Tracking | Socal | August | 8 | 20 | 0.0055693
Solar Tracking | Socal | August | 8 | 21 | 0
Solar Tracking | Socal | August | 8 | 22 | 0
Solar Tracking | Socal | August | 8 | 23 | 0
Solar Tracking | Socal | August | 8 | 24 | 0
Solar Tracking | Socal | September | 9 | 1 | 0
Solar Tracking | Socal | September | 9 | 2 | 0
Solar Tracking | Socal | September | 9 | 3 | 0
Solar Tracking | Socal | September | 9 | 4 | 0
Solar Tracking | Socal | September | 9 | 5 | 0
Solar Tracking | Socal | September | 9 | 6 | 0
Solar Tracking | Socal | September | 9 | 7 | 0.0049353
Solar Tracking | Socal | September | 9 | 8 | 0.22844
Solar Tracking | Socal | September | 9 | 9 | 0.58479
Solar Tracking | Socal | September | 9 | 10 | 0.72038
Solar Tracking | Socal | September | 9 | 11 | 0.7718
Solar Tracking | Socal | September | 9 | 12 | 0.78595
Solar Tracking | Socal | September | 9 | 13 | 0.79901
Solar Tracking | Socal | September | 9 | 14 | 0.78428
Solar Tracking | Socal | September | 9 | 15 | 0.76207
Solar Tracking | Socal | September | 9 | 16 | 0.71276
Solar Tracking | Socal | September | 9 | 17 | 0.64608
Solar Tracking | Socal | September | 9 | 18 | 0.34296
Solar Tracking | Socal | September | 9 | 19 | 0.030451
Solar Tracking | Socal | September | 9 | 20 | 1.1528e-07
Solar Tracking | Socal | September | 9 | 21 | 0
Solar Tracking | Socal | September | 9 | 22 | 0
Solar Tracking | Socal | September | 9 | 23 | 0
Solar Tracking | Socal | September | 9 | 24 | 0
Solar Tracking | Socal | October | 10 | 1 | 0
Solar Tracking | Socal | October | 10 | 2 | 0
Solar Tracking | Socal | October | 10 | 3 | 0
Solar Tracking | Socal | October | 10 | 4 | 0
Solar Tracking | Socal | October | 10 | 5 | 0
Solar Tracking | Socal | October | 10 | 6 | 0
Solar Tracking | Socal | October | 10 | 7 | 4.0103e-05
Solar Tracking | Socal | October | 10 | 8 | 0.099952
Solar Tracking | Socal | October | 10 | 9 | 0.49338
Solar Tracking | Socal | October | 10 | 10 | 0.65943
Solar Tracking | Socal | October | 10 | 11 | 0.69373
Solar Tracking | Socal | October | 10 | 12 | 0.70368
Solar Tracking | Socal | October | 10 | 13 | 0.70202
Solar Tracking | Socal | October | 10 | 14 | 0.69517
Solar Tracking | Socal | October | 10 | 15 | 0.70565
Solar Tracking | Socal | October | 10 | 16 | 0.65999
Solar Tracking | Socal | October | 10 | 17 | 0.49768
Solar Tracking | Socal | October | 10 | 18 | 0.1084
Solar Tracking | Socal | October | 10 | 19 | 6.7424e-05
Solar Tracking | Socal | October | 10 | 20 | 0
Solar Tracking | Socal | October | 10 | 21 | 0
Solar Tracking | Socal | October | 10 | 22 | 0
Solar Tracking | Socal | October | 10 | 23 | 0
Solar Tracking | Socal | October | 10 | 24 | 0
Solar Tracking | Socal | November | 11 | 1 | 0
Solar Tracking | Socal | November | 11 | 2 | 0
Solar Tracking | Socal | November | 11 | 3 | 0
Solar Tracking | Socal | November | 11 | 4 | 0
Solar Tracking | Socal | November | 11 | 5 | 0
Solar Tracking | Socal | November | 11 | 6 | 0
Solar Tracking | Socal | November | 11 | 7 | 0.015715
Solar Tracking | Socal | November | 11 | 8 | 0.27961
Solar Tracking | Socal | November | 11 | 9 | 0.58448
Solar Tracking | Socal | November | 11 | 10 | 0.65643
Solar Tracking | Socal | November | 11 | 11 | 0.64374
Solar Tracking | Socal | November | 11 | 12 | 0.62557
Solar Tracking | Socal | November | 11 | 13 | 0.63573
Solar Tracking | Socal | November | 11 | 14 | 0.63205
Solar Tracking | Socal | November | 11 | 15 | 0.58139
Solar Tracking | Socal | November | 11 | 16 | 0.34148
Solar Tracking | Socal | November | 11 | 17 | 0.031697
Solar Tracking | Socal | November | 11 | 18 | 5.4154e-09
Solar Tracking | Socal | November | 11 | 19 | 0
Solar Tracking | Socal | November | 11 | 20 | 0
Solar Tracking | Socal | November | 11 | 21 | 0
Solar Tracking | Socal | November | 11 | 22 | 0
Solar Tracking | Socal | November | 11 | 23 | 0
Solar Tracking | Socal | November | 11 | 24 | 0
Solar Tracking | Socal | December | 12 | 1 | 0
Solar Tracking | Socal | December | 12 | 2 | 0
Solar Tracking | Socal | December | 12 | 3 | 0
Solar Tracking | Socal | December | 12 | 4 | 0
Solar Tracking | Socal | December | 12 | 5 | 0
Solar Tracking | Socal | December | 12 | 6 | 0
Solar Tracking | Socal | December | 12 | 7 | 0.0010778
Solar Tracking | Socal | December | 12 | 8 | 0.13226
Solar Tracking | Socal | December | 12 | 9 | 0.41669
Solar Tracking | Socal | December | 12 | 10 | 0.52226
Solar Tracking | Socal | December | 12 | 11 | 0.51479
Solar Tracking | Socal | December | 12 | 12 | 0.49521
Solar Tracking | Socal | December | 12 | 13 | 0.51547
Solar Tracking | Socal | December | 12 | 14 | 0.50734
Solar Tracking | Socal | December | 12 | 15 | 0.46743
Solar Tracking | Socal | December | 12 | 16 | 0.2554
Solar Tracking | Socal | December | 12 | 17 | 0.021011
Solar Tracking | Socal | December | 12 | 18 | 0
Solar Tracking | Socal | December | 12 | 19 | 0
Solar Tracking | Socal | December | 12 | 20 | 0
Solar Tracking | Socal | December | 12 | 21 | 0
Solar Tracking | Socal | December | 12 | 22 | 0
Solar Tracking | Socal | December | 12 | 23 | 0
Solar Tracking | Socal | December | 12 | 24 | 0
Solar Thermal | Socal | January | 1 | 1 | 0
Solar Thermal | Socal | January | 1 | 2 | 0
Solar Thermal | Socal | January | 1 | 3 | 0
Solar Thermal | Socal | January | 1 | 4 | 0
Solar Thermal | Socal | January | 1 | 5 | 0
Solar Thermal | Socal | January | 1 | 6 | 0
Solar Thermal | Socal | January | 1 | 7 | 0
Solar Thermal | Socal | January | 1 | 8 | 0
Solar Thermal | Socal | January | 1 | 9 | 0.021762
Solar Thermal | Socal | January | 1 | 10 | 0.16724
Solar Thermal | Socal | January | 1 | 11 | 0.23283
Solar Thermal | Socal | January | 1 | 12 | 0.28914
Solar Thermal | Socal | January | 1 | 13 | 0.26596
Solar Thermal | Socal | January | 1 | 14 | 0.22704
Solar Thermal | Socal | January | 1 | 15 | 0.23704
Solar Thermal | Socal | January | 1 | 16 | 0.19115
Solar Thermal | Socal | January | 1 | 17 | 0.056772
Solar Thermal | Socal | January | 1 | 18 | 0
Solar Thermal | Socal | January | 1 | 19 | 0
Solar Thermal | Socal | January | 1 | 20 | 0
Solar Thermal | Socal | January | 1 | 21 | 0
Solar Thermal | Socal | January | 1 | 22 | 0
Solar Thermal | Socal | January | 1 | 23 | 0
Solar Thermal | Socal | January | 1 | 24 | 0
Solar Thermal | Socal | February | 2 | 1 | 0
Solar Thermal | Socal | February | 2 | 2 | 0
Solar Thermal | Socal | February | 2 | 3 | 0
Solar Thermal | Socal | February | 2 | 4 | 0
Solar Thermal | Socal | February | 2 | 5 | 0
Solar Thermal | Socal | February | 2 | 6 | 0
Solar Thermal | Socal | February | 2 | 7 | 0
Solar Thermal | Socal | February | 2 | 8 | 0.0010778
Solar Thermal | Socal | February | 2 | 9 | 0.13867
Solar Thermal | Socal | February | 2 | 10 | 0.35391
Solar Thermal | Socal | February | 2 | 11 | 0.3867
Solar Thermal | Socal | February | 2 | 12 | 0.36377
Solar Thermal | Socal | February | 2 | 13 | 0.32968
Solar Thermal | Socal | February | 2 | 14 | 0.32779
Solar Thermal | Socal | February | 2 | 15 | 0.34974
Solar Thermal | Socal | February | 2 | 16 | 0.33441
Solar Thermal | Socal | February | 2 | 17 | 0.18742
Solar Thermal | Socal | February | 2 | 18 | 0.040754
Solar Thermal | Socal | February | 2 | 19 | 0
Solar Thermal | Socal | February | 2 | 20 | 0
Solar Thermal | Socal | February | 2 | 21 | 0
Solar Thermal | Socal | February | 2 | 22 | 0
Solar Thermal | Socal | February | 2 | 23 | 0
Solar Thermal | Socal | February | 2 | 24 | 0
Solar Thermal | Socal | March | 3 | 1 | 0
Solar Thermal | Socal | March | 3 | 2 | 0
Solar Thermal | Socal | March | 3 | 3 | 0
Solar Thermal | Socal | March | 3 | 4 | 0
Solar Thermal | Socal | March | 3 | 5 | 0
Solar Thermal | Socal | March | 3 | 6 | 0
Solar Thermal | Socal | March | 3 | 7 | 0
Solar Thermal | Socal | March | 3 | 8 | 0
Solar Thermal | Socal | March | 3 | 9 | 0.14568
Solar Thermal | Socal | March | 3 | 10 | 0.44116
Solar Thermal | Socal | March | 3 | 11 | 0.49793
Solar Thermal | Socal | March | 3 | 12 | 0.49052
Solar Thermal | Socal | March | 3 | 13 | 0.49803
Solar Thermal | Socal | March | 3 | 14 | 0.53819
Solar Thermal | Socal | March | 3 | 15 | 0.52277
Solar Thermal | Socal | March | 3 | 16 | 0.49056
Solar Thermal | Socal | March | 3 | 17 | 0.40336
Solar Thermal | Socal | March | 3 | 18 | 0.16506
Solar Thermal | Socal | March | 3 | 19 | 0.00737
Solar Thermal | Socal | March | 3 | 20 | 0
Solar Thermal | Socal | March | 3 | 21 | 0
Solar Thermal | Socal | March | 3 | 22 | 0
Solar Thermal | Socal | March | 3 | 23 | 0
Solar Thermal | Socal | March | 3 | 24 | 0
Solar Thermal | Socal | April | 4 | 1 | 0
Solar Thermal | Socal | April | 4 | 2 | 0
Solar Thermal | Socal | April | 4 | 3 | 0
Solar Thermal | Socal | April | 4 | 4 | 0
Solar Thermal | Socal | April | 4 | 5 | 0
Solar Thermal | Socal | April | 4 | 6 | 0
Solar Thermal | Socal | April | 4 | 7 | 0
Solar Thermal | Socal | April | 4 | 8 | 0.030773
Solar Thermal | Socal | April | 4 | 9 | 0.38819
Solar Thermal | Socal | April | 4 | 10 | 0.61509
Solar Thermal | Socal | April | 4 | 11 | 0.69168
Solar Thermal | Socal | April | 4 | 12 | 0.69454
Solar Thermal | Socal | April | 4 | 13 | 0.69935
Solar Thermal | Socal | April | 4 | 14 | 0.68118
Solar Thermal | Socal | April | 4 | 15 | 0.62732
Solar Thermal | Socal | April | 4 | 16 | 0.56366
Solar Thermal | Socal | April | 4 | 17 | 0.51719
Solar Thermal | Socal | April | 4 | 18 | 0.44846
Solar Thermal | Socal | April | 4 | 19 | 0.20355
Solar Thermal | Socal | April | 4 | 20 | 0.022588
Solar Thermal | Socal | April | 4 | 21 | 0
Solar Thermal | Socal | April | 4 | 22 | 0
Solar Thermal | Socal | April | 4 | 23 | 0
Solar Thermal | Socal | April | 4 | 24 | 0
Solar Thermal | Socal | May | 5 | 1 | 0
Solar Thermal | Socal | May | 5 | 2 | 0
Solar Thermal | Socal | May | 5 | 3 | 0
Solar Thermal | Socal | May | 5 | 4 | 0
Solar Thermal | Socal | May | 5 | 5 | 0
Solar Thermal | Socal | May | 5 | 6 | 0
Solar Thermal | Socal | May | 5 | 7 | 0.010914
Solar Thermal | Socal | May | 5 | 8 | 0.25004
Solar Thermal | Socal | May | 5 | 9 | 0.6717
Solar Thermal | Socal | May | 5 | 10 | 0.81622
Solar Thermal | Socal | May | 5 | 11 | 0.83904
Solar Thermal | Socal | May | 5 | 12 | 0.83765
Solar Thermal | Socal | May | 5 | 13 | 0.8241
Solar Thermal | Socal | May | 5 | 14 | 0.80737
Solar Thermal | Socal | May | 5 | 15 | 0.78726
Solar Thermal | Socal | May | 5 | 16 | 0.72746
Solar Thermal | Socal | May | 5 | 17 | 0.65765
Solar Thermal | Socal | May | 5 | 18 | 0.55498
Solar Thermal | Socal | May | 5 | 19 | 0.36271
Solar Thermal | Socal | May | 5 | 20 | 0.080975
Solar Thermal | Socal | May | 5 | 21 | 0
Solar Thermal | Socal | May | 5 | 22 | 0
Solar Thermal | Socal | May | 5 | 23 | 0
Solar Thermal | Socal | May | 5 | 24 | 0
Solar Thermal | Socal | June | 6 | 1 | 0
Solar Thermal | Socal | June | 6 | 2 | 0
Solar Thermal | Socal | June | 6 | 3 | 0
Solar Thermal | Socal | June | 6 | 4 | 0
Solar Thermal | Socal | June | 6 | 5 | 0
Solar Thermal | Socal | June | 6 | 6 | 0
Solar Thermal | Socal | June | 6 | 7 | 0.028102
Solar Thermal | Socal | June | 6 | 8 | 0.31926
Solar Thermal | Socal | June | 6 | 9 | 0.68826
Solar Thermal | Socal | June | 6 | 10 | 0.77602
Solar Thermal | Socal | June | 6 | 11 | 0.79973
Solar Thermal | Socal | June | 6 | 12 | 0.79056
Solar Thermal | Socal | June | 6 | 13 | 0.78549
Solar Thermal | Socal | June | 6 | 14 | 0.76979
Solar Thermal | Socal | June | 6 | 15 | 0.73141
Solar Thermal | Socal | June | 6 | 16 | 0.699
Solar Thermal | Socal | June | 6 | 17 | 0.66781
Solar Thermal | Socal | June | 6 | 18 | 0.59161
Solar Thermal | Socal | June | 6 | 19 | 0.41236
Solar Thermal | Socal | June | 6 | 20 | 0.14422
Solar Thermal | Socal | June | 6 | 21 | 0.002628
Solar Thermal | Socal | June | 6 | 22 | 0
Solar Thermal | Socal | June | 6 | 23 | 0
Solar Thermal | Socal | June | 6 | 24 | 0
Solar Thermal | Socal | July | 7 | 1 | 0
Solar Thermal | Socal | July | 7 | 2 | 0
Solar Thermal | Socal | July | 7 | 3 | 0
Solar Thermal | Socal | July | 7 | 4 | 0
Solar Thermal | Socal | July | 7 | 5 | 0
Solar Thermal | Socal | July | 7 | 6 | 0
Solar Thermal | Socal | July | 7 | 7 | 0
Solar Thermal | Socal | July | 7 | 8 | 0.055602
Solar Thermal | Socal | July | 7 | 9 | 0.30996
Solar Thermal | Socal | July | 7 | 10 | 0.50189
Solar Thermal | Socal | July | 7 | 11 | 0.56993
Solar Thermal | Socal | July | 7 | 12 | 0.58883
Solar Thermal | Socal | July | 7 | 13 | 0.59869
Solar Thermal | Socal | July | 7 | 14 | 0.57096
Solar Thermal | Socal | July | 7 | 15 | 0.55624
Solar Thermal | Socal | July | 7 | 16 | 0.52218
Solar Thermal | Socal | July | 7 | 17 | 0.50356
Solar Thermal | Socal | July | 7 | 18 | 0.41047
Solar Thermal | Socal | July | 7 | 19 | 0.30204
Solar Thermal | Socal | July | 7 | 20 | 0.096288
Solar Thermal | Socal | July | 7 | 21 | 0
Solar Thermal | Socal | July | 7 | 22 | 0
Solar Thermal | Socal | July | 7 | 23 | 0
Solar Thermal | Socal | July | 7 | 24 | 0
Solar Thermal | Socal | August | 8 | 1 | 0
Solar Thermal | Socal | August | 8 | 2 | 0
Solar Thermal | Socal | August | 8 | 3 | 0
Solar Thermal | Socal | August | 8 | 4 | 0
Solar Thermal | Socal | August | 8 | 5 | 0
Solar Thermal | Socal | August | 8 | 6 | 0
Solar Thermal | Socal | August | 8 | 7 | 0
Solar Thermal | Socal | August | 8 | 8 | 0.028333
Solar Thermal | Socal | August | 8 | 9 | 0.35027
Solar Thermal | Socal | August | 8 | 10 | 0.58426
Solar Thermal | Socal | August | 8 | 11 | 0.69913
Solar Thermal | Socal | August | 8 | 12 | 0.7264
Solar Thermal | Socal | August | 8 | 13 | 0.71708
Solar Thermal | Socal | August | 8 | 14 | 0.61655
Solar Thermal | Socal | August | 8 | 15 | 0.58324
Solar Thermal | Socal | August | 8 | 16 | 0.54813
Solar Thermal | Socal | August | 8 | 17 | 0.517
Solar Thermal | Socal | August | 8 | 18 | 0.43398
Solar Thermal | Socal | August | 8 | 19 | 0.26226
Solar Thermal | Socal | August | 8 | 20 | 0.041378
Solar Thermal | Socal | August | 8 | 21 | 0
Solar Thermal | Socal | August | 8 | 22 | 0
Solar Thermal | Socal | August | 8 | 23 | 0
Solar Thermal | Socal | August | 8 | 24 | 0
Solar Thermal | Socal | September | 9 | 1 | 0
Solar Thermal | Socal | September | 9 | 2 | 0
Solar Thermal | Socal | September | 9 | 3 | 0
Solar Thermal | Socal | September | 9 | 4 | 0
Solar Thermal | Socal | September | 9 | 5 | 0
Solar Thermal | Socal | September | 9 | 6 | 0
Solar Thermal | Socal | September | 9 | 7 | 0
Solar Thermal | Socal | September | 9 | 8 | 0.0083864
Solar Thermal | Socal | September | 9 | 9 | 0.28367
Solar Thermal | Socal | September | 9 | 10 | 0.58091
Solar Thermal | Socal | September | 9 | 11 | 0.68881
Solar Thermal | Socal | September | 9 | 12 | 0.6936
Solar Thermal | Socal | September | 9 | 13 | 0.68447
Solar Thermal | Socal | September | 9 | 14 | 0.65349
Solar Thermal | Socal | September | 9 | 15 | 0.61067
Solar Thermal | Socal | September | 9 | 16 | 0.58051
Solar Thermal | Socal | September | 9 | 17 | 0.54082
Solar Thermal | Socal | September | 9 | 18 | 0.40144
Solar Thermal | Socal | September | 9 | 19 | 0.097772
Solar Thermal | Socal | September | 9 | 20 | 0.00035236
Solar Thermal | Socal | September | 9 | 21 | 0
Solar Thermal | Socal | September | 9 | 22 | 0
Solar Thermal | Socal | September | 9 | 23 | 0
Solar Thermal | Socal | September | 9 | 24 | 0
Solar Thermal | Socal | October | 10 | 1 | 0
Solar Thermal | Socal | October | 10 | 2 | 0
Solar Thermal | Socal | October | 10 | 3 | 0
Solar Thermal | Socal | October | 10 | 4 | 0
Solar Thermal | Socal | October | 10 | 5 | 0
Solar Thermal | Socal | October | 10 | 6 | 0
Solar Thermal | Socal | October | 10 | 7 | 0
Solar Thermal | Socal | October | 10 | 8 | 0
Solar Thermal | Socal | October | 10 | 9 | 0.14154
Solar Thermal | Socal | October | 10 | 10 | 0.53712
Solar Thermal | Socal | October | 10 | 11 | 0.66959
Solar Thermal | Socal | October | 10 | 12 | 0.66206
Solar Thermal | Socal | October | 10 | 13 | 0.65635
Solar Thermal | Socal | October | 10 | 14 | 0.64262
Solar Thermal | Socal | October | 10 | 15 | 0.65372
Solar Thermal | Socal | October | 10 | 16 | 0.62145
Solar Thermal | Socal | October | 10 | 17 | 0.50085
Solar Thermal | Socal | October | 10 | 18 | 0.21488
Solar Thermal | Socal | October | 10 | 19 | 0.015533
Solar Thermal | Socal | October | 10 | 20 | 0
Solar Thermal | Socal | October | 10 | 21 | 0
Solar Thermal | Socal | October | 10 | 22 | 0
Solar Thermal | Socal | October | 10 | 23 | 0
Solar Thermal | Socal | October | 10 | 24 | 0
Solar Thermal | Socal | November | 11 | 1 | 0
Solar Thermal | Socal | November | 11 | 2 | 0
Solar Thermal | Socal | November | 11 | 3 | 0
Solar Thermal | Socal | November | 11 | 4 | 0
Solar Thermal | Socal | November | 11 | 5 | 0
Solar Thermal | Socal | November | 11 | 6 | 0
Solar Thermal | Socal | November | 11 | 7 | 0
Solar Thermal | Socal | November | 11 | 8 | 0.003638
Solar Thermal | Socal | November | 11 | 9 | 0.18767
Solar Thermal | Socal | November | 11 | 10 | 0.47339
Solar Thermal | Socal | November | 11 | 11 | 0.5331
Solar Thermal | Socal | November | 11 | 12 | 0.52243
Solar Thermal | Socal | November | 11 | 13 | 0.50908
Solar Thermal | Socal | November | 11 | 14 | 0.5051
Solar Thermal | Socal | November | 11 | 15 | 0.4662
Solar Thermal | Socal | November | 11 | 16 | 0.31968
Solar Thermal | Socal | November | 11 | 17 | 0.083858
Solar Thermal | Socal | November | 11 | 18 | 0
Solar Thermal | Socal | November | 11 | 19 | 0
Solar Thermal | Socal | November | 11 | 20 | 0
Solar Thermal | Socal | November | 11 | 21 | 0
Solar Thermal | Socal | November | 11 | 22 | 0
Solar Thermal | Socal | November | 11 | 23 | 0
Solar Thermal | Socal | November | 11 | 24 | 0
Solar Thermal | Socal | December | 12 | 1 | 0
Solar Thermal | Socal | December | 12 | 2 | 0
Solar Thermal | Socal | December | 12 | 3 | 0
Solar Thermal | Socal | December | 12 | 4 | 0
Solar Thermal | Socal | December | 12 | 5 | 0
Solar Thermal | Socal | December | 12 | 6 | 0
Solar Thermal | Socal | December | 12 | 7 | 0
Solar Thermal | Socal | December | 12 | 8 | 0
Solar Thermal | Socal | December | 12 | 9 | 0.012954
Solar Thermal | Socal | December | 12 | 10 | 0.10806
Solar Thermal | Socal | December | 12 | 11 | 0.17033
Solar Thermal | Socal | December | 12 | 12 | 0.1807
Solar Thermal | Socal | December | 12 | 13 | 0.1789
Solar Thermal | Socal | December | 12 | 14 | 0.18526
Solar Thermal | Socal | December | 12 | 15 | 0.18297
Solar Thermal | Socal | December | 12 | 16 | 0.1312
Solar Thermal | Socal | December | 12 | 17 | 0.029847
Solar Thermal | Socal | December | 12 | 18 | 0
Solar Thermal | Socal | December | 12 | 19 | 0
Solar Thermal | Socal | December | 12 | 20 | 0
Solar Thermal | Socal | December | 12 | 21 | 0
Solar Thermal | Socal | December | 12 | 22 | 0
Solar Thermal | Socal | December | 12 | 23 | 0
Solar Thermal | Socal | December | 12 | 24 | 0
Wind | Norcal | January | 1 | 1 | 0.053085
Wind | Norcal | January | 1 | 2 | 0.050638
Wind | Norcal | January | 1 | 3 | 0.043876
Wind | Norcal | January | 1 | 4 | 0.041398
Wind | Norcal | January | 1 | 5 | 0.045512
Wind | Norcal | January | 1 | 6 | 0.04689
Wind | Norcal | January | 1 | 7 | 0.046314
Wind | Norcal | January | 1 | 8 | 0.048842
Wind | Norcal | January | 1 | 9 | 0.044704
Wind | Norcal | January | 1 | 10 | 0.038276
Wind | Norcal | January | 1 | 11 | 0.040005
Wind | Norcal | January | 1 | 12 | 0.042398
Wind | Norcal | January | 1 | 13 | 0.036478
Wind | Norcal | January | 1 | 14 | 0.033496
Wind | Norcal | January | 1 | 15 | 0.029987
Wind | Norcal | January | 1 | 16 | 0.026133
Wind | Norcal | January | 1 | 17 | 0.027128
Wind | Norcal | January | 1 | 18 | 0.035704
Wind | Norcal | January | 1 | 19 | 0.04238
Wind | Norcal | January | 1 | 20 | 0.046585
Wind | Norcal | January | 1 | 21 | 0.043306
Wind | Norcal | January | 1 | 22 | 0.046222
Wind | Norcal | January | 1 | 23 | 0.050485
Wind | Norcal | January | 1 | 24 | 0.050802
Wind | Norcal | February | 2 | 1 | 0.12078
Wind | Norcal | February | 2 | 2 | 0.12802
Wind | Norcal | February | 2 | 3 | 0.12091
Wind | Norcal | February | 2 | 4 | 0.10206
Wind | Norcal | February | 2 | 5 | 0.093502
Wind | Norcal | February | 2 | 6 | 0.095406
Wind | Norcal | February | 2 | 7 | 0.095423
Wind | Norcal | February | 2 | 8 | 0.10171
Wind | Norcal | February | 2 | 9 | 0.081452
Wind | Norcal | February | 2 | 10 | 0.076552
Wind | Norcal | February | 2 | 11 | 0.08094
Wind | Norcal | February | 2 | 12 | 0.072249
Wind | Norcal | February | 2 | 13 | 0.067396
Wind | Norcal | February | 2 | 14 | 0.065373
Wind | Norcal | February | 2 | 15 | 0.060287
Wind | Norcal | February | 2 | 16 | 0.062924
Wind | Norcal | February | 2 | 17 | 0.06034
Wind | Norcal | February | 2 | 18 | 0.068975
Wind | Norcal | February | 2 | 19 | 0.073287
Wind | Norcal | February | 2 | 20 | 0.076339
Wind | Norcal | February | 2 | 21 | 0.084367
Wind | Norcal | February | 2 | 22 | 0.10549
Wind | Norcal | February | 2 | 23 | 0.11296
Wind | Norcal | February | 2 | 24 | 0.1227
Wind | Norcal | March | 3 | 1 | 0.13903
Wind | Norcal | March | 3 | 2 | 0.1318
Wind | Norcal | March | 3 | 3 | 0.11909
Wind | Norcal | March | 3 | 4 | 0.11244
Wind | Norcal | March | 3 | 5 | 0.10021
Wind | Norcal | March | 3 | 6 | 0.079015
Wind | Norcal | March | 3 | 7 | 0.076058
Wind | Norcal | March | 3 | 8 | 0.070395
Wind | Norcal | March | 3 | 9 | 0.069955
Wind | Norcal | March | 3 | 10 | 0.05813
Wind | Norcal | March | 3 | 11 | 0.049075
Wind | Norcal | March | 3 | 12 | 0.049712
Wind | Norcal | March | 3 | 13 | 0.048469
Wind | Norcal | March | 3 | 14 | 0.052155
Wind | Norcal | March | 3 | 15 | 0.053803
Wind | Norcal | March | 3 | 16 | 0.054361
Wind | Norcal | March | 3 | 17 | 0.063068
Wind | Norcal | March | 3 | 18 | 0.071317
Wind | Norcal | March | 3 | 19 | 0.098599
Wind | Norcal | March | 3 | 20 | 0.13322
Wind | Norcal | March | 3 | 21 | 0.15995
Wind | Norcal | March | 3 | 22 | 0.1521
Wind | Norcal | March | 3 | 23 | 0.14993
Wind | Norcal | March | 3 | 24 | 0.14015
Wind | Norcal | April | 4 | 1 | 0.37723
Wind | Norcal | April | 4 | 2 | 0.34359
Wind | Norcal | April | 4 | 3 | 0.33829
Wind | Norcal | April | 4 | 4 | 0.28029
Wind | Norcal | April | 4 | 5 | 0.24832
Wind | Norcal | April | 4 | 6 | 0.21769
Wind | Norcal | April | 4 | 7 | 0.20207
Wind | Norcal | April | 4 | 8 | 0.15944
Wind | Norcal | April | 4 | 9 | 0.11586
Wind | Norcal | April | 4 | 10 | 0.12227
Wind | Norcal | April | 4 | 11 | 0.10801
Wind | Norcal | April | 4 | 12 | 0.085696
Wind | Norcal | April | 4 | 13 | 0.087928
Wind | Norcal | April | 4 | 14 | 0.10158
Wind | Norcal | April | 4 | 15 | 0.11965
Wind | Norcal | April | 4 | 16 | 0.15914
Wind | Norcal | April | 4 | 17 | 0.21313
Wind | Norcal | April | 4 | 18 | 0.27237
Wind | Norcal | April | 4 | 19 | 0.29075
Wind | Norcal | April | 4 | 20 | 0.30564
Wind | Norcal | April | 4 | 21 | 0.34203
Wind | Norcal | April | 4 | 22 | 0.34877
Wind | Norcal | April | 4 | 23 | 0.3716
Wind | Norcal | April | 4 | 24 | 0.38676
Wind | Norcal | May | 5 | 1 | 0.48662
Wind | Norcal | May | 5 | 2 | 0.4614
Wind | Norcal | May | 5 | 3 | 0.45888
Wind | Norcal | May | 5 | 4 | 0.45129
Wind | Norcal | May | 5 | 5 | 0.3858
Wind | Norcal | May | 5 | 6 | 0.33086
Wind | Norcal | May | 5 | 7 | 0.30381
Wind | Norcal | May | 5 | 8 | 0.25098
Wind | Norcal | May | 5 | 9 | 0.2535
Wind | Norcal | May | 5 | 10 | 0.22126
Wind | Norcal | May | 5 | 11 | 0.1799
Wind | Norcal | May | 5 | 12 | 0.14214
Wind | Norcal | May | 5 | 13 | 0.16034
Wind | Norcal | May | 5 | 14 | 0.18644
Wind | Norcal | May | 5 | 15 | 0.20984
Wind | Norcal | May | 5 | 16 | 0.28125
Wind | Norcal | May | 5 | 17 | 0.37567
Wind | Norcal | May | 5 | 18 | 0.43563
Wind | Norcal | May | 5 | 19 | 0.48081
Wind | Norcal | May | 5 | 20 | 0.46692
Wind | Norcal | May | 5 | 21 | 0.47999
Wind | Norcal | May | 5 | 22 | 0.50376
Wind | Norcal | May | 5 | 23 | 0.48271
Wind | Norcal | May | 5 | 24 | 0.46185
Wind | Norcal | June | 6 | 1 | 0.37017
Wind | Norcal | June | 6 | 2 | 0.3956
Wind | Norcal | June | 6 | 3 | 0.35208
Wind | Norcal | June | 6 | 4 | 0.32376
Wind | Norcal | June | 6 | 5 | 0.2913
Wind | Norcal | June | 6 | 6 | 0.2656
Wind | Norcal | June | 6 | 7 | 0.22475
Wind | Norcal | June | 6 | 8 | 0.15722
Wind | Norcal | June | 6 | 9 | 0.12527
Wind | Norcal | June | 6 | 10 | 0.087538
Wind | Norcal | June | 6 | 11 | 0.075085
Wind | Norcal | June | 6 | 12 | 0.053356
Wind | Norcal | June | 6 | 13 | 0.043173
Wind | Norcal | June | 6 | 14 | 0.057294
Wind | Norcal | June | 6 | 15 | 0.063437
Wind | Norcal | June | 6 | 16 | 0.096579
Wind | Norcal | June | 6 | 17 | 0.16418
Wind | Norcal | June | 6 | 18 | 0.2462
Wind | Norcal | June | 6 | 19 | 0.3072
Wind | Norcal | June | 6 | 20 | 0.32074
Wind | Norcal | June | 6 | 21 | 0.35104
Wind | Norcal | June | 6 | 22 | 0.35661
Wind | Norcal | June | 6 | 23 | 0.35785
Wind | Norcal | June | 6 | 24 | 0.37217
Wind | Norcal | July | 7 | 1 | 0.59659
Wind | Norcal | July | 7 | 2 | 0.5819
Wind | Norcal | July | 7 | 3 | 0.53892
Wind | Norcal | July | 7 | 4 | 0.48093
Wind | Norcal | July | 7 | 5 | 0.45387
Wind | Norcal | July | 7 | 6 | 0.42489
Wind | Norcal | July | 7 | 7 | 0.36211
Wind | Norcal | July | 7 | 8 | 0.3019
Wind | Norcal | July | 7 | 9 | 0.2148
Wind | Norcal | July | 7 | 10 | 0.17433
Wind | Norcal | July | 7 | 11 | 0.11089
Wind | Norcal | July | 7 | 12 | 0.079078
Wind | Norcal | July | 7 | 13 | 0.071723
Wind | Norcal | July | 7 | 14 | 0.11038
Wind | Norcal | July | 7 | 15 | 0.13048
Wind | Norcal | July | 7 | 16 | 0.19069
Wind | Norcal | July | 7 | 17 | 0.31224
Wind | Norcal | July | 7 | 18 | 0.39383
Wind | Norcal | July | 7 | 19 | 0.41677
Wind | Norcal | July | 7 | 20 | 0.43605
Wind | Norcal | July | 7 | 21 | 0.49982
Wind | Norcal | July | 7 | 22 | 0.51794
Wind | Norcal | July | 7 | 23 | 0.56866
Wind | Norcal | July | 7 | 24 | 0.59827
Wind | Norcal | August | 8 | 1 | 0.4875
Wind | Norcal | August | 8 | 2 | 0.46609
Wind | Norcal | August | 8 | 3 | 0.43802
Wind | Norcal | August | 8 | 4 | 0.38839
Wind | Norcal | August | 8 | 5 | 0.33654
Wind | Norcal | August | 8 | 6 | 0.29049
Wind | Norcal | August | 8 | 7 | 0.25137
Wind | Norcal | August | 8 | 8 | 0.21419
Wind | Norcal | August | 8 | 9 | 0.13671
Wind | Norcal | August | 8 | 10 | 0.10168
Wind | Norcal | August | 8 | 11 | 0.074399
Wind | Norcal | August | 8 | 12 | 0.049626
Wind | Norcal | August | 8 | 13 | 0.030854
Wind | Norcal | August | 8 | 14 | 0.043312
Wind | Norcal | August | 8 | 15 | 0.053562
Wind | Norcal | August | 8 | 16 | 0.082931
Wind | Norcal | August | 8 | 17 | 0.1365
Wind | Norcal | August | 8 | 18 | 0.2151
Wind | Norcal | August | 8 | 19 | 0.29101
Wind | Norcal | August | 8 | 20 | 0.37851
Wind | Norcal | August | 8 | 21 | 0.4613
Wind | Norcal | August | 8 | 22 | 0.4867
Wind | Norcal | August | 8 | 23 | 0.49321
Wind | Norcal | August | 8 | 24 | 0.50234
Wind | Norcal | September | 9 | 1 | 0.18399
Wind | Norcal | September | 9 | 2 | 0.18103
Wind | Norcal | September | 9 | 3 | 0.17063
Wind | Norcal | September | 9 | 4 | 0.15905
Wind | Norcal | September | 9 | 5 | 0.12223
Wind | Norcal | September | 9 | 6 | 0.098366
Wind | Norcal | September | 9 | 7 | 0.094844
Wind | Norcal | September | 9 | 8 | 0.074154
Wind | Norcal | September | 9 | 9 | 0.055234
Wind | Norcal | September | 9 | 10 | 0.033614
Wind | Norcal | September | 9 | 11 | 0.026026
Wind | Norcal | September | 9 | 12 | 0.012966
Wind | Norcal | September | 9 | 13 | 0.0089131
Wind | Norcal | September | 9 | 14 | 0.013726
Wind | Norcal | September | 9 | 15 | 0.021119
Wind | Norcal | September | 9 | 16 | 0.029386
Wind | Norcal | September | 9 | 17 | 0.051097
Wind | Norcal | September | 9 | 18 | 0.066064
Wind | Norcal | September | 9 | 19 | 0.07418
Wind | Norcal | September | 9 | 20 | 0.11215
Wind | Norcal | September | 9 | 21 | 0.1484
Wind | Norcal | September | 9 | 22 | 0.16488
Wind | Norcal | September | 9 | 23 | 0.17151
Wind | Norcal | September | 9 | 24 | 0.17473
Wind | Norcal | October | 10 | 1 | 0.076619
Wind | Norcal | October | 10 | 2 | 0.070444
Wind | Norcal | October | 10 | 3 | 0.051806
Wind | Norcal | October | 10 | 4 | 0.041717
Wind | Norcal | October | 10 | 5 | 0.034275
Wind | Norcal | October | 10 | 6 | 0.028531
Wind | Norcal | October | 10 | 7 | 0.032745
Wind | Norcal | October | 10 | 8 | 0.027338
Wind | Norcal | October | 10 | 9 | 0.025094
Wind | Norcal | October | 10 | 10 | 0.016956
Wind | Norcal | October | 10 | 11 | 0.010331
Wind | Norcal | October | 10 | 12 | 0.0082884
Wind | Norcal | October | 10 | 13 | 0.0065802
Wind | Norcal | October | 10 | 14 | 0.006943
Wind | Norcal | October | 10 | 15 | 0.0093193
Wind | Norcal | October | 10 | 16 | 0.0099045
Wind | Norcal | October | 10 | 17 | 0.0088048
Wind | Norcal | October | 10 | 18 | 0.0099388
Wind | Norcal | October | 10 | 19 | 0.017972
Wind | Norcal | October | 10 | 20 | 0.024395
Wind | Norcal | October | 10 | 21 | 0.035463
Wind | Norcal | October | 10 | 22 | 0.042833
Wind | Norcal | October | 10 | 23 | 0.055154
Wind | Norcal | October | 10 | 24 | 0.063097
Wind | Norcal | November | 11 | 1 | 0.057683
Wind | Norcal | November | 11 | 2 | 0.05076
Wind | Norcal | November | 11 | 3 | 0.046107
Wind | Norcal | November | 11 | 4 | 0.054727
Wind | Norcal | November | 11 | 5 | 0.050211
Wind | Norcal | November | 11 | 6 | 0.049896
Wind | Norcal | November | 11 | 7 | 0.047294
Wind | Norcal | November | 11 | 8 | 0.051898
Wind | Norcal | November | 11 | 9 | 0.042974
Wind | Norcal | November | 11 | 10 | 0.033407
Wind | Norcal | November | 11 | 11 | 0.029662
Wind | Norcal | November | 11 | 12 | 0.026214
Wind | Norcal | November | 11 | 13 | 0.026347
Wind | Norcal | November | 11 | 14 | 0.023571
Wind | Norcal | November | 11 | 15 | 0.025623
Wind | Norcal | November | 11 | 16 | 0.028792
Wind | Norcal | November | 11 | 17 | 0.026937
Wind | Norcal | November | 11 | 18 | 0.028299
Wind | Norcal | November | 11 | 19 | 0.034189
Wind | Norcal | November | 11 | 20 | 0.03538
Wind | Norcal | November | 11 | 21 | 0.04723
Wind | Norcal | November | 11 | 22 | 0.051317
Wind | Norcal | November | 11 | 23 | 0.058831
Wind | Norcal | November | 11 | 24 | 0.058486
Wind | Norcal | December | 12 | 1 | 0.05465
Wind | Norcal | December | 12 | 2 | 0.054549
Wind | Norcal | December | 12 | 3 | 0.052536
Wind | Norcal | December | 12 | 4 | 0.046632
Wind | Norcal | December | 12 | 5 | 0.050768
Wind | Norcal | December | 12 | 6 | 0.052292
Wind | Norcal | December | 12 | 7 | 0.045614
Wind | Norcal | December | 12 | 8 | 0.051955
Wind | Norcal | December | 12 | 9 | 0.048811
Wind | Norcal | December | 12 | 10 | 0.039991
Wind | Norcal | December | 12 | 11 | 0.037885
Wind | Norcal | December | 12 | 12 | 0.032055
Wind | Norcal | December | 12 | 13 | 0.032672
Wind | Norcal | December | 12 | 14 | 0.031719
Wind | Norcal | December | 12 | 15 | 0.034026
Wind | Norcal | December | 12 | 16 | 0.036045
Wind | Norcal | December | 12 | 17 | 0.033371
Wind | Norcal | December | 12 | 18 | 0.034194
Wind | Norcal | December | 12 | 19 | 0.04283
Wind | Norcal | December | 12 | 20 | 0.051491
Wind | Norcal | December | 12 | 21 | 0.059138
Wind | Norcal | December | 12 | 22 | 0.056704
Wind | Norcal | December | 12 | 23 | 0.052207
Wind | Norcal | December | 12 | 24 | 0.059985
Wind | Socal | January | 1 | 1 | 0.052488
Wind | Socal | January | 1 | 2 | 0.055576
Wind | Socal | January | 1 | 3 | 0.052387
Wind | Socal | January | 1 | 4 | 0.049931
Wind | Socal | January | 1 | 5 | 0.05581
Wind | Socal | January | 1 | 6 | 0.054268
Wind | Socal | January | 1 | 7 | 0.055669
Wind | Socal | January | 1 | 8 | 0.051072
Wind | Socal | January | 1 | 9 | 0.04437
Wind | Socal | January | 1 | 10 | 0.050337
Wind | Socal | January | 1 | 11 | 0.044765
Wind | Socal | January | 1 | 12 | 0.049034
Wind | Socal | January | 1 | 13 | 0.055066
Wind | Socal | January | 1 | 14 | 0.050245
Wind | Socal | January | 1 | 15 | 0.05538
Wind | Socal | January | 1 | 16 | 0.055245
Wind | Socal | January | 1 | 17 | 0.047235
Wind | Socal | January | 1 | 18 | 0.045567
Wind | Socal | January | 1 | 19 | 0.054514
Wind | Socal | January | 1 | 20 | 0.051493
Wind | Socal | January | 1 | 21 | 0.05081
Wind | Socal | January | 1 | 22 | 0.055774
Wind | Socal | January | 1 | 23 | 0.048119
Wind | Socal | January | 1 | 24 | 0.050791
Wind | Socal | February | 2 | 1 | 0.096938
Wind | Socal | February | 2 | 2 | 0.092434
Wind | Socal | February | 2 | 3 | 0.10603
Wind | Socal | February | 2 | 4 | 0.10334
Wind | Socal | February | 2 | 5 | 0.087276
Wind | Socal | February | 2 | 6 | 0.092512
Wind | Socal | February | 2 | 7 | 0.091085
Wind | Socal | February | 2 | 8 | 0.074695
Wind | Socal | February | 2 | 9 | 0.078071
Wind | Socal | February | 2 | 10 | 0.086237
Wind | Socal | February | 2 | 11 | 0.10738
Wind | Socal | February | 2 | 12 | 0.11123
Wind | Socal | February | 2 | 13 | 0.10029
Wind | Socal | February | 2 | 14 | 0.092817
Wind | Socal | February | 2 | 15 | 0.11848
Wind | Socal | February | 2 | 16 | 0.12143
Wind | Socal | February | 2 | 17 | 0.11909
Wind | Socal | February | 2 | 18 | 0.12447
Wind | Socal | February | 2 | 19 | 0.11763
Wind | Socal | February | 2 | 20 | 0.12794
Wind | Socal | February | 2 | 21 | 0.14685
Wind | Socal | February | 2 | 22 | 0.12687
Wind | Socal | February | 2 | 23 | 0.11162
Wind | Socal | February | 2 | 24 | 0.10981
Wind | Socal | March | 3 | 1 | 0.10797
Wind | Socal | March | 3 | 2 | 0.10139
Wind | Socal | March | 3 | 3 | 0.088906
Wind | Socal | March | 3 | 4 | 0.088125
Wind | Socal | March | 3 | 5 | 0.089903
Wind | Socal | March | 3 | 6 | 0.0896
Wind | Socal | March | 3 | 7 | 0.089817
Wind | Socal | March | 3 | 8 | 0.073879
Wind | Socal | March | 3 | 9 | 0.057087
Wind | Socal | March | 3 | 10 | 0.05692
Wind | Socal | March | 3 | 11 | 0.057916
Wind | Socal | March | 3 | 12 | 0.065528
Wind | Socal | March | 3 | 13 | 0.07946
Wind | Socal | March | 3 | 14 | 0.085776
Wind | Socal | March | 3 | 15 | 0.096905
Wind | Socal | March | 3 | 16 | 0.09454
Wind | Socal | March | 3 | 17 | 0.12664
Wind | Socal | March | 3 | 18 | 0.1348
Wind | Socal | March | 3 | 19 | 0.12708
Wind | Socal | March | 3 | 20 | 0.13664
Wind | Socal | March | 3 | 21 | 0.13247
Wind | Socal | March | 3 | 22 | 0.13584
Wind | Socal | March | 3 | 23 | 0.11202
Wind | Socal | March | 3 | 24 | 0.10614
Wind | Socal | April | 4 | 1 | 0.36932
Wind | Socal | April | 4 | 2 | 0.38304
Wind | Socal | April | 4 | 3 | 0.34989
Wind | Socal | April | 4 | 4 | 0.31999
Wind | Socal | April | 4 | 5 | 0.29925
Wind | Socal | April | 4 | 6 | 0.26749
Wind | Socal | April | 4 | 7 | 0.22066
Wind | Socal | April | 4 | 8 | 0.18205
Wind | Socal | April | 4 | 9 | 0.13289
Wind | Socal | April | 4 | 10 | 0.11838
Wind | Socal | April | 4 | 11 | 0.1175
Wind | Socal | April | 4 | 12 | 0.11714
Wind | Socal | April | 4 | 13 | 0.11402
Wind | Socal | April | 4 | 14 | 0.13306
Wind | Socal | April | 4 | 15 | 0.19953
Wind | Socal | April | 4 | 16 | 0.27569
Wind | Socal | April | 4 | 17 | 0.32767
Wind | Socal | April | 4 | 18 | 0.36795
Wind | Socal | April | 4 | 19 | 0.39484
Wind | Socal | April | 4 | 20 | 0.40348
Wind | Socal | April | 4 | 21 | 0.40353
Wind | Socal | April | 4 | 22 | 0.40709
Wind | Socal | April | 4 | 23 | 0.38806
Wind | Socal | April | 4 | 24 | 0.3879
Wind | Socal | May | 5 | 1 | 0.43192
Wind | Socal | May | 5 | 2 | 0.40938
Wind | Socal | May | 5 | 3 | 0.39133
Wind | Socal | May | 5 | 4 | 0.39112
Wind | Socal | May | 5 | 5 | 0.34448
Wind | Socal | May | 5 | 6 | 0.27685
Wind | Socal | May | 5 | 7 | 0.21213
Wind | Socal | May | 5 | 8 | 0.15954
Wind | Socal | May | 5 | 9 | 0.11826
Wind | Socal | May | 5 | 10 | 0.088213
Wind | Socal | May | 5 | 11 | 0.066314
Wind | Socal | May | 5 | 12 | 0.063869
Wind | Socal | May | 5 | 13 | 0.054759
Wind | Socal | May | 5 | 14 | 0.075902
Wind | Socal | May | 5 | 15 | 0.12626
Wind | Socal | May | 5 | 16 | 0.20391
Wind | Socal | May | 5 | 17 | 0.31802
Wind | Socal | May | 5 | 18 | 0.3807
Wind | Socal | May | 5 | 19 | 0.43005
Wind | Socal | May | 5 | 20 | 0.41465
Wind | Socal | May | 5 | 21 | 0.41897
Wind | Socal | May | 5 | 22 | 0.4425
Wind | Socal | May | 5 | 23 | 0.43608
Wind | Socal | May | 5 | 24 | 0.44557
Wind | Socal | June | 6 | 1 | 0.44437
Wind | Socal | June | 6 | 2 | 0.43375
Wind | Socal | June | 6 | 3 | 0.40343
Wind | Socal | June | 6 | 4 | 0.36836
Wind | Socal | June | 6 | 5 | 0.33625
Wind | Socal | June | 6 | 6 | 0.27144
Wind | Socal | June | 6 | 7 | 0.21231
Wind | Socal | June | 6 | 8 | 0.15595
Wind | Socal | June | 6 | 9 | 0.095806
Wind | Socal | June | 6 | 10 | 0.069392
Wind | Socal | June | 6 | 11 | 0.049763
Wind | Socal | June | 6 | 12 | 0.057965
Wind | Socal | June | 6 | 13 | 0.062721
Wind | Socal | June | 6 | 14 | 0.073717
Wind | Socal | June | 6 | 15 | 0.12111
Wind | Socal | June | 6 | 16 | 0.1936
Wind | Socal | June | 6 | 17 | 0.27941
Wind | Socal | June | 6 | 18 | 0.33004
Wind | Socal | June | 6 | 19 | 0.37914
Wind | Socal | June | 6 | 20 | 0.42504
Wind | Socal | June | 6 | 21 | 0.46418
Wind | Socal | June | 6 | 22 | 0.46264
Wind | Socal | June | 6 | 23 | 0.45715
Wind | Socal | June | 6 | 24 | 0.46056
Wind | Socal | July | 7 | 1 | 0.4184
Wind | Socal | July | 7 | 2 | 0.3931
Wind | Socal | July | 7 | 3 | 0.37071
Wind | Socal | July | 7 | 4 | 0.32651
Wind | Socal | July | 7 | 5 | 0.27057
Wind | Socal | July | 7 | 6 | 0.2326
Wind | Socal | July | 7 | 7 | 0.17289
Wind | Socal | July | 7 | 8 | 0.11172
Wind | Socal | July | 7 | 9 | 0.056909
Wind | Socal | July | 7 | 10 | 0.03798
Wind | Socal | July | 7 | 11 | 0.032483
Wind | Socal | July | 7 | 12 | 0.038362
Wind | Socal | July | 7 | 13 | 0.051066
Wind | Socal | July | 7 | 14 | 0.074848
Wind | Socal | July | 7 | 15 | 0.12232
Wind | Socal | July | 7 | 16 | 0.1824
Wind | Socal | July | 7 | 17 | 0.26216
Wind | Socal | July | 7 | 18 | 0.33322
Wind | Socal | July | 7 | 19 | 0.38514
Wind | Socal | July | 7 | 20 | 0.4204
Wind | Socal | July | 7 | 21 | 0.45504
Wind | Socal | July | 7 | 22 | 0.4662
Wind | Socal | July | 7 | 23 | 0.45153
Wind | Socal | July | 7 | 24 | 0.43537
Wind | Socal | August | 8 | 1 | 0.37455
Wind | Socal | August | 8 | 2 | 0.36318
Wind | Socal | August | 8 | 3 | 0.33328
Wind | Socal | August | 8 | 4 | 0.28491
Wind | Socal | August | 8 | 5 | 0.22955
Wind | Socal | August | 8 | 6 | 0.20013
Wind | Socal | August | 8 | 7 | 0.14722
Wind | Socal | August | 8 | 8 | 0.10616
Wind | Socal | August | 8 | 9 | 0.065159
Wind | Socal | August | 8 | 10 | 0.044621
Wind | Socal | August | 8 | 11 | 0.034951
Wind | Socal | August | 8 | 12 | 0.038832
Wind | Socal | August | 8 | 13 | 0.05256
Wind | Socal | August | 8 | 14 | 0.07403
Wind | Socal | August | 8 | 15 | 0.11373
Wind | Socal | August | 8 | 16 | 0.1659
Wind | Socal | August | 8 | 17 | 0.22759
Wind | Socal | August | 8 | 18 | 0.29181
Wind | Socal | August | 8 | 19 | 0.32877
Wind | Socal | August | 8 | 20 | 0.39863
Wind | Socal | August | 8 | 21 | 0.4227
Wind | Socal | August | 8 | 22 | 0.42129
Wind | Socal | August | 8 | 23 | 0.40755
Wind | Socal | August | 8 | 24 | 0.38869
Wind | Socal | September | 9 | 1 | 0.18896
Wind | Socal | September | 9 | 2 | 0.17417
Wind | Socal | September | 9 | 3 | 0.15781
Wind | Socal | September | 9 | 4 | 0.12288
Wind | Socal | September | 9 | 5 | 0.10114
Wind | Socal | September | 9 | 6 | 0.073184
Wind | Socal | September | 9 | 7 | 0.058721
Wind | Socal | September | 9 | 8 | 0.040563
Wind | Socal | September | 9 | 9 | 0.033807
Wind | Socal | September | 9 | 10 | 0.03395
Wind | Socal | September | 9 | 11 | 0.038939
Wind | Socal | September | 9 | 12 | 0.051814
Wind | Socal | September | 9 | 13 | 0.060166
Wind | Socal | September | 9 | 14 | 0.071467
Wind | Socal | September | 9 | 15 | 0.088736
Wind | Socal | September | 9 | 16 | 0.10958
Wind | Socal | September | 9 | 17 | 0.12392
Wind | Socal | September | 9 | 18 | 0.16345
Wind | Socal | September | 9 | 19 | 0.20007
Wind | Socal | September | 9 | 20 | 0.24013
Wind | Socal | September | 9 | 21 | 0.24032
Wind | Socal | September | 9 | 22 | 0.23996
Wind | Socal | September | 9 | 23 | 0.22551
Wind | Socal | September | 9 | 24 | 0.20615
Wind | Socal | October | 10 | 1 | 0.098489
Wind | Socal | October | 10 | 2 | 0.091296
Wind | Socal | October | 10 | 3 | 0.092572
Wind | Socal | October | 10 | 4 | 0.091115
Wind | Socal | October | 10 | 5 | 0.083495
Wind | Socal | October | 10 | 6 | 0.068663
Wind | Socal | October | 10 | 7 | 0.055402
Wind | Socal | October | 10 | 8 | 0.045879
Wind | Socal | October | 10 | 9 | 0.03064
Wind | Socal | October | 10 | 10 | 0.0275
Wind | Socal | October | 10 | 11 | 0.029416
Wind | Socal | October | 10 | 12 | 0.036723
Wind | Socal | October | 10 | 13 | 0.043327
Wind | Socal | October | 10 | 14 | 0.043422
Wind | Socal | October | 10 | 15 | 0.044098
Wind | Socal | October | 10 | 16 | 0.050906
Wind | Socal | October | 10 | 17 | 0.064942
Wind | Socal | October | 10 | 18 | 0.077583
Wind | Socal | October | 10 | 19 | 0.093606
Wind | Socal | October | 10 | 20 | 0.1078
Wind | Socal | October | 10 | 21 | 0.11903
Wind | Socal | October | 10 | 22 | 0.1211
Wind | Socal | October | 10 | 23 | 0.11195
Wind | Socal | October | 10 | 24 | 0.096321
Wind | Socal | November | 11 | 1 | 0.0441
Wind | Socal | November | 11 | 2 | 0.03905
Wind | Socal | November | 11 | 3 | 0.039961
Wind | Socal | November | 11 | 4 | 0.040593
Wind | Socal | November | 11 | 5 | 0.04118
Wind | Socal | November | 11 | 6 | 0.04178
Wind | Socal | November | 11 | 7 | 0.039873
Wind | Socal | November | 11 | 8 | 0.035882
Wind | Socal | November | 11 | 9 | 0.032664
Wind | Socal | November | 11 | 10 | 0.035661
Wind | Socal | November | 11 | 11 | 0.038845
Wind | Socal | November | 11 | 12 | 0.044242
Wind | Socal | November | 11 | 13 | 0.041999
Wind | Socal | November | 11 | 14 | 0.044428
Wind | Socal | November | 11 | 15 | 0.044798
Wind | Socal | November | 11 | 16 | 0.037489
Wind | Socal | November | 11 | 17 | 0.034032
Wind | Socal | November | 11 | 18 | 0.043268
Wind | Socal | November | 11 | 19 | 0.054434
Wind | Socal | November | 11 | 20 | 0.058671
Wind | Socal | November | 11 | 21 | 0.062502
Wind | Socal | November | 11 | 22 | 0.046395
Wind | Socal | November | 11 | 23 | 0.049145
Wind | Socal | November | 11 | 24 | 0.047347
Wind | Socal | December | 12 | 1 | 0.037252
Wind | Socal | December | 12 | 2 | 0.036189
Wind | Socal | December | 12 | 3 | 0.035494
Wind | Socal | December | 12 | 4 | 0.040741
Wind | Socal | December | 12 | 5 | 0.039879
Wind | Socal | December | 12 | 6 | 0.040533
Wind | Socal | December | 12 | 7 | 0.040176
Wind | Socal | December | 12 | 8 | 0.037442
Wind | Socal | December | 12 | 9 | 0.035068
Wind | Socal | December | 12 | 10 | 0.034957
Wind | Socal | December | 12 | 11 | 0.034732
Wind | Socal | December | 12 | 12 | 0.037928
Wind | Socal | December | 12 | 13 | 0.03767
Wind | Socal | December | 12 | 14 | 0.034831
Wind | Socal | December | 12 | 15 | 0.033181
Wind | Socal | December | 12 | 16 | 0.034811
Wind | Socal | December | 12 | 17 | 0.038527
Wind | Socal | December | 12 | 18 | 0.040611
Wind | Socal | December | 12 | 19 | 0.045916
Wind | Socal | December | 12 | 20 | 0.043004
Wind | Socal | December | 12 | 21 | 0.048699
Wind | Socal | December | 12 | 22 | 0.043794
Wind | Socal | December | 12 | 23 | 0.041353
Wind | Socal | December | 12 | 24 | 0.041012
Wind | AZ | January | 1 | 1 | 0.24061
Wind | AZ | January | 1 | 2 | 0.21
Wind | AZ | January | 1 | 3 | 0.19061
Wind | AZ | January | 1 | 4 | 0.21061
Wind | AZ | January | 1 | 5 | 0.23
Wind | AZ | January | 1 | 6 | 0.25
Wind | AZ | January | 1 | 7 | 0.25061
Wind | AZ | January | 1 | 8 | 0.27061
Wind | AZ | January | 1 | 9 | 0.27061
Wind | AZ | January | 1 | 10 | 0.22061
Wind | AZ | January | 1 | 11 | 0.23
Wind | AZ | January | 1 | 12 | 0.22
Wind | AZ | January | 1 | 13 | 0.17184
Wind | AZ | January | 1 | 14 | 0.17061
Wind | AZ | January | 1 | 15 | 0.19061
Wind | AZ | January | 1 | 16 | 0.17
Wind | AZ | January | 1 | 17 | 0.12061
Wind | AZ | January | 1 | 18 | 0.21061
Wind | AZ | January | 1 | 19 | 0.20061
Wind | AZ | January | 1 | 20 | 0.14122
Wind | AZ | January | 1 | 21 | 0.14
Wind | AZ | January | 1 | 22 | 0.10061
Wind | AZ | January | 1 | 23 | 0.18
Wind | AZ | January | 1 | 24 | 0.22
Wind | AZ | February | 2 | 1 | 0.2
Wind | AZ | February | 2 | 2 | 0.16
Wind | AZ | February | 2 | 3 | 0.16453
Wind | AZ | February | 2 | 4 | 0.19
Wind | AZ | February | 2 | 5 | 0.16227
Wind | AZ | February | 2 | 6 | 0.17
Wind | AZ | February | 2 | 7 | 0.15453
Wind | AZ | February | 2 | 8 | 0.16227
Wind | AZ | February | 2 | 9 | 0.15
Wind | AZ | February | 2 | 10 | 0.086793
Wind | AZ | February | 2 | 11 | 0.090001
Wind | AZ | February | 2 | 12 | 0.070001
Wind | AZ | February | 2 | 13 | 0.080001
Wind | AZ | February | 2 | 14 | 0.10226
Wind | AZ | February | 2 | 15 | 0.092265
Wind | AZ | February | 2 | 16 | 0.090001
Wind | AZ | February | 2 | 17 | 0.092265
Wind | AZ | February | 2 | 18 | 0.14227
Wind | AZ | February | 2 | 19 | 0.21226
Wind | AZ | February | 2 | 20 | 0.20679
Wind | AZ | February | 2 | 21 | 0.16227
Wind | AZ | February | 2 | 22 | 0.17
Wind | AZ | February | 2 | 23 | 0.15453
Wind | AZ | February | 2 | 24 | 0.2
Wind | AZ | March | 3 | 1 | 0.18061
Wind | AZ | March | 3 | 2 | 0.12
Wind | AZ | March | 3 | 3 | 0.12184
Wind | AZ | March | 3 | 4 | 0.12
Wind | AZ | March | 3 | 5 | 0.18061
Wind | AZ | March | 3 | 6 | 0.18
Wind | AZ | March | 3 | 7 | 0.19061
Wind | AZ | March | 3 | 8 | 0.18
Wind | AZ | March | 3 | 9 | 0.12
Wind | AZ | March | 3 | 10 | 0.11061
Wind | AZ | March | 3 | 11 | 0.15061
Wind | AZ | March | 3 | 12 | 0.2
Wind | AZ | March | 3 | 13 | 0.19061
Wind | AZ | March | 3 | 14 | 0.21
Wind | AZ | March | 3 | 15 | 0.22122
Wind | AZ | March | 3 | 16 | 0.24061
Wind | AZ | March | 3 | 17 | 0.20122
Wind | AZ | March | 3 | 18 | 0.22
Wind | AZ | March | 3 | 19 | 0.20061
Wind | AZ | March | 3 | 20 | 0.21061
Wind | AZ | March | 3 | 21 | 0.21122
Wind | AZ | March | 3 | 22 | 0.18
Wind | AZ | March | 3 | 23 | 0.2
Wind | AZ | March | 3 | 24 | 0.2
Wind | AZ | April | 4 | 1 | 0.20303
Wind | AZ | April | 4 | 2 | 0.15
Wind | AZ | April | 4 | 3 | 0.10303
Wind | AZ | April | 4 | 4 | 0.090001
Wind | AZ | April | 4 | 5 | 0.086062
Wind | AZ | April | 4 | 6 | 0.083032
Wind | AZ | April | 4 | 7 | 0.1
Wind | AZ | April | 4 | 8 | 0.060001
Wind | AZ | April | 4 | 9 | 0.040001
Wind | AZ | April | 4 | 10 | 0.033032
Wind | AZ | April | 4 | 11 | 0.043032
Wind | AZ | April | 4 | 12 | 0.050001
Wind | AZ | April | 4 | 13 | 0.050001
Wind | AZ | April | 4 | 14 | 0.093032
Wind | AZ | April | 4 | 15 | 0.080001
Wind | AZ | April | 4 | 16 | 0.16303
Wind | AZ | April | 4 | 17 | 0.2
Wind | AZ | April | 4 | 18 | 0.22
Wind | AZ | April | 4 | 19 | 0.26303
Wind | AZ | April | 4 | 20 | 0.29303
Wind | AZ | April | 4 | 21 | 0.22
Wind | AZ | April | 4 | 22 | 0.22
Wind | AZ | April | 4 | 23 | 0.2
Wind | AZ | April | 4 | 24 | 0.2
Wind | AZ | May | 5 | 1 | 0.21
Wind | AZ | May | 5 | 2 | 0.14
Wind | AZ | May | 5 | 3 | 0.090001
Wind | AZ | May | 5 | 4 | 0.070612
Wind | AZ | May | 5 | 5 | 0.070612
Wind | AZ | May | 5 | 6 | 0.090001
Wind | AZ | May | 5 | 7 | 0.050001
Wind | AZ | May | 5 | 8 | 0.020001
Wind | AZ | May | 5 | 9 | 0.020612
Wind | AZ | May | 5 | 10 | 0.030001
Wind | AZ | May | 5 | 11 | 0.030612
Wind | AZ | May | 5 | 12 | 0.040001
Wind | AZ | May | 5 | 13 | 0.050001
Wind | AZ | May | 5 | 14 | 0.070001
Wind | AZ | May | 5 | 15 | 0.090001
Wind | AZ | May | 5 | 16 | 0.12061
Wind | AZ | May | 5 | 17 | 0.17
Wind | AZ | May | 5 | 18 | 0.19
Wind | AZ | May | 5 | 19 | 0.22
Wind | AZ | May | 5 | 20 | 0.31061
Wind | AZ | May | 5 | 21 | 0.37061
Wind | AZ | May | 5 | 22 | 0.37
Wind | AZ | May | 5 | 23 | 0.30061
Wind | AZ | May | 5 | 24 | 0.23061
Wind | AZ | June | 6 | 1 | 0.20548
Wind | AZ | June | 6 | 2 | 0.13
Wind | AZ | June | 6 | 3 | 0.060001
Wind | AZ | June | 6 | 4 | 0.045476
Wind | AZ | June | 6 | 5 | 0.030001
Wind | AZ | June | 6 | 6 | 0.030001
Wind | AZ | June | 6 | 7 | 0.010001
Wind | AZ | June | 6 | 8 | 0.010001
Wind | AZ | June | 6 | 9 | 0.010001
Wind | AZ | June | 6 | 10 | 0.010001
Wind | AZ | June | 6 | 11 | 0.010001
Wind | AZ | June | 6 | 12 | 0.010001
Wind | AZ | June | 6 | 13 | 0.020001
Wind | AZ | June | 6 | 14 | 0.030001
Wind | AZ | June | 6 | 15 | 0.040001
Wind | AZ | June | 6 | 16 | 0.060001
Wind | AZ | June | 6 | 17 | 0.060001
Wind | AZ | June | 6 | 18 | 0.10548
Wind | AZ | June | 6 | 19 | 0.16548
Wind | AZ | June | 6 | 20 | 0.26643
Wind | AZ | June | 6 | 21 | 0.36
Wind | AZ | June | 6 | 22 | 0.27548
Wind | AZ | June | 6 | 23 | 0.23095
Wind | AZ | June | 6 | 24 | 0.22548
Wind | AZ | July | 7 | 1 | 0.13776
Wind | AZ | July | 7 | 2 | 0.077761
Wind | AZ | July | 7 | 3 | 0.040001
Wind | AZ | July | 7 | 4 | 0.040001
Wind | AZ | July | 7 | 5 | 0.020001
Wind | AZ | July | 7 | 6 | 0.020001
Wind | AZ | July | 7 | 7 | 0.010001
Wind | AZ | July | 7 | 8 | 1e-06
Wind | AZ | July | 7 | 9 | 1e-06
Wind | AZ | July | 7 | 10 | 1e-06
Wind | AZ | July | 7 | 11 | 0.010001
Wind | AZ | July | 7 | 12 | 0.010001
Wind | AZ | July | 7 | 13 | 0.020001
Wind | AZ | July | 7 | 14 | 0.020001
Wind | AZ | July | 7 | 15 | 0.030001
Wind | AZ | July | 7 | 16 | 0.040001
Wind | AZ | July | 7 | 17 | 0.060001
Wind | AZ | July | 7 | 18 | 0.1
Wind | AZ | July | 7 | 19 | 0.16
Wind | AZ | July | 7 | 20 | 0.31
Wind | AZ | July | 7 | 21 | 0.31776
Wind | AZ | July | 7 | 22 | 0.3
Wind | AZ | July | 7 | 23 | 0.22776
Wind | AZ | July | 7 | 24 | 0.19776
Wind | AZ | August | 8 | 1 | 0.090001
Wind | AZ | August | 8 | 2 | 0.060001
Wind | AZ | August | 8 | 3 | 0.040001
Wind | AZ | August | 8 | 4 | 0.027761
Wind | AZ | August | 8 | 5 | 0.030001
Wind | AZ | August | 8 | 6 | 0.020001
Wind | AZ | August | 8 | 7 | 0.010001
Wind | AZ | August | 8 | 8 | 0.0077612
Wind | AZ | August | 8 | 9 | 1e-06
Wind | AZ | August | 8 | 10 | 1e-06
Wind | AZ | August | 8 | 11 | 0.010001
Wind | AZ | August | 8 | 12 | 0.020001
Wind | AZ | August | 8 | 13 | 0.020001
Wind | AZ | August | 8 | 14 | 0.020001
Wind | AZ | August | 8 | 15 | 0.030001
Wind | AZ | August | 8 | 16 | 0.040001
Wind | AZ | August | 8 | 17 | 0.050001
Wind | AZ | August | 8 | 18 | 0.060001
Wind | AZ | August | 8 | 19 | 0.090001
Wind | AZ | August | 8 | 20 | 0.16
Wind | AZ | August | 8 | 21 | 0.16
Wind | AZ | August | 8 | 22 | 0.1
Wind | AZ | August | 8 | 23 | 0.11
Wind | AZ | August | 8 | 24 | 0.11
Wind | AZ | September | 9 | 1 | 0.095476
Wind | AZ | September | 9 | 2 | 0.065476
Wind | AZ | September | 9 | 3 | 0.025476
Wind | AZ | September | 9 | 4 | 0.040952
Wind | AZ | September | 9 | 5 | 0.030001
Wind | AZ | September | 9 | 6 | 0.030001
Wind | AZ | September | 9 | 7 | 0.030001
Wind | AZ | September | 9 | 8 | 0.030001
Wind | AZ | September | 9 | 9 | 0.020001
Wind | AZ | September | 9 | 10 | 0.010001
Wind | AZ | September | 9 | 11 | 0.010001
Wind | AZ | September | 9 | 12 | 0.015476
Wind | AZ | September | 9 | 13 | 0.020001
Wind | AZ | September | 9 | 14 | 0.020001
Wind | AZ | September | 9 | 15 | 0.020001
Wind | AZ | September | 9 | 16 | 0.040001
Wind | AZ | September | 9 | 17 | 0.055476
Wind | AZ | September | 9 | 18 | 0.080952
Wind | AZ | September | 9 | 19 | 0.11643
Wind | AZ | September | 9 | 20 | 0.12548
Wind | AZ | September | 9 | 21 | 0.11
Wind | AZ | September | 9 | 22 | 0.050001
Wind | AZ | September | 9 | 23 | 0.060001
Wind | AZ | September | 9 | 24 | 0.090001
Wind | AZ | October | 10 | 1 | 0.1
Wind | AZ | October | 10 | 2 | 0.070001
Wind | AZ | October | 10 | 3 | 0.040001
Wind | AZ | October | 10 | 4 | 0.050001
Wind | AZ | October | 10 | 5 | 0.050001
Wind | AZ | October | 10 | 6 | 0.050001
Wind | AZ | October | 10 | 7 | 0.070001
Wind | AZ | October | 10 | 8 | 0.050001
Wind | AZ | October | 10 | 9 | 0.050001
Wind | AZ | October | 10 | 10 | 0.030001
Wind | AZ | October | 10 | 11 | 0.030001
Wind | AZ | October | 10 | 12 | 0.027761
Wind | AZ | October | 10 | 13 | 0.020001
Wind | AZ | October | 10 | 14 | 0.020001
Wind | AZ | October | 10 | 15 | 0.020001
Wind | AZ | October | 10 | 16 | 0.020001
Wind | AZ | October | 10 | 17 | 0.030001
Wind | AZ | October | 10 | 18 | 0.070001
Wind | AZ | October | 10 | 19 | 0.067761
Wind | AZ | October | 10 | 20 | 0.070001
Wind | AZ | October | 10 | 21 | 0.070001
Wind | AZ | October | 10 | 22 | 0.050001
Wind | AZ | October | 10 | 23 | 0.077761
Wind | AZ | October | 10 | 24 | 0.11
Wind | AZ | November | 11 | 1 | 0.21
Wind | AZ | November | 11 | 2 | 0.16
Wind | AZ | November | 11 | 3 | 0.17
Wind | AZ | November | 11 | 4 | 0.17
Wind | AZ | November | 11 | 5 | 0.15303
Wind | AZ | November | 11 | 6 | 0.18
Wind | AZ | November | 11 | 7 | 0.18
Wind | AZ | November | 11 | 8 | 0.18303
Wind | AZ | November | 11 | 9 | 0.18303
Wind | AZ | November | 11 | 10 | 0.12606
Wind | AZ | November | 11 | 11 | 0.083032
Wind | AZ | November | 11 | 12 | 0.090001
Wind | AZ | November | 11 | 13 | 0.083032
Wind | AZ | November | 11 | 14 | 0.089093
Wind | AZ | November | 11 | 15 | 0.11
Wind | AZ | November | 11 | 16 | 0.090001
Wind | AZ | November | 11 | 17 | 0.093032
Wind | AZ | November | 11 | 18 | 0.10303
Wind | AZ | November | 11 | 19 | 0.1
Wind | AZ | November | 11 | 20 | 0.1
Wind | AZ | November | 11 | 21 | 0.11
Wind | AZ | November | 11 | 22 | 0.11909
Wind | AZ | November | 11 | 23 | 0.16
Wind | AZ | November | 11 | 24 | 0.22
Wind | AZ | December | 12 | 1 | 0.31122
Wind | AZ | December | 12 | 2 | 0.30061
Wind | AZ | December | 12 | 3 | 0.32245
Wind | AZ | December | 12 | 4 | 0.29061
Wind | AZ | December | 12 | 5 | 0.26061
Wind | AZ | December | 12 | 6 | 0.27
Wind | AZ | December | 12 | 7 | 0.26061
Wind | AZ | December | 12 | 8 | 0.26
Wind | AZ | December | 12 | 9 | 0.25061
Wind | AZ | December | 12 | 10 | 0.26
Wind | AZ | December | 12 | 11 | 0.26
Wind | AZ | December | 12 | 12 | 0.22
Wind | AZ | December | 12 | 13 | 0.17061
Wind | AZ | December | 12 | 14 | 0.14
Wind | AZ | December | 12 | 15 | 0.15
Wind | AZ | December | 12 | 16 | 0.13245
Wind | AZ | December | 12 | 17 | 0.17
Wind | AZ | December | 12 | 18 | 0.19
Wind | AZ | December | 12 | 19 | 0.15061
Wind | AZ | December | 12 | 20 | 0.16
Wind | AZ | December | 12 | 21 | 0.17184
Wind | AZ | December | 12 | 22 | 0.16061
Wind | AZ | December | 12 | 23 | 0.22
Wind | AZ | December | 12 | 24 | 0.26
Wind | NM | January | 1 | 1 | 0.49072
Wind | NM | January | 1 | 2 | 0.49123
Wind | NM | January | 1 | 3 | 0.44421
Wind | NM | January | 1 | 4 | 0.46374
Wind | NM | January | 1 | 5 | 0.49139
Wind | NM | January | 1 | 6 | 0.47484
Wind | NM | January | 1 | 7 | 0.45364
Wind | NM | January | 1 | 8 | 0.46241
Wind | NM | January | 1 | 9 | 0.40719
Wind | NM | January | 1 | 10 | 0.38994
Wind | NM | January | 1 | 11 | 0.41523
Wind | NM | January | 1 | 12 | 0.3586
Wind | NM | January | 1 | 13 | 0.36938
Wind | NM | January | 1 | 14 | 0.37604
Wind | NM | January | 1 | 15 | 0.4025
Wind | NM | January | 1 | 16 | 0.38265
Wind | NM | January | 1 | 17 | 0.42466
Wind | NM | January | 1 | 18 | 0.4556
Wind | NM | January | 1 | 19 | 0.48128
Wind | NM | January | 1 | 20 | 0.49072
Wind | NM | January | 1 | 21 | 0.51903
Wind | NM | January | 1 | 22 | 0.50337
Wind | NM | January | 1 | 23 | 0.53791
Wind | NM | January | 1 | 24 | 0.50016
Wind | NM | February | 2 | 1 | 0.40579
Wind | NM | February | 2 | 2 | 0.3586
Wind | NM | February | 2 | 3 | 0.36093
Wind | NM | February | 2 | 4 | 0.35382
Wind | NM | February | 2 | 5 | 0.34273
Wind | NM | February | 2 | 6 | 0.3586
Wind | NM | February | 2 | 7 | 0.3659
Wind | NM | February | 2 | 8 | 0.31374
Wind | NM | February | 2 | 9 | 0.30431
Wind | NM | February | 2 | 10 | 0.30431
Wind | NM | February | 2 | 11 | 0.34917
Wind | NM | February | 2 | 12 | 0.3582
Wind | NM | February | 2 | 13 | 0.32086
Wind | NM | February | 2 | 14 | 0.35382
Wind | NM | February | 2 | 15 | 0.39852
Wind | NM | February | 2 | 16 | 0.39545
Wind | NM | February | 2 | 17 | 0.3798
Wind | NM | February | 2 | 18 | 0.3798
Wind | NM | February | 2 | 19 | 0.41523
Wind | NM | February | 2 | 20 | 0.401
Wind | NM | February | 2 | 21 | 0.42477
Wind | NM | February | 2 | 22 | 0.43642
Wind | NM | February | 2 | 23 | 0.41523
Wind | NM | February | 2 | 24 | 0.42466
Wind | NM | March | 3 | 1 | 0.4159
Wind | NM | March | 3 | 2 | 0.4078
Wind | NM | March | 3 | 3 | 0.40786
Wind | NM | March | 3 | 4 | 0.39635
Wind | NM | March | 3 | 5 | 0.3586
Wind | NM | March | 3 | 6 | 0.37762
Wind | NM | March | 3 | 7 | 0.36804
Wind | NM | March | 3 | 8 | 0.28512
Wind | NM | March | 3 | 9 | 0.21772
Wind | NM | March | 3 | 10 | 0.22548
Wind | NM | March | 3 | 11 | 0.23592
Wind | NM | March | 3 | 12 | 0.22018
Wind | NM | March | 3 | 13 | 0.22682
Wind | NM | March | 3 | 14 | 0.2548
Wind | NM | March | 3 | 15 | 0.28311
Wind | NM | March | 3 | 16 | 0.29255
Wind | NM | March | 3 | 17 | 0.27367
Wind | NM | March | 3 | 18 | 0.31209
Wind | NM | March | 3 | 19 | 0.33973
Wind | NM | March | 3 | 20 | 0.37748
Wind | NM | March | 3 | 21 | 0.40579
Wind | NM | March | 3 | 22 | 0.38691
Wind | NM | March | 3 | 23 | 0.40579
Wind | NM | March | 3 | 24 | 0.41523
Wind | NM | April | 4 | 1 | 0.40579
Wind | NM | April | 4 | 2 | 0.41512
Wind | NM | April | 4 | 3 | 0.38689
Wind | NM | April | 4 | 4 | 0.35847
Wind | NM | April | 4 | 5 | 0.38228
Wind | NM | April | 4 | 6 | 0.40562
Wind | NM | April | 4 | 7 | 0.33973
Wind | NM | April | 4 | 8 | 0.29255
Wind | NM | April | 4 | 9 | 0.29246
Wind | NM | April | 4 | 10 | 0.29246
Wind | NM | April | 4 | 11 | 0.29255
Wind | NM | April | 4 | 12 | 0.33096
Wind | NM | April | 4 | 13 | 0.36804
Wind | NM | April | 4 | 14 | 0.38231
Wind | NM | April | 4 | 15 | 0.40085
Wind | NM | April | 4 | 16 | 0.41514
Wind | NM | April | 4 | 17 | 0.44208
Wind | NM | April | 4 | 18 | 0.42458
Wind | NM | April | 4 | 19 | 0.39635
Wind | NM | April | 4 | 20 | 0.40579
Wind | NM | April | 4 | 21 | 0.41523
Wind | NM | April | 4 | 22 | 0.46495
Wind | NM | April | 4 | 23 | 0.43068
Wind | NM | April | 4 | 24 | 0.43401
Wind | NM | May | 5 | 1 | 0.37748
Wind | NM | May | 5 | 2 | 0.3586
Wind | NM | May | 5 | 3 | 0.33029
Wind | NM | May | 5 | 4 | 0.30198
Wind | NM | May | 5 | 5 | 0.28118
Wind | NM | May | 5 | 6 | 0.26423
Wind | NM | May | 5 | 7 | 0.18874
Wind | NM | May | 5 | 8 | 0.17839
Wind | NM | May | 5 | 9 | 0.1793
Wind | NM | May | 5 | 10 | 0.19818
Wind | NM | May | 5 | 11 | 0.22716
Wind | NM | May | 5 | 12 | 0.2548
Wind | NM | May | 5 | 13 | 0.28311
Wind | NM | May | 5 | 14 | 0.33029
Wind | NM | May | 5 | 15 | 0.36804
Wind | NM | May | 5 | 16 | 0.37815
Wind | NM | May | 5 | 17 | 0.38691
Wind | NM | May | 5 | 18 | 0.40595
Wind | NM | May | 5 | 19 | 0.37748
Wind | NM | May | 5 | 20 | 0.38759
Wind | NM | May | 5 | 21 | 0.36871
Wind | NM | May | 5 | 22 | 0.38397
Wind | NM | May | 5 | 23 | 0.38759
Wind | NM | May | 5 | 24 | 0.38
Wind | NM | June | 6 | 1 | 0.34789
Wind | NM | June | 6 | 2 | 0.28311
Wind | NM | June | 6 | 3 | 0.2719
Wind | NM | June | 6 | 4 | 0.2719
Wind | NM | June | 6 | 5 | 0.23415
Wind | NM | June | 6 | 6 | 0.21351
Wind | NM | June | 6 | 7 | 0.12241
Wind | NM | June | 6 | 8 | 0.11324
Wind | NM | June | 6 | 9 | 0.09437
Wind | NM | June | 6 | 10 | 0.075496
Wind | NM | June | 6 | 11 | 0.083161
Wind | NM | June | 6 | 12 | 0.11103
Wind | NM | June | 6 | 13 | 0.14922
Wind | NM | June | 6 | 14 | 0.19766
Wind | NM | June | 6 | 15 | 0.24536
Wind | NM | June | 6 | 16 | 0.26423
Wind | NM | June | 6 | 17 | 0.28192
Wind | NM | June | 6 | 18 | 0.29255
Wind | NM | June | 6 | 19 | 0.30198
Wind | NM | June | 6 | 20 | 0.31731
Wind | NM | June | 6 | 21 | 0.32086
Wind | NM | June | 6 | 22 | 0.33029
Wind | NM | June | 6 | 23 | 0.33796
Wind | NM | June | 6 | 24 | 0.35797
Wind | NM | July | 7 | 1 | 0.20761
Wind | NM | July | 7 | 2 | 0.13346
Wind | NM | July | 7 | 3 | 0.11324
Wind | NM | July | 7 | 4 | 0.097152
Wind | NM | July | 7 | 5 | 0.068962
Wind | NM | July | 7 | 6 | 0.056622
Wind | NM | July | 7 | 7 | 0.025848
Wind | NM | July | 7 | 8 | 0.018875
Wind | NM | July | 7 | 9 | 0.018875
Wind | NM | July | 7 | 10 | 0.025038
Wind | NM | July | 7 | 11 | 0.018875
Wind | NM | July | 7 | 12 | 0.028312
Wind | NM | July | 7 | 13 | 0.075496
Wind | NM | July | 7 | 14 | 0.09437
Wind | NM | July | 7 | 15 | 0.13321
Wind | NM | July | 7 | 16 | 0.16987
Wind | NM | July | 7 | 17 | 0.20761
Wind | NM | July | 7 | 18 | 0.20727
Wind | NM | July | 7 | 19 | 0.23169
Wind | NM | July | 7 | 20 | 0.23169
Wind | NM | July | 7 | 21 | 0.24112
Wind | NM | July | 7 | 22 | 0.21281
Wind | NM | July | 7 | 23 | 0.19818
Wind | NM | July | 7 | 24 | 0.22649
Wind | NM | August | 8 | 1 | 0.20338
Wind | NM | August | 8 | 2 | 0.15099
Wind | NM | August | 8 | 3 | 0.10901
Wind | NM | August | 8 | 4 | 0.09437
Wind | NM | August | 8 | 5 | 0.056622
Wind | NM | August | 8 | 6 | 0.062915
Wind | NM | August | 8 | 7 | 0.028312
Wind | NM | August | 8 | 8 | 0.018875
Wind | NM | August | 8 | 9 | 0.018875
Wind | NM | August | 8 | 10 | 0.018875
Wind | NM | August | 8 | 11 | 0.018875
Wind | NM | August | 8 | 12 | 0.047186
Wind | NM | August | 8 | 13 | 0.066059
Wind | NM | August | 8 | 14 | 0.09437
Wind | NM | August | 8 | 15 | 0.12268
Wind | NM | August | 8 | 16 | 0.14155
Wind | NM | August | 8 | 17 | 0.17506
Wind | NM | August | 8 | 18 | 0.19818
Wind | NM | August | 8 | 19 | 0.19818
Wind | NM | August | 8 | 20 | 0.19818
Wind | NM | August | 8 | 21 | 0.17217
Wind | NM | August | 8 | 22 | 0.16563
Wind | NM | August | 8 | 23 | 0.18874
Wind | NM | August | 8 | 24 | 0.19818
Wind | NM | September | 9 | 1 | 0.1964
Wind | NM | September | 9 | 2 | 0.15866
Wind | NM | September | 9 | 3 | 0.14149
Wind | NM | September | 9 | 4 | 0.15099
Wind | NM | September | 9 | 5 | 0.14069
Wind | NM | September | 9 | 6 | 0.16043
Wind | NM | September | 9 | 7 | 0.12696
Wind | NM | September | 9 | 8 | 0.075496
Wind | NM | September | 9 | 9 | 0.049415
Wind | NM | September | 9 | 10 | 0.045326
Wind | NM | September | 9 | 11 | 0.047186
Wind | NM | September | 9 | 12 | 0.047186
Wind | NM | September | 9 | 13 | 0.072657
Wind | NM | September | 9 | 14 | 0.065087
Wind | NM | September | 9 | 15 | 0.10381
Wind | NM | September | 9 | 16 | 0.11744
Wind | NM | September | 9 | 17 | 0.17753
Wind | NM | September | 9 | 18 | 0.20761
Wind | NM | September | 9 | 19 | 0.22649
Wind | NM | September | 9 | 20 | 0.2548
Wind | NM | September | 9 | 21 | 0.19818
Wind | NM | September | 9 | 22 | 0.19071
Wind | NM | September | 9 | 23 | 0.17885
Wind | NM | September | 9 | 24 | 0.21705
Wind | NM | October | 10 | 1 | 0.30198
Wind | NM | October | 10 | 2 | 0.24536
Wind | NM | October | 10 | 3 | 0.22982
Wind | NM | October | 10 | 4 | 0.21705
Wind | NM | October | 10 | 5 | 0.19903
Wind | NM | October | 10 | 6 | 0.18874
Wind | NM | October | 10 | 7 | 0.14013
Wind | NM | October | 10 | 8 | 0.085298
Wind | NM | October | 10 | 9 | 0.084989
Wind | NM | October | 10 | 10 | 0.084933
Wind | NM | October | 10 | 11 | 0.090132
Wind | NM | October | 10 | 12 | 0.10381
Wind | NM | October | 10 | 13 | 0.10381
Wind | NM | October | 10 | 14 | 0.113
Wind | NM | October | 10 | 15 | 0.12268
Wind | NM | October | 10 | 16 | 0.16987
Wind | NM | October | 10 | 17 | 0.18874
Wind | NM | October | 10 | 18 | 0.213
Wind | NM | October | 10 | 19 | 0.23592
Wind | NM | October | 10 | 20 | 0.26217
Wind | NM | October | 10 | 21 | 0.27463
Wind | NM | October | 10 | 22 | 0.26943
Wind | NM | October | 10 | 23 | 0.23568
Wind | NM | October | 10 | 24 | 0.26943
Wind | NM | November | 11 | 1 | 0.37936
Wind | NM | November | 11 | 2 | 0.40939
Wind | NM | November | 11 | 3 | 0.36804
Wind | NM | November | 11 | 4 | 0.35235
Wind | NM | November | 11 | 5 | 0.3851
Wind | NM | November | 11 | 6 | 0.38683
Wind | NM | November | 11 | 7 | 0.39618
Wind | NM | November | 11 | 8 | 0.33973
Wind | NM | November | 11 | 9 | 0.25469
Wind | NM | November | 11 | 10 | 0.21701
Wind | NM | November | 11 | 11 | 0.25471
Wind | NM | November | 11 | 12 | 0.24527
Wind | NM | November | 11 | 13 | 0.2735
Wind | NM | November | 11 | 14 | 0.28311
Wind | NM | November | 11 | 15 | 0.28311
Wind | NM | November | 11 | 16 | 0.29236
Wind | NM | November | 11 | 17 | 0.33961
Wind | NM | November | 11 | 18 | 0.37748
Wind | NM | November | 11 | 19 | 0.40579
Wind | NM | November | 11 | 20 | 0.42466
Wind | NM | November | 11 | 21 | 0.40579
Wind | NM | November | 11 | 22 | 0.43072
Wind | NM | November | 11 | 23 | 0.4057
Wind | NM | November | 11 | 24 | 0.41523
Wind | NM | December | 12 | 1 | 0.49072
Wind | NM | December | 12 | 2 | 0.51903
Wind | NM | December | 12 | 3 | 0.4556
Wind | NM | December | 12 | 4 | 0.4341
Wind | NM | December | 12 | 5 | 0.45364
Wind | NM | December | 12 | 6 | 0.48128
Wind | NM | December | 12 | 7 | 0.50959
Wind | NM | December | 12 | 8 | 0.49072
Wind | NM | December | 12 | 9 | 0.42734
Wind | NM | December | 12 | 10 | 0.42533
Wind | NM | December | 12 | 11 | 0.45297
Wind | NM | December | 12 | 12 | 0.44354
Wind | NM | December | 12 | 13 | 0.4341
Wind | NM | December | 12 | 14 | 0.46241
Wind | NM | December | 12 | 15 | 0.47185
Wind | NM | December | 12 | 16 | 0.48128
Wind | NM | December | 12 | 17 | 0.5015
Wind | NM | December | 12 | 18 | 0.52847
Wind | NM | December | 12 | 19 | 0.52847
Wind | NM | December | 12 | 20 | 0.50268
Wind | NM | December | 12 | 21 | 0.51903
Wind | NM | December | 12 | 22 | 0.55678
Wind | NM | December | 12 | 23 | 0.52258
Wind | NM | December | 12 | 24 | 0.49072
Wind | WA/OR | January | 1 | 1 | 0.24061
Wind | WA/OR | January | 1 | 2 | 0.21
Wind | WA/OR | January | 1 | 3 | 0.19061
Wind | WA/OR | January | 1 | 4 | 0.21061
Wind | WA/OR | January | 1 | 5 | 0.23
Wind | WA/OR | January | 1 | 6 | 0.25
Wind | WA/OR | January | 1 | 7 | 0.25061
Wind | WA/OR | January | 1 | 8 | 0.27061
Wind | WA/OR | January | 1 | 9 | 0.27061
Wind | WA/OR | January | 1 | 10 | 0.22061
Wind | WA/OR | January | 1 | 11 | 0.23
Wind | WA/OR | January | 1 | 12 | 0.22
Wind | WA/OR | January | 1 | 13 | 0.17184
Wind | WA/OR | January | 1 | 14 | 0.17061
Wind | WA/OR | January | 1 | 15 | 0.19061
Wind | WA/OR | January | 1 | 16 | 0.17
Wind | WA/OR | January | 1 | 17 | 0.12061
Wind | WA/OR | January | 1 | 18 | 0.21061
Wind | WA/OR | January | 1 | 19 | 0.20061
Wind | WA/OR | January | 1 | 20 | 0.14122
Wind | WA/OR | January | 1 | 21 | 0.14
Wind | WA/OR | January | 1 | 22 | 0.10061
Wind | WA/OR | January | 1 | 23 | 0.18
Wind | WA/OR | January | 1 | 24 | 0.22
Wind | WA/OR | February | 2 | 1 | 0.2
Wind | WA/OR | February | 2 | 2 | 0.16
Wind | WA/OR | February | 2 | 3 | 0.16453
Wind | WA/OR | February | 2 | 4 | 0.19
Wind | WA/OR | February | 2 | 5 | 0.16227
Wind | WA/OR | February | 2 | 6 | 0.17
Wind | WA/OR | February | 2 | 7 | 0.15453
Wind | WA/OR | February | 2 | 8 | 0.16227
Wind | WA/OR | February | 2 | 9 | 0.15
Wind | WA/OR | February | 2 | 10 | 0.086793
Wind | WA/OR | February | 2 | 11 | 0.090001
Wind | WA/OR | February | 2 | 12 | 0.070001
Wind | WA/OR | February | 2 | 13 | 0.080001
Wind | WA/OR | February | 2 | 14 | 0.10226
Wind | WA/OR | February | 2 | 15 | 0.092265
Wind | WA/OR | February | 2 | 16 | 0.090001
Wind | WA/OR | February | 2 | 17 | 0.092265
Wind | WA/OR | February | 2 | 18 | 0.14227
Wind | WA/OR | February | 2 | 19 | 0.21226
Wind | WA/OR | February | 2 | 20 | 0.20679
Wind | WA/OR | February | 2 | 21 | 0.16227
Wind | WA/OR | February | 2 | 22 | 0.17
Wind | WA/OR | February | 2 | 23 | 0.15453
Wind | WA/OR | February | 2 | 24 | 0.2
Wind | WA/OR | March | 3 | 1 | 0.18061
Wind | WA/OR | March | 3 | 2 | 0.12
Wind | WA/OR | March | 3 | 3 | 0.12184
Wind | WA/OR | March | 3 | 4 | 0.12
Wind | WA/OR | March | 3 | 5 | 0.18061
Wind | WA/OR | March | 3 | 6 | 0.18
Wind | WA/OR | March | 3 | 7 | 0.19061
Wind | WA/OR | March | 3 | 8 | 0.18
Wind | WA/OR | March | 3 | 9 | 0.12
Wind | WA/OR | March | 3 | 10 | 0.11061
Wind | WA/OR | March | 3 | 11 | 0.15061
Wind | WA/OR | March | 3 | 12 | 0.2
Wind | WA/OR | March | 3 | 13 | 0.19061
Wind | WA/OR | March | 3 | 14 | 0.21
Wind | WA/OR | March | 3 | 15 | 0.22122
Wind | WA/OR | March | 3 | 16 | 0.24061
Wind | WA/OR | March | 3 | 17 | 0.20122
Wind | WA/OR | March | 3 | 18 | 0.22
Wind | WA/OR | March | 3 | 19 | 0.20061
Wind | WA/OR | March | 3 | 20 | 0.21061
Wind | WA/OR | March | 3 | 21 | 0.21122
Wind | WA/OR | March | 3 | 22 | 0.18
Wind | WA/OR | March | 3 | 23 | 0.2
Wind | WA/OR | March | 3 | 24 | 0.2
Wind | WA/OR | April | 4 | 1 | 0.20303
Wind | WA/OR | April | 4 | 2 | 0.15
Wind | WA/OR | April | 4 | 3 | 0.10303
Wind | WA/OR | April | 4 | 4 | 0.090001
Wind | WA/OR | April | 4 | 5 | 0.086062
Wind | WA/OR | April | 4 | 6 | 0.083032
Wind | WA/OR | April | 4 | 7 | 0.1
Wind | WA/OR | April | 4 | 8 | 0.060001
Wind | WA/OR | April | 4 | 9 | 0.040001
Wind | WA/OR | April | 4 | 10 | 0.033032
Wind | WA/OR | April | 4 | 11 | 0.043032
Wind | WA/OR | April | 4 | 12 | 0.050001
Wind | WA/OR | April | 4 | 13 | 0.050001
Wind | WA/OR | April | 4 | 14 | 0.093032
Wind | WA/OR | April | 4 | 15 | 0.080001
Wind | WA/OR | April | 4 | 16 | 0.16303
Wind | WA/OR | April | 4 | 17 | 0.2
Wind | WA/OR | April | 4 | 18 | 0.22
Wind | WA/OR | April | 4 | 19 | 0.26303
Wind | WA/OR | April | 4 | 20 | 0.29303
Wind | WA/OR | April | 4 | 21 | 0.22
Wind | WA/OR | April | 4 | 22 | 0.22
Wind | WA/OR | April | 4 | 23 | 0.2
Wind | WA/OR | April | 4 | 24 | 0.2
Wind | WA/OR | May | 5 | 1 | 0.21
Wind | WA/OR | May | 5 | 2 | 0.14
Wind | WA/OR | May | 5 | 3 | 0.090001
Wind | WA/OR | May | 5 | 4 | 0.070612
Wind | WA/OR | May | 5 | 5 | 0.070612
Wind | WA/OR | May | 5 | 6 | 0.090001
Wind | WA/OR | May | 5 | 7 | 0.050001
Wind | WA/OR | May | 5 | 8 | 0.020001
Wind | WA/OR | May | 5 | 9 | 0.020612
Wind | WA/OR | May | 5 | 10 | 0.030001
Wind | WA/OR | May | 5 | 11 | 0.030612
Wind | WA/OR | May | 5 | 12 | 0.040001
Wind | WA/OR | May | 5 | 13 | 0.050001
Wind | WA/OR | May | 5 | 14 | 0.070001
Wind | WA/OR | May | 5 | 15 | 0.090001
Wind | WA/OR | May | 5 | 16 | 0.12061
Wind | WA/OR | May | 5 | 17 | 0.17
Wind | WA/OR | May | 5 | 18 | 0.19
Wind | WA/OR | May | 5 | 19 | 0.22
Wind | WA/OR | May | 5 | 20 | 0.31061
Wind | WA/OR | May | 5 | 21 | 0.37061
Wind | WA/OR | May | 5 | 22 | 0.37
Wind | WA/OR | May | 5 | 23 | 0.30061
Wind | WA/OR | May | 5 | 24 | 0.23061
Wind | WA/OR | June | 6 | 1 | 0.20548
Wind | WA/OR | June | 6 | 2 | 0.13
Wind | WA/OR | June | 6 | 3 | 0.060001
Wind | WA/OR | June | 6 | 4 | 0.045476
Wind | WA/OR | June | 6 | 5 | 0.030001
Wind | WA/OR | June | 6 | 6 | 0.030001
Wind | WA/OR | June | 6 | 7 | 0.010001
Wind | WA/OR | June | 6 | 8 | 0.010001
Wind | WA/OR | June | 6 | 9 | 0.010001
Wind | WA/OR | June | 6 | 10 | 0.010001
Wind | WA/OR | June | 6 | 11 | 0.010001
Wind | WA/OR | June | 6 | 12 | 0.010001
Wind | WA/OR | June | 6 | 13 | 0.020001
Wind | WA/OR | June | 6 | 14 | 0.030001
Wind | WA/OR | June | 6 | 15 | 0.040001
Wind | WA/OR | June | 6 | 16 | 0.060001
Wind | WA/OR | June | 6 | 17 | 0.060001
Wind | WA/OR | June | 6 | 18 | 0.10548
Wind | WA/OR | June | 6 | 19 | 0.16548
Wind | WA/OR | June | 6 | 20 | 0.26643
Wind | WA/OR | June | 6 | 21 | 0.36
Wind | WA/OR | June | 6 | 22 | 0.27548
Wind | WA/OR | June | 6 | 23 | 0.23095
Wind | WA/OR | June | 6 | 24 | 0.22548
Wind | WA/OR | July | 7 | 1 | 0.13776
Wind | WA/OR | July | 7 | 2 | 0.077761
Wind | WA/OR | July | 7 | 3 | 0.040001
Wind | WA/OR | July | 7 | 4 | 0.040001
Wind | WA/OR | July | 7 | 5 | 0.020001
Wind | WA/OR | July | 7 | 6 | 0.020001
Wind | WA/OR | July | 7 | 7 | 0.010001
Wind | WA/OR | July | 7 | 8 | 1e-06
Wind | WA/OR | July | 7 | 9 | 1e-06
Wind | WA/OR | July | 7 | 10 | 1e-06
Wind | WA/OR | July | 7 | 11 | 0.010001
Wind | WA/OR | July | 7 | 12 | 0.010001
Wind | WA/OR | July | 7 | 13 | 0.020001
Wind | WA/OR | July | 7 | 14 | 0.020001
Wind | WA/OR | July | 7 | 15 | 0.030001
Wind | WA/OR | July | 7 | 16 | 0.040001
Wind | WA/OR | July | 7 | 17 | 0.060001
Wind | WA/OR | July | 7 | 18 | 0.1
Wind | WA/OR | July | 7 | 19 | 0.16
Wind | WA/OR | July | 7 | 20 | 0.31
Wind | WA/OR | July | 7 | 21 | 0.31776
Wind | WA/OR | July | 7 | 22 | 0.3
Wind | WA/OR | July | 7 | 23 | 0.22776
Wind | WA/OR | July | 7 | 24 | 0.19776
Wind | WA/OR | August | 8 | 1 | 0.090001
Wind | WA/OR | August | 8 | 2 | 0.060001
Wind | WA/OR | August | 8 | 3 | 0.040001
Wind | WA/OR | August | 8 | 4 | 0.027761
Wind | WA/OR | August | 8 | 5 | 0.030001
Wind | WA/OR | August | 8 | 6 | 0.020001
Wind | WA/OR | August | 8 | 7 | 0.010001
Wind | WA/OR | August | 8 | 8 | 0.0077612
Wind | WA/OR | August | 8 | 9 | 1e-06
Wind | WA/OR | August | 8 | 10 | 1e-06
Wind | WA/OR | August | 8 | 11 | 0.010001
Wind | WA/OR | August | 8 | 12 | 0.020001
Wind | WA/OR | August | 8 | 13 | 0.020001
Wind | WA/OR | August | 8 | 14 | 0.020001
Wind | WA/OR | August | 8 | 15 | 0.030001
Wind | WA/OR | August | 8 | 16 | 0.040001
Wind | WA/OR | August | 8 | 17 | 0.050001
Wind | WA/OR | August | 8 | 18 | 0.060001
Wind | WA/OR | August | 8 | 19 | 0.090001
Wind | WA/OR | August | 8 | 20 | 0.16
Wind | WA/OR | August | 8 | 21 | 0.16
Wind | WA/OR | August | 8 | 22 | 0.1
Wind | WA/OR | August | 8 | 23 | 0.11
Wind | WA/OR | August | 8 | 24 | 0.11
Wind | WA/OR | September | 9 | 1 | 0.095476
Wind | WA/OR | September | 9 | 2 | 0.065476
Wind | WA/OR | September | 9 | 3 | 0.025476
Wind | WA/OR | September | 9 | 4 | 0.040952
Wind | WA/OR | September | 9 | 5 | 0.030001
Wind | WA/OR | September | 9 | 6 | 0.030001
Wind | WA/OR | September | 9 | 7 | 0.030001
Wind | WA/OR | September | 9 | 8 | 0.030001
Wind | WA/OR | September | 9 | 9 | 0.020001
Wind | WA/OR | September | 9 | 10 | 0.010001
Wind | WA/OR | September | 9 | 11 | 0.010001
Wind | WA/OR | September | 9 | 12 | 0.015476
Wind | WA/OR | September | 9 | 13 | 0.020001
Wind | WA/OR | September | 9 | 14 | 0.020001
Wind | WA/OR | September | 9 | 15 | 0.020001
Wind | WA/OR | September | 9 | 16 | 0.040001
Wind | WA/OR | September | 9 | 17 | 0.055476
Wind | WA/OR | September | 9 | 18 | 0.080952
Wind | WA/OR | September | 9 | 19 | 0.11643
Wind | WA/OR | September | 9 | 20 | 0.12548
Wind | WA/OR | September | 9 | 21 | 0.11
Wind | WA/OR | September | 9 | 22 | 0.050001
Wind | WA/OR | September | 9 | 23 | 0.060001
Wind | WA/OR | September | 9 | 24 | 0.090001
Wind | WA/OR | October | 10 | 1 | 0.1
Wind | WA/OR | October | 10 | 2 | 0.070001
Wind | WA/OR | October | 10 | 3 | 0.040001
Wind | WA/OR | October | 10 | 4 | 0.050001
Wind | WA/OR | October | 10 | 5 | 0.050001
Wind | WA/OR | October | 10 | 6 | 0.050001
Wind | WA/OR | October | 10 | 7 | 0.070001
Wind | WA/OR | October | 10 | 8 | 0.050001
Wind | WA/OR | October | 10 | 9 | 0.050001
Wind | WA/OR | October | 10 | 10 | 0.030001
Wind | WA/OR | October | 10 | 11 | 0.030001
Wind | WA/OR | October | 10 | 12 | 0.027761
Wind | WA/OR | October | 10 | 13 | 0.020001
Wind | WA/OR | October | 10 | 14 | 0.020001
Wind | WA/OR | October | 10 | 15 | 0.020001
Wind | WA/OR | October | 10 | 16 | 0.020001
Wind | WA/OR | October | 10 | 17 | 0.030001
Wind | WA/OR | October | 10 | 18 | 0.070001
Wind | WA/OR | October | 10 | 19 | 0.067761
Wind | WA/OR | October | 10 | 20 | 0.070001
Wind | WA/OR | October | 10 | 21 | 0.070001
Wind | WA/OR | October | 10 | 22 | 0.050001
Wind | WA/OR | October | 10 | 23 | 0.077761
Wind | WA/OR | October | 10 | 24 | 0.11
Wind | WA/OR | November | 11 | 1 | 0.21
Wind | WA/OR | November | 11 | 2 | 0.16
Wind | WA/OR | November | 11 | 3 | 0.17
Wind | WA/OR | November | 11 | 4 | 0.17
Wind | WA/OR | November | 11 | 5 | 0.15303
Wind | WA/OR | November | 11 | 6 | 0.18
Wind | WA/OR | November | 11 | 7 | 0.18
Wind | WA/OR | November | 11 | 8 | 0.18303
Wind | WA/OR | November | 11 | 9 | 0.18303
Wind | WA/OR | November | 11 | 10 | 0.12606
Wind | WA/OR | November | 11 | 11 | 0.083032
Wind | WA/OR | November | 11 | 12 | 0.090001
Wind | WA/OR | November | 11 | 13 | 0.083032
Wind | WA/OR | November | 11 | 14 | 0.089093
Wind | WA/OR | November | 11 | 15 | 0.11
Wind | WA/OR | November | 11 | 16 | 0.090001
Wind | WA/OR | November | 11 | 17 | 0.093032
Wind | WA/OR | November | 11 | 18 | 0.10303
Wind | WA/OR | November | 11 | 19 | 0.1
Wind | WA/OR | November | 11 | 20 | 0.1
Wind | WA/OR | November | 11 | 21 | 0.11
Wind | WA/OR | November | 11 | 22 | 0.11909
Wind | WA/OR | November | 11 | 23 | 0.16
Wind | WA/OR | November | 11 | 24 | 0.22
Wind | WA/OR | December | 12 | 1 | 0.31122
Wind | WA/OR | December | 12 | 2 | 0.30061
Wind | WA/OR | December | 12 | 3 | 0.32245
Wind | WA/OR | December | 12 | 4 | 0.29061
Wind | WA/OR | December | 12 | 5 | 0.26061
Wind | WA/OR | December | 12 | 6 | 0.27
Wind | WA/OR | December | 12 | 7 | 0.26061
Wind | WA/OR | December | 12 | 8 | 0.26
Wind | WA/OR | December | 12 | 9 | 0.25061
Wind | WA/OR | December | 12 | 10 | 0.26
Wind | WA/OR | December | 12 | 11 | 0.26
Wind | WA/OR | December | 12 | 12 | 0.22
Wind | WA/OR | December | 12 | 13 | 0.17061
Wind | WA/OR | December | 12 | 14 | 0.14
Wind | WA/OR | December | 12 | 15 | 0.15
Wind | WA/OR | December | 12 | 16 | 0.13245
Wind | WA/OR | December | 12 | 17 | 0.17
Wind | WA/OR | December | 12 | 18 | 0.19
Wind | WA/OR | December | 12 | 19 | 0.15061
Wind | WA/OR | December | 12 | 20 | 0.16
Wind | WA/OR | December | 12 | 21 | 0.17184
Wind | WA/OR | December | 12 | 22 | 0.16061
Wind | WA/OR | December | 12 | 23 | 0.22
Wind | WA/OR | December | 12 | 24 | 0.26

## DR Hourly QC
|  |  | NQC | [11 empty] | January | January | January | January | January | January | January | January | January | January | January | January | January | January | January | January | January | January | January | January | January | January | January | January | February | February | February | February | February | February | February | February | February | February | February | February | February | February | February | February | February | February | February | February | February | February | February | February | March | March | March | March | March | March | March | March | March | March | March | March | March | March | March | March | March | March | March | March | March | March | March | March | April | April | April | April | April | April | April | April | April | April | April | April | April | April | April | April | April | April | April | April | April | April | April | April | May | May | May | May | May | May | May | May | May | May | May | May | May | May | May | May | May | May | May | May | May | May | May | May | June | June | June | June | June | June | June | June | June | June | June | June | June | June | June | June | June | June | June | June | June | June | June | June | July | July | July | July | July | July | July | July | July | July | July | July | July | July | July | July | July | July | July | July | July | July | July | July | August | August | August | August | August | August | August | August | August | August | August | August | August | August | August | August | August | August | August | August | August | August | August | August | September | September | September | September | September | September | September | September | September | September | September | September | September | September | September | September | September | September | September | September | September | September | September | September | October | October | October | October | October | October | October | October | October | October | October | October | October | October | October | October | October | October | October | October | October | October | October | October | November | November | November | November | November | November | November | November | November | November | November | November | November | November | November | November | November | November | November | November | November | November | November | November | December | December | December | December | December | December | December | December | December | December | December | December | December | December | December | December | December | December | December | December | December | December | December | December
Resource ID | DRP | TAC | JAN | FEB | MAR | APR | MAY | JUN | JUL | AUG | SEP | OCT | NOV | DEC | 1 | 2 | 3 | 4 | 5 | 6 | 7 | 8 | 9 | 10 | 11 | 12 | 13 | 14 | 15 | 16 | 17 | 18 | 19 | 20 | 21 | 22 | 23 | 24 | 1 | 2 | 3 | 4 | 5 | 6 | 7 | 8 | 9 | 10 | 11 | 12 | 13 | 14 | 15 | 16 | 17 | 18 | 19 | 20 | 21 | 22 | 23 | 24 | 1 | 2 | 3 | 4 | 5 | 6 | 7 | 8 | 9 | 10 | 11 | 12 | 13 | 14 | 15 | 16 | 17 | 18 | 19 | 20 | 21 | 22 | 23 | 24 | 1 | 2 | 3 | 4 | 5 | 6 | 7 | 8 | 9 | 10 | 11 | 12 | 13 | 14 | 15 | 16 | 17 | 18 | 19 | 20 | 21 | 22 | 23 | 24 | 1 | 2 | 3 | 4 | 5 | 6 | 7 | 8 | 9 | 10 | 11 | 12 | 13 | 14 | 15 | 16 | 17 | 18 | 19 | 20 | 21 | 22 | 23 | 24 | 1 | 2 | 3 | 4 | 5 | 6 | 7 | 8 | 9 | 10 | 11 | 12 | 13 | 14 | 15 | 16 | 17 | 18 | 19 | 20 | 21 | 22 | 23 | 24 | 1 | 2 | 3 | 4 | 5 | 6 | 7 | 8 | 9 | 10 | 11 | 12 | 13 | 14 | 15 | 16 | 17 | 18 | 19 | 20 | 21 | 22 | 23 | 24 | 1 | 2 | 3 | 4 | 5 | 6 | 7 | 8 | 9 | 10 | 11 | 12 | 13 | 14 | 15 | 16 | 17 | 18 | 19 | 20 | 21 | 22 | 23 | 24 | 1 | 2 | 3 | 4 | 5 | 6 | 7 | 8 | 9 | 10 | 11 | 12 | 13 | 14 | 15 | 16 | 17 | 18 | 19 | 20 | 21 | 22 | 23 | 24 | 1 | 2 | 3 | 4 | 5 | 6 | 7 | 8 | 9 | 10 | 11 | 12 | 13 | 14 | 15 | 16 | 17 | 18 | 19 | 20 | 21 | 22 | 23 | 24 | 1 | 2 | 3 | 4 | 5 | 6 | 7 | 8 | 9 | 10 | 11 | 12 | 13 | 14 | 15 | 16 | 17 | 18 | 19 | 20 | 21 | 22 | 23 | 24 | 1 | 2 | 3 | 4 | 5 | 6 | 7 | 8 | 9 | 10 | 11 | 12 | 13 | 14 | 15 | 16 | 17 | 18 | 19 | 20 | 21 | 22 | 23 | 24
PGCC_1_PDRP02 | OhmConnect | PGE | 0.5 | 0 | 0 | 0 | 0 | 0 | 0 | 0 | 0 | 0 | 0 | 0 | January 1: 0; January 2: 0; January 3: 0; January 4: 0; January 5: 0; January 6: 0; January 7: 0; January 8: 0; January 9: 0; January 10: 0; January 11: 0; January 12: 0; January 13: 0; January 14: 0; January 15: 0; January 16: 0; January 17: 0.57; January 18: 0.55; January 19: 0.51; January 20: 0.49; January 21: 0.37; January 22: 0; January 23: 0; January 24: 0
PGCC_1_PDRP17 | Leapfrog | PGE | 0.3 | 0 | 0 | 0 | 0 | 0 | 0 | 0 | 0 | 0 | 0 | 0 | January 1: 0; January 2: 0; January 3: 0; January 4: 0; January 5: 0; January 6: 0; January 7: 0; January 8: 0; January 9: 0; January 10: 0; January 11: 0; January 12: 0; January 13: 0; January 14: 0; January 15: 0; January 16: 0; January 17: 0.38; January 18: 0.39; January 19: 0.23; January 20: 0.25; January 21: 0.25; January 22: 0; January 23: 0; January 24: 0
PGCC_1_PDRP22 | Leapfrog | PGE | 0.11 | 0 | 0 | 0 | 0 | 0 | 0 | 0 | 0 | 0 | 0 | 0 | January 1: 0; January 2: 0; January 3: 0; January 4: 0; January 5: 0; January 6: 0; January 7: 0; January 8: 0; January 9: 0; January 10: 0; January 11: 0; January 12: 0; January 13: 0; January 14: 0; January 15: 0; January 16: 0; January 17: 0.14; January 18: 0.14; January 19: 0.08; January 20: 0.09; January 21: 0.09; January 22: 0; January 23: 0; January 24: 0
PGCC_1_PDRP24 | Voltus | PGE | 0.95 | 0 | 0 | 0 | 0 | 0 | 0 | 0 | 0 | 0 | 0 | 0 | January 1: 0; January 2: 0; January 3: 0; January 4: 0; January 5: 0; January 6: 0; January 7: 0; January 8: 0; January 9: 0; January 10: 0; January 11: 0; January 12: 0; January 13: 0; January 14: 0; January 15: 0; January 16: 0; January 17: 1.12; January 18: 1.07; January 19: 0.9; January 20: 0.87; January 21: 0.8; January 22: 0; January 23: 0; January 24: 0
PGCC_1_PDRP34 | Leapfrog | PGE | 0.37 | 0 | 0 | 0 | 0 | 0 | 0 | 0 | 0 | 0 | 0 | 0 | January 1: 0; January 2: 0; January 3: 0; January 4: 0; January 5: 0; January 6: 0; January 7: 0; January 8: 0; January 9: 0; January 10: 0; January 11: 0; January 12: 0; January 13: 0; January 14: 0; January 15: 0; January 16: 0; January 17: 0.46; January 18: 0.48; January 19: 0.28; January 20: 0.31; January 21: 0.31; January 22: 0; January 23: 0; January 24: 0
PGEB_2_PDRP08 | OhmConnect | PGE | 0.5 | 0 | 0 | 0 | 0 | 0 | 0 | 0 | 0 | 0 | 0 | 0 | January 1: 0; January 2: 0; January 3: 0; January 4: 0; January 5: 0; January 6: 0; January 7: 0; January 8: 0; January 9: 0; January 10: 0; January 11: 0; January 12: 0; January 13: 0; January 14: 0; January 15: 0; January 16: 0; January 17: 0.57; January 18: 0.55; January 19: 0.51; January 20: 0.49; January 21: 0.37; January 22: 0; January 23: 0; January 24: 0
PGEB_2_PDRP09 | OhmConnect | PGE | 0.12 | 0 | 0 | 0 | 0 | 0 | 0 | 0 | 0 | 0 | 0 | 0 | January 1: 0; January 2: 0; January 3: 0; January 4: 0; January 5: 0; January 6: 0; January 7: 0; January 8: 0; January 9: 0; January 10: 0; January 11: 0; January 12: 0; January 13: 0; January 14: 0; January 15: 0; January 16: 0; January 17: 0.14; January 18: 0.13; January 19: 0.12; January 20: 0.12; January 21: 0.09; January 22: 0; January 23: 0; January 24: 0
PGEB_2_PDRP10 | OhmConnect | PGE | 0.12 | 0 | 0 | 0 | 0 | 0 | 0 | 0 | 0 | 0 | 0 | 0 | January 1: 0; January 2: 0; January 3: 0; January 4: 0; January 5: 0; January 6: 0; January 7: 0; January 8: 0; January 9: 0; January 10: 0; January 11: 0; January 12: 0; January 13: 0; January 14: 0; January 15: 0; January 16: 0; January 17: 0.14; January 18: 0.13; January 19: 0.12; January 20: 0.12; January 21: 0.09; January 22: 0; January 23: 0; January 24: 0
PGEB_2_PDRP107 | Voltus | PGE | 0.17 | 0 | 0 | 0 | 0 | 0 | 0 | 0 | 0 | 0 | 0 | 0 | January 1: 0; January 2: 0; January 3: 0; January 4: 0; January 5: 0; January 6: 0; January 7: 0; January 8: 0; January 9: 0; January 10: 0; January 11: 0; January 12: 0; January 13: 0; January 14: 0; January 15: 0; January 16: 0; January 17: 0.2; January 18: 0.19; January 19: 0.16; January 20: 0.16; January 21: 0.14; January 22: 0; January 23: 0; January 24: 0
PGEB_2_PDRP111 | Voltus | PGE | 0.14 | 0 | 0 | 0 | 0 | 0 | 0 | 0 | 0 | 0 | 0 | 0 | January 1: 0; January 2: 0; January 3: 0; January 4: 0; January 5: 0; January 6: 0; January 7: 0; January 8: 0; January 9: 0; January 10: 0; January 11: 0; January 12: 0; January 13: 0; January 14: 0; January 15: 0; January 16: 0; January 17: 0.16; January 18: 0.16; January 19: 0.13; January 20: 0.13; January 21: 0.12; January 22: 0; January 23: 0; January 24: 0
PGEB_2_PDRP21 | OhmConnect | PGE | 0.12 | 0 | 0 | 0 | 0 | 0 | 0 | 0 | 0 | 0 | 0 | 0 | January 1: 0; January 2: 0; January 3: 0; January 4: 0; January 5: 0; January 6: 0; January 7: 0; January 8: 0; January 9: 0; January 10: 0; January 11: 0; January 12: 0; January 13: 0; January 14: 0; January 15: 0; January 16: 0; January 17: 0.14; January 18: 0.13; January 19: 0.12; January 20: 0.12; January 21: 0.09; January 22: 0; January 23: 0; January 24: 0
PGEB_2_PDRP22 | OhmConnect | PGE | 0.12 | 0 | 0 | 0 | 0 | 0 | 0 | 0 | 0 | 0 | 0 | 0 | January 1: 0; January 2: 0; January 3: 0; January 4: 0; January 5: 0; January 6: 0; January 7: 0; January 8: 0; January 9: 0; January 10: 0; January 11: 0; January 12: 0; January 13: 0; January 14: 0; January 15: 0; January 16: 0; January 17: 0.14; January 18: 0.13; January 19: 0.12; January 20: 0.12; January 21: 0.09; January 22: 0; January 23: 0; January 24: 0
PGEB_2_PDRP23 | OhmConnect | PGE | 0.12 | 0 | 0 | 0 | 0 | 0 | 0 | 0 | 0 | 0 | 0 | 0 | January 1: 0; January 2: 0; January 3: 0; January 4: 0; January 5: 0; January 6: 0; January 7: 0; January 8: 0; January 9: 0; January 10: 0; January 11: 0; January 12: 0; January 13: 0; January 14: 0; January 15: 0; January 16: 0; January 17: 0.14; January 18: 0.13; January 19: 0.12; January 20: 0.12; January 21: 0.09; January 22: 0; January 23: 0; January 24: 0
PGEB_2_PDRP24 | OhmConnect | PGE | 0.12 | 0 | 0 | 0 | 0 | 0 | 0 | 0 | 0 | 0 | 0 | 0 | January 1: 0; January 2: 0; January 3: 0; January 4: 0; January 5: 0; January 6: 0; January 7: 0; January 8: 0; January 9: 0; January 10: 0; January 11: 0; January 12: 0; January 13: 0; January 14: 0; January 15: 0; January 16: 0; January 17: 0.14; January 18: 0.13; January 19: 0.12; January 20: 0.12; January 21: 0.09; January 22: 0; January 23: 0; January 24: 0
PGEB_2_PDRP57 | OhmConnect | PGE | 1.1 | 0 | 0 | 0 | 0 | 0 | 0 | 0 | 0 | 0 | 0 | 0 | January 1: 0; January 2: 0; January 3: 0; January 4: 0; January 5: 0; January 6: 0; January 7: 0; January 8: 0; January 9: 0; January 10: 0; January 11: 0; January 12: 0; January 13: 0; January 14: 0; January 15: 0; January 16: 0; January 17: 1.26; January 18: 1.21; January 19: 1.13; January 20: 1.08; January 21: 0.82; January 22: 0; January 23: 0; January 24: 0
PGEB_2_PDRP70 | Leapfrog | PGE | 0.99 | 0 | 0 | 0 | 0 | 0 | 0 | 0 | 0 | 0 | 0 | 0 | January 1: 0; January 2: 0; January 3: 0; January 4: 0; January 5: 0; January 6: 0; January 7: 0; January 8: 0; January 9: 0; January 10: 0; January 11: 0; January 12: 0; January 13: 0; January 14: 0; January 15: 0; January 16: 0; January 17: 1.24; January 18: 1.29; January 19: 0.76; January 20: 0.83; January 21: 0.83; January 22: 0; January 23: 0; January 24: 0
PGEB_2_PDRP73 | Leapfrog | PGE | 0.16 | 0 | 0 | 0 | 0 | 0 | 0 | 0 | 0 | 0 | 0 | 0 | January 1: 0; January 2: 0; January 3: 0; January 4: 0; January 5: 0; January 6: 0; January 7: 0; January 8: 0; January 9: 0; January 10: 0; January 11: 0; January 12: 0; January 13: 0; January 14: 0; January 15: 0; January 16: 0; January 17: 0.2; January 18: 0.21; January 19: 0.12; January 20: 0.13; January 21: 0.13; January 22: 0; January 23: 0; January 24: 0
PGEB_2_PDRP76 | Leapfrog | PGE | 0.69 | 0 | 0 | 0 | 0 | 0 | 0 | 0 | 0 | 0 | 0 | 0 | January 1: 0; January 2: 0; January 3: 0; January 4: 0; January 5: 0; January 6: 0; January 7: 0; January 8: 0; January 9: 0; January 10: 0; January 11: 0; January 12: 0; January 13: 0; January 14: 0; January 15: 0; January 16: 0; January 17: 0.86; January 18: 0.9; January 19: 0.53; January 20: 0.58; January 21: 0.58; January 22: 0; January 23: 0; January 24: 0
PGEB_2_PDRP77 | Leapfrog | PGE | 0.44 | 0 | 0 | 0 | 0 | 0 | 0 | 0 | 0 | 0 | 0 | 0 | January 1: 0; January 2: 0; January 3: 0; January 4: 0; January 5: 0; January 6: 0; January 7: 0; January 8: 0; January 9: 0; January 10: 0; January 11: 0; January 12: 0; January 13: 0; January 14: 0; January 15: 0; January 16: 0; January 17: 0.55; January 18: 0.57; January 19: 0.34; January 20: 0.37; January 21: 0.37; January 22: 0; January 23: 0; January 24: 0
PGEB_2_PDRP78 | Leapfrog | PGE | 0.11 | 0 | 0 | 0 | 0 | 0 | 0 | 0 | 0 | 0 | 0 | 0 | January 1: 0; January 2: 0; January 3: 0; January 4: 0; January 5: 0; January 6: 0; January 7: 0; January 8: 0; January 9: 0; January 10: 0; January 11: 0; January 12: 0; January 13: 0; January 14: 0; January 15: 0; January 16: 0; January 17: 0.14; January 18: 0.14; January 19: 0.08; January 20: 0.09; January 21: 0.09; January 22: 0; January 23: 0; January 24: 0
PGEB_2_PDRP81 | Leapfrog | PGE | 0.13 | 0 | 0 | 0 | 0 | 0 | 0 | 0 | 0 | 0 | 0 | 0 | January 1: 0; January 2: 0; January 3: 0; January 4: 0; January 5: 0; January 6: 0; January 7: 0; January 8: 0; January 9: 0; January 10: 0; January 11: 0; January 12: 0; January 13: 0; January 14: 0; January 15: 0; January 16: 0; January 17: 0.16; January 18: 0.17; January 19: 0.1; January 20: 0.11; January 21: 0.11; January 22: 0; January 23: 0; January 24: 0
PGEB_2_PDRP82 | Leapfrog | PGE | 0.12 | 0 | 0 | 0 | 0 | 0 | 0 | 0 | 0 | 0 | 0 | 0 | January 1: 0; January 2: 0; January 3: 0; January 4: 0; January 5: 0; January 6: 0; January 7: 0; January 8: 0; January 9: 0; January 10: 0; January 11: 0; January 12: 0; January 13: 0; January 14: 0; January 15: 0; January 16: 0; January 17: 0.15; January 18: 0.16; January 19: 0.09; January 20: 0.1; January 21: 0.1; January 22: 0; January 23: 0; January 24: 0
PGF1_2_PDRP108 | Voltus | PGE | 2.67 | 0 | 0 | 0 | 0 | 0 | 0 | 0 | 0 | 0 | 0 | 0 | January 1: 0; January 2: 0; January 3: 0; January 4: 0; January 5: 0; January 6: 0; January 7: 0; January 8: 0; January 9: 0; January 10: 0; January 11: 0; January 12: 0; January 13: 0; January 14: 0; January 15: 0; January 16: 0; January 17: 3.14; January 18: 3.01; January 19: 2.52; January 20: 2.44; January 21: 2.25; January 22: 0; January 23: 0; January 24: 0
PGF1_2_PDRP109 | Leapfrog | PGE | 0.59 | 0 | 0 | 0 | 0 | 0 | 0 | 0 | 0 | 0 | 0 | 0 | January 1: 0; January 2: 0; January 3: 0; January 4: 0; January 5: 0; January 6: 0; January 7: 0; January 8: 0; January 9: 0; January 10: 0; January 11: 0; January 12: 0; January 13: 0; January 14: 0; January 15: 0; January 16: 0; January 17: 0.74; January 18: 0.77; January 19: 0.45; January 20: 0.49; January 21: 0.5; January 22: 0; January 23: 0; January 24: 0
PGF1_2_PDRP11 | OhmConnect | PGE | 0.6 | 0 | 0 | 0 | 0 | 0 | 0 | 0 | 0 | 0 | 0 | 0 | January 1: 0; January 2: 0; January 3: 0; January 4: 0; January 5: 0; January 6: 0; January 7: 0; January 8: 0; January 9: 0; January 10: 0; January 11: 0; January 12: 0; January 13: 0; January 14: 0; January 15: 0; January 16: 0; January 17: 0.69; January 18: 0.66; January 19: 0.62; January 20: 0.59; January 21: 0.45; January 22: 0; January 23: 0; January 24: 0
PGF1_2_PDRP110 | Leapfrog | PGE | 0.12 | 0 | 0 | 0 | 0 | 0 | 0 | 0 | 0 | 0 | 0 | 0 | January 1: 0; January 2: 0; January 3: 0; January 4: 0; January 5: 0; January 6: 0; January 7: 0; January 8: 0; January 9: 0; January 10: 0; January 11: 0; January 12: 0; January 13: 0; January 14: 0; January 15: 0; January 16: 0; January 17: 0.15; January 18: 0.16; January 19: 0.09; January 20: 0.1; January 21: 0.1; January 22: 0; January 23: 0; January 24: 0
PGF1_2_PDRP111 | Voltus | PGE | 3.2 | 0 | 0 | 0 | 0 | 0 | 0 | 0 | 0 | 0 | 0 | 0 | January 1: 0; January 2: 0; January 3: 0; January 4: 0; January 5: 0; January 6: 0; January 7: 0; January 8: 0; January 9: 0; January 10: 0; January 11: 0; January 12: 0; January 13: 0; January 14: 0; January 15: 0; January 16: 0; January 17: 3.76; January 18: 3.61; January 19: 3.02; January 20: 2.92; January 21: 2.69; January 22: 0; January 23: 0; January 24: 0
PGF1_2_PDRP16 | OhmConnect | PGE | 0.12 | 0 | 0 | 0 | 0 | 0 | 0 | 0 | 0 | 0 | 0 | 0 | January 1: 0; January 2: 0; January 3: 0; January 4: 0; January 5: 0; January 6: 0; January 7: 0; January 8: 0; January 9: 0; January 10: 0; January 11: 0; January 12: 0; January 13: 0; January 14: 0; January 15: 0; January 16: 0; January 17: 0.14; January 18: 0.13; January 19: 0.12; January 20: 0.12; January 21: 0.09; January 22: 0; January 23: 0; January 24: 0
PGF1_2_PDRP17 | OhmConnect | PGE | 0.12 | 0 | 0 | 0 | 0 | 0 | 0 | 0 | 0 | 0 | 0 | 0 | January 1: 0; January 2: 0; January 3: 0; January 4: 0; January 5: 0; January 6: 0; January 7: 0; January 8: 0; January 9: 0; January 10: 0; January 11: 0; January 12: 0; January 13: 0; January 14: 0; January 15: 0; January 16: 0; January 17: 0.14; January 18: 0.13; January 19: 0.12; January 20: 0.12; January 21: 0.09; January 22: 0; January 23: 0; January 24: 0
PGF1_2_PDRP18 | OhmConnect | PGE | 0.13 | 0 | 0 | 0 | 0 | 0 | 0 | 0 | 0 | 0 | 0 | 0 | January 1: 0; January 2: 0; January 3: 0; January 4: 0; January 5: 0; January 6: 0; January 7: 0; January 8: 0; January 9: 0; January 10: 0; January 11: 0; January 12: 0; January 13: 0; January 14: 0; January 15: 0; January 16: 0; January 17: 0.15; January 18: 0.14; January 19: 0.13; January 20: 0.13; January 21: 0.1; January 22: 0; January 23: 0; January 24: 0
PGF1_2_PDRP19 | OhmConnect | PGE | 0.12 | 0 | 0 | 0 | 0 | 0 | 0 | 0 | 0 | 0 | 0 | 0 | January 1: 0; January 2: 0; January 3: 0; January 4: 0; January 5: 0; January 6: 0; January 7: 0; January 8: 0; January 9: 0; January 10: 0; January 11: 0; January 12: 0; January 13: 0; January 14: 0; January 15: 0; January 16: 0; January 17: 0.14; January 18: 0.13; January 19: 0.12; January 20: 0.12; January 21: 0.09; January 22: 0; January 23: 0; January 24: 0
PGF1_2_PDRP20 | OhmConnect | PGE | 0.13 | 0 | 0 | 0 | 0 | 0 | 0 | 0 | 0 | 0 | 0 | 0 | January 1: 0; January 2: 0; January 3: 0; January 4: 0; January 5: 0; January 6: 0; January 7: 0; January 8: 0; January 9: 0; January 10: 0; January 11: 0; January 12: 0; January 13: 0; January 14: 0; January 15: 0; January 16: 0; January 17: 0.15; January 18: 0.14; January 19: 0.13; January 20: 0.13; January 21: 0.1; January 22: 0; January 23: 0; January 24: 0
PGF1_2_PDRP21 | OhmConnect | PGE | 0.13 | 0 | 0 | 0 | 0 | 0 | 0 | 0 | 0 | 0 | 0 | 0 | January 1: 0; January 2: 0; January 3: 0; January 4: 0; January 5: 0; January 6: 0; January 7: 0; January 8: 0; January 9: 0; January 10: 0; January 11: 0; January 12: 0; January 13: 0; January 14: 0; January 15: 0; January 16: 0; January 17: 0.15; January 18: 0.14; January 19: 0.13; January 20: 0.13; January 21: 0.1; January 22: 0; January 23: 0; January 24: 0
PGF1_2_PDRP24 | OhmConnect | PGE | 0.13 | 0 | 0 | 0 | 0 | 0 | 0 | 0 | 0 | 0 | 0 | 0 | January 1: 0; January 2: 0; January 3: 0; January 4: 0; January 5: 0; January 6: 0; January 7: 0; January 8: 0; January 9: 0; January 10: 0; January 11: 0; January 12: 0; January 13: 0; January 14: 0; January 15: 0; January 16: 0; January 17: 0.15; January 18: 0.14; January 19: 0.13; January 20: 0.13; January 21: 0.1; January 22: 0; January 23: 0; January 24: 0
PGF1_2_PDRP25 | OhmConnect | PGE | 0.13 | 0 | 0 | 0 | 0 | 0 | 0 | 0 | 0 | 0 | 0 | 0 | January 1: 0; January 2: 0; January 3: 0; January 4: 0; January 5: 0; January 6: 0; January 7: 0; January 8: 0; January 9: 0; January 10: 0; January 11: 0; January 12: 0; January 13: 0; January 14: 0; January 15: 0; January 16: 0; January 17: 0.15; January 18: 0.14; January 19: 0.13; January 20: 0.13; January 21: 0.1; January 22: 0; January 23: 0; January 24: 0
PGF1_2_PDRP26 | OhmConnect | PGE | 0.13 | 0 | 0 | 0 | 0 | 0 | 0 | 0 | 0 | 0 | 0 | 0 | January 1: 0; January 2: 0; January 3: 0; January 4: 0; January 5: 0; January 6: 0; January 7: 0; January 8: 0; January 9: 0; January 10: 0; January 11: 0; January 12: 0; January 13: 0; January 14: 0; January 15: 0; January 16: 0; January 17: 0.15; January 18: 0.14; January 19: 0.13; January 20: 0.13; January 21: 0.1; January 22: 0; January 23: 0; January 24: 0
PGF1_2_PDRP27 | OhmConnect | PGE | 0.13 | 0 | 0 | 0 | 0 | 0 | 0 | 0 | 0 | 0 | 0 | 0 | January 1: 0; January 2: 0; January 3: 0; January 4: 0; January 5: 0; January 6: 0; January 7: 0; January 8: 0; January 9: 0; January 10: 0; January 11: 0; January 12: 0; January 13: 0; January 14: 0; January 15: 0; January 16: 0; January 17: 0.15; January 18: 0.14; January 19: 0.13; January 20: 0.13; January 21: 0.1; January 22: 0; January 23: 0; January 24: 0
PGF1_2_PDRP29 | OhmConnect | PGE | 0.13 | 0 | 0 | 0 | 0 | 0 | 0 | 0 | 0 | 0 | 0 | 0 | January 1: 0; January 2: 0; January 3: 0; January 4: 0; January 5: 0; January 6: 0; January 7: 0; January 8: 0; January 9: 0; January 10: 0; January 11: 0; January 12: 0; January 13: 0; January 14: 0; January 15: 0; January 16: 0; January 17: 0.15; January 18: 0.14; January 19: 0.13; January 20: 0.13; January 21: 0.1; January 22: 0; January 23: 0; January 24: 0
PGF1_2_PDRP60 | Leapfrog | PGE | 2.51 | 0 | 0 | 0 | 0 | 0 | 0 | 0 | 0 | 0 | 0 | 0 | January 1: 0; January 2: 0; January 3: 0; January 4: 0; January 5: 0; January 6: 0; January 7: 0; January 8: 0; January 9: 0; January 10: 0; January 11: 0; January 12: 0; January 13: 0; January 14: 0; January 15: 0; January 16: 0; January 17: 3.15; January 18: 3.28; January 19: 1.93; January 20: 2.09; January 21: 2.11; January 22: 0; January 23: 0; January 24: 0
PGF1_2_PDRP62 | Leapfrog | PGE | 0.14 | 0 | 0 | 0 | 0 | 0 | 0 | 0 | 0 | 0 | 0 | 0 | January 1: 0; January 2: 0; January 3: 0; January 4: 0; January 5: 0; January 6: 0; January 7: 0; January 8: 0; January 9: 0; January 10: 0; January 11: 0; January 12: 0; January 13: 0; January 14: 0; January 15: 0; January 16: 0; January 17: 0.18; January 18: 0.18; January 19: 0.11; January 20: 0.12; January 21: 0.12; January 22: 0; January 23: 0; January 24: 0
PGF1_2_PDRP64 | Leapfrog | PGE | 0.32 | 0 | 0 | 0 | 0 | 0 | 0 | 0 | 0 | 0 | 0 | 0 | January 1: 0; January 2: 0; January 3: 0; January 4: 0; January 5: 0; January 6: 0; January 7: 0; January 8: 0; January 9: 0; January 10: 0; January 11: 0; January 12: 0; January 13: 0; January 14: 0; January 15: 0; January 16: 0; January 17: 0.4; January 18: 0.42; January 19: 0.25; January 20: 0.27; January 21: 0.27; January 22: 0; January 23: 0; January 24: 0
PGF1_2_PDRP68 | Leapfrog | PGE | 0.18 | 0 | 0 | 0 | 0 | 0 | 0 | 0 | 0 | 0 | 0 | 0 | January 1: 0; January 2: 0; January 3: 0; January 4: 0; January 5: 0; January 6: 0; January 7: 0; January 8: 0; January 9: 0; January 10: 0; January 11: 0; January 12: 0; January 13: 0; January 14: 0; January 15: 0; January 16: 0; January 17: 0.23; January 18: 0.24; January 19: 0.14; January 20: 0.15; January 21: 0.15; January 22: 0; January 23: 0; January 24: 0
PGF1_2_PDRP77 | Leapfrog | PGE | 0.61 | 0 | 0 | 0 | 0 | 0 | 0 | 0 | 0 | 0 | 0 | 0 | January 1: 0; January 2: 0; January 3: 0; January 4: 0; January 5: 0; January 6: 0; January 7: 0; January 8: 0; January 9: 0; January 10: 0; January 11: 0; January 12: 0; January 13: 0; January 14: 0; January 15: 0; January 16: 0; January 17: 0.76; January 18: 0.8; January 19: 0.47; January 20: 0.51; January 21: 0.51; January 22: 0; January 23: 0; January 24: 0
PGF1_2_PDRP78 | Leapfrog | PGE | 0.21 | 0 | 0 | 0 | 0 | 0 | 0 | 0 | 0 | 0 | 0 | 0 | January 1: 0; January 2: 0; January 3: 0; January 4: 0; January 5: 0; January 6: 0; January 7: 0; January 8: 0; January 9: 0; January 10: 0; January 11: 0; January 12: 0; January 13: 0; January 14: 0; January 15: 0; January 16: 0; January 17: 0.26; January 18: 0.27; January 19: 0.16; January 20: 0.18; January 21: 0.18; January 22: 0; January 23: 0; January 24: 0
PGF1_2_PDRP81 | Leapfrog | PGE | 0.2 | 0 | 0 | 0 | 0 | 0 | 0 | 0 | 0 | 0 | 0 | 0 | January 1: 0; January 2: 0; January 3: 0; January 4: 0; January 5: 0; January 6: 0; January 7: 0; January 8: 0; January 9: 0; January 10: 0; January 11: 0; January 12: 0; January 13: 0; January 14: 0; January 15: 0; January 16: 0; January 17: 0.25; January 18: 0.26; January 19: 0.15; January 20: 0.17; January 21: 0.17; January 22: 0; January 23: 0; January 24: 0
PGF1_2_PDRP83 | Leapfrog | PGE | 0.58 | 0 | 0 | 0 | 0 | 0 | 0 | 0 | 0 | 0 | 0 | 0 | January 1: 0; January 2: 0; January 3: 0; January 4: 0; January 5: 0; January 6: 0; January 7: 0; January 8: 0; January 9: 0; January 10: 0; January 11: 0; January 12: 0; January 13: 0; January 14: 0; January 15: 0; January 16: 0; January 17: 0.73; January 18: 0.76; January 19: 0.45; January 20: 0.48; January 21: 0.49; January 22: 0; January 23: 0; January 24: 0
PGF1_2_PDRP84 | Leapfrog | PGE | 0.99 | 0 | 0 | 0 | 0 | 0 | 0 | 0 | 0 | 0 | 0 | 0 | January 1: 0; January 2: 0; January 3: 0; January 4: 0; January 5: 0; January 6: 0; January 7: 0; January 8: 0; January 9: 0; January 10: 0; January 11: 0; January 12: 0; January 13: 0; January 14: 0; January 15: 0; January 16: 0; January 17: 1.24; January 18: 1.29; January 19: 0.76; January 20: 0.83; January 21: 0.83; January 22: 0; January 23: 0; January 24: 0
PGF1_2_PDRP92 | Voltus | PGE | 2.34 | 0 | 0 | 0 | 0 | 0 | 0 | 0 | 0 | 0 | 0 | 0 | January 1: 0; January 2: 0; January 3: 0; January 4: 0; January 5: 0; January 6: 0; January 7: 0; January 8: 0; January 9: 0; January 10: 0; January 11: 0; January 12: 0; January 13: 0; January 14: 0; January 15: 0; January 16: 0; January 17: 2.75; January 18: 2.64; January 19: 2.21; January 20: 2.14; January 21: 1.97; January 22: 0; January 23: 0; January 24: 0
PGFG_1_PDRP21 | Leapfrog | PGE | 0.17 | 0 | 0 | 0 | 0 | 0 | 0 | 0 | 0 | 0 | 0 | 0 | January 1: 0; January 2: 0; January 3: 0; January 4: 0; January 5: 0; January 6: 0; January 7: 0; January 8: 0; January 9: 0; January 10: 0; January 11: 0; January 12: 0; January 13: 0; January 14: 0; January 15: 0; January 16: 0; January 17: 0.21; January 18: 0.22; January 19: 0.13; January 20: 0.14; January 21: 0.14; January 22: 0; January 23: 0; January 24: 0
PGFG_1_PDRP35 | OhmConnect | PGE | 0.43 | 0 | 0 | 0 | 0 | 0 | 0 | 0 | 0 | 0 | 0 | 0 | January 1: 0; January 2: 0; January 3: 0; January 4: 0; January 5: 0; January 6: 0; January 7: 0; January 8: 0; January 9: 0; January 10: 0; January 11: 0; January 12: 0; January 13: 0; January 14: 0; January 15: 0; January 16: 0; January 17: 0.49; January 18: 0.47; January 19: 0.44; January 20: 0.42; January 21: 0.32; January 22: 0; January 23: 0; January 24: 0
PGFG_1_PDRP37 | Voltus | PGE | 0.11 | 0 | 0 | 0 | 0 | 0 | 0 | 0 | 0 | 0 | 0 | 0 | January 1: 0; January 2: 0; January 3: 0; January 4: 0; January 5: 0; January 6: 0; January 7: 0; January 8: 0; January 9: 0; January 10: 0; January 11: 0; January 12: 0; January 13: 0; January 14: 0; January 15: 0; January 16: 0; January 17: 0.13; January 18: 0.12; January 19: 0.1; January 20: 0.1; January 21: 0.09; January 22: 0; January 23: 0; January 24: 0
PGHB_6_PDRP02 | OhmConnect | PGE | 0.13 | 0 | 0 | 0 | 0 | 0 | 0 | 0 | 0 | 0 | 0 | 0 | January 1: 0; January 2: 0; January 3: 0; January 4: 0; January 5: 0; January 6: 0; January 7: 0; January 8: 0; January 9: 0; January 10: 0; January 11: 0; January 12: 0; January 13: 0; January 14: 0; January 15: 0; January 16: 0; January 17: 0.15; January 18: 0.14; January 19: 0.13; January 20: 0.13; January 21: 0.1; January 22: 0; January 23: 0; January 24: 0
PGKN_2_PDRP02 | OhmConnect | PGE | 0.13 | 0 | 0 | 0 | 0 | 0 | 0 | 0 | 0 | 0 | 0 | 0 | January 1: 0; January 2: 0; January 3: 0; January 4: 0; January 5: 0; January 6: 0; January 7: 0; January 8: 0; January 9: 0; January 10: 0; January 11: 0; January 12: 0; January 13: 0; January 14: 0; January 15: 0; January 16: 0; January 17: 0.15; January 18: 0.14; January 19: 0.13; January 20: 0.13; January 21: 0.1; January 22: 0; January 23: 0; January 24: 0
PGKN_2_PDRP07 | OhmConnect | PGE | 0.13 | 0 | 0 | 0 | 0 | 0 | 0 | 0 | 0 | 0 | 0 | 0 | January 1: 0; January 2: 0; January 3: 0; January 4: 0; January 5: 0; January 6: 0; January 7: 0; January 8: 0; January 9: 0; January 10: 0; January 11: 0; January 12: 0; January 13: 0; January 14: 0; January 15: 0; January 16: 0; January 17: 0.15; January 18: 0.14; January 19: 0.13; January 20: 0.13; January 21: 0.1; January 22: 0; January 23: 0; January 24: 0
PGKN_2_PDRP32 | Voltus | PGE | 1.17 | 0 | 0 | 0 | 0 | 0 | 0 | 0 | 0 | 0 | 0 | 0 | January 1: 0; January 2: 0; January 3: 0; January 4: 0; January 5: 0; January 6: 0; January 7: 0; January 8: 0; January 9: 0; January 10: 0; January 11: 0; January 12: 0; January 13: 0; January 14: 0; January 15: 0; January 16: 0; January 17: 1.37; January 18: 1.32; January 19: 1.1; January 20: 1.07; January 21: 0.98; January 22: 0; January 23: 0; January 24: 0
PGKN_2_PDRP40 | Leapfrog | PGE | 0.17 | 0 | 0 | 0 | 0 | 0 | 0 | 0 | 0 | 0 | 0 | 0 | January 1: 0; January 2: 0; January 3: 0; January 4: 0; January 5: 0; January 6: 0; January 7: 0; January 8: 0; January 9: 0; January 10: 0; January 11: 0; January 12: 0; January 13: 0; January 14: 0; January 15: 0; January 16: 0; January 17: 0.21; January 18: 0.22; January 19: 0.13; January 20: 0.14; January 21: 0.14; January 22: 0; January 23: 0; January 24: 0
PGKN_2_PDRP48 | OhmConnect | PGE | 1.5 | 0 | 0 | 0 | 0 | 0 | 0 | 0 | 0 | 0 | 0 | 0 | January 1: 0; January 2: 0; January 3: 0; January 4: 0; January 5: 0; January 6: 0; January 7: 0; January 8: 0; January 9: 0; January 10: 0; January 11: 0; January 12: 0; January 13: 0; January 14: 0; January 15: 0; January 16: 0; January 17: 1.72; January 18: 1.65; January 19: 1.54; January 20: 1.48; January 21: 1.12; January 22: 0; January 23: 0; January 24: 0
PGNB_2_PDRP19 | Leapfrog | PGE | 0.11 | 0 | 0 | 0 | 0 | 0 | 0 | 0 | 0 | 0 | 0 | 0 | January 1: 0; January 2: 0; January 3: 0; January 4: 0; January 5: 0; January 6: 0; January 7: 0; January 8: 0; January 9: 0; January 10: 0; January 11: 0; January 12: 0; January 13: 0; January 14: 0; January 15: 0; January 16: 0; January 17: 0.14; January 18: 0.14; January 19: 0.08; January 20: 0.09; January 21: 0.09; January 22: 0; January 23: 0; January 24: 0
PGNB_2_PDRP20 | Leapfrog | PGE | 0.1 | 0 | 0 | 0 | 0 | 0 | 0 | 0 | 0 | 0 | 0 | 0 | January 1: 0; January 2: 0; January 3: 0; January 4: 0; January 5: 0; January 6: 0; January 7: 0; January 8: 0; January 9: 0; January 10: 0; January 11: 0; January 12: 0; January 13: 0; January 14: 0; January 15: 0; January 16: 0; January 17: 0.13; January 18: 0.13; January 19: 0.08; January 20: 0.08; January 21: 0.08; January 22: 0; January 23: 0; January 24: 0
PGNB_2_PDRP43 | Voltus | PGE | 0.61 | 0 | 0 | 0 | 0 | 0 | 0 | 0 | 0 | 0 | 0 | 0 | January 1: 0; January 2: 0; January 3: 0; January 4: 0; January 5: 0; January 6: 0; January 7: 0; January 8: 0; January 9: 0; January 10: 0; January 11: 0; January 12: 0; January 13: 0; January 14: 0; January 15: 0; January 16: 0; January 17: 0.72; January 18: 0.69; January 19: 0.58; January 20: 0.56; January 21: 0.51; January 22: 0; January 23: 0; January 24: 0
PGNC_1_PDRP01 | OhmConnect | PGE | 0.12 | 0 | 0 | 0 | 0 | 0 | 0 | 0 | 0 | 0 | 0 | 0 | January 1: 0; January 2: 0; January 3: 0; January 4: 0; January 5: 0; January 6: 0; January 7: 0; January 8: 0; January 9: 0; January 10: 0; January 11: 0; January 12: 0; January 13: 0; January 14: 0; January 15: 0; January 16: 0; January 17: 0.14; January 18: 0.13; January 19: 0.12; January 20: 0.12; January 21: 0.09; January 22: 0; January 23: 0; January 24: 0
PGNC_1_PDRP19 | Leapfrog | PGE | 0.24 | 0 | 0 | 0 | 0 | 0 | 0 | 0 | 0 | 0 | 0 | 0 | January 1: 0; January 2: 0; January 3: 0; January 4: 0; January 5: 0; January 6: 0; January 7: 0; January 8: 0; January 9: 0; January 10: 0; January 11: 0; January 12: 0; January 13: 0; January 14: 0; January 15: 0; January 16: 0; January 17: 0.3; January 18: 0.31; January 19: 0.18; January 20: 0.2; January 21: 0.2; January 22: 0; January 23: 0; January 24: 0
PGNC_1_PDRP26 | Leapfrog | PGE | 0.28 | 0 | 0 | 0 | 0 | 0 | 0 | 0 | 0 | 0 | 0 | 0 | January 1: 0; January 2: 0; January 3: 0; January 4: 0; January 5: 0; January 6: 0; January 7: 0; January 8: 0; January 9: 0; January 10: 0; January 11: 0; January 12: 0; January 13: 0; January 14: 0; January 15: 0; January 16: 0; January 17: 0.35; January 18: 0.37; January 19: 0.21; January 20: 0.23; January 21: 0.24; January 22: 0; January 23: 0; January 24: 0
PGNP_2_PDRP08 | OhmConnect | PGE | 2.1 | 0 | 0 | 0 | 0 | 0 | 0 | 0 | 0 | 0 | 0 | 0 | January 1: 0; January 2: 0; January 3: 0; January 4: 0; January 5: 0; January 6: 0; January 7: 0; January 8: 0; January 9: 0; January 10: 0; January 11: 0; January 12: 0; January 13: 0; January 14: 0; January 15: 0; January 16: 0; January 17: 2.4; January 18: 2.31; January 19: 2.16; January 20: 2.07; January 21: 1.56; January 22: 0; January 23: 0; January 24: 0
PGNP_2_PDRP10 | OhmConnect | PGE | 0.13 | 0 | 0 | 0 | 0 | 0 | 0 | 0 | 0 | 0 | 0 | 0 | January 1: 0; January 2: 0; January 3: 0; January 4: 0; January 5: 0; January 6: 0; January 7: 0; January 8: 0; January 9: 0; January 10: 0; January 11: 0; January 12: 0; January 13: 0; January 14: 0; January 15: 0; January 16: 0; January 17: 0.15; January 18: 0.14; January 19: 0.13; January 20: 0.13; January 21: 0.1; January 22: 0; January 23: 0; January 24: 0
PGNP_2_PDRP30 | Leapfrog | PGE | 0.16 | 0 | 0 | 0 | 0 | 0 | 0 | 0 | 0 | 0 | 0 | 0 | January 1: 0; January 2: 0; January 3: 0; January 4: 0; January 5: 0; January 6: 0; January 7: 0; January 8: 0; January 9: 0; January 10: 0; January 11: 0; January 12: 0; January 13: 0; January 14: 0; January 15: 0; January 16: 0; January 17: 0.2; January 18: 0.21; January 19: 0.12; January 20: 0.13; January 21: 0.13; January 22: 0; January 23: 0; January 24: 0
PGNP_2_PDRP34 | Leapfrog | PGE | 0.15 | 0 | 0 | 0 | 0 | 0 | 0 | 0 | 0 | 0 | 0 | 0 | January 1: 0; January 2: 0; January 3: 0; January 4: 0; January 5: 0; January 6: 0; January 7: 0; January 8: 0; January 9: 0; January 10: 0; January 11: 0; January 12: 0; January 13: 0; January 14: 0; January 15: 0; January 16: 0; January 17: 0.19; January 18: 0.2; January 19: 0.12; January 20: 0.13; January 21: 0.13; January 22: 0; January 23: 0; January 24: 0
PGNP_2_PDRP41 | Leapfrog | PGE | 0.11 | 0 | 0 | 0 | 0 | 0 | 0 | 0 | 0 | 0 | 0 | 0 | January 1: 0; January 2: 0; January 3: 0; January 4: 0; January 5: 0; January 6: 0; January 7: 0; January 8: 0; January 9: 0; January 10: 0; January 11: 0; January 12: 0; January 13: 0; January 14: 0; January 15: 0; January 16: 0; January 17: 0.14; January 18: 0.14; January 19: 0.08; January 20: 0.09; January 21: 0.09; January 22: 0; January 23: 0; January 24: 0
PGNP_2_PDRP46 | Leapfrog | PGE | 0.32 | 0 | 0 | 0 | 0 | 0 | 0 | 0 | 0 | 0 | 0 | 0 | January 1: 0; January 2: 0; January 3: 0; January 4: 0; January 5: 0; January 6: 0; January 7: 0; January 8: 0; January 9: 0; January 10: 0; January 11: 0; January 12: 0; January 13: 0; January 14: 0; January 15: 0; January 16: 0; January 17: 0.4; January 18: 0.42; January 19: 0.25; January 20: 0.27; January 21: 0.27; January 22: 0; January 23: 0; January 24: 0
PGNP_2_PDRP49 | Leapfrog | PGE | 0.49 | 0 | 0 | 0 | 0 | 0 | 0 | 0 | 0 | 0 | 0 | 0 | January 1: 0; January 2: 0; January 3: 0; January 4: 0; January 5: 0; January 6: 0; January 7: 0; January 8: 0; January 9: 0; January 10: 0; January 11: 0; January 12: 0; January 13: 0; January 14: 0; January 15: 0; January 16: 0; January 17: 0.61; January 18: 0.64; January 19: 0.38; January 20: 0.41; January 21: 0.41; January 22: 0; January 23: 0; January 24: 0
PGNP_2_PDRP53 | Voltus | PGE | 1.33 | 0 | 0 | 0 | 0 | 0 | 0 | 0 | 0 | 0 | 0 | 0 | January 1: 0; January 2: 0; January 3: 0; January 4: 0; January 5: 0; January 6: 0; January 7: 0; January 8: 0; January 9: 0; January 10: 0; January 11: 0; January 12: 0; January 13: 0; January 14: 0; January 15: 0; January 16: 0; January 17: 1.56; January 18: 1.5; January 19: 1.25; January 20: 1.21; January 21: 1.12; January 22: 0; January 23: 0; January 24: 0
PGP2_2_PDRP08 | OhmConnect | PGE | 0.13 | 0 | 0 | 0 | 0 | 0 | 0 | 0 | 0 | 0 | 0 | 0 | January 1: 0; January 2: 0; January 3: 0; January 4: 0; January 5: 0; January 6: 0; January 7: 0; January 8: 0; January 9: 0; January 10: 0; January 11: 0; January 12: 0; January 13: 0; January 14: 0; January 15: 0; January 16: 0; January 17: 0.15; January 18: 0.14; January 19: 0.13; January 20: 0.13; January 21: 0.1; January 22: 0; January 23: 0; January 24: 0
PGP2_2_PDRP38 | Leapfrog | PGE | 0.37 | 0 | 0 | 0 | 0 | 0 | 0 | 0 | 0 | 0 | 0 | 0 | January 1: 0; January 2: 0; January 3: 0; January 4: 0; January 5: 0; January 6: 0; January 7: 0; January 8: 0; January 9: 0; January 10: 0; January 11: 0; January 12: 0; January 13: 0; January 14: 0; January 15: 0; January 16: 0; January 17: 0.46; January 18: 0.48; January 19: 0.28; January 20: 0.31; January 21: 0.31; January 22: 0; January 23: 0; January 24: 0
PGP2_2_PDRP62 | Leapfrog | PGE | 0.14 | 0 | 0 | 0 | 0 | 0 | 0 | 0 | 0 | 0 | 0 | 0 | January 1: 0; January 2: 0; January 3: 0; January 4: 0; January 5: 0; January 6: 0; January 7: 0; January 8: 0; January 9: 0; January 10: 0; January 11: 0; January 12: 0; January 13: 0; January 14: 0; January 15: 0; January 16: 0; January 17: 0.18; January 18: 0.18; January 19: 0.11; January 20: 0.12; January 21: 0.12; January 22: 0; January 23: 0; January 24: 0
PGP2_2_PDRP67 | Leapfrog | PGE | 0.19 | 0 | 0 | 0 | 0 | 0 | 0 | 0 | 0 | 0 | 0 | 0 | January 1: 0; January 2: 0; January 3: 0; January 4: 0; January 5: 0; January 6: 0; January 7: 0; January 8: 0; January 9: 0; January 10: 0; January 11: 0; January 12: 0; January 13: 0; January 14: 0; January 15: 0; January 16: 0; January 17: 0.24; January 18: 0.25; January 19: 0.15; January 20: 0.16; January 21: 0.16; January 22: 0; January 23: 0; January 24: 0
PGP2_2_PDRP68 | Leapfrog | PGE | 0.11 | 0 | 0 | 0 | 0 | 0 | 0 | 0 | 0 | 0 | 0 | 0 | January 1: 0; January 2: 0; January 3: 0; January 4: 0; January 5: 0; January 6: 0; January 7: 0; January 8: 0; January 9: 0; January 10: 0; January 11: 0; January 12: 0; January 13: 0; January 14: 0; January 15: 0; January 16: 0; January 17: 0.14; January 18: 0.14; January 19: 0.08; January 20: 0.09; January 21: 0.09; January 22: 0; January 23: 0; January 24: 0
PGSB_1_PDRP104 | Leapfrog | PGE | 0.53 | 0 | 0 | 0 | 0 | 0 | 0 | 0 | 0 | 0 | 0 | 0 | January 1: 0; January 2: 0; January 3: 0; January 4: 0; January 5: 0; January 6: 0; January 7: 0; January 8: 0; January 9: 0; January 10: 0; January 11: 0; January 12: 0; January 13: 0; January 14: 0; January 15: 0; January 16: 0; January 17: 0.66; January 18: 0.69; January 19: 0.41; January 20: 0.44; January 21: 0.45; January 22: 0; January 23: 0; January 24: 0
PGSB_1_PDRP11 | OhmConnect | PGE | 0.13 | 0 | 0 | 0 | 0 | 0 | 0 | 0 | 0 | 0 | 0 | 0 | January 1: 0; January 2: 0; January 3: 0; January 4: 0; January 5: 0; January 6: 0; January 7: 0; January 8: 0; January 9: 0; January 10: 0; January 11: 0; January 12: 0; January 13: 0; January 14: 0; January 15: 0; January 16: 0; January 17: 0.15; January 18: 0.14; January 19: 0.13; January 20: 0.13; January 21: 0.1; January 22: 0; January 23: 0; January 24: 0
PGSB_1_PDRP56 | OhmConnect | PGE | 0.14 | 0 | 0 | 0 | 0 | 0 | 0 | 0 | 0 | 0 | 0 | 0 | January 1: 0; January 2: 0; January 3: 0; January 4: 0; January 5: 0; January 6: 0; January 7: 0; January 8: 0; January 9: 0; January 10: 0; January 11: 0; January 12: 0; January 13: 0; January 14: 0; January 15: 0; January 16: 0; January 17: 0.16; January 18: 0.15; January 19: 0.14; January 20: 0.14; January 21: 0.1; January 22: 0; January 23: 0; January 24: 0
PGSB_1_PDRP57 | OhmConnect | PGE | 0.1 | 0 | 0 | 0 | 0 | 0 | 0 | 0 | 0 | 0 | 0 | 0 | January 1: 0; January 2: 0; January 3: 0; January 4: 0; January 5: 0; January 6: 0; January 7: 0; January 8: 0; January 9: 0; January 10: 0; January 11: 0; January 12: 0; January 13: 0; January 14: 0; January 15: 0; January 16: 0; January 17: 0.11; January 18: 0.11; January 19: 0.1; January 20: 0.1; January 21: 0.07; January 22: 0; January 23: 0; January 24: 0
PGSB_1_PDRP58 | OhmConnect | PGE | 0.17 | 0 | 0 | 0 | 0 | 0 | 0 | 0 | 0 | 0 | 0 | 0 | January 1: 0; January 2: 0; January 3: 0; January 4: 0; January 5: 0; January 6: 0; January 7: 0; January 8: 0; January 9: 0; January 10: 0; January 11: 0; January 12: 0; January 13: 0; January 14: 0; January 15: 0; January 16: 0; January 17: 0.19; January 18: 0.19; January 19: 0.18; January 20: 0.17; January 21: 0.13; January 22: 0; January 23: 0; January 24: 0
PGSB_1_PDRP67 | Leapfrog | PGE | 0.41 | 0 | 0 | 0 | 0 | 0 | 0 | 0 | 0 | 0 | 0 | 0 | January 1: 0; January 2: 0; January 3: 0; January 4: 0; January 5: 0; January 6: 0; January 7: 0; January 8: 0; January 9: 0; January 10: 0; January 11: 0; January 12: 0; January 13: 0; January 14: 0; January 15: 0; January 16: 0; January 17: 0.51; January 18: 0.54; January 19: 0.31; January 20: 0.34; January 21: 0.34; January 22: 0; January 23: 0; January 24: 0
PGSB_1_PDRP70 | Leapfrog | PGE | 0.11 | 0 | 0 | 0 | 0 | 0 | 0 | 0 | 0 | 0 | 0 | 0 | January 1: 0; January 2: 0; January 3: 0; January 4: 0; January 5: 0; January 6: 0; January 7: 0; January 8: 0; January 9: 0; January 10: 0; January 11: 0; January 12: 0; January 13: 0; January 14: 0; January 15: 0; January 16: 0; January 17: 0.14; January 18: 0.14; January 19: 0.08; January 20: 0.09; January 21: 0.09; January 22: 0; January 23: 0; January 24: 0
PGSB_1_PDRP73 | Leapfrog | PGE | 0.1 | 0 | 0 | 0 | 0 | 0 | 0 | 0 | 0 | 0 | 0 | 0 | January 1: 0; January 2: 0; January 3: 0; January 4: 0; January 5: 0; January 6: 0; January 7: 0; January 8: 0; January 9: 0; January 10: 0; January 11: 0; January 12: 0; January 13: 0; January 14: 0; January 15: 0; January 16: 0; January 17: 0.13; January 18: 0.13; January 19: 0.08; January 20: 0.08; January 21: 0.08; January 22: 0; January 23: 0; January 24: 0
PGSB_1_PDRP76 | Leapfrog | PGE | 0.12 | 0 | 0 | 0 | 0 | 0 | 0 | 0 | 0 | 0 | 0 | 0 | January 1: 0; January 2: 0; January 3: 0; January 4: 0; January 5: 0; January 6: 0; January 7: 0; January 8: 0; January 9: 0; January 10: 0; January 11: 0; January 12: 0; January 13: 0; January 14: 0; January 15: 0; January 16: 0; January 17: 0.15; January 18: 0.16; January 19: 0.09; January 20: 0.1; January 21: 0.1; January 22: 0; January 23: 0; January 24: 0
PGSB_1_PDRP77 | Leapfrog | PGE | 0.11 | 0 | 0 | 0 | 0 | 0 | 0 | 0 | 0 | 0 | 0 | 0 | January 1: 0; January 2: 0; January 3: 0; January 4: 0; January 5: 0; January 6: 0; January 7: 0; January 8: 0; January 9: 0; January 10: 0; January 11: 0; January 12: 0; January 13: 0; January 14: 0; January 15: 0; January 16: 0; January 17: 0.14; January 18: 0.14; January 19: 0.08; January 20: 0.09; January 21: 0.09; January 22: 0; January 23: 0; January 24: 0
PGSB_1_PDRP83 | Leapfrog | PGE | 0.35 | 0 | 0 | 0 | 0 | 0 | 0 | 0 | 0 | 0 | 0 | 0 | January 1: 0; January 2: 0; January 3: 0; January 4: 0; January 5: 0; January 6: 0; January 7: 0; January 8: 0; January 9: 0; January 10: 0; January 11: 0; January 12: 0; January 13: 0; January 14: 0; January 15: 0; January 16: 0; January 17: 0.44; January 18: 0.46; January 19: 0.27; January 20: 0.29; January 21: 0.29; January 22: 0; January 23: 0; January 24: 0
PGSB_1_PDRP87 | Voltus | PGE | 0.18 | 0 | 0 | 0 | 0 | 0 | 0 | 0 | 0 | 0 | 0 | 0 | January 1: 0; January 2: 0; January 3: 0; January 4: 0; January 5: 0; January 6: 0; January 7: 0; January 8: 0; January 9: 0; January 10: 0; January 11: 0; January 12: 0; January 13: 0; January 14: 0; January 15: 0; January 16: 0; January 17: 0.21; January 18: 0.2; January 19: 0.17; January 20: 0.16; January 21: 0.15; January 22: 0; January 23: 0; January 24: 0
PGSB_1_PDRP97 | Voltus | PGE | 0.14 | 0 | 0 | 0 | 0 | 0 | 0 | 0 | 0 | 0 | 0 | 0 | January 1: 0; January 2: 0; January 3: 0; January 4: 0; January 5: 0; January 6: 0; January 7: 0; January 8: 0; January 9: 0; January 10: 0; January 11: 0; January 12: 0; January 13: 0; January 14: 0; January 15: 0; January 16: 0; January 17: 0.16; January 18: 0.16; January 19: 0.13; January 20: 0.13; January 21: 0.12; January 22: 0; January 23: 0; January 24: 0
PGSF_2_PDRP38 | Leapfrog | PGE | 0.16 | 0 | 0 | 0 | 0 | 0 | 0 | 0 | 0 | 0 | 0 | 0 | January 1: 0; January 2: 0; January 3: 0; January 4: 0; January 5: 0; January 6: 0; January 7: 0; January 8: 0; January 9: 0; January 10: 0; January 11: 0; January 12: 0; January 13: 0; January 14: 0; January 15: 0; January 16: 0; January 17: 0.2; January 18: 0.21; January 19: 0.12; January 20: 0.13; January 21: 0.13; January 22: 0; January 23: 0; January 24: 0
PGSF_2_PDRP51 | Leapfrog | PGE | 0.31 | 0 | 0 | 0 | 0 | 0 | 0 | 0 | 0 | 0 | 0 | 0 | January 1: 0; January 2: 0; January 3: 0; January 4: 0; January 5: 0; January 6: 0; January 7: 0; January 8: 0; January 9: 0; January 10: 0; January 11: 0; January 12: 0; January 13: 0; January 14: 0; January 15: 0; January 16: 0; January 17: 0.39; January 18: 0.4; January 19: 0.24; January 20: 0.26; January 21: 0.26; January 22: 0; January 23: 0; January 24: 0
PGSF_2_PDRP56 | Leapfrog | PGE | 0.47 | 0 | 0 | 0 | 0 | 0 | 0 | 0 | 0 | 0 | 0 | 0 | January 1: 0; January 2: 0; January 3: 0; January 4: 0; January 5: 0; January 6: 0; January 7: 0; January 8: 0; January 9: 0; January 10: 0; January 11: 0; January 12: 0; January 13: 0; January 14: 0; January 15: 0; January 16: 0; January 17: 0.59; January 18: 0.61; January 19: 0.36; January 20: 0.39; January 21: 0.39; January 22: 0; January 23: 0; January 24: 0
PGSF_2_PDRP57 | Leapfrog | PGE | 0.14 | 0 | 0 | 0 | 0 | 0 | 0 | 0 | 0 | 0 | 0 | 0 | January 1: 0; January 2: 0; January 3: 0; January 4: 0; January 5: 0; January 6: 0; January 7: 0; January 8: 0; January 9: 0; January 10: 0; January 11: 0; January 12: 0; January 13: 0; January 14: 0; January 15: 0; January 16: 0; January 17: 0.18; January 18: 0.18; January 19: 0.11; January 20: 0.12; January 21: 0.12; January 22: 0; January 23: 0; January 24: 0
PGSF_2_PDRP58 | Voltus | PGE | 0.23 | 0 | 0 | 0 | 0 | 0 | 0 | 0 | 0 | 0 | 0 | 0 | January 1: 0; January 2: 0; January 3: 0; January 4: 0; January 5: 0; January 6: 0; January 7: 0; January 8: 0; January 9: 0; January 10: 0; January 11: 0; January 12: 0; January 13: 0; January 14: 0; January 15: 0; January 16: 0; January 17: 0.27; January 18: 0.26; January 19: 0.22; January 20: 0.21; January 21: 0.19; January 22: 0; January 23: 0; January 24: 0
PGSI_1_PDRP09 | OhmConnect | PGE | 0.13 | 0 | 0 | 0 | 0 | 0 | 0 | 0 | 0 | 0 | 0 | 0 | January 1: 0; January 2: 0; January 3: 0; January 4: 0; January 5: 0; January 6: 0; January 7: 0; January 8: 0; January 9: 0; January 10: 0; January 11: 0; January 12: 0; January 13: 0; January 14: 0; January 15: 0; January 16: 0; January 17: 0.15; January 18: 0.14; January 19: 0.13; January 20: 0.13; January 21: 0.1; January 22: 0; January 23: 0; January 24: 0
PGSI_1_PDRP10 | OhmConnect | PGE | 0.13 | 0 | 0 | 0 | 0 | 0 | 0 | 0 | 0 | 0 | 0 | 0 | January 1: 0; January 2: 0; January 3: 0; January 4: 0; January 5: 0; January 6: 0; January 7: 0; January 8: 0; January 9: 0; January 10: 0; January 11: 0; January 12: 0; January 13: 0; January 14: 0; January 15: 0; January 16: 0; January 17: 0.15; January 18: 0.14; January 19: 0.13; January 20: 0.13; January 21: 0.1; January 22: 0; January 23: 0; January 24: 0
PGSI_1_PDRP11 | OhmConnect | PGE | 0.13 | 0 | 0 | 0 | 0 | 0 | 0 | 0 | 0 | 0 | 0 | 0 | January 1: 0; January 2: 0; January 3: 0; January 4: 0; January 5: 0; January 6: 0; January 7: 0; January 8: 0; January 9: 0; January 10: 0; January 11: 0; January 12: 0; January 13: 0; January 14: 0; January 15: 0; January 16: 0; January 17: 0.15; January 18: 0.14; January 19: 0.13; January 20: 0.13; January 21: 0.1; January 22: 0; January 23: 0; January 24: 0
PGSI_1_PDRP12 | OhmConnect | PGE | 0.13 | 0 | 0 | 0 | 0 | 0 | 0 | 0 | 0 | 0 | 0 | 0 | January 1: 0; January 2: 0; January 3: 0; January 4: 0; January 5: 0; January 6: 0; January 7: 0; January 8: 0; January 9: 0; January 10: 0; January 11: 0; January 12: 0; January 13: 0; January 14: 0; January 15: 0; January 16: 0; January 17: 0.15; January 18: 0.14; January 19: 0.13; January 20: 0.13; January 21: 0.1; January 22: 0; January 23: 0; January 24: 0
PGSI_1_PDRP29 | OhmConnect | PGE | 1.5 | 0 | 0 | 0 | 0 | 0 | 0 | 0 | 0 | 0 | 0 | 0 | January 1: 0; January 2: 0; January 3: 0; January 4: 0; January 5: 0; January 6: 0; January 7: 0; January 8: 0; January 9: 0; January 10: 0; January 11: 0; January 12: 0; January 13: 0; January 14: 0; January 15: 0; January 16: 0; January 17: 1.72; January 18: 1.65; January 19: 1.54; January 20: 1.48; January 21: 1.12; January 22: 0; January 23: 0; January 24: 0
PGSI_1_PDRP37 | Leapfrog | PGE | 0.13 | 0 | 0 | 0 | 0 | 0 | 0 | 0 | 0 | 0 | 0 | 0 | January 1: 0; January 2: 0; January 3: 0; January 4: 0; January 5: 0; January 6: 0; January 7: 0; January 8: 0; January 9: 0; January 10: 0; January 11: 0; January 12: 0; January 13: 0; January 14: 0; January 15: 0; January 16: 0; January 17: 0.16; January 18: 0.17; January 19: 0.1; January 20: 0.11; January 21: 0.11; January 22: 0; January 23: 0; January 24: 0
PGSI_1_PDRP44 | Leapfrog | PGE | 0.14 | 0 | 0 | 0 | 0 | 0 | 0 | 0 | 0 | 0 | 0 | 0 | January 1: 0; January 2: 0; January 3: 0; January 4: 0; January 5: 0; January 6: 0; January 7: 0; January 8: 0; January 9: 0; January 10: 0; January 11: 0; January 12: 0; January 13: 0; January 14: 0; January 15: 0; January 16: 0; January 17: 0.18; January 18: 0.18; January 19: 0.11; January 20: 0.12; January 21: 0.12; January 22: 0; January 23: 0; January 24: 0
PGSI_1_PDRP49 | Leapfrog | PGE | 0.17 | 0 | 0 | 0 | 0 | 0 | 0 | 0 | 0 | 0 | 0 | 0 | January 1: 0; January 2: 0; January 3: 0; January 4: 0; January 5: 0; January 6: 0; January 7: 0; January 8: 0; January 9: 0; January 10: 0; January 11: 0; January 12: 0; January 13: 0; January 14: 0; January 15: 0; January 16: 0; January 17: 0.21; January 18: 0.22; January 19: 0.13; January 20: 0.14; January 21: 0.14; January 22: 0; January 23: 0; January 24: 0
PGSI_1_PDRP51 | Voltus | PGE | 0.61 | 0 | 0 | 0 | 0 | 0 | 0 | 0 | 0 | 0 | 0 | 0 | January 1: 0; January 2: 0; January 3: 0; January 4: 0; January 5: 0; January 6: 0; January 7: 0; January 8: 0; January 9: 0; January 10: 0; January 11: 0; January 12: 0; January 13: 0; January 14: 0; January 15: 0; January 16: 0; January 17: 0.72; January 18: 0.69; January 19: 0.58; January 20: 0.56; January 21: 0.51; January 22: 0; January 23: 0; January 24: 0
PGST_2_PDRP08 | OhmConnect | PGE | 0.13 | 0 | 0 | 0 | 0 | 0 | 0 | 0 | 0 | 0 | 0 | 0 | January 1: 0; January 2: 0; January 3: 0; January 4: 0; January 5: 0; January 6: 0; January 7: 0; January 8: 0; January 9: 0; January 10: 0; January 11: 0; January 12: 0; January 13: 0; January 14: 0; January 15: 0; January 16: 0; January 17: 0.15; January 18: 0.14; January 19: 0.13; January 20: 0.13; January 21: 0.1; January 22: 0; January 23: 0; January 24: 0
PGST_2_PDRP09 | OhmConnect | PGE | 0.13 | 0 | 0 | 0 | 0 | 0 | 0 | 0 | 0 | 0 | 0 | 0 | January 1: 0; January 2: 0; January 3: 0; January 4: 0; January 5: 0; January 6: 0; January 7: 0; January 8: 0; January 9: 0; January 10: 0; January 11: 0; January 12: 0; January 13: 0; January 14: 0; January 15: 0; January 16: 0; January 17: 0.15; January 18: 0.14; January 19: 0.13; January 20: 0.13; January 21: 0.1; January 22: 0; January 23: 0; January 24: 0
PGST_2_PDRP10 | OhmConnect | PGE | 0.13 | 0 | 0 | 0 | 0 | 0 | 0 | 0 | 0 | 0 | 0 | 0 | January 1: 0; January 2: 0; January 3: 0; January 4: 0; January 5: 0; January 6: 0; January 7: 0; January 8: 0; January 9: 0; January 10: 0; January 11: 0; January 12: 0; January 13: 0; January 14: 0; January 15: 0; January 16: 0; January 17: 0.15; January 18: 0.14; January 19: 0.13; January 20: 0.13; January 21: 0.1; January 22: 0; January 23: 0; January 24: 0
PGST_2_PDRP11 | OhmConnect | PGE | 0.13 | 0 | 0 | 0 | 0 | 0 | 0 | 0 | 0 | 0 | 0 | 0 | January 1: 0; January 2: 0; January 3: 0; January 4: 0; January 5: 0; January 6: 0; January 7: 0; January 8: 0; January 9: 0; January 10: 0; January 11: 0; January 12: 0; January 13: 0; January 14: 0; January 15: 0; January 16: 0; January 17: 0.15; January 18: 0.14; January 19: 0.13; January 20: 0.13; January 21: 0.1; January 22: 0; January 23: 0; January 24: 0
PGST_2_PDRP14 | OhmConnect | PGE | 0.13 | 0 | 0 | 0 | 0 | 0 | 0 | 0 | 0 | 0 | 0 | 0 | January 1: 0; January 2: 0; January 3: 0; January 4: 0; January 5: 0; January 6: 0; January 7: 0; January 8: 0; January 9: 0; January 10: 0; January 11: 0; January 12: 0; January 13: 0; January 14: 0; January 15: 0; January 16: 0; January 17: 0.15; January 18: 0.14; January 19: 0.13; January 20: 0.13; January 21: 0.1; January 22: 0; January 23: 0; January 24: 0
PGST_2_PDRP22 | Voltus | PGE | 0.57 | 0 | 0 | 0 | 0 | 0 | 0 | 0 | 0 | 0 | 0 | 0 | January 1: 0; January 2: 0; January 3: 0; January 4: 0; January 5: 0; January 6: 0; January 7: 0; January 8: 0; January 9: 0; January 10: 0; January 11: 0; January 12: 0; January 13: 0; January 14: 0; January 15: 0; January 16: 0; January 17: 0.67; January 18: 0.64; January 19: 0.54; January 20: 0.52; January 21: 0.48; January 22: 0; January 23: 0; January 24: 0
PGST_2_PDRP32 | Leapfrog | PGE | 0.13 | 0 | 0 | 0 | 0 | 0 | 0 | 0 | 0 | 0 | 0 | 0 | January 1: 0; January 2: 0; January 3: 0; January 4: 0; January 5: 0; January 6: 0; January 7: 0; January 8: 0; January 9: 0; January 10: 0; January 11: 0; January 12: 0; January 13: 0; January 14: 0; January 15: 0; January 16: 0; January 17: 0.16; January 18: 0.17; January 19: 0.1; January 20: 0.11; January 21: 0.11; January 22: 0; January 23: 0; January 24: 0
PGST_2_PDRP34 | Leapfrog | PGE | 0.77 | 0 | 0 | 0 | 0 | 0 | 0 | 0 | 0 | 0 | 0 | 0 | January 1: 0; January 2: 0; January 3: 0; January 4: 0; January 5: 0; January 6: 0; January 7: 0; January 8: 0; January 9: 0; January 10: 0; January 11: 0; January 12: 0; January 13: 0; January 14: 0; January 15: 0; January 16: 0; January 17: 0.97; January 18: 1.01; January 19: 0.59; January 20: 0.64; January 21: 0.65; January 22: 0; January 23: 0; January 24: 0
PGST_2_PDRP35 | Leapfrog | PGE | 0.11 | 0 | 0 | 0 | 0 | 0 | 0 | 0 | 0 | 0 | 0 | 0 | January 1: 0; January 2: 0; January 3: 0; January 4: 0; January 5: 0; January 6: 0; January 7: 0; January 8: 0; January 9: 0; January 10: 0; January 11: 0; January 12: 0; January 13: 0; January 14: 0; January 15: 0; January 16: 0; January 17: 0.14; January 18: 0.14; January 19: 0.08; January 20: 0.09; January 21: 0.09; January 22: 0; January 23: 0; January 24: 0
PGST_2_PDRP37 | Leapfrog | PGE | 0.26 | 0 | 0 | 0 | 0 | 0 | 0 | 0 | 0 | 0 | 0 | 0 | January 1: 0; January 2: 0; January 3: 0; January 4: 0; January 5: 0; January 6: 0; January 7: 0; January 8: 0; January 9: 0; January 10: 0; January 11: 0; January 12: 0; January 13: 0; January 14: 0; January 15: 0; January 16: 0; January 17: 0.33; January 18: 0.34; January 19: 0.2; January 20: 0.22; January 21: 0.22; January 22: 0; January 23: 0; January 24: 0
PGZP_2_PDRP22 | OhmConnect | PGE | 1.5 | 0 | 0 | 0 | 0 | 0 | 0 | 0 | 0 | 0 | 0 | 0 | January 1: 0; January 2: 0; January 3: 0; January 4: 0; January 5: 0; January 6: 0; January 7: 0; January 8: 0; January 9: 0; January 10: 0; January 11: 0; January 12: 0; January 13: 0; January 14: 0; January 15: 0; January 16: 0; January 17: 1.72; January 18: 1.65; January 19: 1.54; January 20: 1.48; January 21: 1.12; January 22: 0; January 23: 0; January 24: 0
PGZP_2_PDRP25 | Leapfrog | PGE | 0.27 | 0 | 0 | 0 | 0 | 0 | 0 | 0 | 0 | 0 | 0 | 0 | January 1: 0; January 2: 0; January 3: 0; January 4: 0; January 5: 0; January 6: 0; January 7: 0; January 8: 0; January 9: 0; January 10: 0; January 11: 0; January 12: 0; January 13: 0; January 14: 0; January 15: 0; January 16: 0; January 17: 0.34; January 18: 0.35; January 19: 0.21; January 20: 0.23; January 21: 0.23; January 22: 0; January 23: 0; January 24: 0
PGZP_2_PDRP28 | Leapfrog | PGE | 0.1 | 0 | 0 | 0 | 0 | 0 | 0 | 0 | 0 | 0 | 0 | 0 | January 1: 0; January 2: 0; January 3: 0; January 4: 0; January 5: 0; January 6: 0; January 7: 0; January 8: 0; January 9: 0; January 10: 0; January 11: 0; January 12: 0; January 13: 0; January 14: 0; January 15: 0; January 16: 0; January 17: 0.13; January 18: 0.13; January 19: 0.08; January 20: 0.08; January 21: 0.08; January 22: 0; January 23: 0; January 24: 0
PGZP_2_PDRP35 | Leapfrog | PGE | 0.26 | 0 | 0 | 0 | 0 | 0 | 0 | 0 | 0 | 0 | 0 | 0 | January 1: 0; January 2: 0; January 3: 0; January 4: 0; January 5: 0; January 6: 0; January 7: 0; January 8: 0; January 9: 0; January 10: 0; January 11: 0; January 12: 0; January 13: 0; January 14: 0; January 15: 0; January 16: 0; January 17: 0.33; January 18: 0.34; January 19: 0.2; January 20: 0.22; January 21: 0.22; January 22: 0; January 23: 0; January 24: 0
PGZP_2_PDRP36 | Leapfrog | PGE | 0.11 | 0 | 0 | 0 | 0 | 0 | 0 | 0 | 0 | 0 | 0 | 0 | January 1: 0; January 2: 0; January 3: 0; January 4: 0; January 5: 0; January 6: 0; January 7: 0; January 8: 0; January 9: 0; January 10: 0; January 11: 0; January 12: 0; January 13: 0; January 14: 0; January 15: 0; January 16: 0; January 17: 0.14; January 18: 0.14; January 19: 0.08; January 20: 0.09; January 21: 0.09; January 22: 0; January 23: 0; January 24: 0
PGZP_2_PDRP45 | Voltus | PGE | 2.28 | 0 | 0 | 0 | 0 | 0 | 0 | 0 | 0 | 0 | 0 | 0 | January 1: 0; January 2: 0; January 3: 0; January 4: 0; January 5: 0; January 6: 0; January 7: 0; January 8: 0; January 9: 0; January 10: 0; January 11: 0; January 12: 0; January 13: 0; January 14: 0; January 15: 0; January 16: 0; January 17: 2.68; January 18: 2.57; January 19: 2.15; January 20: 2.08; January 21: 1.92; January 22: 0; January 23: 0; January 24: 0
SCEC_1_PDRP05 | OhmConnect | SCE | 0.22 | 0 | 0 | 0 | 0 | 0 | 0 | 0 | 0 | 0 | 0 | 0 | January 1: 0; January 2: 0; January 3: 0; January 4: 0; January 5: 0; January 6: 0; January 7: 0; January 8: 0; January 9: 0; January 10: 0; January 11: 0; January 12: 0; January 13: 0; January 14: 0; January 15: 0; January 16: 0; January 17: 0.25; January 18: 0.24; January 19: 0.23; January 20: 0.22; January 21: 0.16; January 22: 0; January 23: 0; January 24: 0
SCEC_1_PDRP06 | OhmConnect | SCE | 0.14 | 0 | 0 | 0 | 0 | 0 | 0 | 0 | 0 | 0 | 0 | 0 | January 1: 0; January 2: 0; January 3: 0; January 4: 0; January 5: 0; January 6: 0; January 7: 0; January 8: 0; January 9: 0; January 10: 0; January 11: 0; January 12: 0; January 13: 0; January 14: 0; January 15: 0; January 16: 0; January 17: 0.16; January 18: 0.15; January 19: 0.14; January 20: 0.14; January 21: 0.1; January 22: 0; January 23: 0; January 24: 0
SCEC_1_PDRP07 | OhmConnect | SCE | 1.52 | 0 | 0 | 0 | 0 | 0 | 0 | 0 | 0 | 0 | 0 | 0 | January 1: 0; January 2: 0; January 3: 0; January 4: 0; January 5: 0; January 6: 0; January 7: 0; January 8: 0; January 9: 0; January 10: 0; January 11: 0; January 12: 0; January 13: 0; January 14: 0; January 15: 0; January 16: 0; January 17: 1.74; January 18: 1.67; January 19: 1.57; January 20: 1.5; January 21: 1.13; January 22: 0; January 23: 0; January 24: 0
SCEC_1_PDRP09 | OhmConnect | SCE | 0.4 | 0 | 0 | 0 | 0 | 0 | 0 | 0 | 0 | 0 | 0 | 0 | January 1: 0; January 2: 0; January 3: 0; January 4: 0; January 5: 0; January 6: 0; January 7: 0; January 8: 0; January 9: 0; January 10: 0; January 11: 0; January 12: 0; January 13: 0; January 14: 0; January 15: 0; January 16: 0; January 17: 0.46; January 18: 0.44; January 19: 0.41; January 20: 0.39; January 21: 0.3; January 22: 0; January 23: 0; January 24: 0
SCEC_1_PDRP102 | OhmConnect | SCE | 0.4 | 0 | 0 | 0 | 0 | 0 | 0 | 0 | 0 | 0 | 0 | 0 | January 1: 0; January 2: 0; January 3: 0; January 4: 0; January 5: 0; January 6: 0; January 7: 0; January 8: 0; January 9: 0; January 10: 0; January 11: 0; January 12: 0; January 13: 0; January 14: 0; January 15: 0; January 16: 0; January 17: 0.46; January 18: 0.44; January 19: 0.41; January 20: 0.39; January 21: 0.3; January 22: 0; January 23: 0; January 24: 0
SCEC_1_PDRP108 | Leapfrog | SCE | 0.33 | 0 | 0 | 0 | 0 | 0 | 0 | 0 | 0 | 0 | 0 | 0 | January 1: 0; January 2: 0; January 3: 0; January 4: 0; January 5: 0; January 6: 0; January 7: 0; January 8: 0; January 9: 0; January 10: 0; January 11: 0; January 12: 0; January 13: 0; January 14: 0; January 15: 0; January 16: 0; January 17: 0.48; January 18: 0.5; January 19: 0.23; January 20: 0.22; January 21: 0.22; January 22: 0; January 23: 0; January 24: 0
SCEC_1_PDRP109 | Leapfrog | SCE | 0.68 | 0 | 0 | 0 | 0 | 0 | 0 | 0 | 0 | 0 | 0 | 0 | January 1: 0; January 2: 0; January 3: 0; January 4: 0; January 5: 0; January 6: 0; January 7: 0; January 8: 0; January 9: 0; January 10: 0; January 11: 0; January 12: 0; January 13: 0; January 14: 0; January 15: 0; January 16: 0; January 17: 0.99; January 18: 1.02; January 19: 0.46; January 20: 0.46; January 21: 0.46; January 22: 0; January 23: 0; January 24: 0
SCEC_1_PDRP110 | Leapfrog | SCE | 0.12 | 0 | 0 | 0 | 0 | 0 | 0 | 0 | 0 | 0 | 0 | 0 | January 1: 0; January 2: 0; January 3: 0; January 4: 0; January 5: 0; January 6: 0; January 7: 0; January 8: 0; January 9: 0; January 10: 0; January 11: 0; January 12: 0; January 13: 0; January 14: 0; January 15: 0; January 16: 0; January 17: 0.18; January 18: 0.18; January 19: 0.08; January 20: 0.08; January 21: 0.08; January 22: 0; January 23: 0; January 24: 0
SCEC_1_PDRP111 | Leapfrog | SCE | 0.11 | 0 | 0 | 0 | 0 | 0 | 0 | 0 | 0 | 0 | 0 | 0 | January 1: 0; January 2: 0; January 3: 0; January 4: 0; January 5: 0; January 6: 0; January 7: 0; January 8: 0; January 9: 0; January 10: 0; January 11: 0; January 12: 0; January 13: 0; January 14: 0; January 15: 0; January 16: 0; January 17: 0.16; January 18: 0.17; January 19: 0.08; January 20: 0.07; January 21: 0.07; January 22: 0; January 23: 0; January 24: 0
SCEC_1_PDRP113 | Leapfrog | SCE | 0.62 | 0 | 0 | 0 | 0 | 0 | 0 | 0 | 0 | 0 | 0 | 0 | January 1: 0; January 2: 0; January 3: 0; January 4: 0; January 5: 0; January 6: 0; January 7: 0; January 8: 0; January 9: 0; January 10: 0; January 11: 0; January 12: 0; January 13: 0; January 14: 0; January 15: 0; January 16: 0; January 17: 0.91; January 18: 0.93; January 19: 0.42; January 20: 0.42; January 21: 0.42; January 22: 0; January 23: 0; January 24: 0
SCEC_1_PDRP114 | Leapfrog | SCE | 0.44 | 0 | 0 | 0 | 0 | 0 | 0 | 0 | 0 | 0 | 0 | 0 | January 1: 0; January 2: 0; January 3: 0; January 4: 0; January 5: 0; January 6: 0; January 7: 0; January 8: 0; January 9: 0; January 10: 0; January 11: 0; January 12: 0; January 13: 0; January 14: 0; January 15: 0; January 16: 0; January 17: 0.64; January 18: 0.66; January 19: 0.3; January 20: 0.3; January 21: 0.3; January 22: 0; January 23: 0; January 24: 0
SCEC_1_PDRP115 | Leapfrog | SCE | 0.63 | 0 | 0 | 0 | 0 | 0 | 0 | 0 | 0 | 0 | 0 | 0 | January 1: 0; January 2: 0; January 3: 0; January 4: 0; January 5: 0; January 6: 0; January 7: 0; January 8: 0; January 9: 0; January 10: 0; January 11: 0; January 12: 0; January 13: 0; January 14: 0; January 15: 0; January 16: 0; January 17: 0.92; January 18: 0.95; January 19: 0.43; January 20: 0.43; January 21: 0.42; January 22: 0; January 23: 0; January 24: 0
SCEC_1_PDRP117 | Leapfrog | SCE | 0.13 | 0 | 0 | 0 | 0 | 0 | 0 | 0 | 0 | 0 | 0 | 0 | January 1: 0; January 2: 0; January 3: 0; January 4: 0; January 5: 0; January 6: 0; January 7: 0; January 8: 0; January 9: 0; January 10: 0; January 11: 0; January 12: 0; January 13: 0; January 14: 0; January 15: 0; January 16: 0; January 17: 0.19; January 18: 0.2; January 19: 0.09; January 20: 0.09; January 21: 0.09; January 22: 0; January 23: 0; January 24: 0
SCEC_1_PDRP118 | Leapfrog | SCE | 0.21 | 0 | 0 | 0 | 0 | 0 | 0 | 0 | 0 | 0 | 0 | 0 | January 1: 0; January 2: 0; January 3: 0; January 4: 0; January 5: 0; January 6: 0; January 7: 0; January 8: 0; January 9: 0; January 10: 0; January 11: 0; January 12: 0; January 13: 0; January 14: 0; January 15: 0; January 16: 0; January 17: 0.31; January 18: 0.32; January 19: 0.14; January 20: 0.14; January 21: 0.14; January 22: 0; January 23: 0; January 24: 0
SCEC_1_PDRP122 | Leapfrog | SCE | 0.11 | 0 | 0 | 0 | 0 | 0 | 0 | 0 | 0 | 0 | 0 | 0 | January 1: 0; January 2: 0; January 3: 0; January 4: 0; January 5: 0; January 6: 0; January 7: 0; January 8: 0; January 9: 0; January 10: 0; January 11: 0; January 12: 0; January 13: 0; January 14: 0; January 15: 0; January 16: 0; January 17: 0.16; January 18: 0.17; January 19: 0.08; January 20: 0.07; January 21: 0.07; January 22: 0; January 23: 0; January 24: 0
SCEC_1_PDRP126 | Leapfrog | SCE | 0.84 | 0 | 0 | 0 | 0 | 0 | 0 | 0 | 0 | 0 | 0 | 0 | January 1: 0; January 2: 0; January 3: 0; January 4: 0; January 5: 0; January 6: 0; January 7: 0; January 8: 0; January 9: 0; January 10: 0; January 11: 0; January 12: 0; January 13: 0; January 14: 0; January 15: 0; January 16: 0; January 17: 1.23; January 18: 1.26; January 19: 0.57; January 20: 0.57; January 21: 0.57; January 22: 0; January 23: 0; January 24: 0
SCEC_1_PDRP127 | Leapfrog | SCE | 0.44 | 0 | 0 | 0 | 0 | 0 | 0 | 0 | 0 | 0 | 0 | 0 | January 1: 0; January 2: 0; January 3: 0; January 4: 0; January 5: 0; January 6: 0; January 7: 0; January 8: 0; January 9: 0; January 10: 0; January 11: 0; January 12: 0; January 13: 0; January 14: 0; January 15: 0; January 16: 0; January 17: 0.64; January 18: 0.66; January 19: 0.3; January 20: 0.3; January 21: 0.3; January 22: 0; January 23: 0; January 24: 0
SCEC_1_PDRP128 | Leapfrog | SCE | 0.11 | 0 | 0 | 0 | 0 | 0 | 0 | 0 | 0 | 0 | 0 | 0 | January 1: 0; January 2: 0; January 3: 0; January 4: 0; January 5: 0; January 6: 0; January 7: 0; January 8: 0; January 9: 0; January 10: 0; January 11: 0; January 12: 0; January 13: 0; January 14: 0; January 15: 0; January 16: 0; January 17: 0.16; January 18: 0.17; January 19: 0.08; January 20: 0.07; January 21: 0.07; January 22: 0; January 23: 0; January 24: 0
SCEC_1_PDRP129 | Leapfrog | SCE | 0.57 | 0 | 0 | 0 | 0 | 0 | 0 | 0 | 0 | 0 | 0 | 0 | January 1: 0; January 2: 0; January 3: 0; January 4: 0; January 5: 0; January 6: 0; January 7: 0; January 8: 0; January 9: 0; January 10: 0; January 11: 0; January 12: 0; January 13: 0; January 14: 0; January 15: 0; January 16: 0; January 17: 0.83; January 18: 0.86; January 19: 0.39; January 20: 0.39; January 21: 0.38; January 22: 0; January 23: 0; January 24: 0
SCEC_1_PDRP130 | Leapfrog | SCE | 0.52 | 0 | 0 | 0 | 0 | 0 | 0 | 0 | 0 | 0 | 0 | 0 | January 1: 0; January 2: 0; January 3: 0; January 4: 0; January 5: 0; January 6: 0; January 7: 0; January 8: 0; January 9: 0; January 10: 0; January 11: 0; January 12: 0; January 13: 0; January 14: 0; January 15: 0; January 16: 0; January 17: 0.76; January 18: 0.78; January 19: 0.36; January 20: 0.35; January 21: 0.35; January 22: 0; January 23: 0; January 24: 0
SCEC_1_PDRP132 | Leapfrog | SCE | 0.8 | 0 | 0 | 0 | 0 | 0 | 0 | 0 | 0 | 0 | 0 | 0 | January 1: 0; January 2: 0; January 3: 0; January 4: 0; January 5: 0; January 6: 0; January 7: 0; January 8: 0; January 9: 0; January 10: 0; January 11: 0; January 12: 0; January 13: 0; January 14: 0; January 15: 0; January 16: 0; January 17: 1.17; January 18: 1.2; January 19: 0.55; January 20: 0.54; January 21: 0.54; January 22: 0; January 23: 0; January 24: 0
SCEC_1_PDRP135 | Leapfrog | SCE | 0.39 | 0 | 0 | 0 | 0 | 0 | 0 | 0 | 0 | 0 | 0 | 0 | January 1: 0; January 2: 0; January 3: 0; January 4: 0; January 5: 0; January 6: 0; January 7: 0; January 8: 0; January 9: 0; January 10: 0; January 11: 0; January 12: 0; January 13: 0; January 14: 0; January 15: 0; January 16: 0; January 17: 0.57; January 18: 0.59; January 19: 0.27; January 20: 0.26; January 21: 0.26; January 22: 0; January 23: 0; January 24: 0
SCEC_1_PDRP136 | Leapfrog | SCE | 0.63 | 0 | 0 | 0 | 0 | 0 | 0 | 0 | 0 | 0 | 0 | 0 | January 1: 0; January 2: 0; January 3: 0; January 4: 0; January 5: 0; January 6: 0; January 7: 0; January 8: 0; January 9: 0; January 10: 0; January 11: 0; January 12: 0; January 13: 0; January 14: 0; January 15: 0; January 16: 0; January 17: 0.92; January 18: 0.95; January 19: 0.43; January 20: 0.43; January 21: 0.42; January 22: 0; January 23: 0; January 24: 0
SCEC_1_PDRP139 | Leapfrog | SCE | 0.65 | 0 | 0 | 0 | 0 | 0 | 0 | 0 | 0 | 0 | 0 | 0 | January 1: 0; January 2: 0; January 3: 0; January 4: 0; January 5: 0; January 6: 0; January 7: 0; January 8: 0; January 9: 0; January 10: 0; January 11: 0; January 12: 0; January 13: 0; January 14: 0; January 15: 0; January 16: 0; January 17: 0.95; January 18: 0.98; January 19: 0.44; January 20: 0.44; January 21: 0.44; January 22: 0; January 23: 0; January 24: 0
SCEC_1_PDRP140 | Leapfrog | SCE | 0.64 | 0 | 0 | 0 | 0 | 0 | 0 | 0 | 0 | 0 | 0 | 0 | January 1: 0; January 2: 0; January 3: 0; January 4: 0; January 5: 0; January 6: 0; January 7: 0; January 8: 0; January 9: 0; January 10: 0; January 11: 0; January 12: 0; January 13: 0; January 14: 0; January 15: 0; January 16: 0; January 17: 0.94; January 18: 0.96; January 19: 0.44; January 20: 0.43; January 21: 0.43; January 22: 0; January 23: 0; January 24: 0
SCEC_1_PDRP141 | Leapfrog | SCE | 0.17 | 0 | 0 | 0 | 0 | 0 | 0 | 0 | 0 | 0 | 0 | 0 | January 1: 0; January 2: 0; January 3: 0; January 4: 0; January 5: 0; January 6: 0; January 7: 0; January 8: 0; January 9: 0; January 10: 0; January 11: 0; January 12: 0; January 13: 0; January 14: 0; January 15: 0; January 16: 0; January 17: 0.25; January 18: 0.26; January 19: 0.12; January 20: 0.12; January 21: 0.11; January 22: 0; January 23: 0; January 24: 0
SCEC_1_PDRP142 | Leapfrog | SCE | 0.59 | 0 | 0 | 0 | 0 | 0 | 0 | 0 | 0 | 0 | 0 | 0 | January 1: 0; January 2: 0; January 3: 0; January 4: 0; January 5: 0; January 6: 0; January 7: 0; January 8: 0; January 9: 0; January 10: 0; January 11: 0; January 12: 0; January 13: 0; January 14: 0; January 15: 0; January 16: 0; January 17: 0.86; January 18: 0.89; January 19: 0.4; January 20: 0.4; January 21: 0.4; January 22: 0; January 23: 0; January 24: 0
SCEC_1_PDRP143 | Leapfrog | SCE | 0.63 | 0 | 0 | 0 | 0 | 0 | 0 | 0 | 0 | 0 | 0 | 0 | January 1: 0; January 2: 0; January 3: 0; January 4: 0; January 5: 0; January 6: 0; January 7: 0; January 8: 0; January 9: 0; January 10: 0; January 11: 0; January 12: 0; January 13: 0; January 14: 0; January 15: 0; January 16: 0; January 17: 0.92; January 18: 0.95; January 19: 0.43; January 20: 0.43; January 21: 0.42; January 22: 0; January 23: 0; January 24: 0
SCEC_1_PDRP144 | Leapfrog | SCE | 0.28 | 0 | 0 | 0 | 0 | 0 | 0 | 0 | 0 | 0 | 0 | 0 | January 1: 0; January 2: 0; January 3: 0; January 4: 0; January 5: 0; January 6: 0; January 7: 0; January 8: 0; January 9: 0; January 10: 0; January 11: 0; January 12: 0; January 13: 0; January 14: 0; January 15: 0; January 16: 0; January 17: 0.41; January 18: 0.42; January 19: 0.19; January 20: 0.19; January 21: 0.19; January 22: 0; January 23: 0; January 24: 0
SCEC_1_PDRP146 | Leapfrog | SCE | 0.64 | 0 | 0 | 0 | 0 | 0 | 0 | 0 | 0 | 0 | 0 | 0 | January 1: 0; January 2: 0; January 3: 0; January 4: 0; January 5: 0; January 6: 0; January 7: 0; January 8: 0; January 9: 0; January 10: 0; January 11: 0; January 12: 0; January 13: 0; January 14: 0; January 15: 0; January 16: 0; January 17: 0.94; January 18: 0.96; January 19: 0.44; January 20: 0.43; January 21: 0.43; January 22: 0; January 23: 0; January 24: 0
SCEC_1_PDRP147 | Leapfrog | SCE | 0.56 | 0 | 0 | 0 | 0 | 0 | 0 | 0 | 0 | 0 | 0 | 0 | January 1: 0; January 2: 0; January 3: 0; January 4: 0; January 5: 0; January 6: 0; January 7: 0; January 8: 0; January 9: 0; January 10: 0; January 11: 0; January 12: 0; January 13: 0; January 14: 0; January 15: 0; January 16: 0; January 17: 0.82; January 18: 0.84; January 19: 0.38; January 20: 0.38; January 21: 0.38; January 22: 0; January 23: 0; January 24: 0
SCEC_1_PDRP148 | Leapfrog | SCE | 0.55 | 0 | 0 | 0 | 0 | 0 | 0 | 0 | 0 | 0 | 0 | 0 | January 1: 0; January 2: 0; January 3: 0; January 4: 0; January 5: 0; January 6: 0; January 7: 0; January 8: 0; January 9: 0; January 10: 0; January 11: 0; January 12: 0; January 13: 0; January 14: 0; January 15: 0; January 16: 0; January 17: 0.8; January 18: 0.83; January 19: 0.38; January 20: 0.37; January 21: 0.37; January 22: 0; January 23: 0; January 24: 0
SCEC_1_PDRP150 | Leapfrog | SCE | 0.64 | 0 | 0 | 0 | 0 | 0 | 0 | 0 | 0 | 0 | 0 | 0 | January 1: 0; January 2: 0; January 3: 0; January 4: 0; January 5: 0; January 6: 0; January 7: 0; January 8: 0; January 9: 0; January 10: 0; January 11: 0; January 12: 0; January 13: 0; January 14: 0; January 15: 0; January 16: 0; January 17: 0.94; January 18: 0.96; January 19: 0.44; January 20: 0.43; January 21: 0.43; January 22: 0; January 23: 0; January 24: 0
SCEC_1_PDRP151 | Leapfrog | SCE | 0.67 | 0 | 0 | 0 | 0 | 0 | 0 | 0 | 0 | 0 | 0 | 0 | January 1: 0; January 2: 0; January 3: 0; January 4: 0; January 5: 0; January 6: 0; January 7: 0; January 8: 0; January 9: 0; January 10: 0; January 11: 0; January 12: 0; January 13: 0; January 14: 0; January 15: 0; January 16: 0; January 17: 0.98; January 18: 1.01; January 19: 0.46; January 20: 0.45; January 21: 0.45; January 22: 0; January 23: 0; January 24: 0
SCEC_1_PDRP152 | Leapfrog | SCE | 0.35 | 0 | 0 | 0 | 0 | 0 | 0 | 0 | 0 | 0 | 0 | 0 | January 1: 0; January 2: 0; January 3: 0; January 4: 0; January 5: 0; January 6: 0; January 7: 0; January 8: 0; January 9: 0; January 10: 0; January 11: 0; January 12: 0; January 13: 0; January 14: 0; January 15: 0; January 16: 0; January 17: 0.51; January 18: 0.53; January 19: 0.24; January 20: 0.24; January 21: 0.24; January 22: 0; January 23: 0; January 24: 0
SCEC_1_PDRP153 | Leapfrog | SCE | 0.64 | 0 | 0 | 0 | 0 | 0 | 0 | 0 | 0 | 0 | 0 | 0 | January 1: 0; January 2: 0; January 3: 0; January 4: 0; January 5: 0; January 6: 0; January 7: 0; January 8: 0; January 9: 0; January 10: 0; January 11: 0; January 12: 0; January 13: 0; January 14: 0; January 15: 0; January 16: 0; January 17: 0.94; January 18: 0.96; January 19: 0.44; January 20: 0.43; January 21: 0.43; January 22: 0; January 23: 0; January 24: 0
SCEC_1_PDRP156 | Leapfrog | SCE | 0.45 | 0 | 0 | 0 | 0 | 0 | 0 | 0 | 0 | 0 | 0 | 0 | January 1: 0; January 2: 0; January 3: 0; January 4: 0; January 5: 0; January 6: 0; January 7: 0; January 8: 0; January 9: 0; January 10: 0; January 11: 0; January 12: 0; January 13: 0; January 14: 0; January 15: 0; January 16: 0; January 17: 0.66; January 18: 0.68; January 19: 0.31; January 20: 0.31; January 21: 0.3; January 22: 0; January 23: 0; January 24: 0
SCEC_1_PDRP157 | Leapfrog | SCE | 0.39 | 0 | 0 | 0 | 0 | 0 | 0 | 0 | 0 | 0 | 0 | 0 | January 1: 0; January 2: 0; January 3: 0; January 4: 0; January 5: 0; January 6: 0; January 7: 0; January 8: 0; January 9: 0; January 10: 0; January 11: 0; January 12: 0; January 13: 0; January 14: 0; January 15: 0; January 16: 0; January 17: 0.57; January 18: 0.59; January 19: 0.27; January 20: 0.26; January 21: 0.26; January 22: 0; January 23: 0; January 24: 0
SCEC_1_PDRP158 | Leapfrog | SCE | 0.11 | 0 | 0 | 0 | 0 | 0 | 0 | 0 | 0 | 0 | 0 | 0 | January 1: 0; January 2: 0; January 3: 0; January 4: 0; January 5: 0; January 6: 0; January 7: 0; January 8: 0; January 9: 0; January 10: 0; January 11: 0; January 12: 0; January 13: 0; January 14: 0; January 15: 0; January 16: 0; January 17: 0.16; January 18: 0.17; January 19: 0.08; January 20: 0.07; January 21: 0.07; January 22: 0; January 23: 0; January 24: 0
SCEC_1_PDRP159 | Leapfrog | SCE | 0.36 | 0 | 0 | 0 | 0 | 0 | 0 | 0 | 0 | 0 | 0 | 0 | January 1: 0; January 2: 0; January 3: 0; January 4: 0; January 5: 0; January 6: 0; January 7: 0; January 8: 0; January 9: 0; January 10: 0; January 11: 0; January 12: 0; January 13: 0; January 14: 0; January 15: 0; January 16: 0; January 17: 0.53; January 18: 0.54; January 19: 0.25; January 20: 0.24; January 21: 0.24; January 22: 0; January 23: 0; January 24: 0
SCEC_1_PDRP160 | Leapfrog | SCE | 3.65 | 0 | 0 | 0 | 0 | 0 | 0 | 0 | 0 | 0 | 0 | 0 | January 1: 0; January 2: 0; January 3: 0; January 4: 0; January 5: 0; January 6: 0; January 7: 0; January 8: 0; January 9: 0; January 10: 0; January 11: 0; January 12: 0; January 13: 0; January 14: 0; January 15: 0; January 16: 0; January 17: 5.33; January 18: 5.48; January 19: 2.5; January 20: 2.48; January 21: 2.46; January 22: 0; January 23: 0; January 24: 0
SCEC_1_PDRP175 | Voltus | SCE | 0.11 | 0 | 0 | 0 | 0 | 0 | 0 | 0 | 0 | 0 | 0 | 0 | January 1: 0; January 2: 0; January 3: 0; January 4: 0; January 5: 0; January 6: 0; January 7: 0; January 8: 0; January 9: 0; January 10: 0; January 11: 0; January 12: 0; January 13: 0; January 14: 0; January 15: 0; January 16: 0; January 17: 0.13; January 18: 0.12; January 19: 0.1; January 20: 0.1; January 21: 0.09; January 22: 0; January 23: 0; January 24: 0
SCEC_1_PDRP176 | Voltus | SCE | 1.68 | 0 | 0 | 0 | 0 | 0 | 0 | 0 | 0 | 0 | 0 | 0 | January 1: 0; January 2: 0; January 3: 0; January 4: 0; January 5: 0; January 6: 0; January 7: 0; January 8: 0; January 9: 0; January 10: 0; January 11: 0; January 12: 0; January 13: 0; January 14: 0; January 15: 0; January 16: 0; January 17: 1.97; January 18: 1.89; January 19: 1.59; January 20: 1.53; January 21: 1.41; January 22: 0; January 23: 0; January 24: 0
SCEC_1_PDRP185 | Voltus | SCE | 0.11 | 0 | 0 | 0 | 0 | 0 | 0 | 0 | 0 | 0 | 0 | 0 | January 1: 0; January 2: 0; January 3: 0; January 4: 0; January 5: 0; January 6: 0; January 7: 0; January 8: 0; January 9: 0; January 10: 0; January 11: 0; January 12: 0; January 13: 0; January 14: 0; January 15: 0; January 16: 0; January 17: 0.13; January 18: 0.12; January 19: 0.1; January 20: 0.1; January 21: 0.09; January 22: 0; January 23: 0; January 24: 0
SCEN_6_PDRP01 | OhmConnect | SCE | 0.14 | 0 | 0 | 0 | 0 | 0 | 0 | 0 | 0 | 0 | 0 | 0 | January 1: 0; January 2: 0; January 3: 0; January 4: 0; January 5: 0; January 6: 0; January 7: 0; January 8: 0; January 9: 0; January 10: 0; January 11: 0; January 12: 0; January 13: 0; January 14: 0; January 15: 0; January 16: 0; January 17: 0.16; January 18: 0.15; January 19: 0.14; January 20: 0.14; January 21: 0.1; January 22: 0; January 23: 0; January 24: 0
SCEN_6_PDRP02 | OhmConnect | SCE | 1.8 | 0 | 0 | 0 | 0 | 0 | 0 | 0 | 0 | 0 | 0 | 0 | January 1: 0; January 2: 0; January 3: 0; January 4: 0; January 5: 0; January 6: 0; January 7: 0; January 8: 0; January 9: 0; January 10: 0; January 11: 0; January 12: 0; January 13: 0; January 14: 0; January 15: 0; January 16: 0; January 17: 2.06; January 18: 1.98; January 19: 1.85; January 20: 1.77; January 21: 1.34; January 22: 0; January 23: 0; January 24: 0
SCEN_6_PDRP07 | OhmConnect | SCE | 0.22 | 0 | 0 | 0 | 0 | 0 | 0 | 0 | 0 | 0 | 0 | 0 | January 1: 0; January 2: 0; January 3: 0; January 4: 0; January 5: 0; January 6: 0; January 7: 0; January 8: 0; January 9: 0; January 10: 0; January 11: 0; January 12: 0; January 13: 0; January 14: 0; January 15: 0; January 16: 0; January 17: 0.25; January 18: 0.24; January 19: 0.23; January 20: 0.22; January 21: 0.16; January 22: 0; January 23: 0; January 24: 0
SCEN_6_PDRP58 | Leapfrog | SCE | 0.15 | 0 | 0 | 0 | 0 | 0 | 0 | 0 | 0 | 0 | 0 | 0 | January 1: 0; January 2: 0; January 3: 0; January 4: 0; January 5: 0; January 6: 0; January 7: 0; January 8: 0; January 9: 0; January 10: 0; January 11: 0; January 12: 0; January 13: 0; January 14: 0; January 15: 0; January 16: 0; January 17: 0.22; January 18: 0.23; January 19: 0.1; January 20: 0.1; January 21: 0.1; January 22: 0; January 23: 0; January 24: 0
SCEN_6_PDRP59 | Leapfrog | SCE | 0.1 | 0 | 0 | 0 | 0 | 0 | 0 | 0 | 0 | 0 | 0 | 0 | January 1: 0; January 2: 0; January 3: 0; January 4: 0; January 5: 0; January 6: 0; January 7: 0; January 8: 0; January 9: 0; January 10: 0; January 11: 0; January 12: 0; January 13: 0; January 14: 0; January 15: 0; January 16: 0; January 17: 0.15; January 18: 0.15; January 19: 0.07; January 20: 0.07; January 21: 0.07; January 22: 0; January 23: 0; January 24: 0
SCEN_6_PDRP65 | Leapfrog | SCE | 0.18 | 0 | 0 | 0 | 0 | 0 | 0 | 0 | 0 | 0 | 0 | 0 | January 1: 0; January 2: 0; January 3: 0; January 4: 0; January 5: 0; January 6: 0; January 7: 0; January 8: 0; January 9: 0; January 10: 0; January 11: 0; January 12: 0; January 13: 0; January 14: 0; January 15: 0; January 16: 0; January 17: 0.26; January 18: 0.27; January 19: 0.12; January 20: 0.12; January 21: 0.12; January 22: 0; January 23: 0; January 24: 0
SCEN_6_PDRP66 | Leapfrog | SCE | 0.1 | 0 | 0 | 0 | 0 | 0 | 0 | 0 | 0 | 0 | 0 | 0 | January 1: 0; January 2: 0; January 3: 0; January 4: 0; January 5: 0; January 6: 0; January 7: 0; January 8: 0; January 9: 0; January 10: 0; January 11: 0; January 12: 0; January 13: 0; January 14: 0; January 15: 0; January 16: 0; January 17: 0.15; January 18: 0.15; January 19: 0.07; January 20: 0.07; January 21: 0.07; January 22: 0; January 23: 0; January 24: 0
SCEN_6_PDRP79 | Voltus | SCE | 0.53 | 0 | 0 | 0 | 0 | 0 | 0 | 0 | 0 | 0 | 0 | 0 | January 1: 0; January 2: 0; January 3: 0; January 4: 0; January 5: 0; January 6: 0; January 7: 0; January 8: 0; January 9: 0; January 10: 0; January 11: 0; January 12: 0; January 13: 0; January 14: 0; January 15: 0; January 16: 0; January 17: 0.62; January 18: 0.6; January 19: 0.5; January 20: 0.48; January 21: 0.45; January 22: 0; January 23: 0; January 24: 0
SCEN_6_PDRP80 | Leapfrog | SCE | 0.13 | 0 | 0 | 0 | 0 | 0 | 0 | 0 | 0 | 0 | 0 | 0 | January 1: 0; January 2: 0; January 3: 0; January 4: 0; January 5: 0; January 6: 0; January 7: 0; January 8: 0; January 9: 0; January 10: 0; January 11: 0; January 12: 0; January 13: 0; January 14: 0; January 15: 0; January 16: 0; January 17: 0.19; January 18: 0.2; January 19: 0.09; January 20: 0.09; January 21: 0.09; January 22: 0; January 23: 0; January 24: 0
SCEN_6_PDRP81 | Leapfrog | SCE | 0.37 | 0 | 0 | 0 | 0 | 0 | 0 | 0 | 0 | 0 | 0 | 0 | January 1: 0; January 2: 0; January 3: 0; January 4: 0; January 5: 0; January 6: 0; January 7: 0; January 8: 0; January 9: 0; January 10: 0; January 11: 0; January 12: 0; January 13: 0; January 14: 0; January 15: 0; January 16: 0; January 17: 0.54; January 18: 0.56; January 19: 0.25; January 20: 0.25; January 21: 0.25; January 22: 0; January 23: 0; January 24: 0
SCEN_6_PDRP87 | Leapfrog | SCE | 0.37 | 0 | 0 | 0 | 0 | 0 | 0 | 0 | 0 | 0 | 0 | 0 | January 1: 0; January 2: 0; January 3: 0; January 4: 0; January 5: 0; January 6: 0; January 7: 0; January 8: 0; January 9: 0; January 10: 0; January 11: 0; January 12: 0; January 13: 0; January 14: 0; January 15: 0; January 16: 0; January 17: 0.54; January 18: 0.56; January 19: 0.25; January 20: 0.25; January 21: 0.25; January 22: 0; January 23: 0; January 24: 0
SCEW_2_PDRP103 | OhmConnect | SCE | 0.48 | 0 | 0 | 0 | 0 | 0 | 0 | 0 | 0 | 0 | 0 | 0 | January 1: 0; January 2: 0; January 3: 0; January 4: 0; January 5: 0; January 6: 0; January 7: 0; January 8: 0; January 9: 0; January 10: 0; January 11: 0; January 12: 0; January 13: 0; January 14: 0; January 15: 0; January 16: 0; January 17: 0.55; January 18: 0.53; January 19: 0.49; January 20: 0.47; January 21: 0.36; January 22: 0; January 23: 0; January 24: 0
SCEW_2_PDRP104 | OhmConnect | SCE | 0.4 | 0 | 0 | 0 | 0 | 0 | 0 | 0 | 0 | 0 | 0 | 0 | January 1: 0; January 2: 0; January 3: 0; January 4: 0; January 5: 0; January 6: 0; January 7: 0; January 8: 0; January 9: 0; January 10: 0; January 11: 0; January 12: 0; January 13: 0; January 14: 0; January 15: 0; January 16: 0; January 17: 0.46; January 18: 0.44; January 19: 0.41; January 20: 0.39; January 21: 0.3; January 22: 0; January 23: 0; January 24: 0
SCEW_2_PDRP106 | Leapfrog | SCE | 0.13 | 0 | 0 | 0 | 0 | 0 | 0 | 0 | 0 | 0 | 0 | 0 | January 1: 0; January 2: 0; January 3: 0; January 4: 0; January 5: 0; January 6: 0; January 7: 0; January 8: 0; January 9: 0; January 10: 0; January 11: 0; January 12: 0; January 13: 0; January 14: 0; January 15: 0; January 16: 0; January 17: 0.19; January 18: 0.2; January 19: 0.09; January 20: 0.09; January 21: 0.09; January 22: 0; January 23: 0; January 24: 0
SCEW_2_PDRP107 | Leapfrog | SCE | 0.1 | 0 | 0 | 0 | 0 | 0 | 0 | 0 | 0 | 0 | 0 | 0 | January 1: 0; January 2: 0; January 3: 0; January 4: 0; January 5: 0; January 6: 0; January 7: 0; January 8: 0; January 9: 0; January 10: 0; January 11: 0; January 12: 0; January 13: 0; January 14: 0; January 15: 0; January 16: 0; January 17: 0.15; January 18: 0.15; January 19: 0.07; January 20: 0.07; January 21: 0.07; January 22: 0; January 23: 0; January 24: 0
SCEW_2_PDRP108 | Leapfrog | SCE | 0.28 | 0 | 0 | 0 | 0 | 0 | 0 | 0 | 0 | 0 | 0 | 0 | January 1: 0; January 2: 0; January 3: 0; January 4: 0; January 5: 0; January 6: 0; January 7: 0; January 8: 0; January 9: 0; January 10: 0; January 11: 0; January 12: 0; January 13: 0; January 14: 0; January 15: 0; January 16: 0; January 17: 0.41; January 18: 0.42; January 19: 0.19; January 20: 0.19; January 21: 0.19; January 22: 0; January 23: 0; January 24: 0
SCEW_2_PDRP109 | Leapfrog | SCE | 0.29 | 0 | 0 | 0 | 0 | 0 | 0 | 0 | 0 | 0 | 0 | 0 | January 1: 0; January 2: 0; January 3: 0; January 4: 0; January 5: 0; January 6: 0; January 7: 0; January 8: 0; January 9: 0; January 10: 0; January 11: 0; January 12: 0; January 13: 0; January 14: 0; January 15: 0; January 16: 0; January 17: 0.42; January 18: 0.44; January 19: 0.2; January 20: 0.2; January 21: 0.2; January 22: 0; January 23: 0; January 24: 0
SCEW_2_PDRP110 | Leapfrog | SCE | 0.38 | 0 | 0 | 0 | 0 | 0 | 0 | 0 | 0 | 0 | 0 | 0 | January 1: 0; January 2: 0; January 3: 0; January 4: 0; January 5: 0; January 6: 0; January 7: 0; January 8: 0; January 9: 0; January 10: 0; January 11: 0; January 12: 0; January 13: 0; January 14: 0; January 15: 0; January 16: 0; January 17: 0.56; January 18: 0.57; January 19: 0.26; January 20: 0.26; January 21: 0.26; January 22: 0; January 23: 0; January 24: 0
SCEW_2_PDRP111 | Leapfrog | SCE | 0.46 | 0 | 0 | 0 | 0 | 0 | 0 | 0 | 0 | 0 | 0 | 0 | January 1: 0; January 2: 0; January 3: 0; January 4: 0; January 5: 0; January 6: 0; January 7: 0; January 8: 0; January 9: 0; January 10: 0; January 11: 0; January 12: 0; January 13: 0; January 14: 0; January 15: 0; January 16: 0; January 17: 0.67; January 18: 0.69; January 19: 0.31; January 20: 0.31; January 21: 0.31; January 22: 0; January 23: 0; January 24: 0
SCEW_2_PDRP116 | Leapfrog | SCE | 0.53 | 0 | 0 | 0 | 0 | 0 | 0 | 0 | 0 | 0 | 0 | 0 | January 1: 0; January 2: 0; January 3: 0; January 4: 0; January 5: 0; January 6: 0; January 7: 0; January 8: 0; January 9: 0; January 10: 0; January 11: 0; January 12: 0; January 13: 0; January 14: 0; January 15: 0; January 16: 0; January 17: 0.77; January 18: 0.8; January 19: 0.36; January 20: 0.36; January 21: 0.36; January 22: 0; January 23: 0; January 24: 0
SCEW_2_PDRP118 | Leapfrog | SCE | 0.61 | 0 | 0 | 0 | 0 | 0 | 0 | 0 | 0 | 0 | 0 | 0 | January 1: 0; January 2: 0; January 3: 0; January 4: 0; January 5: 0; January 6: 0; January 7: 0; January 8: 0; January 9: 0; January 10: 0; January 11: 0; January 12: 0; January 13: 0; January 14: 0; January 15: 0; January 16: 0; January 17: 0.89; January 18: 0.92; January 19: 0.42; January 20: 0.41; January 21: 0.41; January 22: 0; January 23: 0; January 24: 0
SCEW_2_PDRP120 | Leapfrog | SCE | 0.28 | 0 | 0 | 0 | 0 | 0 | 0 | 0 | 0 | 0 | 0 | 0 | January 1: 0; January 2: 0; January 3: 0; January 4: 0; January 5: 0; January 6: 0; January 7: 0; January 8: 0; January 9: 0; January 10: 0; January 11: 0; January 12: 0; January 13: 0; January 14: 0; January 15: 0; January 16: 0; January 17: 0.41; January 18: 0.42; January 19: 0.19; January 20: 0.19; January 21: 0.19; January 22: 0; January 23: 0; January 24: 0
SCEW_2_PDRP121 | Leapfrog | SCE | 0.74 | 0 | 0 | 0 | 0 | 0 | 0 | 0 | 0 | 0 | 0 | 0 | January 1: 0; January 2: 0; January 3: 0; January 4: 0; January 5: 0; January 6: 0; January 7: 0; January 8: 0; January 9: 0; January 10: 0; January 11: 0; January 12: 0; January 13: 0; January 14: 0; January 15: 0; January 16: 0; January 17: 1.08; January 18: 1.11; January 19: 0.51; January 20: 0.5; January 21: 0.5; January 22: 0; January 23: 0; January 24: 0
SCEW_2_PDRP123 | Leapfrog | SCE | 0.16 | 0 | 0 | 0 | 0 | 0 | 0 | 0 | 0 | 0 | 0 | 0 | January 1: 0; January 2: 0; January 3: 0; January 4: 0; January 5: 0; January 6: 0; January 7: 0; January 8: 0; January 9: 0; January 10: 0; January 11: 0; January 12: 0; January 13: 0; January 14: 0; January 15: 0; January 16: 0; January 17: 0.23; January 18: 0.24; January 19: 0.11; January 20: 0.11; January 21: 0.11; January 22: 0; January 23: 0; January 24: 0
SCEW_2_PDRP124 | Leapfrog | SCE | 0.16 | 0 | 0 | 0 | 0 | 0 | 0 | 0 | 0 | 0 | 0 | 0 | January 1: 0; January 2: 0; January 3: 0; January 4: 0; January 5: 0; January 6: 0; January 7: 0; January 8: 0; January 9: 0; January 10: 0; January 11: 0; January 12: 0; January 13: 0; January 14: 0; January 15: 0; January 16: 0; January 17: 0.23; January 18: 0.24; January 19: 0.11; January 20: 0.11; January 21: 0.11; January 22: 0; January 23: 0; January 24: 0
SCEW_2_PDRP125 | Leapfrog | SCE | 0.39 | 0 | 0 | 0 | 0 | 0 | 0 | 0 | 0 | 0 | 0 | 0 | January 1: 0; January 2: 0; January 3: 0; January 4: 0; January 5: 0; January 6: 0; January 7: 0; January 8: 0; January 9: 0; January 10: 0; January 11: 0; January 12: 0; January 13: 0; January 14: 0; January 15: 0; January 16: 0; January 17: 0.57; January 18: 0.59; January 19: 0.27; January 20: 0.26; January 21: 0.26; January 22: 0; January 23: 0; January 24: 0
SCEW_2_PDRP133 | Leapfrog | SCE | 0.23 | 0 | 0 | 0 | 0 | 0 | 0 | 0 | 0 | 0 | 0 | 0 | January 1: 0; January 2: 0; January 3: 0; January 4: 0; January 5: 0; January 6: 0; January 7: 0; January 8: 0; January 9: 0; January 10: 0; January 11: 0; January 12: 0; January 13: 0; January 14: 0; January 15: 0; January 16: 0; January 17: 0.34; January 18: 0.35; January 19: 0.16; January 20: 0.16; January 21: 0.16; January 22: 0; January 23: 0; January 24: 0
SCEW_2_PDRP168 | Voltus | SCE | 0.42 | 0 | 0 | 0 | 0 | 0 | 0 | 0 | 0 | 0 | 0 | 0 | January 1: 0; January 2: 0; January 3: 0; January 4: 0; January 5: 0; January 6: 0; January 7: 0; January 8: 0; January 9: 0; January 10: 0; January 11: 0; January 12: 0; January 13: 0; January 14: 0; January 15: 0; January 16: 0; January 17: 0.49; January 18: 0.47; January 19: 0.4; January 20: 0.38; January 21: 0.35; January 22: 0; January 23: 0; January 24: 0
SCEW_2_PDRP172 | Leapfrog | SCE | 0.17 | 0 | 0 | 0 | 0 | 0 | 0 | 0 | 0 | 0 | 0 | 0 | January 1: 0; January 2: 0; January 3: 0; January 4: 0; January 5: 0; January 6: 0; January 7: 0; January 8: 0; January 9: 0; January 10: 0; January 11: 0; January 12: 0; January 13: 0; January 14: 0; January 15: 0; January 16: 0; January 17: 0.25; January 18: 0.26; January 19: 0.12; January 20: 0.12; January 21: 0.11; January 22: 0; January 23: 0; January 24: 0
SCEW_2_PDRP177 | Voltus | SCE | 0.84 | 0 | 0 | 0 | 0 | 0 | 0 | 0 | 0 | 0 | 0 | 0 | January 1: 0; January 2: 0; January 3: 0; January 4: 0; January 5: 0; January 6: 0; January 7: 0; January 8: 0; January 9: 0; January 10: 0; January 11: 0; January 12: 0; January 13: 0; January 14: 0; January 15: 0; January 16: 0; January 17: 0.99; January 18: 0.95; January 19: 0.79; January 20: 0.77; January 21: 0.71; January 22: 0; January 23: 0; January 24: 0
SCEW_2_PDRP180 | Voltus | SCE | 0.11 | 0 | 0 | 0 | 0 | 0 | 0 | 0 | 0 | 0 | 0 | 0 | January 1: 0; January 2: 0; January 3: 0; January 4: 0; January 5: 0; January 6: 0; January 7: 0; January 8: 0; January 9: 0; January 10: 0; January 11: 0; January 12: 0; January 13: 0; January 14: 0; January 15: 0; January 16: 0; January 17: 0.13; January 18: 0.12; January 19: 0.1; January 20: 0.1; January 21: 0.09; January 22: 0; January 23: 0; January 24: 0
SCEW_2_PDRP19 | OhmConnect | SCE | 0.93 | 0 | 0 | 0 | 0 | 0 | 0 | 0 | 0 | 0 | 0 | 0 | January 1: 0; January 2: 0; January 3: 0; January 4: 0; January 5: 0; January 6: 0; January 7: 0; January 8: 0; January 9: 0; January 10: 0; January 11: 0; January 12: 0; January 13: 0; January 14: 0; January 15: 0; January 16: 0; January 17: 1.06; January 18: 1.02; January 19: 0.96; January 20: 0.92; January 21: 0.69; January 22: 0; January 23: 0; January 24: 0
SCEW_2_PDRP20 | OhmConnect | SCE | 0.51 | 0 | 0 | 0 | 0 | 0 | 0 | 0 | 0 | 0 | 0 | 0 | January 1: 0; January 2: 0; January 3: 0; January 4: 0; January 5: 0; January 6: 0; January 7: 0; January 8: 0; January 9: 0; January 10: 0; January 11: 0; January 12: 0; January 13: 0; January 14: 0; January 15: 0; January 16: 0; January 17: 0.58; January 18: 0.56; January 19: 0.53; January 20: 0.5; January 21: 0.38; January 22: 0; January 23: 0; January 24: 0
SCHD_1_PDRP12 | OhmConnect | SCE | 1.5 | 0 | 0 | 0 | 0 | 0 | 0 | 0 | 0 | 0 | 0 | 0 | January 1: 0; January 2: 0; January 3: 0; January 4: 0; January 5: 0; January 6: 0; January 7: 0; January 8: 0; January 9: 0; January 10: 0; January 11: 0; January 12: 0; January 13: 0; January 14: 0; January 15: 0; January 16: 0; January 17: 1.72; January 18: 1.65; January 19: 1.54; January 20: 1.48; January 21: 1.12; January 22: 0; January 23: 0; January 24: 0
SCHD_1_PDRP41 | Leapfrog | SCE | 0.31 | 0 | 0 | 0 | 0 | 0 | 0 | 0 | 0 | 0 | 0 | 0 | January 1: 0; January 2: 0; January 3: 0; January 4: 0; January 5: 0; January 6: 0; January 7: 0; January 8: 0; January 9: 0; January 10: 0; January 11: 0; January 12: 0; January 13: 0; January 14: 0; January 15: 0; January 16: 0; January 17: 0.45; January 18: 0.47; January 19: 0.21; January 20: 0.21; January 21: 0.21; January 22: 0; January 23: 0; January 24: 0
SCHD_1_PDRP42 | Leapfrog | SCE | 0.12 | 0 | 0 | 0 | 0 | 0 | 0 | 0 | 0 | 0 | 0 | 0 | January 1: 0; January 2: 0; January 3: 0; January 4: 0; January 5: 0; January 6: 0; January 7: 0; January 8: 0; January 9: 0; January 10: 0; January 11: 0; January 12: 0; January 13: 0; January 14: 0; January 15: 0; January 16: 0; January 17: 0.18; January 18: 0.18; January 19: 0.08; January 20: 0.08; January 21: 0.08; January 22: 0; January 23: 0; January 24: 0
SCHD_1_PDRP44 | Leapfrog | SCE | 0.1 | 0 | 0 | 0 | 0 | 0 | 0 | 0 | 0 | 0 | 0 | 0 | January 1: 0; January 2: 0; January 3: 0; January 4: 0; January 5: 0; January 6: 0; January 7: 0; January 8: 0; January 9: 0; January 10: 0; January 11: 0; January 12: 0; January 13: 0; January 14: 0; January 15: 0; January 16: 0; January 17: 0.15; January 18: 0.15; January 19: 0.07; January 20: 0.07; January 21: 0.07; January 22: 0; January 23: 0; January 24: 0
SCHD_1_PDRP48 | Leapfrog | SCE | 0.43 | 0 | 0 | 0 | 0 | 0 | 0 | 0 | 0 | 0 | 0 | 0 | January 1: 0; January 2: 0; January 3: 0; January 4: 0; January 5: 0; January 6: 0; January 7: 0; January 8: 0; January 9: 0; January 10: 0; January 11: 0; January 12: 0; January 13: 0; January 14: 0; January 15: 0; January 16: 0; January 17: 0.63; January 18: 0.65; January 19: 0.29; January 20: 0.29; January 21: 0.29; January 22: 0; January 23: 0; January 24: 0
SCHD_1_PDRP64 | Leapfrog | SCE | 0.61 | 0 | 0 | 0 | 0 | 0 | 0 | 0 | 0 | 0 | 0 | 0 | January 1: 0; January 2: 0; January 3: 0; January 4: 0; January 5: 0; January 6: 0; January 7: 0; January 8: 0; January 9: 0; January 10: 0; January 11: 0; January 12: 0; January 13: 0; January 14: 0; January 15: 0; January 16: 0; January 17: 0.89; January 18: 0.92; January 19: 0.42; January 20: 0.41; January 21: 0.41; January 22: 0; January 23: 0; January 24: 0
SCLD_1_PDRP10 | OhmConnect | SCE | 1.5 | 0 | 0 | 0 | 0 | 0 | 0 | 0 | 0 | 0 | 0 | 0 | January 1: 0; January 2: 0; January 3: 0; January 4: 0; January 5: 0; January 6: 0; January 7: 0; January 8: 0; January 9: 0; January 10: 0; January 11: 0; January 12: 0; January 13: 0; January 14: 0; January 15: 0; January 16: 0; January 17: 1.72; January 18: 1.65; January 19: 1.54; January 20: 1.48; January 21: 1.12; January 22: 0; January 23: 0; January 24: 0
SCNW_6_PDRP07 | OhmConnect | SCE | 0.36 | 0 | 0 | 0 | 0 | 0 | 0 | 0 | 0 | 0 | 0 | 0 | January 1: 0; January 2: 0; January 3: 0; January 4: 0; January 5: 0; January 6: 0; January 7: 0; January 8: 0; January 9: 0; January 10: 0; January 11: 0; January 12: 0; January 13: 0; January 14: 0; January 15: 0; January 16: 0; January 17: 0.41; January 18: 0.4; January 19: 0.37; January 20: 0.35; January 21: 0.27; January 22: 0; January 23: 0; January 24: 0
SCNW_6_PDRP41 | Leapfrog | SCE | 0.14 | 0 | 0 | 0 | 0 | 0 | 0 | 0 | 0 | 0 | 0 | 0 | January 1: 0; January 2: 0; January 3: 0; January 4: 0; January 5: 0; January 6: 0; January 7: 0; January 8: 0; January 9: 0; January 10: 0; January 11: 0; January 12: 0; January 13: 0; January 14: 0; January 15: 0; January 16: 0; January 17: 0.2; January 18: 0.21; January 19: 0.1; January 20: 0.1; January 21: 0.09; January 22: 0; January 23: 0; January 24: 0
SCNW_6_PDRP43 | Leapfrog | SCE | 0.18 | 0 | 0 | 0 | 0 | 0 | 0 | 0 | 0 | 0 | 0 | 0 | January 1: 0; January 2: 0; January 3: 0; January 4: 0; January 5: 0; January 6: 0; January 7: 0; January 8: 0; January 9: 0; January 10: 0; January 11: 0; January 12: 0; January 13: 0; January 14: 0; January 15: 0; January 16: 0; January 17: 0.26; January 18: 0.27; January 19: 0.12; January 20: 0.12; January 21: 0.12; January 22: 0; January 23: 0; January 24: 0
SCNW_6_PDRP44 | Leapfrog | SCE | 0.27 | 0 | 0 | 0 | 0 | 0 | 0 | 0 | 0 | 0 | 0 | 0 | January 1: 0; January 2: 0; January 3: 0; January 4: 0; January 5: 0; January 6: 0; January 7: 0; January 8: 0; January 9: 0; January 10: 0; January 11: 0; January 12: 0; January 13: 0; January 14: 0; January 15: 0; January 16: 0; January 17: 0.39; January 18: 0.41; January 19: 0.18; January 20: 0.18; January 21: 0.18; January 22: 0; January 23: 0; January 24: 0
SCNW_6_PDRP45 | Leapfrog | SCE | 0.11 | 0 | 0 | 0 | 0 | 0 | 0 | 0 | 0 | 0 | 0 | 0 | January 1: 0; January 2: 0; January 3: 0; January 4: 0; January 5: 0; January 6: 0; January 7: 0; January 8: 0; January 9: 0; January 10: 0; January 11: 0; January 12: 0; January 13: 0; January 14: 0; January 15: 0; January 16: 0; January 17: 0.16; January 18: 0.17; January 19: 0.08; January 20: 0.07; January 21: 0.07; January 22: 0; January 23: 0; January 24: 0
SCNW_6_PDRP47 | Leapfrog | SCE | 0.1 | 0 | 0 | 0 | 0 | 0 | 0 | 0 | 0 | 0 | 0 | 0 | January 1: 0; January 2: 0; January 3: 0; January 4: 0; January 5: 0; January 6: 0; January 7: 0; January 8: 0; January 9: 0; January 10: 0; January 11: 0; January 12: 0; January 13: 0; January 14: 0; January 15: 0; January 16: 0; January 17: 0.15; January 18: 0.15; January 19: 0.07; January 20: 0.07; January 21: 0.07; January 22: 0; January 23: 0; January 24: 0
SCNW_6_PDRP48 | Leapfrog | SCE | 0.31 | 0 | 0 | 0 | 0 | 0 | 0 | 0 | 0 | 0 | 0 | 0 | January 1: 0; January 2: 0; January 3: 0; January 4: 0; January 5: 0; January 6: 0; January 7: 0; January 8: 0; January 9: 0; January 10: 0; January 11: 0; January 12: 0; January 13: 0; January 14: 0; January 15: 0; January 16: 0; January 17: 0.45; January 18: 0.47; January 19: 0.21; January 20: 0.21; January 21: 0.21; January 22: 0; January 23: 0; January 24: 0
SCNW_6_PDRP49 | Leapfrog | SCE | 0.19 | 0 | 0 | 0 | 0 | 0 | 0 | 0 | 0 | 0 | 0 | 0 | January 1: 0; January 2: 0; January 3: 0; January 4: 0; January 5: 0; January 6: 0; January 7: 0; January 8: 0; January 9: 0; January 10: 0; January 11: 0; January 12: 0; January 13: 0; January 14: 0; January 15: 0; January 16: 0; January 17: 0.28; January 18: 0.29; January 19: 0.13; January 20: 0.13; January 21: 0.13; January 22: 0; January 23: 0; January 24: 0
SCNW_6_PDRP50 | Leapfrog | SCE | 0.1 | 0 | 0 | 0 | 0 | 0 | 0 | 0 | 0 | 0 | 0 | 0 | January 1: 0; January 2: 0; January 3: 0; January 4: 0; January 5: 0; January 6: 0; January 7: 0; January 8: 0; January 9: 0; January 10: 0; January 11: 0; January 12: 0; January 13: 0; January 14: 0; January 15: 0; January 16: 0; January 17: 0.15; January 18: 0.15; January 19: 0.07; January 20: 0.07; January 21: 0.07; January 22: 0; January 23: 0; January 24: 0
SCNW_6_PDRP59 | Voltus | SCE | 0.21 | 0 | 0 | 0 | 0 | 0 | 0 | 0 | 0 | 0 | 0 | 0 | January 1: 0; January 2: 0; January 3: 0; January 4: 0; January 5: 0; January 6: 0; January 7: 0; January 8: 0; January 9: 0; January 10: 0; January 11: 0; January 12: 0; January 13: 0; January 14: 0; January 15: 0; January 16: 0; January 17: 0.25; January 18: 0.24; January 19: 0.2; January 20: 0.19; January 21: 0.18; January 22: 0; January 23: 0; January 24: 0
SCNW_6_PDRP68 | Voltus | SCE | 0.11 | 0 | 0 | 0 | 0 | 0 | 0 | 0 | 0 | 0 | 0 | 0 | January 1: 0; January 2: 0; January 3: 0; January 4: 0; January 5: 0; January 6: 0; January 7: 0; January 8: 0; January 9: 0; January 10: 0; January 11: 0; January 12: 0; January 13: 0; January 14: 0; January 15: 0; January 16: 0; January 17: 0.13; January 18: 0.12; January 19: 0.1; January 20: 0.1; January 21: 0.09; January 22: 0; January 23: 0; January 24: 0
SCNW_6_PDRP69 | Voltus | SCE | 1.05 | 0 | 0 | 0 | 0 | 0 | 0 | 0 | 0 | 0 | 0 | 0 | January 1: 0; January 2: 0; January 3: 0; January 4: 0; January 5: 0; January 6: 0; January 7: 0; January 8: 0; January 9: 0; January 10: 0; January 11: 0; January 12: 0; January 13: 0; January 14: 0; January 15: 0; January 16: 0; January 17: 1.23; January 18: 1.18; January 19: 0.99; January 20: 0.96; January 21: 0.88; January 22: 0; January 23: 0; January 24: 0
SDG1_1_PDRP04 | OhmConnect | SDGE | 0.62 | 0 | 0 | 0 | 0 | 0 | 0 | 0 | 0 | 0 | 0 | 0 | January 1: 0; January 2: 0; January 3: 0; January 4: 0; January 5: 0; January 6: 0; January 7: 0; January 8: 0; January 9: 0; January 10: 0; January 11: 0; January 12: 0; January 13: 0; January 14: 0; January 15: 0; January 16: 0; January 17: 0.71; January 18: 0.68; January 19: 0.64; January 20: 0.61; January 21: 0.46; January 22: 0; January 23: 0; January 24: 0
SDG1_1_PDRP05 | OhmConnect | SDGE | 0.25 | 0 | 0 | 0 | 0 | 0 | 0 | 0 | 0 | 0 | 0 | 0 | January 1: 0; January 2: 0; January 3: 0; January 4: 0; January 5: 0; January 6: 0; January 7: 0; January 8: 0; January 9: 0; January 10: 0; January 11: 0; January 12: 0; January 13: 0; January 14: 0; January 15: 0; January 16: 0; January 17: 0.29; January 18: 0.27; January 19: 0.26; January 20: 0.25; January 21: 0.19; January 22: 0; January 23: 0; January 24: 0
SDG1_1_PDRP06 | OhmConnect | SDGE | 0.3 | 0 | 0 | 0 | 0 | 0 | 0 | 0 | 0 | 0 | 0 | 0 | January 1: 0; January 2: 0; January 3: 0; January 4: 0; January 5: 0; January 6: 0; January 7: 0; January 8: 0; January 9: 0; January 10: 0; January 11: 0; January 12: 0; January 13: 0; January 14: 0; January 15: 0; January 16: 0; January 17: 0.34; January 18: 0.33; January 19: 0.31; January 20: 0.3; January 21: 0.22; January 22: 0; January 23: 0; January 24: 0
SDG1_1_PDRP07 | OhmConnect | SDGE | 0.5 | 0 | 0 | 0 | 0 | 0 | 0 | 0 | 0 | 0 | 0 | 0 | January 1: 0; January 2: 0; January 3: 0; January 4: 0; January 5: 0; January 6: 0; January 7: 0; January 8: 0; January 9: 0; January 10: 0; January 11: 0; January 12: 0; January 13: 0; January 14: 0; January 15: 0; January 16: 0; January 17: 0.57; January 18: 0.55; January 19: 0.51; January 20: 0.49; January 21: 0.37; January 22: 0; January 23: 0; January 24: 0
SDG1_1_PDRP100 | Leapfrog | SDGE | 0.56 | 0 | 0 | 0 | 0 | 0 | 0 | 0 | 0 | 0 | 0 | 0 | January 1: 0; January 2: 0; January 3: 0; January 4: 0; January 5: 0; January 6: 0; January 7: 0; January 8: 0; January 9: 0; January 10: 0; January 11: 0; January 12: 0; January 13: 0; January 14: 0; January 15: 0; January 16: 0; January 17: 1.27; January 18: 0.64; January 19: 0.31; January 20: 0.3; January 21: 0.29; January 22: 0; January 23: 0; January 24: 0
SDG1_1_PDRP101 | Leapfrog | SDGE | 0.61 | 0 | 0 | 0 | 0 | 0 | 0 | 0 | 0 | 0 | 0 | 0 | January 1: 0; January 2: 0; January 3: 0; January 4: 0; January 5: 0; January 6: 0; January 7: 0; January 8: 0; January 9: 0; January 10: 0; January 11: 0; January 12: 0; January 13: 0; January 14: 0; January 15: 0; January 16: 0; January 17: 1.39; January 18: 0.69; January 19: 0.33; January 20: 0.32; January 21: 0.31; January 22: 0; January 23: 0; January 24: 0
SDG1_1_PDRP102 | Leapfrog | SDGE | 0.32 | 0 | 0 | 0 | 0 | 0 | 0 | 0 | 0 | 0 | 0 | 0 | January 1: 0; January 2: 0; January 3: 0; January 4: 0; January 5: 0; January 6: 0; January 7: 0; January 8: 0; January 9: 0; January 10: 0; January 11: 0; January 12: 0; January 13: 0; January 14: 0; January 15: 0; January 16: 0; January 17: 0.73; January 18: 0.36; January 19: 0.17; January 20: 0.17; January 21: 0.16; January 22: 0; January 23: 0; January 24: 0
SDG1_1_PDRP103 | Leapfrog | SDGE | 0.13 | 0 | 0 | 0 | 0 | 0 | 0 | 0 | 0 | 0 | 0 | 0 | January 1: 0; January 2: 0; January 3: 0; January 4: 0; January 5: 0; January 6: 0; January 7: 0; January 8: 0; January 9: 0; January 10: 0; January 11: 0; January 12: 0; January 13: 0; January 14: 0; January 15: 0; January 16: 0; January 17: 0.3; January 18: 0.15; January 19: 0.07; January 20: 0.07; January 21: 0.07; January 22: 0; January 23: 0; January 24: 0
SDG1_1_PDRP104 | Leapfrog | SDGE | 0.19 | 0 | 0 | 0 | 0 | 0 | 0 | 0 | 0 | 0 | 0 | 0 | January 1: 0; January 2: 0; January 3: 0; January 4: 0; January 5: 0; January 6: 0; January 7: 0; January 8: 0; January 9: 0; January 10: 0; January 11: 0; January 12: 0; January 13: 0; January 14: 0; January 15: 0; January 16: 0; January 17: 0.43; January 18: 0.22; January 19: 0.1; January 20: 0.1; January 21: 0.1; January 22: 0; January 23: 0; January 24: 0
SDG1_1_PDRP105 | Leapfrog | SDGE | 0.34 | 0 | 0 | 0 | 0 | 0 | 0 | 0 | 0 | 0 | 0 | 0 | January 1: 0; January 2: 0; January 3: 0; January 4: 0; January 5: 0; January 6: 0; January 7: 0; January 8: 0; January 9: 0; January 10: 0; January 11: 0; January 12: 0; January 13: 0; January 14: 0; January 15: 0; January 16: 0; January 17: 0.77; January 18: 0.39; January 19: 0.19; January 20: 0.18; January 21: 0.18; January 22: 0; January 23: 0; January 24: 0
SDG1_1_PDRP111 | Leapfrog | SDGE | 0.26 | 0 | 0 | 0 | 0 | 0 | 0 | 0 | 0 | 0 | 0 | 0 | January 1: 0; January 2: 0; January 3: 0; January 4: 0; January 5: 0; January 6: 0; January 7: 0; January 8: 0; January 9: 0; January 10: 0; January 11: 0; January 12: 0; January 13: 0; January 14: 0; January 15: 0; January 16: 0; January 17: 0.59; January 18: 0.29; January 19: 0.14; January 20: 0.14; January 21: 0.13; January 22: 0; January 23: 0; January 24: 0
SDG1_1_PDRP113 | Leapfrog | SDGE | 0.16 | 0 | 0 | 0 | 0 | 0 | 0 | 0 | 0 | 0 | 0 | 0 | January 1: 0; January 2: 0; January 3: 0; January 4: 0; January 5: 0; January 6: 0; January 7: 0; January 8: 0; January 9: 0; January 10: 0; January 11: 0; January 12: 0; January 13: 0; January 14: 0; January 15: 0; January 16: 0; January 17: 0.36; January 18: 0.18; January 19: 0.09; January 20: 0.08; January 21: 0.08; January 22: 0; January 23: 0; January 24: 0
SDG1_1_PDRP117 | Leapfrog | SDGE | 0.27 | 0 | 0 | 0 | 0 | 0 | 0 | 0 | 0 | 0 | 0 | 0 | January 1: 0; January 2: 0; January 3: 0; January 4: 0; January 5: 0; January 6: 0; January 7: 0; January 8: 0; January 9: 0; January 10: 0; January 11: 0; January 12: 0; January 13: 0; January 14: 0; January 15: 0; January 16: 0; January 17: 0.61; January 18: 0.31; January 19: 0.15; January 20: 0.14; January 21: 0.14; January 22: 0; January 23: 0; January 24: 0
SDG1_1_PDRP118 | Leapfrog | SDGE | 0.1 | 0 | 0 | 0 | 0 | 0 | 0 | 0 | 0 | 0 | 0 | 0 | January 1: 0; January 2: 0; January 3: 0; January 4: 0; January 5: 0; January 6: 0; January 7: 0; January 8: 0; January 9: 0; January 10: 0; January 11: 0; January 12: 0; January 13: 0; January 14: 0; January 15: 0; January 16: 0; January 17: 0.23; January 18: 0.11; January 19: 0.05; January 20: 0.05; January 21: 0.05; January 22: 0; January 23: 0; January 24: 0
SDG1_1_PDRP119 | Leapfrog | SDGE | 0.11 | 0 | 0 | 0 | 0 | 0 | 0 | 0 | 0 | 0 | 0 | 0 | January 1: 0; January 2: 0; January 3: 0; January 4: 0; January 5: 0; January 6: 0; January 7: 0; January 8: 0; January 9: 0; January 10: 0; January 11: 0; January 12: 0; January 13: 0; January 14: 0; January 15: 0; January 16: 0; January 17: 0.25; January 18: 0.12; January 19: 0.06; January 20: 0.06; January 21: 0.06; January 22: 0; January 23: 0; January 24: 0
SDG1_1_PDRP15 | OhmConnect | SDGE | 0.12 | 0 | 0 | 0 | 0 | 0 | 0 | 0 | 0 | 0 | 0 | 0 | January 1: 0; January 2: 0; January 3: 0; January 4: 0; January 5: 0; January 6: 0; January 7: 0; January 8: 0; January 9: 0; January 10: 0; January 11: 0; January 12: 0; January 13: 0; January 14: 0; January 15: 0; January 16: 0; January 17: 0.14; January 18: 0.13; January 19: 0.12; January 20: 0.12; January 21: 0.09; January 22: 0; January 23: 0; January 24: 0
SDG1_1_PDRP25 | OhmConnect | SDGE | 0.12 | 0 | 0 | 0 | 0 | 0 | 0 | 0 | 0 | 0 | 0 | 0 | January 1: 0; January 2: 0; January 3: 0; January 4: 0; January 5: 0; January 6: 0; January 7: 0; January 8: 0; January 9: 0; January 10: 0; January 11: 0; January 12: 0; January 13: 0; January 14: 0; January 15: 0; January 16: 0; January 17: 0.14; January 18: 0.13; January 19: 0.12; January 20: 0.12; January 21: 0.09; January 22: 0; January 23: 0; January 24: 0
SDG1_1_PDRP26 | OhmConnect | SDGE | 0.12 | 0 | 0 | 0 | 0 | 0 | 0 | 0 | 0 | 0 | 0 | 0 | January 1: 0; January 2: 0; January 3: 0; January 4: 0; January 5: 0; January 6: 0; January 7: 0; January 8: 0; January 9: 0; January 10: 0; January 11: 0; January 12: 0; January 13: 0; January 14: 0; January 15: 0; January 16: 0; January 17: 0.14; January 18: 0.13; January 19: 0.12; January 20: 0.12; January 21: 0.09; January 22: 0; January 23: 0; January 24: 0
SDG1_1_PDRP27 | OhmConnect | SDGE | 0.12 | 0 | 0 | 0 | 0 | 0 | 0 | 0 | 0 | 0 | 0 | 0 | January 1: 0; January 2: 0; January 3: 0; January 4: 0; January 5: 0; January 6: 0; January 7: 0; January 8: 0; January 9: 0; January 10: 0; January 11: 0; January 12: 0; January 13: 0; January 14: 0; January 15: 0; January 16: 0; January 17: 0.14; January 18: 0.13; January 19: 0.12; January 20: 0.12; January 21: 0.09; January 22: 0; January 23: 0; January 24: 0
SDG1_1_PDRP28 | OhmConnect | SDGE | 0.12 | 0 | 0 | 0 | 0 | 0 | 0 | 0 | 0 | 0 | 0 | 0 | January 1: 0; January 2: 0; January 3: 0; January 4: 0; January 5: 0; January 6: 0; January 7: 0; January 8: 0; January 9: 0; January 10: 0; January 11: 0; January 12: 0; January 13: 0; January 14: 0; January 15: 0; January 16: 0; January 17: 0.14; January 18: 0.13; January 19: 0.12; January 20: 0.12; January 21: 0.09; January 22: 0; January 23: 0; January 24: 0
SDG1_1_PDRP32 | OhmConnect | SDGE | 0.12 | 0 | 0 | 0 | 0 | 0 | 0 | 0 | 0 | 0 | 0 | 0 | January 1: 0; January 2: 0; January 3: 0; January 4: 0; January 5: 0; January 6: 0; January 7: 0; January 8: 0; January 9: 0; January 10: 0; January 11: 0; January 12: 0; January 13: 0; January 14: 0; January 15: 0; January 16: 0; January 17: 0.14; January 18: 0.13; January 19: 0.12; January 20: 0.12; January 21: 0.09; January 22: 0; January 23: 0; January 24: 0
SDG1_1_PDRP33 | OhmConnect | SDGE | 0.12 | 0 | 0 | 0 | 0 | 0 | 0 | 0 | 0 | 0 | 0 | 0 | January 1: 0; January 2: 0; January 3: 0; January 4: 0; January 5: 0; January 6: 0; January 7: 0; January 8: 0; January 9: 0; January 10: 0; January 11: 0; January 12: 0; January 13: 0; January 14: 0; January 15: 0; January 16: 0; January 17: 0.14; January 18: 0.13; January 19: 0.12; January 20: 0.12; January 21: 0.09; January 22: 0; January 23: 0; January 24: 0
SDG1_1_PDRP34 | OhmConnect | SDGE | 0.12 | 0 | 0 | 0 | 0 | 0 | 0 | 0 | 0 | 0 | 0 | 0 | January 1: 0; January 2: 0; January 3: 0; January 4: 0; January 5: 0; January 6: 0; January 7: 0; January 8: 0; January 9: 0; January 10: 0; January 11: 0; January 12: 0; January 13: 0; January 14: 0; January 15: 0; January 16: 0; January 17: 0.14; January 18: 0.13; January 19: 0.12; January 20: 0.12; January 21: 0.09; January 22: 0; January 23: 0; January 24: 0
SDG1_1_PDRP37 | OhmConnect | SDGE | 0.12 | 0 | 0 | 0 | 0 | 0 | 0 | 0 | 0 | 0 | 0 | 0 | January 1: 0; January 2: 0; January 3: 0; January 4: 0; January 5: 0; January 6: 0; January 7: 0; January 8: 0; January 9: 0; January 10: 0; January 11: 0; January 12: 0; January 13: 0; January 14: 0; January 15: 0; January 16: 0; January 17: 0.14; January 18: 0.13; January 19: 0.12; January 20: 0.12; January 21: 0.09; January 22: 0; January 23: 0; January 24: 0
SDG1_1_PDRP38 | OhmConnect | SDGE | 0.12 | 0 | 0 | 0 | 0 | 0 | 0 | 0 | 0 | 0 | 0 | 0 | January 1: 0; January 2: 0; January 3: 0; January 4: 0; January 5: 0; January 6: 0; January 7: 0; January 8: 0; January 9: 0; January 10: 0; January 11: 0; January 12: 0; January 13: 0; January 14: 0; January 15: 0; January 16: 0; January 17: 0.14; January 18: 0.13; January 19: 0.12; January 20: 0.12; January 21: 0.09; January 22: 0; January 23: 0; January 24: 0
SDG1_1_PDRP39 | OhmConnect | SDGE | 0.12 | 0 | 0 | 0 | 0 | 0 | 0 | 0 | 0 | 0 | 0 | 0 | January 1: 0; January 2: 0; January 3: 0; January 4: 0; January 5: 0; January 6: 0; January 7: 0; January 8: 0; January 9: 0; January 10: 0; January 11: 0; January 12: 0; January 13: 0; January 14: 0; January 15: 0; January 16: 0; January 17: 0.14; January 18: 0.13; January 19: 0.12; January 20: 0.12; January 21: 0.09; January 22: 0; January 23: 0; January 24: 0
SDG1_1_PDRP40 | OhmConnect | SDGE | 0.11 | 0 | 0 | 0 | 0 | 0 | 0 | 0 | 0 | 0 | 0 | 0 | January 1: 0; January 2: 0; January 3: 0; January 4: 0; January 5: 0; January 6: 0; January 7: 0; January 8: 0; January 9: 0; January 10: 0; January 11: 0; January 12: 0; January 13: 0; January 14: 0; January 15: 0; January 16: 0; January 17: 0.13; January 18: 0.12; January 19: 0.11; January 20: 0.11; January 21: 0.08; January 22: 0; January 23: 0; January 24: 0
SDG1_1_PDRP41 | OhmConnect | SDGE | 0.12 | 0 | 0 | 0 | 0 | 0 | 0 | 0 | 0 | 0 | 0 | 0 | January 1: 0; January 2: 0; January 3: 0; January 4: 0; January 5: 0; January 6: 0; January 7: 0; January 8: 0; January 9: 0; January 10: 0; January 11: 0; January 12: 0; January 13: 0; January 14: 0; January 15: 0; January 16: 0; January 17: 0.14; January 18: 0.13; January 19: 0.12; January 20: 0.12; January 21: 0.09; January 22: 0; January 23: 0; January 24: 0
SDG1_1_PDRP43 | OhmConnect | SDGE | 0.12 | 0 | 0 | 0 | 0 | 0 | 0 | 0 | 0 | 0 | 0 | 0 | January 1: 0; January 2: 0; January 3: 0; January 4: 0; January 5: 0; January 6: 0; January 7: 0; January 8: 0; January 9: 0; January 10: 0; January 11: 0; January 12: 0; January 13: 0; January 14: 0; January 15: 0; January 16: 0; January 17: 0.14; January 18: 0.13; January 19: 0.12; January 20: 0.12; January 21: 0.09; January 22: 0; January 23: 0; January 24: 0
SDG1_1_PDRP44 | OhmConnect | SDGE | 0.11 | 0 | 0 | 0 | 0 | 0 | 0 | 0 | 0 | 0 | 0 | 0 | January 1: 0; January 2: 0; January 3: 0; January 4: 0; January 5: 0; January 6: 0; January 7: 0; January 8: 0; January 9: 0; January 10: 0; January 11: 0; January 12: 0; January 13: 0; January 14: 0; January 15: 0; January 16: 0; January 17: 0.13; January 18: 0.12; January 19: 0.11; January 20: 0.11; January 21: 0.08; January 22: 0; January 23: 0; January 24: 0
SDG1_1_PDRP45 | OhmConnect | SDGE | 0.12 | 0 | 0 | 0 | 0 | 0 | 0 | 0 | 0 | 0 | 0 | 0 | January 1: 0; January 2: 0; January 3: 0; January 4: 0; January 5: 0; January 6: 0; January 7: 0; January 8: 0; January 9: 0; January 10: 0; January 11: 0; January 12: 0; January 13: 0; January 14: 0; January 15: 0; January 16: 0; January 17: 0.14; January 18: 0.13; January 19: 0.12; January 20: 0.12; January 21: 0.09; January 22: 0; January 23: 0; January 24: 0
SDG1_1_PDRP46 | OhmConnect | SDGE | 0.11 | 0 | 0 | 0 | 0 | 0 | 0 | 0 | 0 | 0 | 0 | 0 | January 1: 0; January 2: 0; January 3: 0; January 4: 0; January 5: 0; January 6: 0; January 7: 0; January 8: 0; January 9: 0; January 10: 0; January 11: 0; January 12: 0; January 13: 0; January 14: 0; January 15: 0; January 16: 0; January 17: 0.13; January 18: 0.12; January 19: 0.11; January 20: 0.11; January 21: 0.08; January 22: 0; January 23: 0; January 24: 0
SDG1_1_PDRP47 | OhmConnect | SDGE | 0.12 | 0 | 0 | 0 | 0 | 0 | 0 | 0 | 0 | 0 | 0 | 0 | January 1: 0; January 2: 0; January 3: 0; January 4: 0; January 5: 0; January 6: 0; January 7: 0; January 8: 0; January 9: 0; January 10: 0; January 11: 0; January 12: 0; January 13: 0; January 14: 0; January 15: 0; January 16: 0; January 17: 0.14; January 18: 0.13; January 19: 0.12; January 20: 0.12; January 21: 0.09; January 22: 0; January 23: 0; January 24: 0
SDG1_1_PDRP48 | OhmConnect | SDGE | 0.11 | 0 | 0 | 0 | 0 | 0 | 0 | 0 | 0 | 0 | 0 | 0 | January 1: 0; January 2: 0; January 3: 0; January 4: 0; January 5: 0; January 6: 0; January 7: 0; January 8: 0; January 9: 0; January 10: 0; January 11: 0; January 12: 0; January 13: 0; January 14: 0; January 15: 0; January 16: 0; January 17: 0.13; January 18: 0.12; January 19: 0.11; January 20: 0.11; January 21: 0.08; January 22: 0; January 23: 0; January 24: 0
SDG1_1_PDRP49 | OhmConnect | SDGE | 0.11 | 0 | 0 | 0 | 0 | 0 | 0 | 0 | 0 | 0 | 0 | 0 | January 1: 0; January 2: 0; January 3: 0; January 4: 0; January 5: 0; January 6: 0; January 7: 0; January 8: 0; January 9: 0; January 10: 0; January 11: 0; January 12: 0; January 13: 0; January 14: 0; January 15: 0; January 16: 0; January 17: 0.13; January 18: 0.12; January 19: 0.11; January 20: 0.11; January 21: 0.08; January 22: 0; January 23: 0; January 24: 0
SDG1_1_PDRP51 | OhmConnect | SDGE | 0.11 | 0 | 0 | 0 | 0 | 0 | 0 | 0 | 0 | 0 | 0 | 0 | January 1: 0; January 2: 0; January 3: 0; January 4: 0; January 5: 0; January 6: 0; January 7: 0; January 8: 0; January 9: 0; January 10: 0; January 11: 0; January 12: 0; January 13: 0; January 14: 0; January 15: 0; January 16: 0; January 17: 0.13; January 18: 0.12; January 19: 0.11; January 20: 0.11; January 21: 0.08; January 22: 0; January 23: 0; January 24: 0
SDG1_1_PDRP60 | OhmConnect | SDGE | 0.11 | 0 | 0 | 0 | 0 | 0 | 0 | 0 | 0 | 0 | 0 | 0 | January 1: 0; January 2: 0; January 3: 0; January 4: 0; January 5: 0; January 6: 0; January 7: 0; January 8: 0; January 9: 0; January 10: 0; January 11: 0; January 12: 0; January 13: 0; January 14: 0; January 15: 0; January 16: 0; January 17: 0.13; January 18: 0.12; January 19: 0.11; January 20: 0.11; January 21: 0.08; January 22: 0; January 23: 0; January 24: 0
SDG1_1_PDRP62 | OhmConnect | SDGE | 0.11 | 0 | 0 | 0 | 0 | 0 | 0 | 0 | 0 | 0 | 0 | 0 | January 1: 0; January 2: 0; January 3: 0; January 4: 0; January 5: 0; January 6: 0; January 7: 0; January 8: 0; January 9: 0; January 10: 0; January 11: 0; January 12: 0; January 13: 0; January 14: 0; January 15: 0; January 16: 0; January 17: 0.13; January 18: 0.12; January 19: 0.11; January 20: 0.11; January 21: 0.08; January 22: 0; January 23: 0; January 24: 0
SDG1_1_PDRP64 | OhmConnect | SDGE | 0.11 | 0 | 0 | 0 | 0 | 0 | 0 | 0 | 0 | 0 | 0 | 0 | January 1: 0; January 2: 0; January 3: 0; January 4: 0; January 5: 0; January 6: 0; January 7: 0; January 8: 0; January 9: 0; January 10: 0; January 11: 0; January 12: 0; January 13: 0; January 14: 0; January 15: 0; January 16: 0; January 17: 0.13; January 18: 0.12; January 19: 0.11; January 20: 0.11; January 21: 0.08; January 22: 0; January 23: 0; January 24: 0
SDG1_1_PDRP85 | Leapfrog | SDGE | 0.57 | 0 | 0 | 0 | 0 | 0 | 0 | 0 | 0 | 0 | 0 | 0 | January 1: 0; January 2: 0; January 3: 0; January 4: 0; January 5: 0; January 6: 0; January 7: 0; January 8: 0; January 9: 0; January 10: 0; January 11: 0; January 12: 0; January 13: 0; January 14: 0; January 15: 0; January 16: 0; January 17: 1.3; January 18: 0.65; January 19: 0.31; January 20: 0.3; January 21: 0.29; January 22: 0; January 23: 0; January 24: 0
SDG1_1_PDRP86 | Leapfrog | SDGE | 3.21 | 0 | 0 | 0 | 0 | 0 | 0 | 0 | 0 | 0 | 0 | 0 | January 1: 0; January 2: 0; January 3: 0; January 4: 0; January 5: 0; January 6: 0; January 7: 0; January 8: 0; January 9: 0; January 10: 0; January 11: 0; January 12: 0; January 13: 0; January 14: 0; January 15: 0; January 16: 0; January 17: 7.31; January 18: 3.64; January 19: 1.75; January 20: 1.7; January 21: 1.65; January 22: 0; January 23: 0; January 24: 0
SDG1_1_PDRP88 | Leapfrog | SDGE | 0.17 | 0 | 0 | 0 | 0 | 0 | 0 | 0 | 0 | 0 | 0 | 0 | January 1: 0; January 2: 0; January 3: 0; January 4: 0; January 5: 0; January 6: 0; January 7: 0; January 8: 0; January 9: 0; January 10: 0; January 11: 0; January 12: 0; January 13: 0; January 14: 0; January 15: 0; January 16: 0; January 17: 0.39; January 18: 0.19; January 19: 0.09; January 20: 0.09; January 21: 0.09; January 22: 0; January 23: 0; January 24: 0
SDG1_1_PDRP91 | Leapfrog | SDGE | 0.87 | 0 | 0 | 0 | 0 | 0 | 0 | 0 | 0 | 0 | 0 | 0 | January 1: 0; January 2: 0; January 3: 0; January 4: 0; January 5: 0; January 6: 0; January 7: 0; January 8: 0; January 9: 0; January 10: 0; January 11: 0; January 12: 0; January 13: 0; January 14: 0; January 15: 0; January 16: 0; January 17: 1.98; January 18: 0.99; January 19: 0.47; January 20: 0.46; January 21: 0.45; January 22: 0; January 23: 0; January 24: 0
SDG1_1_PDRP96 | Leapfrog | SDGE | 0.19 | 0 | 0 | 0 | 0 | 0 | 0 | 0 | 0 | 0 | 0 | 0 | January 1: 0; January 2: 0; January 3: 0; January 4: 0; January 5: 0; January 6: 0; January 7: 0; January 8: 0; January 9: 0; January 10: 0; January 11: 0; January 12: 0; January 13: 0; January 14: 0; January 15: 0; January 16: 0; January 17: 0.43; January 18: 0.22; January 19: 0.1; January 20: 0.1; January 21: 0.1; January 22: 0; January 23: 0; January 24: 0
SDG1_1_PDRP97 | Leapfrog | SDGE | 0.9 | 0 | 0 | 0 | 0 | 0 | 0 | 0 | 0 | 0 | 0 | 0 | January 1: 0; January 2: 0; January 3: 0; January 4: 0; January 5: 0; January 6: 0; January 7: 0; January 8: 0; January 9: 0; January 10: 0; January 11: 0; January 12: 0; January 13: 0; January 14: 0; January 15: 0; January 16: 0; January 17: 2.05; January 18: 1.02; January 19: 0.49; January 20: 0.48; January 21: 0.46; January 22: 0; January 23: 0; January 24: 0

## DR LIP Profiles
DRP | TAC | Month | Month Number | Hour Ending | LIP Profile
OhmConnect | PGE | January | 1 | 1 | 0
OhmConnect | PGE | January | 1 | 2 | 0
OhmConnect | PGE | January | 1 | 3 | 0
OhmConnect | PGE | January | 1 | 4 | 0
OhmConnect | PGE | January | 1 | 5 | 0
OhmConnect | PGE | January | 1 | 6 | 0
OhmConnect | PGE | January | 1 | 7 | 0
OhmConnect | PGE | January | 1 | 8 | 0
OhmConnect | PGE | January | 1 | 9 | 0
OhmConnect | PGE | January | 1 | 10 | 0
OhmConnect | PGE | January | 1 | 11 | 0
OhmConnect | PGE | January | 1 | 12 | 0
OhmConnect | PGE | January | 1 | 13 | 0
OhmConnect | PGE | January | 1 | 14 | 0
OhmConnect | PGE | January | 1 | 15 | 0
OhmConnect | PGE | January | 1 | 16 | 0
OhmConnect | PGE | January | 1 | 17 | 1.1442
OhmConnect | PGE | January | 1 | 18 | 1.0984
OhmConnect | PGE | January | 1 | 19 | 1.0297
OhmConnect | PGE | January | 1 | 20 | 0.98398
OhmConnect | PGE | January | 1 | 21 | 0.74371
OhmConnect | PGE | January | 1 | 22 | 0
OhmConnect | PGE | January | 1 | 23 | 0
OhmConnect | PGE | January | 1 | 24 | 0
OhmConnect | PGE | February | 2 | 1 | 0
OhmConnect | PGE | February | 2 | 2 | 0
OhmConnect | PGE | February | 2 | 3 | 0
OhmConnect | PGE | February | 2 | 4 | 0
OhmConnect | PGE | February | 2 | 5 | 0
OhmConnect | PGE | February | 2 | 6 | 0
OhmConnect | PGE | February | 2 | 7 | 0
OhmConnect | PGE | February | 2 | 8 | 0
OhmConnect | PGE | February | 2 | 9 | 0
OhmConnect | PGE | February | 2 | 10 | 0
OhmConnect | PGE | February | 2 | 11 | 0
OhmConnect | PGE | February | 2 | 12 | 0
OhmConnect | PGE | February | 2 | 13 | 0
OhmConnect | PGE | February | 2 | 14 | 0
OhmConnect | PGE | February | 2 | 15 | 0
OhmConnect | PGE | February | 2 | 16 | 0
OhmConnect | PGE | February | 2 | 17 | 1.1442
OhmConnect | PGE | February | 2 | 18 | 1.0984
OhmConnect | PGE | February | 2 | 19 | 1.0297
OhmConnect | PGE | February | 2 | 20 | 0.98398
OhmConnect | PGE | February | 2 | 21 | 0.74371
OhmConnect | PGE | February | 2 | 22 | 0
OhmConnect | PGE | February | 2 | 23 | 0
OhmConnect | PGE | February | 2 | 24 | 0
OhmConnect | PGE | March | 3 | 1 | 0
OhmConnect | PGE | March | 3 | 2 | 0
OhmConnect | PGE | March | 3 | 3 | 0
OhmConnect | PGE | March | 3 | 4 | 0
OhmConnect | PGE | March | 3 | 5 | 0
OhmConnect | PGE | March | 3 | 6 | 0
OhmConnect | PGE | March | 3 | 7 | 0
OhmConnect | PGE | March | 3 | 8 | 0
OhmConnect | PGE | March | 3 | 9 | 0
OhmConnect | PGE | March | 3 | 10 | 0
OhmConnect | PGE | March | 3 | 11 | 0
OhmConnect | PGE | March | 3 | 12 | 0
OhmConnect | PGE | March | 3 | 13 | 0
OhmConnect | PGE | March | 3 | 14 | 0
OhmConnect | PGE | March | 3 | 15 | 0
OhmConnect | PGE | March | 3 | 16 | 0
OhmConnect | PGE | March | 3 | 17 | 0
OhmConnect | PGE | March | 3 | 18 | 1.1442
OhmConnect | PGE | March | 3 | 19 | 1.0984
OhmConnect | PGE | March | 3 | 20 | 1.0297
OhmConnect | PGE | March | 3 | 21 | 0.98398
OhmConnect | PGE | March | 3 | 22 | 0.74371
OhmConnect | PGE | March | 3 | 23 | 0
OhmConnect | PGE | March | 3 | 24 | 0
OhmConnect | PGE | April | 4 | 1 | 0
OhmConnect | PGE | April | 4 | 2 | 0
OhmConnect | PGE | April | 4 | 3 | 0
OhmConnect | PGE | April | 4 | 4 | 0
OhmConnect | PGE | April | 4 | 5 | 0
OhmConnect | PGE | April | 4 | 6 | 0
OhmConnect | PGE | April | 4 | 7 | 0
OhmConnect | PGE | April | 4 | 8 | 0
OhmConnect | PGE | April | 4 | 9 | 0
OhmConnect | PGE | April | 4 | 10 | 0
OhmConnect | PGE | April | 4 | 11 | 0
OhmConnect | PGE | April | 4 | 12 | 0
OhmConnect | PGE | April | 4 | 13 | 0
OhmConnect | PGE | April | 4 | 14 | 0
OhmConnect | PGE | April | 4 | 15 | 0
OhmConnect | PGE | April | 4 | 16 | 0
OhmConnect | PGE | April | 4 | 17 | 0
OhmConnect | PGE | April | 4 | 18 | 1.1442
OhmConnect | PGE | April | 4 | 19 | 1.0984
OhmConnect | PGE | April | 4 | 20 | 1.0297
OhmConnect | PGE | April | 4 | 21 | 0.98398
OhmConnect | PGE | April | 4 | 22 | 0.74371
OhmConnect | PGE | April | 4 | 23 | 0
OhmConnect | PGE | April | 4 | 24 | 0
OhmConnect | PGE | May | 5 | 1 | 0
OhmConnect | PGE | May | 5 | 2 | 0
OhmConnect | PGE | May | 5 | 3 | 0
OhmConnect | PGE | May | 5 | 4 | 0
OhmConnect | PGE | May | 5 | 5 | 0
OhmConnect | PGE | May | 5 | 6 | 0
OhmConnect | PGE | May | 5 | 7 | 0
OhmConnect | PGE | May | 5 | 8 | 0
OhmConnect | PGE | May | 5 | 9 | 0
OhmConnect | PGE | May | 5 | 10 | 0
OhmConnect | PGE | May | 5 | 11 | 0
OhmConnect | PGE | May | 5 | 12 | 0
OhmConnect | PGE | May | 5 | 13 | 0
OhmConnect | PGE | May | 5 | 14 | 0
OhmConnect | PGE | May | 5 | 15 | 0
OhmConnect | PGE | May | 5 | 16 | 0
OhmConnect | PGE | May | 5 | 17 | 0
OhmConnect | PGE | May | 5 | 18 | 1.1442
OhmConnect | PGE | May | 5 | 19 | 1.0984
OhmConnect | PGE | May | 5 | 20 | 1.0297
OhmConnect | PGE | May | 5 | 21 | 0.98398
OhmConnect | PGE | May | 5 | 22 | 0.74371
OhmConnect | PGE | May | 5 | 23 | 0
OhmConnect | PGE | May | 5 | 24 | 0
OhmConnect | PGE | June | 6 | 1 | 0
OhmConnect | PGE | June | 6 | 2 | 0
OhmConnect | PGE | June | 6 | 3 | 0
OhmConnect | PGE | June | 6 | 4 | 0
OhmConnect | PGE | June | 6 | 5 | 0
OhmConnect | PGE | June | 6 | 6 | 0
OhmConnect | PGE | June | 6 | 7 | 0
OhmConnect | PGE | June | 6 | 8 | 0
OhmConnect | PGE | June | 6 | 9 | 0
OhmConnect | PGE | June | 6 | 10 | 0
OhmConnect | PGE | June | 6 | 11 | 0
OhmConnect | PGE | June | 6 | 12 | 0
OhmConnect | PGE | June | 6 | 13 | 0
OhmConnect | PGE | June | 6 | 14 | 0
OhmConnect | PGE | June | 6 | 15 | 0
OhmConnect | PGE | June | 6 | 16 | 0
OhmConnect | PGE | June | 6 | 17 | 1.1442
OhmConnect | PGE | June | 6 | 18 | 1.0984
OhmConnect | PGE | June | 6 | 19 | 1.0297
OhmConnect | PGE | June | 6 | 20 | 0.98398
OhmConnect | PGE | June | 6 | 21 | 0.74371
OhmConnect | PGE | June | 6 | 22 | 0
OhmConnect | PGE | June | 6 | 23 | 0
OhmConnect | PGE | June | 6 | 24 | 0
OhmConnect | PGE | July | 7 | 1 | 0
OhmConnect | PGE | July | 7 | 2 | 0
OhmConnect | PGE | July | 7 | 3 | 0
OhmConnect | PGE | July | 7 | 4 | 0
OhmConnect | PGE | July | 7 | 5 | 0
OhmConnect | PGE | July | 7 | 6 | 0
OhmConnect | PGE | July | 7 | 7 | 0
OhmConnect | PGE | July | 7 | 8 | 0
OhmConnect | PGE | July | 7 | 9 | 0
OhmConnect | PGE | July | 7 | 10 | 0
OhmConnect | PGE | July | 7 | 11 | 0
OhmConnect | PGE | July | 7 | 12 | 0
OhmConnect | PGE | July | 7 | 13 | 0
OhmConnect | PGE | July | 7 | 14 | 0
OhmConnect | PGE | July | 7 | 15 | 0
OhmConnect | PGE | July | 7 | 16 | 0
OhmConnect | PGE | July | 7 | 17 | 1.1442
OhmConnect | PGE | July | 7 | 18 | 1.0984
OhmConnect | PGE | July | 7 | 19 | 1.0297
OhmConnect | PGE | July | 7 | 20 | 0.98398
OhmConnect | PGE | July | 7 | 21 | 0.74371
OhmConnect | PGE | July | 7 | 22 | 0
OhmConnect | PGE | July | 7 | 23 | 0
OhmConnect | PGE | July | 7 | 24 | 0
OhmConnect | PGE | August | 8 | 1 | 0
OhmConnect | PGE | August | 8 | 2 | 0
OhmConnect | PGE | August | 8 | 3 | 0
OhmConnect | PGE | August | 8 | 4 | 0
OhmConnect | PGE | August | 8 | 5 | 0
OhmConnect | PGE | August | 8 | 6 | 0
OhmConnect | PGE | August | 8 | 7 | 0
OhmConnect | PGE | August | 8 | 8 | 0
OhmConnect | PGE | August | 8 | 9 | 0
OhmConnect | PGE | August | 8 | 10 | 0
OhmConnect | PGE | August | 8 | 11 | 0
OhmConnect | PGE | August | 8 | 12 | 0
OhmConnect | PGE | August | 8 | 13 | 0
OhmConnect | PGE | August | 8 | 14 | 0
OhmConnect | PGE | August | 8 | 15 | 0
OhmConnect | PGE | August | 8 | 16 | 0
OhmConnect | PGE | August | 8 | 17 | 1.1442
OhmConnect | PGE | August | 8 | 18 | 1.0984
OhmConnect | PGE | August | 8 | 19 | 1.0297
OhmConnect | PGE | August | 8 | 20 | 0.98398
OhmConnect | PGE | August | 8 | 21 | 0.74371
OhmConnect | PGE | August | 8 | 22 | 0
OhmConnect | PGE | August | 8 | 23 | 0
OhmConnect | PGE | August | 8 | 24 | 0
OhmConnect | PGE | September | 9 | 1 | 0
OhmConnect | PGE | September | 9 | 2 | 0
OhmConnect | PGE | September | 9 | 3 | 0
OhmConnect | PGE | September | 9 | 4 | 0
OhmConnect | PGE | September | 9 | 5 | 0
OhmConnect | PGE | September | 9 | 6 | 0
OhmConnect | PGE | September | 9 | 7 | 0
OhmConnect | PGE | September | 9 | 8 | 0
OhmConnect | PGE | September | 9 | 9 | 0
OhmConnect | PGE | September | 9 | 10 | 0
OhmConnect | PGE | September | 9 | 11 | 0
OhmConnect | PGE | September | 9 | 12 | 0
OhmConnect | PGE | September | 9 | 13 | 0
OhmConnect | PGE | September | 9 | 14 | 0
OhmConnect | PGE | September | 9 | 15 | 0
OhmConnect | PGE | September | 9 | 16 | 0
OhmConnect | PGE | September | 9 | 17 | 1.1442
OhmConnect | PGE | September | 9 | 18 | 1.0984
OhmConnect | PGE | September | 9 | 19 | 1.0297
OhmConnect | PGE | September | 9 | 20 | 0.98398
OhmConnect | PGE | September | 9 | 21 | 0.74371
OhmConnect | PGE | September | 9 | 22 | 0
OhmConnect | PGE | September | 9 | 23 | 0
OhmConnect | PGE | September | 9 | 24 | 0
OhmConnect | PGE | October | 10 | 1 | 0
OhmConnect | PGE | October | 10 | 2 | 0
OhmConnect | PGE | October | 10 | 3 | 0
OhmConnect | PGE | October | 10 | 4 | 0
OhmConnect | PGE | October | 10 | 5 | 0
OhmConnect | PGE | October | 10 | 6 | 0
OhmConnect | PGE | October | 10 | 7 | 0
OhmConnect | PGE | October | 10 | 8 | 0
OhmConnect | PGE | October | 10 | 9 | 0
OhmConnect | PGE | October | 10 | 10 | 0
OhmConnect | PGE | October | 10 | 11 | 0
OhmConnect | PGE | October | 10 | 12 | 0
OhmConnect | PGE | October | 10 | 13 | 0
OhmConnect | PGE | October | 10 | 14 | 0
OhmConnect | PGE | October | 10 | 15 | 0
OhmConnect | PGE | October | 10 | 16 | 0
OhmConnect | PGE | October | 10 | 17 | 1.1442
OhmConnect | PGE | October | 10 | 18 | 1.0984
OhmConnect | PGE | October | 10 | 19 | 1.0297
OhmConnect | PGE | October | 10 | 20 | 0.98398
OhmConnect | PGE | October | 10 | 21 | 0.74371
OhmConnect | PGE | October | 10 | 22 | 0
OhmConnect | PGE | October | 10 | 23 | 0
OhmConnect | PGE | October | 10 | 24 | 0
OhmConnect | PGE | November | 11 | 1 | 0
OhmConnect | PGE | November | 11 | 2 | 0
OhmConnect | PGE | November | 11 | 3 | 0
OhmConnect | PGE | November | 11 | 4 | 0
OhmConnect | PGE | November | 11 | 5 | 0
OhmConnect | PGE | November | 11 | 6 | 0
OhmConnect | PGE | November | 11 | 7 | 0
OhmConnect | PGE | November | 11 | 8 | 0
OhmConnect | PGE | November | 11 | 9 | 0
OhmConnect | PGE | November | 11 | 10 | 0
OhmConnect | PGE | November | 11 | 11 | 0
OhmConnect | PGE | November | 11 | 12 | 0
OhmConnect | PGE | November | 11 | 13 | 0
OhmConnect | PGE | November | 11 | 14 | 0
OhmConnect | PGE | November | 11 | 15 | 0
OhmConnect | PGE | November | 11 | 16 | 0
OhmConnect | PGE | November | 11 | 17 | 1.1442
OhmConnect | PGE | November | 11 | 18 | 1.0984
OhmConnect | PGE | November | 11 | 19 | 1.0297
OhmConnect | PGE | November | 11 | 20 | 0.98398
OhmConnect | PGE | November | 11 | 21 | 0.74371
OhmConnect | PGE | November | 11 | 22 | 0
OhmConnect | PGE | November | 11 | 23 | 0
OhmConnect | PGE | November | 11 | 24 | 0
OhmConnect | PGE | December | 12 | 1 | 0
OhmConnect | PGE | December | 12 | 2 | 0
OhmConnect | PGE | December | 12 | 3 | 0
OhmConnect | PGE | December | 12 | 4 | 0
OhmConnect | PGE | December | 12 | 5 | 0
OhmConnect | PGE | December | 12 | 6 | 0
OhmConnect | PGE | December | 12 | 7 | 0
OhmConnect | PGE | December | 12 | 8 | 0
OhmConnect | PGE | December | 12 | 9 | 0
OhmConnect | PGE | December | 12 | 10 | 0
OhmConnect | PGE | December | 12 | 11 | 0
OhmConnect | PGE | December | 12 | 12 | 0
OhmConnect | PGE | December | 12 | 13 | 0
OhmConnect | PGE | December | 12 | 14 | 0
OhmConnect | PGE | December | 12 | 15 | 0
OhmConnect | PGE | December | 12 | 16 | 0
OhmConnect | PGE | December | 12 | 17 | 1.1442
OhmConnect | PGE | December | 12 | 18 | 1.0984
OhmConnect | PGE | December | 12 | 19 | 1.0297
OhmConnect | PGE | December | 12 | 20 | 0.98398
OhmConnect | PGE | December | 12 | 21 | 0.74371
OhmConnect | PGE | December | 12 | 22 | 0
OhmConnect | PGE | December | 12 | 23 | 0
OhmConnect | PGE | December | 12 | 24 | 0
OhmConnect | SCE | January | 1 | 1 | 0
OhmConnect | SCE | January | 1 | 2 | 0
OhmConnect | SCE | January | 1 | 3 | 0
OhmConnect | SCE | January | 1 | 4 | 0
OhmConnect | SCE | January | 1 | 5 | 0
OhmConnect | SCE | January | 1 | 6 | 0
OhmConnect | SCE | January | 1 | 7 | 0
OhmConnect | SCE | January | 1 | 8 | 0
OhmConnect | SCE | January | 1 | 9 | 0
OhmConnect | SCE | January | 1 | 10 | 0
OhmConnect | SCE | January | 1 | 11 | 0
OhmConnect | SCE | January | 1 | 12 | 0
OhmConnect | SCE | January | 1 | 13 | 0
OhmConnect | SCE | January | 1 | 14 | 0
OhmConnect | SCE | January | 1 | 15 | 0
OhmConnect | SCE | January | 1 | 16 | 0
OhmConnect | SCE | January | 1 | 17 | 1.1442
OhmConnect | SCE | January | 1 | 18 | 1.0984
OhmConnect | SCE | January | 1 | 19 | 1.0297
OhmConnect | SCE | January | 1 | 20 | 0.98398
OhmConnect | SCE | January | 1 | 21 | 0.74371
OhmConnect | SCE | January | 1 | 22 | 0
OhmConnect | SCE | January | 1 | 23 | 0
OhmConnect | SCE | January | 1 | 24 | 0
OhmConnect | SCE | February | 2 | 1 | 0
OhmConnect | SCE | February | 2 | 2 | 0
OhmConnect | SCE | February | 2 | 3 | 0
OhmConnect | SCE | February | 2 | 4 | 0
OhmConnect | SCE | February | 2 | 5 | 0
OhmConnect | SCE | February | 2 | 6 | 0
OhmConnect | SCE | February | 2 | 7 | 0
OhmConnect | SCE | February | 2 | 8 | 0
OhmConnect | SCE | February | 2 | 9 | 0
OhmConnect | SCE | February | 2 | 10 | 0
OhmConnect | SCE | February | 2 | 11 | 0
OhmConnect | SCE | February | 2 | 12 | 0
OhmConnect | SCE | February | 2 | 13 | 0
OhmConnect | SCE | February | 2 | 14 | 0
OhmConnect | SCE | February | 2 | 15 | 0
OhmConnect | SCE | February | 2 | 16 | 0
OhmConnect | SCE | February | 2 | 17 | 1.1442
OhmConnect | SCE | February | 2 | 18 | 1.0984
OhmConnect | SCE | February | 2 | 19 | 1.0297
OhmConnect | SCE | February | 2 | 20 | 0.98398
OhmConnect | SCE | February | 2 | 21 | 0.74371
OhmConnect | SCE | February | 2 | 22 | 0
OhmConnect | SCE | February | 2 | 23 | 0
OhmConnect | SCE | February | 2 | 24 | 0
OhmConnect | SCE | March | 3 | 1 | 0
OhmConnect | SCE | March | 3 | 2 | 0
OhmConnect | SCE | March | 3 | 3 | 0
OhmConnect | SCE | March | 3 | 4 | 0
OhmConnect | SCE | March | 3 | 5 | 0
OhmConnect | SCE | March | 3 | 6 | 0
OhmConnect | SCE | March | 3 | 7 | 0
OhmConnect | SCE | March | 3 | 8 | 0
OhmConnect | SCE | March | 3 | 9 | 0
OhmConnect | SCE | March | 3 | 10 | 0
OhmConnect | SCE | March | 3 | 11 | 0
OhmConnect | SCE | March | 3 | 12 | 0
OhmConnect | SCE | March | 3 | 13 | 0
OhmConnect | SCE | March | 3 | 14 | 0
OhmConnect | SCE | March | 3 | 15 | 0
OhmConnect | SCE | March | 3 | 16 | 0
OhmConnect | SCE | March | 3 | 17 | 0
OhmConnect | SCE | March | 3 | 18 | 1.1442
OhmConnect | SCE | March | 3 | 19 | 1.0984
OhmConnect | SCE | March | 3 | 20 | 1.0297
OhmConnect | SCE | March | 3 | 21 | 0.98398
OhmConnect | SCE | March | 3 | 22 | 0.74371
OhmConnect | SCE | March | 3 | 23 | 0
OhmConnect | SCE | March | 3 | 24 | 0
OhmConnect | SCE | April | 4 | 1 | 0
OhmConnect | SCE | April | 4 | 2 | 0
OhmConnect | SCE | April | 4 | 3 | 0
OhmConnect | SCE | April | 4 | 4 | 0
OhmConnect | SCE | April | 4 | 5 | 0
OhmConnect | SCE | April | 4 | 6 | 0
OhmConnect | SCE | April | 4 | 7 | 0
OhmConnect | SCE | April | 4 | 8 | 0
OhmConnect | SCE | April | 4 | 9 | 0
OhmConnect | SCE | April | 4 | 10 | 0
OhmConnect | SCE | April | 4 | 11 | 0
OhmConnect | SCE | April | 4 | 12 | 0
OhmConnect | SCE | April | 4 | 13 | 0
OhmConnect | SCE | April | 4 | 14 | 0
OhmConnect | SCE | April | 4 | 15 | 0
OhmConnect | SCE | April | 4 | 16 | 0
OhmConnect | SCE | April | 4 | 17 | 0
OhmConnect | SCE | April | 4 | 18 | 1.1442
OhmConnect | SCE | April | 4 | 19 | 1.0984
OhmConnect | SCE | April | 4 | 20 | 1.0297
OhmConnect | SCE | April | 4 | 21 | 0.98398
OhmConnect | SCE | April | 4 | 22 | 0.74371
OhmConnect | SCE | April | 4 | 23 | 0
OhmConnect | SCE | April | 4 | 24 | 0
OhmConnect | SCE | May | 5 | 1 | 0
OhmConnect | SCE | May | 5 | 2 | 0
OhmConnect | SCE | May | 5 | 3 | 0
OhmConnect | SCE | May | 5 | 4 | 0
OhmConnect | SCE | May | 5 | 5 | 0
OhmConnect | SCE | May | 5 | 6 | 0
OhmConnect | SCE | May | 5 | 7 | 0
OhmConnect | SCE | May | 5 | 8 | 0
OhmConnect | SCE | May | 5 | 9 | 0
OhmConnect | SCE | May | 5 | 10 | 0
OhmConnect | SCE | May | 5 | 11 | 0
OhmConnect | SCE | May | 5 | 12 | 0
OhmConnect | SCE | May | 5 | 13 | 0
OhmConnect | SCE | May | 5 | 14 | 0
OhmConnect | SCE | May | 5 | 15 | 0
OhmConnect | SCE | May | 5 | 16 | 0
OhmConnect | SCE | May | 5 | 17 | 0
OhmConnect | SCE | May | 5 | 18 | 1.1442
OhmConnect | SCE | May | 5 | 19 | 1.0984
OhmConnect | SCE | May | 5 | 20 | 1.0297
OhmConnect | SCE | May | 5 | 21 | 0.98398
OhmConnect | SCE | May | 5 | 22 | 0.74371
OhmConnect | SCE | May | 5 | 23 | 0
OhmConnect | SCE | May | 5 | 24 | 0
OhmConnect | SCE | June | 6 | 1 | 0
OhmConnect | SCE | June | 6 | 2 | 0
OhmConnect | SCE | June | 6 | 3 | 0
OhmConnect | SCE | June | 6 | 4 | 0
OhmConnect | SCE | June | 6 | 5 | 0
OhmConnect | SCE | June | 6 | 6 | 0
OhmConnect | SCE | June | 6 | 7 | 0
OhmConnect | SCE | June | 6 | 8 | 0
OhmConnect | SCE | June | 6 | 9 | 0
OhmConnect | SCE | June | 6 | 10 | 0
OhmConnect | SCE | June | 6 | 11 | 0
OhmConnect | SCE | June | 6 | 12 | 0
OhmConnect | SCE | June | 6 | 13 | 0
OhmConnect | SCE | June | 6 | 14 | 0
OhmConnect | SCE | June | 6 | 15 | 0
OhmConnect | SCE | June | 6 | 16 | 0
OhmConnect | SCE | June | 6 | 17 | 1.1442
OhmConnect | SCE | June | 6 | 18 | 1.0984
OhmConnect | SCE | June | 6 | 19 | 1.0297
OhmConnect | SCE | June | 6 | 20 | 0.98398
OhmConnect | SCE | June | 6 | 21 | 0.74371
OhmConnect | SCE | June | 6 | 22 | 0
OhmConnect | SCE | June | 6 | 23 | 0
OhmConnect | SCE | June | 6 | 24 | 0
OhmConnect | SCE | July | 7 | 1 | 0
OhmConnect | SCE | July | 7 | 2 | 0
OhmConnect | SCE | July | 7 | 3 | 0
OhmConnect | SCE | July | 7 | 4 | 0
OhmConnect | SCE | July | 7 | 5 | 0
OhmConnect | SCE | July | 7 | 6 | 0
OhmConnect | SCE | July | 7 | 7 | 0
OhmConnect | SCE | July | 7 | 8 | 0
OhmConnect | SCE | July | 7 | 9 | 0
OhmConnect | SCE | July | 7 | 10 | 0
OhmConnect | SCE | July | 7 | 11 | 0
OhmConnect | SCE | July | 7 | 12 | 0
OhmConnect | SCE | July | 7 | 13 | 0
OhmConnect | SCE | July | 7 | 14 | 0
OhmConnect | SCE | July | 7 | 15 | 0
OhmConnect | SCE | July | 7 | 16 | 0
OhmConnect | SCE | July | 7 | 17 | 1.1442
OhmConnect | SCE | July | 7 | 18 | 1.0984
OhmConnect | SCE | July | 7 | 19 | 1.0297
OhmConnect | SCE | July | 7 | 20 | 0.98398
OhmConnect | SCE | July | 7 | 21 | 0.74371
OhmConnect | SCE | July | 7 | 22 | 0
OhmConnect | SCE | July | 7 | 23 | 0
OhmConnect | SCE | July | 7 | 24 | 0
OhmConnect | SCE | August | 8 | 1 | 0
OhmConnect | SCE | August | 8 | 2 | 0
OhmConnect | SCE | August | 8 | 3 | 0
OhmConnect | SCE | August | 8 | 4 | 0
OhmConnect | SCE | August | 8 | 5 | 0
OhmConnect | SCE | August | 8 | 6 | 0
OhmConnect | SCE | August | 8 | 7 | 0
OhmConnect | SCE | August | 8 | 8 | 0
OhmConnect | SCE | August | 8 | 9 | 0
OhmConnect | SCE | August | 8 | 10 | 0
OhmConnect | SCE | August | 8 | 11 | 0
OhmConnect | SCE | August | 8 | 12 | 0
OhmConnect | SCE | August | 8 | 13 | 0
OhmConnect | SCE | August | 8 | 14 | 0
OhmConnect | SCE | August | 8 | 15 | 0
OhmConnect | SCE | August | 8 | 16 | 0
OhmConnect | SCE | August | 8 | 17 | 1.1442
OhmConnect | SCE | August | 8 | 18 | 1.0984
OhmConnect | SCE | August | 8 | 19 | 1.0297
OhmConnect | SCE | August | 8 | 20 | 0.98398
OhmConnect | SCE | August | 8 | 21 | 0.74371
OhmConnect | SCE | August | 8 | 22 | 0
OhmConnect | SCE | August | 8 | 23 | 0
OhmConnect | SCE | August | 8 | 24 | 0
OhmConnect | SCE | September | 9 | 1 | 0
OhmConnect | SCE | September | 9 | 2 | 0
OhmConnect | SCE | September | 9 | 3 | 0
OhmConnect | SCE | September | 9 | 4 | 0
OhmConnect | SCE | September | 9 | 5 | 0
OhmConnect | SCE | September | 9 | 6 | 0
OhmConnect | SCE | September | 9 | 7 | 0
OhmConnect | SCE | September | 9 | 8 | 0
OhmConnect | SCE | September | 9 | 9 | 0
OhmConnect | SCE | September | 9 | 10 | 0
OhmConnect | SCE | September | 9 | 11 | 0
OhmConnect | SCE | September | 9 | 12 | 0
OhmConnect | SCE | September | 9 | 13 | 0
OhmConnect | SCE | September | 9 | 14 | 0
OhmConnect | SCE | September | 9 | 15 | 0
OhmConnect | SCE | September | 9 | 16 | 0
OhmConnect | SCE | September | 9 | 17 | 1.1442
OhmConnect | SCE | September | 9 | 18 | 1.0984
OhmConnect | SCE | September | 9 | 19 | 1.0297
OhmConnect | SCE | September | 9 | 20 | 0.98398
OhmConnect | SCE | September | 9 | 21 | 0.74371
OhmConnect | SCE | September | 9 | 22 | 0
OhmConnect | SCE | September | 9 | 23 | 0
OhmConnect | SCE | September | 9 | 24 | 0
OhmConnect | SCE | October | 10 | 1 | 0
OhmConnect | SCE | October | 10 | 2 | 0
OhmConnect | SCE | October | 10 | 3 | 0
OhmConnect | SCE | October | 10 | 4 | 0
OhmConnect | SCE | October | 10 | 5 | 0
OhmConnect | SCE | October | 10 | 6 | 0
OhmConnect | SCE | October | 10 | 7 | 0
OhmConnect | SCE | October | 10 | 8 | 0
OhmConnect | SCE | October | 10 | 9 | 0
OhmConnect | SCE | October | 10 | 10 | 0
OhmConnect | SCE | October | 10 | 11 | 0
OhmConnect | SCE | October | 10 | 12 | 0
OhmConnect | SCE | October | 10 | 13 | 0
OhmConnect | SCE | October | 10 | 14 | 0
OhmConnect | SCE | October | 10 | 15 | 0
OhmConnect | SCE | October | 10 | 16 | 0
OhmConnect | SCE | October | 10 | 17 | 1.1442
OhmConnect | SCE | October | 10 | 18 | 1.0984
OhmConnect | SCE | October | 10 | 19 | 1.0297
OhmConnect | SCE | October | 10 | 20 | 0.98398
OhmConnect | SCE | October | 10 | 21 | 0.74371
OhmConnect | SCE | October | 10 | 22 | 0
OhmConnect | SCE | October | 10 | 23 | 0
OhmConnect | SCE | October | 10 | 24 | 0
OhmConnect | SCE | November | 11 | 1 | 0
OhmConnect | SCE | November | 11 | 2 | 0
OhmConnect | SCE | November | 11 | 3 | 0
OhmConnect | SCE | November | 11 | 4 | 0
OhmConnect | SCE | November | 11 | 5 | 0
OhmConnect | SCE | November | 11 | 6 | 0
OhmConnect | SCE | November | 11 | 7 | 0
OhmConnect | SCE | November | 11 | 8 | 0
OhmConnect | SCE | November | 11 | 9 | 0
OhmConnect | SCE | November | 11 | 10 | 0
OhmConnect | SCE | November | 11 | 11 | 0
OhmConnect | SCE | November | 11 | 12 | 0
OhmConnect | SCE | November | 11 | 13 | 0
OhmConnect | SCE | November | 11 | 14 | 0
OhmConnect | SCE | November | 11 | 15 | 0
OhmConnect | SCE | November | 11 | 16 | 0
OhmConnect | SCE | November | 11 | 17 | 1.1442
OhmConnect | SCE | November | 11 | 18 | 1.0984
OhmConnect | SCE | November | 11 | 19 | 1.0297
OhmConnect | SCE | November | 11 | 20 | 0.98398
OhmConnect | SCE | November | 11 | 21 | 0.74371
OhmConnect | SCE | November | 11 | 22 | 0
OhmConnect | SCE | November | 11 | 23 | 0
OhmConnect | SCE | November | 11 | 24 | 0
OhmConnect | SCE | December | 12 | 1 | 0
OhmConnect | SCE | December | 12 | 2 | 0
OhmConnect | SCE | December | 12 | 3 | 0
OhmConnect | SCE | December | 12 | 4 | 0
OhmConnect | SCE | December | 12 | 5 | 0
OhmConnect | SCE | December | 12 | 6 | 0
OhmConnect | SCE | December | 12 | 7 | 0
OhmConnect | SCE | December | 12 | 8 | 0
OhmConnect | SCE | December | 12 | 9 | 0
OhmConnect | SCE | December | 12 | 10 | 0
OhmConnect | SCE | December | 12 | 11 | 0
OhmConnect | SCE | December | 12 | 12 | 0
OhmConnect | SCE | December | 12 | 13 | 0
OhmConnect | SCE | December | 12 | 14 | 0
OhmConnect | SCE | December | 12 | 15 | 0
OhmConnect | SCE | December | 12 | 16 | 0
OhmConnect | SCE | December | 12 | 17 | 1.1442
OhmConnect | SCE | December | 12 | 18 | 1.0984
OhmConnect | SCE | December | 12 | 19 | 1.0297
OhmConnect | SCE | December | 12 | 20 | 0.98398
OhmConnect | SCE | December | 12 | 21 | 0.74371
OhmConnect | SCE | December | 12 | 22 | 0
OhmConnect | SCE | December | 12 | 23 | 0
OhmConnect | SCE | December | 12 | 24 | 0
OhmConnect | SDGE | January | 1 | 1 | 0
OhmConnect | SDGE | January | 1 | 2 | 0
OhmConnect | SDGE | January | 1 | 3 | 0
OhmConnect | SDGE | January | 1 | 4 | 0
OhmConnect | SDGE | January | 1 | 5 | 0
OhmConnect | SDGE | January | 1 | 6 | 0
OhmConnect | SDGE | January | 1 | 7 | 0
OhmConnect | SDGE | January | 1 | 8 | 0
OhmConnect | SDGE | January | 1 | 9 | 0
OhmConnect | SDGE | January | 1 | 10 | 0
OhmConnect | SDGE | January | 1 | 11 | 0
OhmConnect | SDGE | January | 1 | 12 | 0
OhmConnect | SDGE | January | 1 | 13 | 0
OhmConnect | SDGE | January | 1 | 14 | 0
OhmConnect | SDGE | January | 1 | 15 | 0
OhmConnect | SDGE | January | 1 | 16 | 0
OhmConnect | SDGE | January | 1 | 17 | 1.1442
OhmConnect | SDGE | January | 1 | 18 | 1.0984
OhmConnect | SDGE | January | 1 | 19 | 1.0297
OhmConnect | SDGE | January | 1 | 20 | 0.98398
OhmConnect | SDGE | January | 1 | 21 | 0.74371
OhmConnect | SDGE | January | 1 | 22 | 0
OhmConnect | SDGE | January | 1 | 23 | 0
OhmConnect | SDGE | January | 1 | 24 | 0
OhmConnect | SDGE | February | 2 | 1 | 0
OhmConnect | SDGE | February | 2 | 2 | 0
OhmConnect | SDGE | February | 2 | 3 | 0
OhmConnect | SDGE | February | 2 | 4 | 0
OhmConnect | SDGE | February | 2 | 5 | 0
OhmConnect | SDGE | February | 2 | 6 | 0
OhmConnect | SDGE | February | 2 | 7 | 0
OhmConnect | SDGE | February | 2 | 8 | 0
OhmConnect | SDGE | February | 2 | 9 | 0
OhmConnect | SDGE | February | 2 | 10 | 0
OhmConnect | SDGE | February | 2 | 11 | 0
OhmConnect | SDGE | February | 2 | 12 | 0
OhmConnect | SDGE | February | 2 | 13 | 0
OhmConnect | SDGE | February | 2 | 14 | 0
OhmConnect | SDGE | February | 2 | 15 | 0
OhmConnect | SDGE | February | 2 | 16 | 0
OhmConnect | SDGE | February | 2 | 17 | 1.1442
OhmConnect | SDGE | February | 2 | 18 | 1.0984
OhmConnect | SDGE | February | 2 | 19 | 1.0297
OhmConnect | SDGE | February | 2 | 20 | 0.98398
OhmConnect | SDGE | February | 2 | 21 | 0.74371
OhmConnect | SDGE | February | 2 | 22 | 0
OhmConnect | SDGE | February | 2 | 23 | 0
OhmConnect | SDGE | February | 2 | 24 | 0
OhmConnect | SDGE | March | 3 | 1 | 0
OhmConnect | SDGE | March | 3 | 2 | 0
OhmConnect | SDGE | March | 3 | 3 | 0
OhmConnect | SDGE | March | 3 | 4 | 0
OhmConnect | SDGE | March | 3 | 5 | 0
OhmConnect | SDGE | March | 3 | 6 | 0
OhmConnect | SDGE | March | 3 | 7 | 0
OhmConnect | SDGE | March | 3 | 8 | 0
OhmConnect | SDGE | March | 3 | 9 | 0
OhmConnect | SDGE | March | 3 | 10 | 0
OhmConnect | SDGE | March | 3 | 11 | 0
OhmConnect | SDGE | March | 3 | 12 | 0
OhmConnect | SDGE | March | 3 | 13 | 0
OhmConnect | SDGE | March | 3 | 14 | 0
OhmConnect | SDGE | March | 3 | 15 | 0
OhmConnect | SDGE | March | 3 | 16 | 0
OhmConnect | SDGE | March | 3 | 17 | 0
OhmConnect | SDGE | March | 3 | 18 | 1.1442
OhmConnect | SDGE | March | 3 | 19 | 1.0984
OhmConnect | SDGE | March | 3 | 20 | 1.0297
OhmConnect | SDGE | March | 3 | 21 | 0.98398
OhmConnect | SDGE | March | 3 | 22 | 0.74371
OhmConnect | SDGE | March | 3 | 23 | 0
OhmConnect | SDGE | March | 3 | 24 | 0
OhmConnect | SDGE | April | 4 | 1 | 0
OhmConnect | SDGE | April | 4 | 2 | 0
OhmConnect | SDGE | April | 4 | 3 | 0
OhmConnect | SDGE | April | 4 | 4 | 0
OhmConnect | SDGE | April | 4 | 5 | 0
OhmConnect | SDGE | April | 4 | 6 | 0
OhmConnect | SDGE | April | 4 | 7 | 0
OhmConnect | SDGE | April | 4 | 8 | 0
OhmConnect | SDGE | April | 4 | 9 | 0
OhmConnect | SDGE | April | 4 | 10 | 0
OhmConnect | SDGE | April | 4 | 11 | 0
OhmConnect | SDGE | April | 4 | 12 | 0
OhmConnect | SDGE | April | 4 | 13 | 0
OhmConnect | SDGE | April | 4 | 14 | 0
OhmConnect | SDGE | April | 4 | 15 | 0
OhmConnect | SDGE | April | 4 | 16 | 0
OhmConnect | SDGE | April | 4 | 17 | 0
OhmConnect | SDGE | April | 4 | 18 | 1.1442
OhmConnect | SDGE | April | 4 | 19 | 1.0984
OhmConnect | SDGE | April | 4 | 20 | 1.0297
OhmConnect | SDGE | April | 4 | 21 | 0.98398
OhmConnect | SDGE | April | 4 | 22 | 0.74371
OhmConnect | SDGE | April | 4 | 23 | 0
OhmConnect | SDGE | April | 4 | 24 | 0
OhmConnect | SDGE | May | 5 | 1 | 0
OhmConnect | SDGE | May | 5 | 2 | 0
OhmConnect | SDGE | May | 5 | 3 | 0
OhmConnect | SDGE | May | 5 | 4 | 0
OhmConnect | SDGE | May | 5 | 5 | 0
OhmConnect | SDGE | May | 5 | 6 | 0
OhmConnect | SDGE | May | 5 | 7 | 0
OhmConnect | SDGE | May | 5 | 8 | 0
OhmConnect | SDGE | May | 5 | 9 | 0
OhmConnect | SDGE | May | 5 | 10 | 0
OhmConnect | SDGE | May | 5 | 11 | 0
OhmConnect | SDGE | May | 5 | 12 | 0
OhmConnect | SDGE | May | 5 | 13 | 0
OhmConnect | SDGE | May | 5 | 14 | 0
OhmConnect | SDGE | May | 5 | 15 | 0
OhmConnect | SDGE | May | 5 | 16 | 0
OhmConnect | SDGE | May | 5 | 17 | 0
OhmConnect | SDGE | May | 5 | 18 | 1.1442
OhmConnect | SDGE | May | 5 | 19 | 1.0984
OhmConnect | SDGE | May | 5 | 20 | 1.0297
OhmConnect | SDGE | May | 5 | 21 | 0.98398
OhmConnect | SDGE | May | 5 | 22 | 0.74371
OhmConnect | SDGE | May | 5 | 23 | 0
OhmConnect | SDGE | May | 5 | 24 | 0
OhmConnect | SDGE | June | 6 | 1 | 0
OhmConnect | SDGE | June | 6 | 2 | 0
OhmConnect | SDGE | June | 6 | 3 | 0
OhmConnect | SDGE | June | 6 | 4 | 0
OhmConnect | SDGE | June | 6 | 5 | 0
OhmConnect | SDGE | June | 6 | 6 | 0
OhmConnect | SDGE | June | 6 | 7 | 0
OhmConnect | SDGE | June | 6 | 8 | 0
OhmConnect | SDGE | June | 6 | 9 | 0
OhmConnect | SDGE | June | 6 | 10 | 0
OhmConnect | SDGE | June | 6 | 11 | 0
OhmConnect | SDGE | June | 6 | 12 | 0
OhmConnect | SDGE | June | 6 | 13 | 0
OhmConnect | SDGE | June | 6 | 14 | 0
OhmConnect | SDGE | June | 6 | 15 | 0
OhmConnect | SDGE | June | 6 | 16 | 0
OhmConnect | SDGE | June | 6 | 17 | 1.1442
OhmConnect | SDGE | June | 6 | 18 | 1.0984
OhmConnect | SDGE | June | 6 | 19 | 1.0297
OhmConnect | SDGE | June | 6 | 20 | 0.98398
OhmConnect | SDGE | June | 6 | 21 | 0.74371
OhmConnect | SDGE | June | 6 | 22 | 0
OhmConnect | SDGE | June | 6 | 23 | 0
OhmConnect | SDGE | June | 6 | 24 | 0
OhmConnect | SDGE | July | 7 | 1 | 0
OhmConnect | SDGE | July | 7 | 2 | 0
OhmConnect | SDGE | July | 7 | 3 | 0
OhmConnect | SDGE | July | 7 | 4 | 0
OhmConnect | SDGE | July | 7 | 5 | 0
OhmConnect | SDGE | July | 7 | 6 | 0
OhmConnect | SDGE | July | 7 | 7 | 0
OhmConnect | SDGE | July | 7 | 8 | 0
OhmConnect | SDGE | July | 7 | 9 | 0
OhmConnect | SDGE | July | 7 | 10 | 0
OhmConnect | SDGE | July | 7 | 11 | 0
OhmConnect | SDGE | July | 7 | 12 | 0
OhmConnect | SDGE | July | 7 | 13 | 0
OhmConnect | SDGE | July | 7 | 14 | 0
OhmConnect | SDGE | July | 7 | 15 | 0
OhmConnect | SDGE | July | 7 | 16 | 0
OhmConnect | SDGE | July | 7 | 17 | 1.1442
OhmConnect | SDGE | July | 7 | 18 | 1.0984
OhmConnect | SDGE | July | 7 | 19 | 1.0297
OhmConnect | SDGE | July | 7 | 20 | 0.98398
OhmConnect | SDGE | July | 7 | 21 | 0.74371
OhmConnect | SDGE | July | 7 | 22 | 0
OhmConnect | SDGE | July | 7 | 23 | 0
OhmConnect | SDGE | July | 7 | 24 | 0
OhmConnect | SDGE | August | 8 | 1 | 0
OhmConnect | SDGE | August | 8 | 2 | 0
OhmConnect | SDGE | August | 8 | 3 | 0
OhmConnect | SDGE | August | 8 | 4 | 0
OhmConnect | SDGE | August | 8 | 5 | 0
OhmConnect | SDGE | August | 8 | 6 | 0
OhmConnect | SDGE | August | 8 | 7 | 0
OhmConnect | SDGE | August | 8 | 8 | 0
OhmConnect | SDGE | August | 8 | 9 | 0
OhmConnect | SDGE | August | 8 | 10 | 0
OhmConnect | SDGE | August | 8 | 11 | 0
OhmConnect | SDGE | August | 8 | 12 | 0
OhmConnect | SDGE | August | 8 | 13 | 0
OhmConnect | SDGE | August | 8 | 14 | 0
OhmConnect | SDGE | August | 8 | 15 | 0
OhmConnect | SDGE | August | 8 | 16 | 0
OhmConnect | SDGE | August | 8 | 17 | 1.1442
OhmConnect | SDGE | August | 8 | 18 | 1.0984
OhmConnect | SDGE | August | 8 | 19 | 1.0297
OhmConnect | SDGE | August | 8 | 20 | 0.98398
OhmConnect | SDGE | August | 8 | 21 | 0.74371
OhmConnect | SDGE | August | 8 | 22 | 0
OhmConnect | SDGE | August | 8 | 23 | 0
OhmConnect | SDGE | August | 8 | 24 | 0
OhmConnect | SDGE | September | 9 | 1 | 0
OhmConnect | SDGE | September | 9 | 2 | 0
OhmConnect | SDGE | September | 9 | 3 | 0
OhmConnect | SDGE | September | 9 | 4 | 0
OhmConnect | SDGE | September | 9 | 5 | 0
OhmConnect | SDGE | September | 9 | 6 | 0
OhmConnect | SDGE | September | 9 | 7 | 0
OhmConnect | SDGE | September | 9 | 8 | 0
OhmConnect | SDGE | September | 9 | 9 | 0
OhmConnect | SDGE | September | 9 | 10 | 0
OhmConnect | SDGE | September | 9 | 11 | 0
OhmConnect | SDGE | September | 9 | 12 | 0
OhmConnect | SDGE | September | 9 | 13 | 0
OhmConnect | SDGE | September | 9 | 14 | 0
OhmConnect | SDGE | September | 9 | 15 | 0
OhmConnect | SDGE | September | 9 | 16 | 0
OhmConnect | SDGE | September | 9 | 17 | 1.1442
OhmConnect | SDGE | September | 9 | 18 | 1.0984
OhmConnect | SDGE | September | 9 | 19 | 1.0297
OhmConnect | SDGE | September | 9 | 20 | 0.98398
OhmConnect | SDGE | September | 9 | 21 | 0.74371
OhmConnect | SDGE | September | 9 | 22 | 0
OhmConnect | SDGE | September | 9 | 23 | 0
OhmConnect | SDGE | September | 9 | 24 | 0
OhmConnect | SDGE | October | 10 | 1 | 0
OhmConnect | SDGE | October | 10 | 2 | 0
OhmConnect | SDGE | October | 10 | 3 | 0
OhmConnect | SDGE | October | 10 | 4 | 0
OhmConnect | SDGE | October | 10 | 5 | 0
OhmConnect | SDGE | October | 10 | 6 | 0
OhmConnect | SDGE | October | 10 | 7 | 0
OhmConnect | SDGE | October | 10 | 8 | 0
OhmConnect | SDGE | October | 10 | 9 | 0
OhmConnect | SDGE | October | 10 | 10 | 0
OhmConnect | SDGE | October | 10 | 11 | 0
OhmConnect | SDGE | October | 10 | 12 | 0
OhmConnect | SDGE | October | 10 | 13 | 0
OhmConnect | SDGE | October | 10 | 14 | 0
OhmConnect | SDGE | October | 10 | 15 | 0
OhmConnect | SDGE | October | 10 | 16 | 0
OhmConnect | SDGE | October | 10 | 17 | 1.1442
OhmConnect | SDGE | October | 10 | 18 | 1.0984
OhmConnect | SDGE | October | 10 | 19 | 1.0297
OhmConnect | SDGE | October | 10 | 20 | 0.98398
OhmConnect | SDGE | October | 10 | 21 | 0.74371
OhmConnect | SDGE | October | 10 | 22 | 0
OhmConnect | SDGE | October | 10 | 23 | 0
OhmConnect | SDGE | October | 10 | 24 | 0
OhmConnect | SDGE | November | 11 | 1 | 0
OhmConnect | SDGE | November | 11 | 2 | 0
OhmConnect | SDGE | November | 11 | 3 | 0
OhmConnect | SDGE | November | 11 | 4 | 0
OhmConnect | SDGE | November | 11 | 5 | 0
OhmConnect | SDGE | November | 11 | 6 | 0
OhmConnect | SDGE | November | 11 | 7 | 0
OhmConnect | SDGE | November | 11 | 8 | 0
OhmConnect | SDGE | November | 11 | 9 | 0
OhmConnect | SDGE | November | 11 | 10 | 0
OhmConnect | SDGE | November | 11 | 11 | 0
OhmConnect | SDGE | November | 11 | 12 | 0
OhmConnect | SDGE | November | 11 | 13 | 0
OhmConnect | SDGE | November | 11 | 14 | 0
OhmConnect | SDGE | November | 11 | 15 | 0
OhmConnect | SDGE | November | 11 | 16 | 0
OhmConnect | SDGE | November | 11 | 17 | 1.1442
OhmConnect | SDGE | November | 11 | 18 | 1.0984
OhmConnect | SDGE | November | 11 | 19 | 1.0297
OhmConnect | SDGE | November | 11 | 20 | 0.98398
OhmConnect | SDGE | November | 11 | 21 | 0.74371
OhmConnect | SDGE | November | 11 | 22 | 0
OhmConnect | SDGE | November | 11 | 23 | 0
OhmConnect | SDGE | November | 11 | 24 | 0
OhmConnect | SDGE | December | 12 | 1 | 0
OhmConnect | SDGE | December | 12 | 2 | 0
OhmConnect | SDGE | December | 12 | 3 | 0
OhmConnect | SDGE | December | 12 | 4 | 0
OhmConnect | SDGE | December | 12 | 5 | 0
OhmConnect | SDGE | December | 12 | 6 | 0
OhmConnect | SDGE | December | 12 | 7 | 0
OhmConnect | SDGE | December | 12 | 8 | 0
OhmConnect | SDGE | December | 12 | 9 | 0
OhmConnect | SDGE | December | 12 | 10 | 0
OhmConnect | SDGE | December | 12 | 11 | 0
OhmConnect | SDGE | December | 12 | 12 | 0
OhmConnect | SDGE | December | 12 | 13 | 0
OhmConnect | SDGE | December | 12 | 14 | 0
OhmConnect | SDGE | December | 12 | 15 | 0
OhmConnect | SDGE | December | 12 | 16 | 0
OhmConnect | SDGE | December | 12 | 17 | 1.1442
OhmConnect | SDGE | December | 12 | 18 | 1.0984
OhmConnect | SDGE | December | 12 | 19 | 1.0297
OhmConnect | SDGE | December | 12 | 20 | 0.98398
OhmConnect | SDGE | December | 12 | 21 | 0.74371
OhmConnect | SDGE | December | 12 | 22 | 0
OhmConnect | SDGE | December | 12 | 23 | 0
OhmConnect | SDGE | December | 12 | 24 | 0
NexusRenewables | PGE | January | 1 | 1 | 0
NexusRenewables | PGE | January | 1 | 2 | 0
NexusRenewables | PGE | January | 1 | 3 | 0
NexusRenewables | PGE | January | 1 | 4 | 0
NexusRenewables | PGE | January | 1 | 5 | 0
NexusRenewables | PGE | January | 1 | 6 | 0
NexusRenewables | PGE | January | 1 | 7 | 0
NexusRenewables | PGE | January | 1 | 8 | 0
NexusRenewables | PGE | January | 1 | 9 | 0
NexusRenewables | PGE | January | 1 | 10 | 0
NexusRenewables | PGE | January | 1 | 11 | 0
NexusRenewables | PGE | January | 1 | 12 | 0
NexusRenewables | PGE | January | 1 | 13 | 0
NexusRenewables | PGE | January | 1 | 14 | 0
NexusRenewables | PGE | January | 1 | 15 | 0
NexusRenewables | PGE | January | 1 | 16 | 0
NexusRenewables | PGE | January | 1 | 17 | 0
NexusRenewables | PGE | January | 1 | 18 | 0
NexusRenewables | PGE | January | 1 | 19 | 0
NexusRenewables | PGE | January | 1 | 20 | 0
NexusRenewables | PGE | January | 1 | 21 | 0
NexusRenewables | PGE | January | 1 | 22 | 0
NexusRenewables | PGE | January | 1 | 23 | 0
NexusRenewables | PGE | January | 1 | 24 | 0
NexusRenewables | PGE | February | 2 | 1 | 0
NexusRenewables | PGE | February | 2 | 2 | 0
NexusRenewables | PGE | February | 2 | 3 | 0
NexusRenewables | PGE | February | 2 | 4 | 0
NexusRenewables | PGE | February | 2 | 5 | 0
NexusRenewables | PGE | February | 2 | 6 | 0
NexusRenewables | PGE | February | 2 | 7 | 0
NexusRenewables | PGE | February | 2 | 8 | 0
NexusRenewables | PGE | February | 2 | 9 | 0
NexusRenewables | PGE | February | 2 | 10 | 0
NexusRenewables | PGE | February | 2 | 11 | 0
NexusRenewables | PGE | February | 2 | 12 | 0
NexusRenewables | PGE | February | 2 | 13 | 0
NexusRenewables | PGE | February | 2 | 14 | 0
NexusRenewables | PGE | February | 2 | 15 | 0
NexusRenewables | PGE | February | 2 | 16 | 0
NexusRenewables | PGE | February | 2 | 17 | 0
NexusRenewables | PGE | February | 2 | 18 | 0
NexusRenewables | PGE | February | 2 | 19 | 0
NexusRenewables | PGE | February | 2 | 20 | 0
NexusRenewables | PGE | February | 2 | 21 | 0
NexusRenewables | PGE | February | 2 | 22 | 0
NexusRenewables | PGE | February | 2 | 23 | 0
NexusRenewables | PGE | February | 2 | 24 | 0
NexusRenewables | PGE | March | 3 | 1 | 0
NexusRenewables | PGE | March | 3 | 2 | 0
NexusRenewables | PGE | March | 3 | 3 | 0
NexusRenewables | PGE | March | 3 | 4 | 0
NexusRenewables | PGE | March | 3 | 5 | 0
NexusRenewables | PGE | March | 3 | 6 | 0
NexusRenewables | PGE | March | 3 | 7 | 0
NexusRenewables | PGE | March | 3 | 8 | 0
NexusRenewables | PGE | March | 3 | 9 | 0
NexusRenewables | PGE | March | 3 | 10 | 0
NexusRenewables | PGE | March | 3 | 11 | 0
NexusRenewables | PGE | March | 3 | 12 | 0
NexusRenewables | PGE | March | 3 | 13 | 0
NexusRenewables | PGE | March | 3 | 14 | 0
NexusRenewables | PGE | March | 3 | 15 | 0
NexusRenewables | PGE | March | 3 | 16 | 0
NexusRenewables | PGE | March | 3 | 17 | 0
NexusRenewables | PGE | March | 3 | 18 | 1
NexusRenewables | PGE | March | 3 | 19 | 1
NexusRenewables | PGE | March | 3 | 20 | 1
NexusRenewables | PGE | March | 3 | 21 | 1
NexusRenewables | PGE | March | 3 | 22 | 1
NexusRenewables | PGE | March | 3 | 23 | 0
NexusRenewables | PGE | March | 3 | 24 | 0
NexusRenewables | PGE | April | 4 | 1 | 0
NexusRenewables | PGE | April | 4 | 2 | 0
NexusRenewables | PGE | April | 4 | 3 | 0
NexusRenewables | PGE | April | 4 | 4 | 0
NexusRenewables | PGE | April | 4 | 5 | 0
NexusRenewables | PGE | April | 4 | 6 | 0
NexusRenewables | PGE | April | 4 | 7 | 0
NexusRenewables | PGE | April | 4 | 8 | 0
NexusRenewables | PGE | April | 4 | 9 | 0
NexusRenewables | PGE | April | 4 | 10 | 0
NexusRenewables | PGE | April | 4 | 11 | 0
NexusRenewables | PGE | April | 4 | 12 | 0
NexusRenewables | PGE | April | 4 | 13 | 0
NexusRenewables | PGE | April | 4 | 14 | 0
NexusRenewables | PGE | April | 4 | 15 | 0
NexusRenewables | PGE | April | 4 | 16 | 0
NexusRenewables | PGE | April | 4 | 17 | 0
NexusRenewables | PGE | April | 4 | 18 | 1
NexusRenewables | PGE | April | 4 | 19 | 1
NexusRenewables | PGE | April | 4 | 20 | 1
NexusRenewables | PGE | April | 4 | 21 | 1
NexusRenewables | PGE | April | 4 | 22 | 1
NexusRenewables | PGE | April | 4 | 23 | 0
NexusRenewables | PGE | April | 4 | 24 | 0
NexusRenewables | PGE | May | 5 | 1 | 0
NexusRenewables | PGE | May | 5 | 2 | 0
NexusRenewables | PGE | May | 5 | 3 | 0
NexusRenewables | PGE | May | 5 | 4 | 0
NexusRenewables | PGE | May | 5 | 5 | 0
NexusRenewables | PGE | May | 5 | 6 | 0
NexusRenewables | PGE | May | 5 | 7 | 0
NexusRenewables | PGE | May | 5 | 8 | 0
NexusRenewables | PGE | May | 5 | 9 | 0
NexusRenewables | PGE | May | 5 | 10 | 0
NexusRenewables | PGE | May | 5 | 11 | 0
NexusRenewables | PGE | May | 5 | 12 | 0
NexusRenewables | PGE | May | 5 | 13 | 0
NexusRenewables | PGE | May | 5 | 14 | 0
NexusRenewables | PGE | May | 5 | 15 | 0
NexusRenewables | PGE | May | 5 | 16 | 0
NexusRenewables | PGE | May | 5 | 17 | 0
NexusRenewables | PGE | May | 5 | 18 | 1
NexusRenewables | PGE | May | 5 | 19 | 1
NexusRenewables | PGE | May | 5 | 20 | 1
NexusRenewables | PGE | May | 5 | 21 | 1
NexusRenewables | PGE | May | 5 | 22 | 1
NexusRenewables | PGE | May | 5 | 23 | 0
NexusRenewables | PGE | May | 5 | 24 | 0
NexusRenewables | PGE | June | 6 | 1 | 0
NexusRenewables | PGE | June | 6 | 2 | 0
NexusRenewables | PGE | June | 6 | 3 | 0
NexusRenewables | PGE | June | 6 | 4 | 0
NexusRenewables | PGE | June | 6 | 5 | 0
NexusRenewables | PGE | June | 6 | 6 | 0
NexusRenewables | PGE | June | 6 | 7 | 0
NexusRenewables | PGE | June | 6 | 8 | 0
NexusRenewables | PGE | June | 6 | 9 | 0
NexusRenewables | PGE | June | 6 | 10 | 0
NexusRenewables | PGE | June | 6 | 11 | 0
NexusRenewables | PGE | June | 6 | 12 | 0
NexusRenewables | PGE | June | 6 | 13 | 0
NexusRenewables | PGE | June | 6 | 14 | 0
NexusRenewables | PGE | June | 6 | 15 | 0
NexusRenewables | PGE | June | 6 | 16 | 0
NexusRenewables | PGE | June | 6 | 17 | 1
NexusRenewables | PGE | June | 6 | 18 | 1
NexusRenewables | PGE | June | 6 | 19 | 1
NexusRenewables | PGE | June | 6 | 20 | 1
NexusRenewables | PGE | June | 6 | 21 | 1
NexusRenewables | PGE | June | 6 | 22 | 0
NexusRenewables | PGE | June | 6 | 23 | 0
NexusRenewables | PGE | June | 6 | 24 | 0
NexusRenewables | PGE | July | 7 | 1 | 0
NexusRenewables | PGE | July | 7 | 2 | 0
NexusRenewables | PGE | July | 7 | 3 | 0
NexusRenewables | PGE | July | 7 | 4 | 0
NexusRenewables | PGE | July | 7 | 5 | 0
NexusRenewables | PGE | July | 7 | 6 | 0
NexusRenewables | PGE | July | 7 | 7 | 0
NexusRenewables | PGE | July | 7 | 8 | 0
NexusRenewables | PGE | July | 7 | 9 | 0
NexusRenewables | PGE | July | 7 | 10 | 0
NexusRenewables | PGE | July | 7 | 11 | 0
NexusRenewables | PGE | July | 7 | 12 | 0
NexusRenewables | PGE | July | 7 | 13 | 0
NexusRenewables | PGE | July | 7 | 14 | 0
NexusRenewables | PGE | July | 7 | 15 | 0
NexusRenewables | PGE | July | 7 | 16 | 0
NexusRenewables | PGE | July | 7 | 17 | 1
NexusRenewables | PGE | July | 7 | 18 | 1
NexusRenewables | PGE | July | 7 | 19 | 1
NexusRenewables | PGE | July | 7 | 20 | 1
NexusRenewables | PGE | July | 7 | 21 | 1
NexusRenewables | PGE | July | 7 | 22 | 0
NexusRenewables | PGE | July | 7 | 23 | 0
NexusRenewables | PGE | July | 7 | 24 | 0
NexusRenewables | PGE | August | 8 | 1 | 0
NexusRenewables | PGE | August | 8 | 2 | 0
NexusRenewables | PGE | August | 8 | 3 | 0
NexusRenewables | PGE | August | 8 | 4 | 0
NexusRenewables | PGE | August | 8 | 5 | 0
NexusRenewables | PGE | August | 8 | 6 | 0
NexusRenewables | PGE | August | 8 | 7 | 0
NexusRenewables | PGE | August | 8 | 8 | 0
NexusRenewables | PGE | August | 8 | 9 | 0
NexusRenewables | PGE | August | 8 | 10 | 0
NexusRenewables | PGE | August | 8 | 11 | 0
NexusRenewables | PGE | August | 8 | 12 | 0
NexusRenewables | PGE | August | 8 | 13 | 0
NexusRenewables | PGE | August | 8 | 14 | 0
NexusRenewables | PGE | August | 8 | 15 | 0
NexusRenewables | PGE | August | 8 | 16 | 0
NexusRenewables | PGE | August | 8 | 17 | 1
NexusRenewables | PGE | August | 8 | 18 | 1
NexusRenewables | PGE | August | 8 | 19 | 1
NexusRenewables | PGE | August | 8 | 20 | 1
NexusRenewables | PGE | August | 8 | 21 | 1
NexusRenewables | PGE | August | 8 | 22 | 0
NexusRenewables | PGE | August | 8 | 23 | 0
NexusRenewables | PGE | August | 8 | 24 | 0
NexusRenewables | PGE | September | 9 | 1 | 0
NexusRenewables | PGE | September | 9 | 2 | 0
NexusRenewables | PGE | September | 9 | 3 | 0
NexusRenewables | PGE | September | 9 | 4 | 0
NexusRenewables | PGE | September | 9 | 5 | 0
NexusRenewables | PGE | September | 9 | 6 | 0
NexusRenewables | PGE | September | 9 | 7 | 0
NexusRenewables | PGE | September | 9 | 8 | 0
NexusRenewables | PGE | September | 9 | 9 | 0
NexusRenewables | PGE | September | 9 | 10 | 0
NexusRenewables | PGE | September | 9 | 11 | 0
NexusRenewables | PGE | September | 9 | 12 | 0
NexusRenewables | PGE | September | 9 | 13 | 0
NexusRenewables | PGE | September | 9 | 14 | 0
NexusRenewables | PGE | September | 9 | 15 | 0
NexusRenewables | PGE | September | 9 | 16 | 0
NexusRenewables | PGE | September | 9 | 17 | 1
NexusRenewables | PGE | September | 9 | 18 | 1
NexusRenewables | PGE | September | 9 | 19 | 1
NexusRenewables | PGE | September | 9 | 20 | 1
NexusRenewables | PGE | September | 9 | 21 | 1
NexusRenewables | PGE | September | 9 | 22 | 0
NexusRenewables | PGE | September | 9 | 23 | 0
NexusRenewables | PGE | September | 9 | 24 | 0
NexusRenewables | PGE | October | 10 | 1 | 0
NexusRenewables | PGE | October | 10 | 2 | 0
NexusRenewables | PGE | October | 10 | 3 | 0
NexusRenewables | PGE | October | 10 | 4 | 0
NexusRenewables | PGE | October | 10 | 5 | 0
NexusRenewables | PGE | October | 10 | 6 | 0
NexusRenewables | PGE | October | 10 | 7 | 0
NexusRenewables | PGE | October | 10 | 8 | 0
NexusRenewables | PGE | October | 10 | 9 | 0
NexusRenewables | PGE | October | 10 | 10 | 0
NexusRenewables | PGE | October | 10 | 11 | 0
NexusRenewables | PGE | October | 10 | 12 | 0
NexusRenewables | PGE | October | 10 | 13 | 0
NexusRenewables | PGE | October | 10 | 14 | 0
NexusRenewables | PGE | October | 10 | 15 | 0
NexusRenewables | PGE | October | 10 | 16 | 0
NexusRenewables | PGE | October | 10 | 17 | 1
NexusRenewables | PGE | October | 10 | 18 | 1
NexusRenewables | PGE | October | 10 | 19 | 1
NexusRenewables | PGE | October | 10 | 20 | 1
NexusRenewables | PGE | October | 10 | 21 | 1
NexusRenewables | PGE | October | 10 | 22 | 0
NexusRenewables | PGE | October | 10 | 23 | 0
NexusRenewables | PGE | October | 10 | 24 | 0
NexusRenewables | PGE | November | 11 | 1 | 0
NexusRenewables | PGE | November | 11 | 2 | 0
NexusRenewables | PGE | November | 11 | 3 | 0
NexusRenewables | PGE | November | 11 | 4 | 0
NexusRenewables | PGE | November | 11 | 5 | 0
NexusRenewables | PGE | November | 11 | 6 | 0
NexusRenewables | PGE | November | 11 | 7 | 0
NexusRenewables | PGE | November | 11 | 8 | 0
NexusRenewables | PGE | November | 11 | 9 | 0
NexusRenewables | PGE | November | 11 | 10 | 0
NexusRenewables | PGE | November | 11 | 11 | 0
NexusRenewables | PGE | November | 11 | 12 | 0
NexusRenewables | PGE | November | 11 | 13 | 0
NexusRenewables | PGE | November | 11 | 14 | 0
NexusRenewables | PGE | November | 11 | 15 | 0
NexusRenewables | PGE | November | 11 | 16 | 0
NexusRenewables | PGE | November | 11 | 17 | 1
NexusRenewables | PGE | November | 11 | 18 | 1
NexusRenewables | PGE | November | 11 | 19 | 1
NexusRenewables | PGE | November | 11 | 20 | 1
NexusRenewables | PGE | November | 11 | 21 | 1
NexusRenewables | PGE | November | 11 | 22 | 0
NexusRenewables | PGE | November | 11 | 23 | 0
NexusRenewables | PGE | November | 11 | 24 | 0
NexusRenewables | PGE | December | 12 | 1 | 0
NexusRenewables | PGE | December | 12 | 2 | 0
NexusRenewables | PGE | December | 12 | 3 | 0
NexusRenewables | PGE | December | 12 | 4 | 0
NexusRenewables | PGE | December | 12 | 5 | 0
NexusRenewables | PGE | December | 12 | 6 | 0
NexusRenewables | PGE | December | 12 | 7 | 0
NexusRenewables | PGE | December | 12 | 8 | 0
NexusRenewables | PGE | December | 12 | 9 | 0
NexusRenewables | PGE | December | 12 | 10 | 0
NexusRenewables | PGE | December | 12 | 11 | 0
NexusRenewables | PGE | December | 12 | 12 | 0
NexusRenewables | PGE | December | 12 | 13 | 0
NexusRenewables | PGE | December | 12 | 14 | 0
NexusRenewables | PGE | December | 12 | 15 | 0
NexusRenewables | PGE | December | 12 | 16 | 0
NexusRenewables | PGE | December | 12 | 17 | 1
NexusRenewables | PGE | December | 12 | 18 | 1
NexusRenewables | PGE | December | 12 | 19 | 1
NexusRenewables | PGE | December | 12 | 20 | 1
NexusRenewables | PGE | December | 12 | 21 | 1
NexusRenewables | PGE | December | 12 | 22 | 0
NexusRenewables | PGE | December | 12 | 23 | 0
NexusRenewables | PGE | December | 12 | 24 | 0
Enersponse | PGE | January | 1 | 1 | 0
Enersponse | PGE | January | 1 | 2 | 0
Enersponse | PGE | January | 1 | 3 | 0
Enersponse | PGE | January | 1 | 4 | 0
Enersponse | PGE | January | 1 | 5 | 0
Enersponse | PGE | January | 1 | 6 | 0
Enersponse | PGE | January | 1 | 7 | 0
Enersponse | PGE | January | 1 | 8 | 0
Enersponse | PGE | January | 1 | 9 | 0
Enersponse | PGE | January | 1 | 10 | 0
Enersponse | PGE | January | 1 | 11 | 0
Enersponse | PGE | January | 1 | 12 | 0
Enersponse | PGE | January | 1 | 13 | 0
Enersponse | PGE | January | 1 | 14 | 0
Enersponse | PGE | January | 1 | 15 | 0
Enersponse | PGE | January | 1 | 16 | 0
Enersponse | PGE | January | 1 | 17 | 0
Enersponse | PGE | January | 1 | 18 | 0
Enersponse | PGE | January | 1 | 19 | 0
Enersponse | PGE | January | 1 | 20 | 0
Enersponse | PGE | January | 1 | 21 | 0
Enersponse | PGE | January | 1 | 22 | 0
Enersponse | PGE | January | 1 | 23 | 0
Enersponse | PGE | January | 1 | 24 | 0
Enersponse | PGE | February | 2 | 1 | 0
Enersponse | PGE | February | 2 | 2 | 0
Enersponse | PGE | February | 2 | 3 | 0
Enersponse | PGE | February | 2 | 4 | 0
Enersponse | PGE | February | 2 | 5 | 0
Enersponse | PGE | February | 2 | 6 | 0
Enersponse | PGE | February | 2 | 7 | 0
Enersponse | PGE | February | 2 | 8 | 0
Enersponse | PGE | February | 2 | 9 | 0
Enersponse | PGE | February | 2 | 10 | 0
Enersponse | PGE | February | 2 | 11 | 0
Enersponse | PGE | February | 2 | 12 | 0
Enersponse | PGE | February | 2 | 13 | 0
Enersponse | PGE | February | 2 | 14 | 0
Enersponse | PGE | February | 2 | 15 | 0
Enersponse | PGE | February | 2 | 16 | 0
Enersponse | PGE | February | 2 | 17 | 0
Enersponse | PGE | February | 2 | 18 | 0
Enersponse | PGE | February | 2 | 19 | 0
Enersponse | PGE | February | 2 | 20 | 0
Enersponse | PGE | February | 2 | 21 | 0
Enersponse | PGE | February | 2 | 22 | 0
Enersponse | PGE | February | 2 | 23 | 0
Enersponse | PGE | February | 2 | 24 | 0
Enersponse | PGE | March | 3 | 1 | 0
Enersponse | PGE | March | 3 | 2 | 0
Enersponse | PGE | March | 3 | 3 | 0
Enersponse | PGE | March | 3 | 4 | 0
Enersponse | PGE | March | 3 | 5 | 0
Enersponse | PGE | March | 3 | 6 | 0
Enersponse | PGE | March | 3 | 7 | 0
Enersponse | PGE | March | 3 | 8 | 0
Enersponse | PGE | March | 3 | 9 | 0
Enersponse | PGE | March | 3 | 10 | 0
Enersponse | PGE | March | 3 | 11 | 0
Enersponse | PGE | March | 3 | 12 | 0
Enersponse | PGE | March | 3 | 13 | 0
Enersponse | PGE | March | 3 | 14 | 0
Enersponse | PGE | March | 3 | 15 | 0
Enersponse | PGE | March | 3 | 16 | 0
Enersponse | PGE | March | 3 | 17 | 0
Enersponse | PGE | March | 3 | 18 | 0
Enersponse | PGE | March | 3 | 19 | 0
Enersponse | PGE | March | 3 | 20 | 0
Enersponse | PGE | March | 3 | 21 | 0
Enersponse | PGE | March | 3 | 22 | 0
Enersponse | PGE | March | 3 | 23 | 0
Enersponse | PGE | March | 3 | 24 | 0
Enersponse | PGE | April | 4 | 1 | 0
Enersponse | PGE | April | 4 | 2 | 0
Enersponse | PGE | April | 4 | 3 | 0
Enersponse | PGE | April | 4 | 4 | 0
Enersponse | PGE | April | 4 | 5 | 0
Enersponse | PGE | April | 4 | 6 | 0
Enersponse | PGE | April | 4 | 7 | 0
Enersponse | PGE | April | 4 | 8 | 0
Enersponse | PGE | April | 4 | 9 | 0
Enersponse | PGE | April | 4 | 10 | 0
Enersponse | PGE | April | 4 | 11 | 0
Enersponse | PGE | April | 4 | 12 | 0
Enersponse | PGE | April | 4 | 13 | 0
Enersponse | PGE | April | 4 | 14 | 0
Enersponse | PGE | April | 4 | 15 | 0
Enersponse | PGE | April | 4 | 16 | 0
Enersponse | PGE | April | 4 | 17 | 0
Enersponse | PGE | April | 4 | 18 | 1
Enersponse | PGE | April | 4 | 19 | 1
Enersponse | PGE | April | 4 | 20 | 1
Enersponse | PGE | April | 4 | 21 | 1
Enersponse | PGE | April | 4 | 22 | 1
Enersponse | PGE | April | 4 | 23 | 0
Enersponse | PGE | April | 4 | 24 | 0
Enersponse | PGE | May | 5 | 1 | 0
Enersponse | PGE | May | 5 | 2 | 0
Enersponse | PGE | May | 5 | 3 | 0
Enersponse | PGE | May | 5 | 4 | 0
Enersponse | PGE | May | 5 | 5 | 0
Enersponse | PGE | May | 5 | 6 | 0
Enersponse | PGE | May | 5 | 7 | 0
Enersponse | PGE | May | 5 | 8 | 0
Enersponse | PGE | May | 5 | 9 | 0
Enersponse | PGE | May | 5 | 10 | 0
Enersponse | PGE | May | 5 | 11 | 0
Enersponse | PGE | May | 5 | 12 | 0
Enersponse | PGE | May | 5 | 13 | 0
Enersponse | PGE | May | 5 | 14 | 0
Enersponse | PGE | May | 5 | 15 | 0
Enersponse | PGE | May | 5 | 16 | 0
Enersponse | PGE | May | 5 | 17 | 0
Enersponse | PGE | May | 5 | 18 | 1
Enersponse | PGE | May | 5 | 19 | 1
Enersponse | PGE | May | 5 | 20 | 1
Enersponse | PGE | May | 5 | 21 | 1
Enersponse | PGE | May | 5 | 22 | 1
Enersponse | PGE | May | 5 | 23 | 0
Enersponse | PGE | May | 5 | 24 | 0
Enersponse | PGE | June | 6 | 1 | 0
Enersponse | PGE | June | 6 | 2 | 0
Enersponse | PGE | June | 6 | 3 | 0
Enersponse | PGE | June | 6 | 4 | 0
Enersponse | PGE | June | 6 | 5 | 0
Enersponse | PGE | June | 6 | 6 | 0
Enersponse | PGE | June | 6 | 7 | 0
Enersponse | PGE | June | 6 | 8 | 0
Enersponse | PGE | June | 6 | 9 | 0
Enersponse | PGE | June | 6 | 10 | 0
Enersponse | PGE | June | 6 | 11 | 0
Enersponse | PGE | June | 6 | 12 | 0
Enersponse | PGE | June | 6 | 13 | 0
Enersponse | PGE | June | 6 | 14 | 0
Enersponse | PGE | June | 6 | 15 | 0
Enersponse | PGE | June | 6 | 16 | 0
Enersponse | PGE | June | 6 | 17 | 1
Enersponse | PGE | June | 6 | 18 | 1
Enersponse | PGE | June | 6 | 19 | 1
Enersponse | PGE | June | 6 | 20 | 1
Enersponse | PGE | June | 6 | 21 | 1
Enersponse | PGE | June | 6 | 22 | 0
Enersponse | PGE | June | 6 | 23 | 0
Enersponse | PGE | June | 6 | 24 | 0
Enersponse | PGE | July | 7 | 1 | 0
Enersponse | PGE | July | 7 | 2 | 0
Enersponse | PGE | July | 7 | 3 | 0
Enersponse | PGE | July | 7 | 4 | 0
Enersponse | PGE | July | 7 | 5 | 0
Enersponse | PGE | July | 7 | 6 | 0
Enersponse | PGE | July | 7 | 7 | 0
Enersponse | PGE | July | 7 | 8 | 0
Enersponse | PGE | July | 7 | 9 | 0
Enersponse | PGE | July | 7 | 10 | 0
Enersponse | PGE | July | 7 | 11 | 0
Enersponse | PGE | July | 7 | 12 | 0
Enersponse | PGE | July | 7 | 13 | 0
Enersponse | PGE | July | 7 | 14 | 0
Enersponse | PGE | July | 7 | 15 | 0
Enersponse | PGE | July | 7 | 16 | 0
Enersponse | PGE | July | 7 | 17 | 1
Enersponse | PGE | July | 7 | 18 | 1
Enersponse | PGE | July | 7 | 19 | 1
Enersponse | PGE | July | 7 | 20 | 1
Enersponse | PGE | July | 7 | 21 | 1
Enersponse | PGE | July | 7 | 22 | 0
Enersponse | PGE | July | 7 | 23 | 0
Enersponse | PGE | July | 7 | 24 | 0
Enersponse | PGE | August | 8 | 1 | 0
Enersponse | PGE | August | 8 | 2 | 0
Enersponse | PGE | August | 8 | 3 | 0
Enersponse | PGE | August | 8 | 4 | 0
Enersponse | PGE | August | 8 | 5 | 0
Enersponse | PGE | August | 8 | 6 | 0
Enersponse | PGE | August | 8 | 7 | 0
Enersponse | PGE | August | 8 | 8 | 0
Enersponse | PGE | August | 8 | 9 | 0
Enersponse | PGE | August | 8 | 10 | 0
Enersponse | PGE | August | 8 | 11 | 0
Enersponse | PGE | August | 8 | 12 | 0
Enersponse | PGE | August | 8 | 13 | 0
Enersponse | PGE | August | 8 | 14 | 0
Enersponse | PGE | August | 8 | 15 | 0
Enersponse | PGE | August | 8 | 16 | 0
Enersponse | PGE | August | 8 | 17 | 1
Enersponse | PGE | August | 8 | 18 | 1
Enersponse | PGE | August | 8 | 19 | 1
Enersponse | PGE | August | 8 | 20 | 1
Enersponse | PGE | August | 8 | 21 | 1
Enersponse | PGE | August | 8 | 22 | 0
Enersponse | PGE | August | 8 | 23 | 0
Enersponse | PGE | August | 8 | 24 | 0
Enersponse | PGE | September | 9 | 1 | 0
Enersponse | PGE | September | 9 | 2 | 0
Enersponse | PGE | September | 9 | 3 | 0
Enersponse | PGE | September | 9 | 4 | 0
Enersponse | PGE | September | 9 | 5 | 0
Enersponse | PGE | September | 9 | 6 | 0
Enersponse | PGE | September | 9 | 7 | 0
Enersponse | PGE | September | 9 | 8 | 0
Enersponse | PGE | September | 9 | 9 | 0
Enersponse | PGE | September | 9 | 10 | 0
Enersponse | PGE | September | 9 | 11 | 0
Enersponse | PGE | September | 9 | 12 | 0
Enersponse | PGE | September | 9 | 13 | 0
Enersponse | PGE | September | 9 | 14 | 0
Enersponse | PGE | September | 9 | 15 | 0
Enersponse | PGE | September | 9 | 16 | 0
Enersponse | PGE | September | 9 | 17 | 1
Enersponse | PGE | September | 9 | 18 | 1
Enersponse | PGE | September | 9 | 19 | 1
Enersponse | PGE | September | 9 | 20 | 1
Enersponse | PGE | September | 9 | 21 | 1
Enersponse | PGE | September | 9 | 22 | 0
Enersponse | PGE | September | 9 | 23 | 0
Enersponse | PGE | September | 9 | 24 | 0
Enersponse | PGE | October | 10 | 1 | 0
Enersponse | PGE | October | 10 | 2 | 0
Enersponse | PGE | October | 10 | 3 | 0
Enersponse | PGE | October | 10 | 4 | 0
Enersponse | PGE | October | 10 | 5 | 0
Enersponse | PGE | October | 10 | 6 | 0
Enersponse | PGE | October | 10 | 7 | 0
Enersponse | PGE | October | 10 | 8 | 0
Enersponse | PGE | October | 10 | 9 | 0
Enersponse | PGE | October | 10 | 10 | 0
Enersponse | PGE | October | 10 | 11 | 0
Enersponse | PGE | October | 10 | 12 | 0
Enersponse | PGE | October | 10 | 13 | 0
Enersponse | PGE | October | 10 | 14 | 0
Enersponse | PGE | October | 10 | 15 | 0
Enersponse | PGE | October | 10 | 16 | 0
Enersponse | PGE | October | 10 | 17 | 1
Enersponse | PGE | October | 10 | 18 | 1
Enersponse | PGE | October | 10 | 19 | 1
Enersponse | PGE | October | 10 | 20 | 1
Enersponse | PGE | October | 10 | 21 | 1
Enersponse | PGE | October | 10 | 22 | 0
Enersponse | PGE | October | 10 | 23 | 0
Enersponse | PGE | October | 10 | 24 | 0
Enersponse | PGE | November | 11 | 1 | 0
Enersponse | PGE | November | 11 | 2 | 0
Enersponse | PGE | November | 11 | 3 | 0
Enersponse | PGE | November | 11 | 4 | 0
Enersponse | PGE | November | 11 | 5 | 0
Enersponse | PGE | November | 11 | 6 | 0
Enersponse | PGE | November | 11 | 7 | 0
Enersponse | PGE | November | 11 | 8 | 0
Enersponse | PGE | November | 11 | 9 | 0
Enersponse | PGE | November | 11 | 10 | 0
Enersponse | PGE | November | 11 | 11 | 0
Enersponse | PGE | November | 11 | 12 | 0
Enersponse | PGE | November | 11 | 13 | 0
Enersponse | PGE | November | 11 | 14 | 0
Enersponse | PGE | November | 11 | 15 | 0
Enersponse | PGE | November | 11 | 16 | 0
Enersponse | PGE | November | 11 | 17 | 1
Enersponse | PGE | November | 11 | 18 | 1
Enersponse | PGE | November | 11 | 19 | 1
Enersponse | PGE | November | 11 | 20 | 1
Enersponse | PGE | November | 11 | 21 | 1
Enersponse | PGE | November | 11 | 22 | 0
Enersponse | PGE | November | 11 | 23 | 0
Enersponse | PGE | November | 11 | 24 | 0
Enersponse | PGE | December | 12 | 1 | 0
Enersponse | PGE | December | 12 | 2 | 0
Enersponse | PGE | December | 12 | 3 | 0
Enersponse | PGE | December | 12 | 4 | 0
Enersponse | PGE | December | 12 | 5 | 0
Enersponse | PGE | December | 12 | 6 | 0
Enersponse | PGE | December | 12 | 7 | 0
Enersponse | PGE | December | 12 | 8 | 0
Enersponse | PGE | December | 12 | 9 | 0
Enersponse | PGE | December | 12 | 10 | 0
Enersponse | PGE | December | 12 | 11 | 0
Enersponse | PGE | December | 12 | 12 | 0
Enersponse | PGE | December | 12 | 13 | 0
Enersponse | PGE | December | 12 | 14 | 0
Enersponse | PGE | December | 12 | 15 | 0
Enersponse | PGE | December | 12 | 16 | 0
Enersponse | PGE | December | 12 | 17 | 1
Enersponse | PGE | December | 12 | 18 | 1
Enersponse | PGE | December | 12 | 19 | 1
Enersponse | PGE | December | 12 | 20 | 1
Enersponse | PGE | December | 12 | 21 | 1
Enersponse | PGE | December | 12 | 22 | 0
Enersponse | PGE | December | 12 | 23 | 0
Enersponse | PGE | December | 12 | 24 | 0
Enersponse | SCE | January | 1 | 1 | 0
Enersponse | SCE | January | 1 | 2 | 0
Enersponse | SCE | January | 1 | 3 | 0
Enersponse | SCE | January | 1 | 4 | 0
Enersponse | SCE | January | 1 | 5 | 0
Enersponse | SCE | January | 1 | 6 | 0
Enersponse | SCE | January | 1 | 7 | 0
Enersponse | SCE | January | 1 | 8 | 0
Enersponse | SCE | January | 1 | 9 | 0
Enersponse | SCE | January | 1 | 10 | 0
Enersponse | SCE | January | 1 | 11 | 0
Enersponse | SCE | January | 1 | 12 | 0
Enersponse | SCE | January | 1 | 13 | 0
Enersponse | SCE | January | 1 | 14 | 0
Enersponse | SCE | January | 1 | 15 | 0
Enersponse | SCE | January | 1 | 16 | 0
Enersponse | SCE | January | 1 | 17 | 1
Enersponse | SCE | January | 1 | 18 | 1
Enersponse | SCE | January | 1 | 19 | 1
Enersponse | SCE | January | 1 | 20 | 1
Enersponse | SCE | January | 1 | 21 | 1
Enersponse | SCE | January | 1 | 22 | 0
Enersponse | SCE | January | 1 | 23 | 0
Enersponse | SCE | January | 1 | 24 | 0
Enersponse | SCE | February | 2 | 1 | 0
Enersponse | SCE | February | 2 | 2 | 0
Enersponse | SCE | February | 2 | 3 | 0
Enersponse | SCE | February | 2 | 4 | 0
Enersponse | SCE | February | 2 | 5 | 0
Enersponse | SCE | February | 2 | 6 | 0
Enersponse | SCE | February | 2 | 7 | 0
Enersponse | SCE | February | 2 | 8 | 0
Enersponse | SCE | February | 2 | 9 | 0
Enersponse | SCE | February | 2 | 10 | 0
Enersponse | SCE | February | 2 | 11 | 0
Enersponse | SCE | February | 2 | 12 | 0
Enersponse | SCE | February | 2 | 13 | 0
Enersponse | SCE | February | 2 | 14 | 0
Enersponse | SCE | February | 2 | 15 | 0
Enersponse | SCE | February | 2 | 16 | 0
Enersponse | SCE | February | 2 | 17 | 1
Enersponse | SCE | February | 2 | 18 | 1
Enersponse | SCE | February | 2 | 19 | 1
Enersponse | SCE | February | 2 | 20 | 1
Enersponse | SCE | February | 2 | 21 | 1
Enersponse | SCE | February | 2 | 22 | 0
Enersponse | SCE | February | 2 | 23 | 0
Enersponse | SCE | February | 2 | 24 | 0
Enersponse | SCE | March | 3 | 1 | 0
Enersponse | SCE | March | 3 | 2 | 0
Enersponse | SCE | March | 3 | 3 | 0
Enersponse | SCE | March | 3 | 4 | 0
Enersponse | SCE | March | 3 | 5 | 0
Enersponse | SCE | March | 3 | 6 | 0
Enersponse | SCE | March | 3 | 7 | 0
Enersponse | SCE | March | 3 | 8 | 0
Enersponse | SCE | March | 3 | 9 | 0
Enersponse | SCE | March | 3 | 10 | 0
Enersponse | SCE | March | 3 | 11 | 0
Enersponse | SCE | March | 3 | 12 | 0
Enersponse | SCE | March | 3 | 13 | 0
Enersponse | SCE | March | 3 | 14 | 0
Enersponse | SCE | March | 3 | 15 | 0
Enersponse | SCE | March | 3 | 16 | 0
Enersponse | SCE | March | 3 | 17 | 0
Enersponse | SCE | March | 3 | 18 | 1
Enersponse | SCE | March | 3 | 19 | 1
Enersponse | SCE | March | 3 | 20 | 1
Enersponse | SCE | March | 3 | 21 | 1
Enersponse | SCE | March | 3 | 22 | 1
Enersponse | SCE | March | 3 | 23 | 0
Enersponse | SCE | March | 3 | 24 | 0
Enersponse | SCE | April | 4 | 1 | 0
Enersponse | SCE | April | 4 | 2 | 0
Enersponse | SCE | April | 4 | 3 | 0
Enersponse | SCE | April | 4 | 4 | 0
Enersponse | SCE | April | 4 | 5 | 0
Enersponse | SCE | April | 4 | 6 | 0
Enersponse | SCE | April | 4 | 7 | 0
Enersponse | SCE | April | 4 | 8 | 0
Enersponse | SCE | April | 4 | 9 | 0
Enersponse | SCE | April | 4 | 10 | 0
Enersponse | SCE | April | 4 | 11 | 0
Enersponse | SCE | April | 4 | 12 | 0
Enersponse | SCE | April | 4 | 13 | 0
Enersponse | SCE | April | 4 | 14 | 0
Enersponse | SCE | April | 4 | 15 | 0
Enersponse | SCE | April | 4 | 16 | 0
Enersponse | SCE | April | 4 | 17 | 0
Enersponse | SCE | April | 4 | 18 | 1
Enersponse | SCE | April | 4 | 19 | 1
Enersponse | SCE | April | 4 | 20 | 1
Enersponse | SCE | April | 4 | 21 | 1
Enersponse | SCE | April | 4 | 22 | 1
Enersponse | SCE | April | 4 | 23 | 0
Enersponse | SCE | April | 4 | 24 | 0
Enersponse | SCE | May | 5 | 1 | 0
Enersponse | SCE | May | 5 | 2 | 0
Enersponse | SCE | May | 5 | 3 | 0
Enersponse | SCE | May | 5 | 4 | 0
Enersponse | SCE | May | 5 | 5 | 0
Enersponse | SCE | May | 5 | 6 | 0
Enersponse | SCE | May | 5 | 7 | 0
Enersponse | SCE | May | 5 | 8 | 0
Enersponse | SCE | May | 5 | 9 | 0
Enersponse | SCE | May | 5 | 10 | 0
Enersponse | SCE | May | 5 | 11 | 0
Enersponse | SCE | May | 5 | 12 | 0
Enersponse | SCE | May | 5 | 13 | 0
Enersponse | SCE | May | 5 | 14 | 0
Enersponse | SCE | May | 5 | 15 | 0
Enersponse | SCE | May | 5 | 16 | 0
Enersponse | SCE | May | 5 | 17 | 0
Enersponse | SCE | May | 5 | 18 | 1
Enersponse | SCE | May | 5 | 19 | 1
Enersponse | SCE | May | 5 | 20 | 1
Enersponse | SCE | May | 5 | 21 | 1
Enersponse | SCE | May | 5 | 22 | 1
Enersponse | SCE | May | 5 | 23 | 0
Enersponse | SCE | May | 5 | 24 | 0
Enersponse | SCE | June | 6 | 1 | 0
Enersponse | SCE | June | 6 | 2 | 0
Enersponse | SCE | June | 6 | 3 | 0
Enersponse | SCE | June | 6 | 4 | 0
Enersponse | SCE | June | 6 | 5 | 0
Enersponse | SCE | June | 6 | 6 | 0
Enersponse | SCE | June | 6 | 7 | 0
Enersponse | SCE | June | 6 | 8 | 0
Enersponse | SCE | June | 6 | 9 | 0
Enersponse | SCE | June | 6 | 10 | 0
Enersponse | SCE | June | 6 | 11 | 0
Enersponse | SCE | June | 6 | 12 | 0
Enersponse | SCE | June | 6 | 13 | 0
Enersponse | SCE | June | 6 | 14 | 0
Enersponse | SCE | June | 6 | 15 | 0
Enersponse | SCE | June | 6 | 16 | 0
Enersponse | SCE | June | 6 | 17 | 1
Enersponse | SCE | June | 6 | 18 | 1
Enersponse | SCE | June | 6 | 19 | 1
Enersponse | SCE | June | 6 | 20 | 1
Enersponse | SCE | June | 6 | 21 | 1
Enersponse | SCE | June | 6 | 22 | 0
Enersponse | SCE | June | 6 | 23 | 0
Enersponse | SCE | June | 6 | 24 | 0
Enersponse | SCE | July | 7 | 1 | 0
Enersponse | SCE | July | 7 | 2 | 0
Enersponse | SCE | July | 7 | 3 | 0
Enersponse | SCE | July | 7 | 4 | 0
Enersponse | SCE | July | 7 | 5 | 0
Enersponse | SCE | July | 7 | 6 | 0
Enersponse | SCE | July | 7 | 7 | 0
Enersponse | SCE | July | 7 | 8 | 0
Enersponse | SCE | July | 7 | 9 | 0
Enersponse | SCE | July | 7 | 10 | 0
Enersponse | SCE | July | 7 | 11 | 0
Enersponse | SCE | July | 7 | 12 | 0
Enersponse | SCE | July | 7 | 13 | 0
Enersponse | SCE | July | 7 | 14 | 0
Enersponse | SCE | July | 7 | 15 | 0
Enersponse | SCE | July | 7 | 16 | 0
Enersponse | SCE | July | 7 | 17 | 1
Enersponse | SCE | July | 7 | 18 | 1
Enersponse | SCE | July | 7 | 19 | 1
Enersponse | SCE | July | 7 | 20 | 1
Enersponse | SCE | July | 7 | 21 | 1
Enersponse | SCE | July | 7 | 22 | 0
Enersponse | SCE | July | 7 | 23 | 0
Enersponse | SCE | July | 7 | 24 | 0
Enersponse | SCE | August | 8 | 1 | 0
Enersponse | SCE | August | 8 | 2 | 0
Enersponse | SCE | August | 8 | 3 | 0
Enersponse | SCE | August | 8 | 4 | 0
Enersponse | SCE | August | 8 | 5 | 0
Enersponse | SCE | August | 8 | 6 | 0
Enersponse | SCE | August | 8 | 7 | 0
Enersponse | SCE | August | 8 | 8 | 0
Enersponse | SCE | August | 8 | 9 | 0
Enersponse | SCE | August | 8 | 10 | 0
Enersponse | SCE | August | 8 | 11 | 0
Enersponse | SCE | August | 8 | 12 | 0
Enersponse | SCE | August | 8 | 13 | 0
Enersponse | SCE | August | 8 | 14 | 0
Enersponse | SCE | August | 8 | 15 | 0
Enersponse | SCE | August | 8 | 16 | 0
Enersponse | SCE | August | 8 | 17 | 1
Enersponse | SCE | August | 8 | 18 | 1
Enersponse | SCE | August | 8 | 19 | 1
Enersponse | SCE | August | 8 | 20 | 1
Enersponse | SCE | August | 8 | 21 | 1
Enersponse | SCE | August | 8 | 22 | 0
Enersponse | SCE | August | 8 | 23 | 0
Enersponse | SCE | August | 8 | 24 | 0
Enersponse | SCE | September | 9 | 1 | 0
Enersponse | SCE | September | 9 | 2 | 0
Enersponse | SCE | September | 9 | 3 | 0
Enersponse | SCE | September | 9 | 4 | 0
Enersponse | SCE | September | 9 | 5 | 0
Enersponse | SCE | September | 9 | 6 | 0
Enersponse | SCE | September | 9 | 7 | 0
Enersponse | SCE | September | 9 | 8 | 0
Enersponse | SCE | September | 9 | 9 | 0
Enersponse | SCE | September | 9 | 10 | 0
Enersponse | SCE | September | 9 | 11 | 0
Enersponse | SCE | September | 9 | 12 | 0
Enersponse | SCE | September | 9 | 13 | 0
Enersponse | SCE | September | 9 | 14 | 0
Enersponse | SCE | September | 9 | 15 | 0
Enersponse | SCE | September | 9 | 16 | 0
Enersponse | SCE | September | 9 | 17 | 1
Enersponse | SCE | September | 9 | 18 | 1
Enersponse | SCE | September | 9 | 19 | 1
Enersponse | SCE | September | 9 | 20 | 1
Enersponse | SCE | September | 9 | 21 | 1
Enersponse | SCE | September | 9 | 22 | 0
Enersponse | SCE | September | 9 | 23 | 0
Enersponse | SCE | September | 9 | 24 | 0
Enersponse | SCE | October | 10 | 1 | 0
Enersponse | SCE | October | 10 | 2 | 0
Enersponse | SCE | October | 10 | 3 | 0
Enersponse | SCE | October | 10 | 4 | 0
Enersponse | SCE | October | 10 | 5 | 0
Enersponse | SCE | October | 10 | 6 | 0
Enersponse | SCE | October | 10 | 7 | 0
Enersponse | SCE | October | 10 | 8 | 0
Enersponse | SCE | October | 10 | 9 | 0
Enersponse | SCE | October | 10 | 10 | 0
Enersponse | SCE | October | 10 | 11 | 0
Enersponse | SCE | October | 10 | 12 | 0
Enersponse | SCE | October | 10 | 13 | 0
Enersponse | SCE | October | 10 | 14 | 0
Enersponse | SCE | October | 10 | 15 | 0
Enersponse | SCE | October | 10 | 16 | 0
Enersponse | SCE | October | 10 | 17 | 1
Enersponse | SCE | October | 10 | 18 | 1
Enersponse | SCE | October | 10 | 19 | 1
Enersponse | SCE | October | 10 | 20 | 1
Enersponse | SCE | October | 10 | 21 | 1
Enersponse | SCE | October | 10 | 22 | 0
Enersponse | SCE | October | 10 | 23 | 0
Enersponse | SCE | October | 10 | 24 | 0
Enersponse | SCE | November | 11 | 1 | 0
Enersponse | SCE | November | 11 | 2 | 0
Enersponse | SCE | November | 11 | 3 | 0
Enersponse | SCE | November | 11 | 4 | 0
Enersponse | SCE | November | 11 | 5 | 0
Enersponse | SCE | November | 11 | 6 | 0
Enersponse | SCE | November | 11 | 7 | 0
Enersponse | SCE | November | 11 | 8 | 0
Enersponse | SCE | November | 11 | 9 | 0
Enersponse | SCE | November | 11 | 10 | 0
Enersponse | SCE | November | 11 | 11 | 0
Enersponse | SCE | November | 11 | 12 | 0
Enersponse | SCE | November | 11 | 13 | 0
Enersponse | SCE | November | 11 | 14 | 0
Enersponse | SCE | November | 11 | 15 | 0
Enersponse | SCE | November | 11 | 16 | 0
Enersponse | SCE | November | 11 | 17 | 1
Enersponse | SCE | November | 11 | 18 | 1
Enersponse | SCE | November | 11 | 19 | 1
Enersponse | SCE | November | 11 | 20 | 1
Enersponse | SCE | November | 11 | 21 | 1
Enersponse | SCE | November | 11 | 22 | 0
Enersponse | SCE | November | 11 | 23 | 0
Enersponse | SCE | November | 11 | 24 | 0
Enersponse | SCE | December | 12 | 1 | 0
Enersponse | SCE | December | 12 | 2 | 0
Enersponse | SCE | December | 12 | 3 | 0
Enersponse | SCE | December | 12 | 4 | 0
Enersponse | SCE | December | 12 | 5 | 0
Enersponse | SCE | December | 12 | 6 | 0
Enersponse | SCE | December | 12 | 7 | 0
Enersponse | SCE | December | 12 | 8 | 0
Enersponse | SCE | December | 12 | 9 | 0
Enersponse | SCE | December | 12 | 10 | 0
Enersponse | SCE | December | 12 | 11 | 0
Enersponse | SCE | December | 12 | 12 | 0
Enersponse | SCE | December | 12 | 13 | 0
Enersponse | SCE | December | 12 | 14 | 0
Enersponse | SCE | December | 12 | 15 | 0
Enersponse | SCE | December | 12 | 16 | 0
Enersponse | SCE | December | 12 | 17 | 1
Enersponse | SCE | December | 12 | 18 | 1
Enersponse | SCE | December | 12 | 19 | 1
Enersponse | SCE | December | 12 | 20 | 1
Enersponse | SCE | December | 12 | 21 | 1
Enersponse | SCE | December | 12 | 22 | 0
Enersponse | SCE | December | 12 | 23 | 0
Enersponse | SCE | December | 12 | 24 | 0
Enersponse | SDGE | January | 1 | 1 | 0
Enersponse | SDGE | January | 1 | 2 | 0
Enersponse | SDGE | January | 1 | 3 | 0
Enersponse | SDGE | January | 1 | 4 | 0
Enersponse | SDGE | January | 1 | 5 | 0
Enersponse | SDGE | January | 1 | 6 | 0
Enersponse | SDGE | January | 1 | 7 | 0
Enersponse | SDGE | January | 1 | 8 | 0
Enersponse | SDGE | January | 1 | 9 | 0
Enersponse | SDGE | January | 1 | 10 | 0
Enersponse | SDGE | January | 1 | 11 | 0
Enersponse | SDGE | January | 1 | 12 | 0
Enersponse | SDGE | January | 1 | 13 | 0
Enersponse | SDGE | January | 1 | 14 | 0
Enersponse | SDGE | January | 1 | 15 | 0
Enersponse | SDGE | January | 1 | 16 | 0
Enersponse | SDGE | January | 1 | 17 | 0
Enersponse | SDGE | January | 1 | 18 | 0
Enersponse | SDGE | January | 1 | 19 | 0
Enersponse | SDGE | January | 1 | 20 | 0
Enersponse | SDGE | January | 1 | 21 | 0
Enersponse | SDGE | January | 1 | 22 | 0
Enersponse | SDGE | January | 1 | 23 | 0
Enersponse | SDGE | January | 1 | 24 | 0
Enersponse | SDGE | February | 2 | 1 | 0
Enersponse | SDGE | February | 2 | 2 | 0
Enersponse | SDGE | February | 2 | 3 | 0
Enersponse | SDGE | February | 2 | 4 | 0
Enersponse | SDGE | February | 2 | 5 | 0
Enersponse | SDGE | February | 2 | 6 | 0
Enersponse | SDGE | February | 2 | 7 | 0
Enersponse | SDGE | February | 2 | 8 | 0
Enersponse | SDGE | February | 2 | 9 | 0
Enersponse | SDGE | February | 2 | 10 | 0
Enersponse | SDGE | February | 2 | 11 | 0
Enersponse | SDGE | February | 2 | 12 | 0
Enersponse | SDGE | February | 2 | 13 | 0
Enersponse | SDGE | February | 2 | 14 | 0
Enersponse | SDGE | February | 2 | 15 | 0
Enersponse | SDGE | February | 2 | 16 | 0
Enersponse | SDGE | February | 2 | 17 | 0
Enersponse | SDGE | February | 2 | 18 | 0
Enersponse | SDGE | February | 2 | 19 | 0
Enersponse | SDGE | February | 2 | 20 | 0
Enersponse | SDGE | February | 2 | 21 | 0
Enersponse | SDGE | February | 2 | 22 | 0
Enersponse | SDGE | February | 2 | 23 | 0
Enersponse | SDGE | February | 2 | 24 | 0
Enersponse | SDGE | March | 3 | 1 | 0
Enersponse | SDGE | March | 3 | 2 | 0
Enersponse | SDGE | March | 3 | 3 | 0
Enersponse | SDGE | March | 3 | 4 | 0
Enersponse | SDGE | March | 3 | 5 | 0
Enersponse | SDGE | March | 3 | 6 | 0
Enersponse | SDGE | March | 3 | 7 | 0
Enersponse | SDGE | March | 3 | 8 | 0
Enersponse | SDGE | March | 3 | 9 | 0
Enersponse | SDGE | March | 3 | 10 | 0
Enersponse | SDGE | March | 3 | 11 | 0
Enersponse | SDGE | March | 3 | 12 | 0
Enersponse | SDGE | March | 3 | 13 | 0
Enersponse | SDGE | March | 3 | 14 | 0
Enersponse | SDGE | March | 3 | 15 | 0
Enersponse | SDGE | March | 3 | 16 | 0
Enersponse | SDGE | March | 3 | 17 | 0
Enersponse | SDGE | March | 3 | 18 | 0
Enersponse | SDGE | March | 3 | 19 | 0
Enersponse | SDGE | March | 3 | 20 | 0
Enersponse | SDGE | March | 3 | 21 | 0
Enersponse | SDGE | March | 3 | 22 | 0
Enersponse | SDGE | March | 3 | 23 | 0
Enersponse | SDGE | March | 3 | 24 | 0
Enersponse | SDGE | April | 4 | 1 | 0
Enersponse | SDGE | April | 4 | 2 | 0
Enersponse | SDGE | April | 4 | 3 | 0
Enersponse | SDGE | April | 4 | 4 | 0
Enersponse | SDGE | April | 4 | 5 | 0
Enersponse | SDGE | April | 4 | 6 | 0
Enersponse | SDGE | April | 4 | 7 | 0
Enersponse | SDGE | April | 4 | 8 | 0
Enersponse | SDGE | April | 4 | 9 | 0
Enersponse | SDGE | April | 4 | 10 | 0
Enersponse | SDGE | April | 4 | 11 | 0
Enersponse | SDGE | April | 4 | 12 | 0
Enersponse | SDGE | April | 4 | 13 | 0
Enersponse | SDGE | April | 4 | 14 | 0
Enersponse | SDGE | April | 4 | 15 | 0
Enersponse | SDGE | April | 4 | 16 | 0
Enersponse | SDGE | April | 4 | 17 | 0
Enersponse | SDGE | April | 4 | 18 | 1
Enersponse | SDGE | April | 4 | 19 | 1
Enersponse | SDGE | April | 4 | 20 | 1
Enersponse | SDGE | April | 4 | 21 | 1
Enersponse | SDGE | April | 4 | 22 | 1
Enersponse | SDGE | April | 4 | 23 | 0
Enersponse | SDGE | April | 4 | 24 | 0
Enersponse | SDGE | May | 5 | 1 | 0
Enersponse | SDGE | May | 5 | 2 | 0
Enersponse | SDGE | May | 5 | 3 | 0
Enersponse | SDGE | May | 5 | 4 | 0
Enersponse | SDGE | May | 5 | 5 | 0
Enersponse | SDGE | May | 5 | 6 | 0
Enersponse | SDGE | May | 5 | 7 | 0
Enersponse | SDGE | May | 5 | 8 | 0
Enersponse | SDGE | May | 5 | 9 | 0
Enersponse | SDGE | May | 5 | 10 | 0
Enersponse | SDGE | May | 5 | 11 | 0
Enersponse | SDGE | May | 5 | 12 | 0
Enersponse | SDGE | May | 5 | 13 | 0
Enersponse | SDGE | May | 5 | 14 | 0
Enersponse | SDGE | May | 5 | 15 | 0
Enersponse | SDGE | May | 5 | 16 | 0
Enersponse | SDGE | May | 5 | 17 | 0
Enersponse | SDGE | May | 5 | 18 | 1
Enersponse | SDGE | May | 5 | 19 | 1
Enersponse | SDGE | May | 5 | 20 | 1
Enersponse | SDGE | May | 5 | 21 | 1
Enersponse | SDGE | May | 5 | 22 | 1
Enersponse | SDGE | May | 5 | 23 | 0
Enersponse | SDGE | May | 5 | 24 | 0
Enersponse | SDGE | June | 6 | 1 | 0
Enersponse | SDGE | June | 6 | 2 | 0
Enersponse | SDGE | June | 6 | 3 | 0
Enersponse | SDGE | June | 6 | 4 | 0
Enersponse | SDGE | June | 6 | 5 | 0
Enersponse | SDGE | June | 6 | 6 | 0
Enersponse | SDGE | June | 6 | 7 | 0
Enersponse | SDGE | June | 6 | 8 | 0
Enersponse | SDGE | June | 6 | 9 | 0
Enersponse | SDGE | June | 6 | 10 | 0
Enersponse | SDGE | June | 6 | 11 | 0
Enersponse | SDGE | June | 6 | 12 | 0
Enersponse | SDGE | June | 6 | 13 | 0
Enersponse | SDGE | June | 6 | 14 | 0
Enersponse | SDGE | June | 6 | 15 | 0
Enersponse | SDGE | June | 6 | 16 | 0
Enersponse | SDGE | June | 6 | 17 | 1
Enersponse | SDGE | June | 6 | 18 | 1
Enersponse | SDGE | June | 6 | 19 | 1
Enersponse | SDGE | June | 6 | 20 | 1
Enersponse | SDGE | June | 6 | 21 | 1
Enersponse | SDGE | June | 6 | 22 | 0
Enersponse | SDGE | June | 6 | 23 | 0
Enersponse | SDGE | June | 6 | 24 | 0
Enersponse | SDGE | July | 7 | 1 | 0
Enersponse | SDGE | July | 7 | 2 | 0
Enersponse | SDGE | July | 7 | 3 | 0
Enersponse | SDGE | July | 7 | 4 | 0
Enersponse | SDGE | July | 7 | 5 | 0
Enersponse | SDGE | July | 7 | 6 | 0
Enersponse | SDGE | July | 7 | 7 | 0
Enersponse | SDGE | July | 7 | 8 | 0
Enersponse | SDGE | July | 7 | 9 | 0
Enersponse | SDGE | July | 7 | 10 | 0
Enersponse | SDGE | July | 7 | 11 | 0
Enersponse | SDGE | July | 7 | 12 | 0
Enersponse | SDGE | July | 7 | 13 | 0
Enersponse | SDGE | July | 7 | 14 | 0
Enersponse | SDGE | July | 7 | 15 | 0
Enersponse | SDGE | July | 7 | 16 | 0
Enersponse | SDGE | July | 7 | 17 | 1
Enersponse | SDGE | July | 7 | 18 | 1
Enersponse | SDGE | July | 7 | 19 | 1
Enersponse | SDGE | July | 7 | 20 | 1
Enersponse | SDGE | July | 7 | 21 | 1
Enersponse | SDGE | July | 7 | 22 | 0
Enersponse | SDGE | July | 7 | 23 | 0
Enersponse | SDGE | July | 7 | 24 | 0
Enersponse | SDGE | August | 8 | 1 | 0
Enersponse | SDGE | August | 8 | 2 | 0
Enersponse | SDGE | August | 8 | 3 | 0
Enersponse | SDGE | August | 8 | 4 | 0
Enersponse | SDGE | August | 8 | 5 | 0
Enersponse | SDGE | August | 8 | 6 | 0
Enersponse | SDGE | August | 8 | 7 | 0
Enersponse | SDGE | August | 8 | 8 | 0
Enersponse | SDGE | August | 8 | 9 | 0
Enersponse | SDGE | August | 8 | 10 | 0
Enersponse | SDGE | August | 8 | 11 | 0
Enersponse | SDGE | August | 8 | 12 | 0
Enersponse | SDGE | August | 8 | 13 | 0
Enersponse | SDGE | August | 8 | 14 | 0
Enersponse | SDGE | August | 8 | 15 | 0
Enersponse | SDGE | August | 8 | 16 | 0
Enersponse | SDGE | August | 8 | 17 | 1
Enersponse | SDGE | August | 8 | 18 | 1
Enersponse | SDGE | August | 8 | 19 | 1
Enersponse | SDGE | August | 8 | 20 | 1
Enersponse | SDGE | August | 8 | 21 | 1
Enersponse | SDGE | August | 8 | 22 | 0
Enersponse | SDGE | August | 8 | 23 | 0
Enersponse | SDGE | August | 8 | 24 | 0
Enersponse | SDGE | September | 9 | 1 | 0
Enersponse | SDGE | September | 9 | 2 | 0
Enersponse | SDGE | September | 9 | 3 | 0
Enersponse | SDGE | September | 9 | 4 | 0
Enersponse | SDGE | September | 9 | 5 | 0
Enersponse | SDGE | September | 9 | 6 | 0
Enersponse | SDGE | September | 9 | 7 | 0
Enersponse | SDGE | September | 9 | 8 | 0
Enersponse | SDGE | September | 9 | 9 | 0
Enersponse | SDGE | September | 9 | 10 | 0
Enersponse | SDGE | September | 9 | 11 | 0
Enersponse | SDGE | September | 9 | 12 | 0
Enersponse | SDGE | September | 9 | 13 | 0
Enersponse | SDGE | September | 9 | 14 | 0
Enersponse | SDGE | September | 9 | 15 | 0
Enersponse | SDGE | September | 9 | 16 | 0
Enersponse | SDGE | September | 9 | 17 | 1
Enersponse | SDGE | September | 9 | 18 | 1
Enersponse | SDGE | September | 9 | 19 | 1
Enersponse | SDGE | September | 9 | 20 | 1
Enersponse | SDGE | September | 9 | 21 | 1
Enersponse | SDGE | September | 9 | 22 | 0
Enersponse | SDGE | September | 9 | 23 | 0
Enersponse | SDGE | September | 9 | 24 | 0
Enersponse | SDGE | October | 10 | 1 | 0
Enersponse | SDGE | October | 10 | 2 | 0
Enersponse | SDGE | October | 10 | 3 | 0
Enersponse | SDGE | October | 10 | 4 | 0
Enersponse | SDGE | October | 10 | 5 | 0
Enersponse | SDGE | October | 10 | 6 | 0
Enersponse | SDGE | October | 10 | 7 | 0
Enersponse | SDGE | October | 10 | 8 | 0
Enersponse | SDGE | October | 10 | 9 | 0
Enersponse | SDGE | October | 10 | 10 | 0
Enersponse | SDGE | October | 10 | 11 | 0
Enersponse | SDGE | October | 10 | 12 | 0
Enersponse | SDGE | October | 10 | 13 | 0
Enersponse | SDGE | October | 10 | 14 | 0
Enersponse | SDGE | October | 10 | 15 | 0
Enersponse | SDGE | October | 10 | 16 | 0
Enersponse | SDGE | October | 10 | 17 | 1
Enersponse | SDGE | October | 10 | 18 | 1
Enersponse | SDGE | October | 10 | 19 | 1
Enersponse | SDGE | October | 10 | 20 | 1
Enersponse | SDGE | October | 10 | 21 | 1
Enersponse | SDGE | October | 10 | 22 | 0
Enersponse | SDGE | October | 10 | 23 | 0
Enersponse | SDGE | October | 10 | 24 | 0
Enersponse | SDGE | November | 11 | 1 | 0
Enersponse | SDGE | November | 11 | 2 | 0
Enersponse | SDGE | November | 11 | 3 | 0
Enersponse | SDGE | November | 11 | 4 | 0
Enersponse | SDGE | November | 11 | 5 | 0
Enersponse | SDGE | November | 11 | 6 | 0
Enersponse | SDGE | November | 11 | 7 | 0
Enersponse | SDGE | November | 11 | 8 | 0
Enersponse | SDGE | November | 11 | 9 | 0
Enersponse | SDGE | November | 11 | 10 | 0
Enersponse | SDGE | November | 11 | 11 | 0
Enersponse | SDGE | November | 11 | 12 | 0
Enersponse | SDGE | November | 11 | 13 | 0
Enersponse | SDGE | November | 11 | 14 | 0
Enersponse | SDGE | November | 11 | 15 | 0
Enersponse | SDGE | November | 11 | 16 | 0
Enersponse | SDGE | November | 11 | 17 | 1
Enersponse | SDGE | November | 11 | 18 | 1
Enersponse | SDGE | November | 11 | 19 | 1
Enersponse | SDGE | November | 11 | 20 | 1
Enersponse | SDGE | November | 11 | 21 | 1
Enersponse | SDGE | November | 11 | 22 | 0
Enersponse | SDGE | November | 11 | 23 | 0
Enersponse | SDGE | November | 11 | 24 | 0
Enersponse | SDGE | December | 12 | 1 | 0
Enersponse | SDGE | December | 12 | 2 | 0
Enersponse | SDGE | December | 12 | 3 | 0
Enersponse | SDGE | December | 12 | 4 | 0
Enersponse | SDGE | December | 12 | 5 | 0
Enersponse | SDGE | December | 12 | 6 | 0
Enersponse | SDGE | December | 12 | 7 | 0
Enersponse | SDGE | December | 12 | 8 | 0
Enersponse | SDGE | December | 12 | 9 | 0
Enersponse | SDGE | December | 12 | 10 | 0
Enersponse | SDGE | December | 12 | 11 | 0
Enersponse | SDGE | December | 12 | 12 | 0
Enersponse | SDGE | December | 12 | 13 | 0
Enersponse | SDGE | December | 12 | 14 | 0
Enersponse | SDGE | December | 12 | 15 | 0
Enersponse | SDGE | December | 12 | 16 | 0
Enersponse | SDGE | December | 12 | 17 | 1
Enersponse | SDGE | December | 12 | 18 | 1
Enersponse | SDGE | December | 12 | 19 | 1
Enersponse | SDGE | December | 12 | 20 | 1
Enersponse | SDGE | December | 12 | 21 | 1
Enersponse | SDGE | December | 12 | 22 | 0
Enersponse | SDGE | December | 12 | 23 | 0
Enersponse | SDGE | December | 12 | 24 | 0
Leapfrog | PGE | January | 1 | 1 | 0
Leapfrog | PGE | January | 1 | 2 | 0
Leapfrog | PGE | January | 1 | 3 | 0
Leapfrog | PGE | January | 1 | 4 | 0
Leapfrog | PGE | January | 1 | 5 | 0
Leapfrog | PGE | January | 1 | 6 | 0
Leapfrog | PGE | January | 1 | 7 | 0
Leapfrog | PGE | January | 1 | 8 | 0
Leapfrog | PGE | January | 1 | 9 | 0
Leapfrog | PGE | January | 1 | 10 | 0
Leapfrog | PGE | January | 1 | 11 | 0
Leapfrog | PGE | January | 1 | 12 | 0
Leapfrog | PGE | January | 1 | 13 | 0
Leapfrog | PGE | January | 1 | 14 | 0
Leapfrog | PGE | January | 1 | 15 | 0
Leapfrog | PGE | January | 1 | 16 | 0
Leapfrog | PGE | January | 1 | 17 | 1.2533
Leapfrog | PGE | January | 1 | 18 | 1.3058
Leapfrog | PGE | January | 1 | 19 | 0.76772
Leapfrog | PGE | January | 1 | 20 | 0.83333
Leapfrog | PGE | January | 1 | 21 | 0.8399
Leapfrog | PGE | January | 1 | 22 | 0
Leapfrog | PGE | January | 1 | 23 | 0
Leapfrog | PGE | January | 1 | 24 | 0
Leapfrog | PGE | February | 2 | 1 | 0
Leapfrog | PGE | February | 2 | 2 | 0
Leapfrog | PGE | February | 2 | 3 | 0
Leapfrog | PGE | February | 2 | 4 | 0
Leapfrog | PGE | February | 2 | 5 | 0
Leapfrog | PGE | February | 2 | 6 | 0
Leapfrog | PGE | February | 2 | 7 | 0
Leapfrog | PGE | February | 2 | 8 | 0
Leapfrog | PGE | February | 2 | 9 | 0
Leapfrog | PGE | February | 2 | 10 | 0
Leapfrog | PGE | February | 2 | 11 | 0
Leapfrog | PGE | February | 2 | 12 | 0
Leapfrog | PGE | February | 2 | 13 | 0
Leapfrog | PGE | February | 2 | 14 | 0
Leapfrog | PGE | February | 2 | 15 | 0
Leapfrog | PGE | February | 2 | 16 | 0
Leapfrog | PGE | February | 2 | 17 | 1.2652
Leapfrog | PGE | February | 2 | 18 | 1.3077
Leapfrog | PGE | February | 2 | 19 | 0.76547
Leapfrog | PGE | February | 2 | 20 | 0.8281
Leapfrog | PGE | February | 2 | 21 | 0.83349
Leapfrog | PGE | February | 2 | 22 | 0
Leapfrog | PGE | February | 2 | 23 | 0
Leapfrog | PGE | February | 2 | 24 | 0
Leapfrog | PGE | March | 3 | 1 | 0
Leapfrog | PGE | March | 3 | 2 | 0
Leapfrog | PGE | March | 3 | 3 | 0
Leapfrog | PGE | March | 3 | 4 | 0
Leapfrog | PGE | March | 3 | 5 | 0
Leapfrog | PGE | March | 3 | 6 | 0
Leapfrog | PGE | March | 3 | 7 | 0
Leapfrog | PGE | March | 3 | 8 | 0
Leapfrog | PGE | March | 3 | 9 | 0
Leapfrog | PGE | March | 3 | 10 | 0
Leapfrog | PGE | March | 3 | 11 | 0
Leapfrog | PGE | March | 3 | 12 | 0
Leapfrog | PGE | March | 3 | 13 | 0
Leapfrog | PGE | March | 3 | 14 | 0
Leapfrog | PGE | March | 3 | 15 | 0
Leapfrog | PGE | March | 3 | 16 | 0
Leapfrog | PGE | March | 3 | 17 | 0
Leapfrog | PGE | March | 3 | 18 | 1.2278
Leapfrog | PGE | March | 3 | 19 | 1.2959
Leapfrog | PGE | March | 3 | 20 | 0.77796
Leapfrog | PGE | March | 3 | 21 | 0.84548
Leapfrog | PGE | March | 3 | 22 | 0.85295
Leapfrog | PGE | March | 3 | 23 | 0
Leapfrog | PGE | March | 3 | 24 | 0
Leapfrog | PGE | April | 4 | 1 | 0
Leapfrog | PGE | April | 4 | 2 | 0
Leapfrog | PGE | April | 4 | 3 | 0
Leapfrog | PGE | April | 4 | 4 | 0
Leapfrog | PGE | April | 4 | 5 | 0
Leapfrog | PGE | April | 4 | 6 | 0
Leapfrog | PGE | April | 4 | 7 | 0
Leapfrog | PGE | April | 4 | 8 | 0
Leapfrog | PGE | April | 4 | 9 | 0
Leapfrog | PGE | April | 4 | 10 | 0
Leapfrog | PGE | April | 4 | 11 | 0
Leapfrog | PGE | April | 4 | 12 | 0
Leapfrog | PGE | April | 4 | 13 | 0
Leapfrog | PGE | April | 4 | 14 | 0
Leapfrog | PGE | April | 4 | 15 | 0
Leapfrog | PGE | April | 4 | 16 | 0
Leapfrog | PGE | April | 4 | 17 | 0
Leapfrog | PGE | April | 4 | 18 | 0.9171
Leapfrog | PGE | April | 4 | 19 | 0.95736
Leapfrog | PGE | April | 4 | 20 | 1.0884
Leapfrog | PGE | April | 4 | 21 | 1.0388
Leapfrog | PGE | April | 4 | 22 | 0.9983
Leapfrog | PGE | April | 4 | 23 | 0
Leapfrog | PGE | April | 4 | 24 | 0
Leapfrog | PGE | May | 5 | 1 | 0
Leapfrog | PGE | May | 5 | 2 | 0
Leapfrog | PGE | May | 5 | 3 | 0
Leapfrog | PGE | May | 5 | 4 | 0
Leapfrog | PGE | May | 5 | 5 | 0
Leapfrog | PGE | May | 5 | 6 | 0
Leapfrog | PGE | May | 5 | 7 | 0
Leapfrog | PGE | May | 5 | 8 | 0
Leapfrog | PGE | May | 5 | 9 | 0
Leapfrog | PGE | May | 5 | 10 | 0
Leapfrog | PGE | May | 5 | 11 | 0
Leapfrog | PGE | May | 5 | 12 | 0
Leapfrog | PGE | May | 5 | 13 | 0
Leapfrog | PGE | May | 5 | 14 | 0
Leapfrog | PGE | May | 5 | 15 | 0
Leapfrog | PGE | May | 5 | 16 | 0
Leapfrog | PGE | May | 5 | 17 | 0
Leapfrog | PGE | May | 5 | 18 | 0.90167
Leapfrog | PGE | May | 5 | 19 | 0.93929
Leapfrog | PGE | May | 5 | 20 | 1.0956
Leapfrog | PGE | May | 5 | 21 | 1.0551
Leapfrog | PGE | May | 5 | 22 | 1.0084
Leapfrog | PGE | May | 5 | 23 | 0
Leapfrog | PGE | May | 5 | 24 | 0
Leapfrog | PGE | June | 6 | 1 | 0
Leapfrog | PGE | June | 6 | 2 | 0
Leapfrog | PGE | June | 6 | 3 | 0
Leapfrog | PGE | June | 6 | 4 | 0
Leapfrog | PGE | June | 6 | 5 | 0
Leapfrog | PGE | June | 6 | 6 | 0
Leapfrog | PGE | June | 6 | 7 | 0
Leapfrog | PGE | June | 6 | 8 | 0
Leapfrog | PGE | June | 6 | 9 | 0
Leapfrog | PGE | June | 6 | 10 | 0
Leapfrog | PGE | June | 6 | 11 | 0
Leapfrog | PGE | June | 6 | 12 | 0
Leapfrog | PGE | June | 6 | 13 | 0
Leapfrog | PGE | June | 6 | 14 | 0
Leapfrog | PGE | June | 6 | 15 | 0
Leapfrog | PGE | June | 6 | 16 | 0
Leapfrog | PGE | June | 6 | 17 | 0.9087
Leapfrog | PGE | June | 6 | 18 | 1.0489
Leapfrog | PGE | June | 6 | 19 | 1.0955
Leapfrog | PGE | June | 6 | 20 | 0.9937
Leapfrog | PGE | June | 6 | 21 | 0.95322
Leapfrog | PGE | June | 6 | 22 | 0
Leapfrog | PGE | June | 6 | 23 | 0
Leapfrog | PGE | June | 6 | 24 | 0
Leapfrog | PGE | July | 7 | 1 | 0
Leapfrog | PGE | July | 7 | 2 | 0
Leapfrog | PGE | July | 7 | 3 | 0
Leapfrog | PGE | July | 7 | 4 | 0
Leapfrog | PGE | July | 7 | 5 | 0
Leapfrog | PGE | July | 7 | 6 | 0
Leapfrog | PGE | July | 7 | 7 | 0
Leapfrog | PGE | July | 7 | 8 | 0
Leapfrog | PGE | July | 7 | 9 | 0
Leapfrog | PGE | July | 7 | 10 | 0
Leapfrog | PGE | July | 7 | 11 | 0
Leapfrog | PGE | July | 7 | 12 | 0
Leapfrog | PGE | July | 7 | 13 | 0
Leapfrog | PGE | July | 7 | 14 | 0
Leapfrog | PGE | July | 7 | 15 | 0
Leapfrog | PGE | July | 7 | 16 | 0
Leapfrog | PGE | July | 7 | 17 | 1.1869
Leapfrog | PGE | July | 7 | 18 | 0.98425
Leapfrog | PGE | July | 7 | 19 | 1.0395
Leapfrog | PGE | July | 7 | 20 | 0.93349
Leapfrog | PGE | July | 7 | 21 | 0.85592
Leapfrog | PGE | July | 7 | 22 | 0
Leapfrog | PGE | July | 7 | 23 | 0
Leapfrog | PGE | July | 7 | 24 | 0
Leapfrog | PGE | August | 8 | 1 | 0
Leapfrog | PGE | August | 8 | 2 | 0
Leapfrog | PGE | August | 8 | 3 | 0
Leapfrog | PGE | August | 8 | 4 | 0
Leapfrog | PGE | August | 8 | 5 | 0
Leapfrog | PGE | August | 8 | 6 | 0
Leapfrog | PGE | August | 8 | 7 | 0
Leapfrog | PGE | August | 8 | 8 | 0
Leapfrog | PGE | August | 8 | 9 | 0
Leapfrog | PGE | August | 8 | 10 | 0
Leapfrog | PGE | August | 8 | 11 | 0
Leapfrog | PGE | August | 8 | 12 | 0
Leapfrog | PGE | August | 8 | 13 | 0
Leapfrog | PGE | August | 8 | 14 | 0
Leapfrog | PGE | August | 8 | 15 | 0
Leapfrog | PGE | August | 8 | 16 | 0
Leapfrog | PGE | August | 8 | 17 | 1.2043
Leapfrog | PGE | August | 8 | 18 | 0.98715
Leapfrog | PGE | August | 8 | 19 | 1.0364
Leapfrog | PGE | August | 8 | 20 | 0.92223
Leapfrog | PGE | August | 8 | 21 | 0.8499
Leapfrog | PGE | August | 8 | 22 | 0
Leapfrog | PGE | August | 8 | 23 | 0
Leapfrog | PGE | August | 8 | 24 | 0
Leapfrog | PGE | September | 9 | 1 | 0
Leapfrog | PGE | September | 9 | 2 | 0
Leapfrog | PGE | September | 9 | 3 | 0
Leapfrog | PGE | September | 9 | 4 | 0
Leapfrog | PGE | September | 9 | 5 | 0
Leapfrog | PGE | September | 9 | 6 | 0
Leapfrog | PGE | September | 9 | 7 | 0
Leapfrog | PGE | September | 9 | 8 | 0
Leapfrog | PGE | September | 9 | 9 | 0
Leapfrog | PGE | September | 9 | 10 | 0
Leapfrog | PGE | September | 9 | 11 | 0
Leapfrog | PGE | September | 9 | 12 | 0
Leapfrog | PGE | September | 9 | 13 | 0
Leapfrog | PGE | September | 9 | 14 | 0
Leapfrog | PGE | September | 9 | 15 | 0
Leapfrog | PGE | September | 9 | 16 | 0
Leapfrog | PGE | September | 9 | 17 | 1.1504
Leapfrog | PGE | September | 9 | 18 | 0.97117
Leapfrog | PGE | September | 9 | 19 | 1.0641
Leapfrog | PGE | September | 9 | 20 | 0.94271
Leapfrog | PGE | September | 9 | 21 | 0.87156
Leapfrog | PGE | September | 9 | 22 | 0
Leapfrog | PGE | September | 9 | 23 | 0
Leapfrog | PGE | September | 9 | 24 | 0
Leapfrog | PGE | October | 10 | 1 | 0
Leapfrog | PGE | October | 10 | 2 | 0
Leapfrog | PGE | October | 10 | 3 | 0
Leapfrog | PGE | October | 10 | 4 | 0
Leapfrog | PGE | October | 10 | 5 | 0
Leapfrog | PGE | October | 10 | 6 | 0
Leapfrog | PGE | October | 10 | 7 | 0
Leapfrog | PGE | October | 10 | 8 | 0
Leapfrog | PGE | October | 10 | 9 | 0
Leapfrog | PGE | October | 10 | 10 | 0
Leapfrog | PGE | October | 10 | 11 | 0
Leapfrog | PGE | October | 10 | 12 | 0
Leapfrog | PGE | October | 10 | 13 | 0
Leapfrog | PGE | October | 10 | 14 | 0
Leapfrog | PGE | October | 10 | 15 | 0
Leapfrog | PGE | October | 10 | 16 | 0
Leapfrog | PGE | October | 10 | 17 | 1.1224
Leapfrog | PGE | October | 10 | 18 | 0.94632
Leapfrog | PGE | October | 10 | 19 | 1.032
Leapfrog | PGE | October | 10 | 20 | 0.95322
Leapfrog | PGE | October | 10 | 21 | 0.94605
Leapfrog | PGE | October | 10 | 22 | 0
Leapfrog | PGE | October | 10 | 23 | 0
Leapfrog | PGE | October | 10 | 24 | 0
Leapfrog | PGE | November | 11 | 1 | 0
Leapfrog | PGE | November | 11 | 2 | 0
Leapfrog | PGE | November | 11 | 3 | 0
Leapfrog | PGE | November | 11 | 4 | 0
Leapfrog | PGE | November | 11 | 5 | 0
Leapfrog | PGE | November | 11 | 6 | 0
Leapfrog | PGE | November | 11 | 7 | 0
Leapfrog | PGE | November | 11 | 8 | 0
Leapfrog | PGE | November | 11 | 9 | 0
Leapfrog | PGE | November | 11 | 10 | 0
Leapfrog | PGE | November | 11 | 11 | 0
Leapfrog | PGE | November | 11 | 12 | 0
Leapfrog | PGE | November | 11 | 13 | 0
Leapfrog | PGE | November | 11 | 14 | 0
Leapfrog | PGE | November | 11 | 15 | 0
Leapfrog | PGE | November | 11 | 16 | 0
Leapfrog | PGE | November | 11 | 17 | 0.93284
Leapfrog | PGE | November | 11 | 18 | 1.1501
Leapfrog | PGE | November | 11 | 19 | 1.1688
Leapfrog | PGE | November | 11 | 20 | 0.99721
Leapfrog | PGE | November | 11 | 21 | 0.75098
Leapfrog | PGE | November | 11 | 22 | 0
Leapfrog | PGE | November | 11 | 23 | 0
Leapfrog | PGE | November | 11 | 24 | 0
Leapfrog | PGE | December | 12 | 1 | 0
Leapfrog | PGE | December | 12 | 2 | 0
Leapfrog | PGE | December | 12 | 3 | 0
Leapfrog | PGE | December | 12 | 4 | 0
Leapfrog | PGE | December | 12 | 5 | 0
Leapfrog | PGE | December | 12 | 6 | 0
Leapfrog | PGE | December | 12 | 7 | 0
Leapfrog | PGE | December | 12 | 8 | 0
Leapfrog | PGE | December | 12 | 9 | 0
Leapfrog | PGE | December | 12 | 10 | 0
Leapfrog | PGE | December | 12 | 11 | 0
Leapfrog | PGE | December | 12 | 12 | 0
Leapfrog | PGE | December | 12 | 13 | 0
Leapfrog | PGE | December | 12 | 14 | 0
Leapfrog | PGE | December | 12 | 15 | 0
Leapfrog | PGE | December | 12 | 16 | 0
Leapfrog | PGE | December | 12 | 17 | 0.85581
Leapfrog | PGE | December | 12 | 18 | 1.1153
Leapfrog | PGE | December | 12 | 19 | 1.1877
Leapfrog | PGE | December | 12 | 20 | 1.0289
Leapfrog | PGE | December | 12 | 21 | 0.8123
Leapfrog | PGE | December | 12 | 22 | 0
Leapfrog | PGE | December | 12 | 23 | 0
Leapfrog | PGE | December | 12 | 24 | 0
Leapfrog | SCE | January | 1 | 1 | 0
Leapfrog | SCE | January | 1 | 2 | 0
Leapfrog | SCE | January | 1 | 3 | 0
Leapfrog | SCE | January | 1 | 4 | 0
Leapfrog | SCE | January | 1 | 5 | 0
Leapfrog | SCE | January | 1 | 6 | 0
Leapfrog | SCE | January | 1 | 7 | 0
Leapfrog | SCE | January | 1 | 8 | 0
Leapfrog | SCE | January | 1 | 9 | 0
Leapfrog | SCE | January | 1 | 10 | 0
Leapfrog | SCE | January | 1 | 11 | 0
Leapfrog | SCE | January | 1 | 12 | 0
Leapfrog | SCE | January | 1 | 13 | 0
Leapfrog | SCE | January | 1 | 14 | 0
Leapfrog | SCE | January | 1 | 15 | 0
Leapfrog | SCE | January | 1 | 16 | 0
Leapfrog | SCE | January | 1 | 17 | 1.4616
Leapfrog | SCE | January | 1 | 18 | 1.5016
Leapfrog | SCE | January | 1 | 19 | 0.68378
Leapfrog | SCE | January | 1 | 20 | 0.67879
Leapfrog | SCE | January | 1 | 21 | 0.67425
Leapfrog | SCE | January | 1 | 22 | 0
Leapfrog | SCE | January | 1 | 23 | 0
Leapfrog | SCE | January | 1 | 24 | 0
Leapfrog | SCE | February | 2 | 1 | 0
Leapfrog | SCE | February | 2 | 2 | 0
Leapfrog | SCE | February | 2 | 3 | 0
Leapfrog | SCE | February | 2 | 4 | 0
Leapfrog | SCE | February | 2 | 5 | 0
Leapfrog | SCE | February | 2 | 6 | 0
Leapfrog | SCE | February | 2 | 7 | 0
Leapfrog | SCE | February | 2 | 8 | 0
Leapfrog | SCE | February | 2 | 9 | 0
Leapfrog | SCE | February | 2 | 10 | 0
Leapfrog | SCE | February | 2 | 11 | 0
Leapfrog | SCE | February | 2 | 12 | 0
Leapfrog | SCE | February | 2 | 13 | 0
Leapfrog | SCE | February | 2 | 14 | 0
Leapfrog | SCE | February | 2 | 15 | 0
Leapfrog | SCE | February | 2 | 16 | 0
Leapfrog | SCE | February | 2 | 17 | 1.4569
Leapfrog | SCE | February | 2 | 18 | 1.5148
Leapfrog | SCE | February | 2 | 19 | 0.68036
Leapfrog | SCE | February | 2 | 20 | 0.67611
Leapfrog | SCE | February | 2 | 21 | 0.67181
Leapfrog | SCE | February | 2 | 22 | 0
Leapfrog | SCE | February | 2 | 23 | 0
Leapfrog | SCE | February | 2 | 24 | 0
Leapfrog | SCE | March | 3 | 1 | 0
Leapfrog | SCE | March | 3 | 2 | 0
Leapfrog | SCE | March | 3 | 3 | 0
Leapfrog | SCE | March | 3 | 4 | 0
Leapfrog | SCE | March | 3 | 5 | 0
Leapfrog | SCE | March | 3 | 6 | 0
Leapfrog | SCE | March | 3 | 7 | 0
Leapfrog | SCE | March | 3 | 8 | 0
Leapfrog | SCE | March | 3 | 9 | 0
Leapfrog | SCE | March | 3 | 10 | 0
Leapfrog | SCE | March | 3 | 11 | 0
Leapfrog | SCE | March | 3 | 12 | 0
Leapfrog | SCE | March | 3 | 13 | 0
Leapfrog | SCE | March | 3 | 14 | 0
Leapfrog | SCE | March | 3 | 15 | 0
Leapfrog | SCE | March | 3 | 16 | 0
Leapfrog | SCE | March | 3 | 17 | 0
Leapfrog | SCE | March | 3 | 18 | 1.4515
Leapfrog | SCE | March | 3 | 19 | 1.4977
Leapfrog | SCE | March | 3 | 20 | 0.68904
Leapfrog | SCE | March | 3 | 21 | 0.68317
Leapfrog | SCE | March | 3 | 22 | 0.6786
Leapfrog | SCE | March | 3 | 23 | 0
Leapfrog | SCE | March | 3 | 24 | 0
Leapfrog | SCE | April | 4 | 1 | 0
Leapfrog | SCE | April | 4 | 2 | 0
Leapfrog | SCE | April | 4 | 3 | 0
Leapfrog | SCE | April | 4 | 4 | 0
Leapfrog | SCE | April | 4 | 5 | 0
Leapfrog | SCE | April | 4 | 6 | 0
Leapfrog | SCE | April | 4 | 7 | 0
Leapfrog | SCE | April | 4 | 8 | 0
Leapfrog | SCE | April | 4 | 9 | 0
Leapfrog | SCE | April | 4 | 10 | 0
Leapfrog | SCE | April | 4 | 11 | 0
Leapfrog | SCE | April | 4 | 12 | 0
Leapfrog | SCE | April | 4 | 13 | 0
Leapfrog | SCE | April | 4 | 14 | 0
Leapfrog | SCE | April | 4 | 15 | 0
Leapfrog | SCE | April | 4 | 16 | 0
Leapfrog | SCE | April | 4 | 17 | 0
Leapfrog | SCE | April | 4 | 18 | 0.97205
Leapfrog | SCE | April | 4 | 19 | 1.1338
Leapfrog | SCE | April | 4 | 20 | 1.0463
Leapfrog | SCE | April | 4 | 21 | 0.94196
Leapfrog | SCE | April | 4 | 22 | 0.90586
Leapfrog | SCE | April | 4 | 23 | 0
Leapfrog | SCE | April | 4 | 24 | 0
Leapfrog | SCE | May | 5 | 1 | 0
Leapfrog | SCE | May | 5 | 2 | 0
Leapfrog | SCE | May | 5 | 3 | 0
Leapfrog | SCE | May | 5 | 4 | 0
Leapfrog | SCE | May | 5 | 5 | 0
Leapfrog | SCE | May | 5 | 6 | 0
Leapfrog | SCE | May | 5 | 7 | 0
Leapfrog | SCE | May | 5 | 8 | 0
Leapfrog | SCE | May | 5 | 9 | 0
Leapfrog | SCE | May | 5 | 10 | 0
Leapfrog | SCE | May | 5 | 11 | 0
Leapfrog | SCE | May | 5 | 12 | 0
Leapfrog | SCE | May | 5 | 13 | 0
Leapfrog | SCE | May | 5 | 14 | 0
Leapfrog | SCE | May | 5 | 15 | 0
Leapfrog | SCE | May | 5 | 16 | 0
Leapfrog | SCE | May | 5 | 17 | 0
Leapfrog | SCE | May | 5 | 18 | 0.90539
Leapfrog | SCE | May | 5 | 19 | 1.1206
Leapfrog | SCE | May | 5 | 20 | 1.0736
Leapfrog | SCE | May | 5 | 21 | 0.99018
Leapfrog | SCE | May | 5 | 22 | 0.91033
Leapfrog | SCE | May | 5 | 23 | 0
Leapfrog | SCE | May | 5 | 24 | 0
Leapfrog | SCE | June | 6 | 1 | 0
Leapfrog | SCE | June | 6 | 2 | 0
Leapfrog | SCE | June | 6 | 3 | 0
Leapfrog | SCE | June | 6 | 4 | 0
Leapfrog | SCE | June | 6 | 5 | 0
Leapfrog | SCE | June | 6 | 6 | 0
Leapfrog | SCE | June | 6 | 7 | 0
Leapfrog | SCE | June | 6 | 8 | 0
Leapfrog | SCE | June | 6 | 9 | 0
Leapfrog | SCE | June | 6 | 10 | 0
Leapfrog | SCE | June | 6 | 11 | 0
Leapfrog | SCE | June | 6 | 12 | 0
Leapfrog | SCE | June | 6 | 13 | 0
Leapfrog | SCE | June | 6 | 14 | 0
Leapfrog | SCE | June | 6 | 15 | 0
Leapfrog | SCE | June | 6 | 16 | 0
Leapfrog | SCE | June | 6 | 17 | 0.93553
Leapfrog | SCE | June | 6 | 18 | 1.0844
Leapfrog | SCE | June | 6 | 19 | 1.0724
Leapfrog | SCE | June | 6 | 20 | 1.0006
Leapfrog | SCE | June | 6 | 21 | 0.90711
Leapfrog | SCE | June | 6 | 22 | 0
Leapfrog | SCE | June | 6 | 23 | 0
Leapfrog | SCE | June | 6 | 24 | 0
Leapfrog | SCE | July | 7 | 1 | 0
Leapfrog | SCE | July | 7 | 2 | 0
Leapfrog | SCE | July | 7 | 3 | 0
Leapfrog | SCE | July | 7 | 4 | 0
Leapfrog | SCE | July | 7 | 5 | 0
Leapfrog | SCE | July | 7 | 6 | 0
Leapfrog | SCE | July | 7 | 7 | 0
Leapfrog | SCE | July | 7 | 8 | 0
Leapfrog | SCE | July | 7 | 9 | 0
Leapfrog | SCE | July | 7 | 10 | 0
Leapfrog | SCE | July | 7 | 11 | 0
Leapfrog | SCE | July | 7 | 12 | 0
Leapfrog | SCE | July | 7 | 13 | 0
Leapfrog | SCE | July | 7 | 14 | 0
Leapfrog | SCE | July | 7 | 15 | 0
Leapfrog | SCE | July | 7 | 16 | 0
Leapfrog | SCE | July | 7 | 17 | 1.1149
Leapfrog | SCE | July | 7 | 18 | 1.0808
Leapfrog | SCE | July | 7 | 19 | 1.0316
Leapfrog | SCE | July | 7 | 20 | 0.93634
Leapfrog | SCE | July | 7 | 21 | 0.83627
Leapfrog | SCE | July | 7 | 22 | 0
Leapfrog | SCE | July | 7 | 23 | 0
Leapfrog | SCE | July | 7 | 24 | 0
Leapfrog | SCE | August | 8 | 1 | 0
Leapfrog | SCE | August | 8 | 2 | 0
Leapfrog | SCE | August | 8 | 3 | 0
Leapfrog | SCE | August | 8 | 4 | 0
Leapfrog | SCE | August | 8 | 5 | 0
Leapfrog | SCE | August | 8 | 6 | 0
Leapfrog | SCE | August | 8 | 7 | 0
Leapfrog | SCE | August | 8 | 8 | 0
Leapfrog | SCE | August | 8 | 9 | 0
Leapfrog | SCE | August | 8 | 10 | 0
Leapfrog | SCE | August | 8 | 11 | 0
Leapfrog | SCE | August | 8 | 12 | 0
Leapfrog | SCE | August | 8 | 13 | 0
Leapfrog | SCE | August | 8 | 14 | 0
Leapfrog | SCE | August | 8 | 15 | 0
Leapfrog | SCE | August | 8 | 16 | 0
Leapfrog | SCE | August | 8 | 17 | 1.1022
Leapfrog | SCE | August | 8 | 18 | 1.0588
Leapfrog | SCE | August | 8 | 19 | 1.0198
Leapfrog | SCE | August | 8 | 20 | 0.95482
Leapfrog | SCE | August | 8 | 21 | 0.86431
Leapfrog | SCE | August | 8 | 22 | 0
Leapfrog | SCE | August | 8 | 23 | 0
Leapfrog | SCE | August | 8 | 24 | 0
Leapfrog | SCE | September | 9 | 1 | 0
Leapfrog | SCE | September | 9 | 2 | 0
Leapfrog | SCE | September | 9 | 3 | 0
Leapfrog | SCE | September | 9 | 4 | 0
Leapfrog | SCE | September | 9 | 5 | 0
Leapfrog | SCE | September | 9 | 6 | 0
Leapfrog | SCE | September | 9 | 7 | 0
Leapfrog | SCE | September | 9 | 8 | 0
Leapfrog | SCE | September | 9 | 9 | 0
Leapfrog | SCE | September | 9 | 10 | 0
Leapfrog | SCE | September | 9 | 11 | 0
Leapfrog | SCE | September | 9 | 12 | 0
Leapfrog | SCE | September | 9 | 13 | 0
Leapfrog | SCE | September | 9 | 14 | 0
Leapfrog | SCE | September | 9 | 15 | 0
Leapfrog | SCE | September | 9 | 16 | 0
Leapfrog | SCE | September | 9 | 17 | 1.0982
Leapfrog | SCE | September | 9 | 18 | 1.0629
Leapfrog | SCE | September | 9 | 19 | 1.0339
Leapfrog | SCE | September | 9 | 20 | 0.94745
Leapfrog | SCE | September | 9 | 21 | 0.85746
Leapfrog | SCE | September | 9 | 22 | 0
Leapfrog | SCE | September | 9 | 23 | 0
Leapfrog | SCE | September | 9 | 24 | 0
Leapfrog | SCE | October | 10 | 1 | 0
Leapfrog | SCE | October | 10 | 2 | 0
Leapfrog | SCE | October | 10 | 3 | 0
Leapfrog | SCE | October | 10 | 4 | 0
Leapfrog | SCE | October | 10 | 5 | 0
Leapfrog | SCE | October | 10 | 6 | 0
Leapfrog | SCE | October | 10 | 7 | 0
Leapfrog | SCE | October | 10 | 8 | 0
Leapfrog | SCE | October | 10 | 9 | 0
Leapfrog | SCE | October | 10 | 10 | 0
Leapfrog | SCE | October | 10 | 11 | 0
Leapfrog | SCE | October | 10 | 12 | 0
Leapfrog | SCE | October | 10 | 13 | 0
Leapfrog | SCE | October | 10 | 14 | 0
Leapfrog | SCE | October | 10 | 15 | 0
Leapfrog | SCE | October | 10 | 16 | 0
Leapfrog | SCE | October | 10 | 17 | 1.0893
Leapfrog | SCE | October | 10 | 18 | 1.0669
Leapfrog | SCE | October | 10 | 19 | 1.0461
Leapfrog | SCE | October | 10 | 20 | 0.93489
Leapfrog | SCE | October | 10 | 21 | 0.8628
Leapfrog | SCE | October | 10 | 22 | 0
Leapfrog | SCE | October | 10 | 23 | 0
Leapfrog | SCE | October | 10 | 24 | 0
Leapfrog | SCE | November | 11 | 1 | 0
Leapfrog | SCE | November | 11 | 2 | 0
Leapfrog | SCE | November | 11 | 3 | 0
Leapfrog | SCE | November | 11 | 4 | 0
Leapfrog | SCE | November | 11 | 5 | 0
Leapfrog | SCE | November | 11 | 6 | 0
Leapfrog | SCE | November | 11 | 7 | 0
Leapfrog | SCE | November | 11 | 8 | 0
Leapfrog | SCE | November | 11 | 9 | 0
Leapfrog | SCE | November | 11 | 10 | 0
Leapfrog | SCE | November | 11 | 11 | 0
Leapfrog | SCE | November | 11 | 12 | 0
Leapfrog | SCE | November | 11 | 13 | 0
Leapfrog | SCE | November | 11 | 14 | 0
Leapfrog | SCE | November | 11 | 15 | 0
Leapfrog | SCE | November | 11 | 16 | 0
Leapfrog | SCE | November | 11 | 17 | 1.0208
Leapfrog | SCE | November | 11 | 18 | 1.0638
Leapfrog | SCE | November | 11 | 19 | 1.0496
Leapfrog | SCE | November | 11 | 20 | 0.96276
Leapfrog | SCE | November | 11 | 21 | 0.90293
Leapfrog | SCE | November | 11 | 22 | 0
Leapfrog | SCE | November | 11 | 23 | 0
Leapfrog | SCE | November | 11 | 24 | 0
Leapfrog | SCE | December | 12 | 1 | 0
Leapfrog | SCE | December | 12 | 2 | 0
Leapfrog | SCE | December | 12 | 3 | 0
Leapfrog | SCE | December | 12 | 4 | 0
Leapfrog | SCE | December | 12 | 5 | 0
Leapfrog | SCE | December | 12 | 6 | 0
Leapfrog | SCE | December | 12 | 7 | 0
Leapfrog | SCE | December | 12 | 8 | 0
Leapfrog | SCE | December | 12 | 9 | 0
Leapfrog | SCE | December | 12 | 10 | 0
Leapfrog | SCE | December | 12 | 11 | 0
Leapfrog | SCE | December | 12 | 12 | 0
Leapfrog | SCE | December | 12 | 13 | 0
Leapfrog | SCE | December | 12 | 14 | 0
Leapfrog | SCE | December | 12 | 15 | 0
Leapfrog | SCE | December | 12 | 16 | 0
Leapfrog | SCE | December | 12 | 17 | 0.82975
Leapfrog | SCE | December | 12 | 18 | 0.96898
Leapfrog | SCE | December | 12 | 19 | 1.0806
Leapfrog | SCE | December | 12 | 20 | 1.0541
Leapfrog | SCE | December | 12 | 21 | 1.0666
Leapfrog | SCE | December | 12 | 22 | 0
Leapfrog | SCE | December | 12 | 23 | 0
Leapfrog | SCE | December | 12 | 24 | 0
Leapfrog | SDGE | January | 1 | 1 | 0
Leapfrog | SDGE | January | 1 | 2 | 0
Leapfrog | SDGE | January | 1 | 3 | 0
Leapfrog | SDGE | January | 1 | 4 | 0
Leapfrog | SDGE | January | 1 | 5 | 0
Leapfrog | SDGE | January | 1 | 6 | 0
Leapfrog | SDGE | January | 1 | 7 | 0
Leapfrog | SDGE | January | 1 | 8 | 0
Leapfrog | SDGE | January | 1 | 9 | 0
Leapfrog | SDGE | January | 1 | 10 | 0
Leapfrog | SDGE | January | 1 | 11 | 0
Leapfrog | SDGE | January | 1 | 12 | 0
Leapfrog | SDGE | January | 1 | 13 | 0
Leapfrog | SDGE | January | 1 | 14 | 0
Leapfrog | SDGE | January | 1 | 15 | 0
Leapfrog | SDGE | January | 1 | 16 | 0
Leapfrog | SDGE | January | 1 | 17 | 2.2765
Leapfrog | SDGE | January | 1 | 18 | 1.1346
Leapfrog | SDGE | January | 1 | 19 | 0.54553
Leapfrog | SDGE | January | 1 | 20 | 0.52859
Leapfrog | SDGE | January | 1 | 21 | 0.51483
Leapfrog | SDGE | January | 1 | 22 | 0
Leapfrog | SDGE | January | 1 | 23 | 0
Leapfrog | SDGE | January | 1 | 24 | 0
Leapfrog | SDGE | February | 2 | 1 | 0
Leapfrog | SDGE | February | 2 | 2 | 0
Leapfrog | SDGE | February | 2 | 3 | 0
Leapfrog | SDGE | February | 2 | 4 | 0
Leapfrog | SDGE | February | 2 | 5 | 0
Leapfrog | SDGE | February | 2 | 6 | 0
Leapfrog | SDGE | February | 2 | 7 | 0
Leapfrog | SDGE | February | 2 | 8 | 0
Leapfrog | SDGE | February | 2 | 9 | 0
Leapfrog | SDGE | February | 2 | 10 | 0
Leapfrog | SDGE | February | 2 | 11 | 0
Leapfrog | SDGE | February | 2 | 12 | 0
Leapfrog | SDGE | February | 2 | 13 | 0
Leapfrog | SDGE | February | 2 | 14 | 0
Leapfrog | SDGE | February | 2 | 15 | 0
Leapfrog | SDGE | February | 2 | 16 | 0
Leapfrog | SDGE | February | 2 | 17 | 2.2774
Leapfrog | SDGE | February | 2 | 18 | 1.1392
Leapfrog | SDGE | February | 2 | 19 | 0.54297
Leapfrog | SDGE | February | 2 | 20 | 0.52739
Leapfrog | SDGE | February | 2 | 21 | 0.51306
Leapfrog | SDGE | February | 2 | 22 | 0
Leapfrog | SDGE | February | 2 | 23 | 0
Leapfrog | SDGE | February | 2 | 24 | 0
Leapfrog | SDGE | March | 3 | 1 | 0
Leapfrog | SDGE | March | 3 | 2 | 0
Leapfrog | SDGE | March | 3 | 3 | 0
Leapfrog | SDGE | March | 3 | 4 | 0
Leapfrog | SDGE | March | 3 | 5 | 0
Leapfrog | SDGE | March | 3 | 6 | 0
Leapfrog | SDGE | March | 3 | 7 | 0
Leapfrog | SDGE | March | 3 | 8 | 0
Leapfrog | SDGE | March | 3 | 9 | 0
Leapfrog | SDGE | March | 3 | 10 | 0
Leapfrog | SDGE | March | 3 | 11 | 0
Leapfrog | SDGE | March | 3 | 12 | 0
Leapfrog | SDGE | March | 3 | 13 | 0
Leapfrog | SDGE | March | 3 | 14 | 0
Leapfrog | SDGE | March | 3 | 15 | 0
Leapfrog | SDGE | March | 3 | 16 | 0
Leapfrog | SDGE | March | 3 | 17 | 0
Leapfrog | SDGE | March | 3 | 18 | 2.2338
Leapfrog | SDGE | March | 3 | 19 | 1.1348
Leapfrog | SDGE | March | 3 | 20 | 0.55917
Leapfrog | SDGE | March | 3 | 21 | 0.544
Leapfrog | SDGE | March | 3 | 22 | 0.52819
Leapfrog | SDGE | March | 3 | 23 | 0
Leapfrog | SDGE | March | 3 | 24 | 0
Leapfrog | SDGE | April | 4 | 1 | 0
Leapfrog | SDGE | April | 4 | 2 | 0
Leapfrog | SDGE | April | 4 | 3 | 0
Leapfrog | SDGE | April | 4 | 4 | 0
Leapfrog | SDGE | April | 4 | 5 | 0
Leapfrog | SDGE | April | 4 | 6 | 0
Leapfrog | SDGE | April | 4 | 7 | 0
Leapfrog | SDGE | April | 4 | 8 | 0
Leapfrog | SDGE | April | 4 | 9 | 0
Leapfrog | SDGE | April | 4 | 10 | 0
Leapfrog | SDGE | April | 4 | 11 | 0
Leapfrog | SDGE | April | 4 | 12 | 0
Leapfrog | SDGE | April | 4 | 13 | 0
Leapfrog | SDGE | April | 4 | 14 | 0
Leapfrog | SDGE | April | 4 | 15 | 0
Leapfrog | SDGE | April | 4 | 16 | 0
Leapfrog | SDGE | April | 4 | 17 | 0
Leapfrog | SDGE | April | 4 | 18 | 0.96969
Leapfrog | SDGE | April | 4 | 19 | 1.1378
Leapfrog | SDGE | April | 4 | 20 | 1.0542
Leapfrog | SDGE | April | 4 | 21 | 0.9546
Leapfrog | SDGE | April | 4 | 22 | 0.8842
Leapfrog | SDGE | April | 4 | 23 | 0
Leapfrog | SDGE | April | 4 | 24 | 0
Leapfrog | SDGE | May | 5 | 1 | 0
Leapfrog | SDGE | May | 5 | 2 | 0
Leapfrog | SDGE | May | 5 | 3 | 0
Leapfrog | SDGE | May | 5 | 4 | 0
Leapfrog | SDGE | May | 5 | 5 | 0
Leapfrog | SDGE | May | 5 | 6 | 0
Leapfrog | SDGE | May | 5 | 7 | 0
Leapfrog | SDGE | May | 5 | 8 | 0
Leapfrog | SDGE | May | 5 | 9 | 0
Leapfrog | SDGE | May | 5 | 10 | 0
Leapfrog | SDGE | May | 5 | 11 | 0
Leapfrog | SDGE | May | 5 | 12 | 0
Leapfrog | SDGE | May | 5 | 13 | 0
Leapfrog | SDGE | May | 5 | 14 | 0
Leapfrog | SDGE | May | 5 | 15 | 0
Leapfrog | SDGE | May | 5 | 16 | 0
Leapfrog | SDGE | May | 5 | 17 | 0
Leapfrog | SDGE | May | 5 | 18 | 0.95569
Leapfrog | SDGE | May | 5 | 19 | 1.138
Leapfrog | SDGE | May | 5 | 20 | 1.055
Leapfrog | SDGE | May | 5 | 21 | 0.96734
Leapfrog | SDGE | May | 5 | 22 | 0.884
Leapfrog | SDGE | May | 5 | 23 | 0
Leapfrog | SDGE | May | 5 | 24 | 0
Leapfrog | SDGE | June | 6 | 1 | 0
Leapfrog | SDGE | June | 6 | 2 | 0
Leapfrog | SDGE | June | 6 | 3 | 0
Leapfrog | SDGE | June | 6 | 4 | 0
Leapfrog | SDGE | June | 6 | 5 | 0
Leapfrog | SDGE | June | 6 | 6 | 0
Leapfrog | SDGE | June | 6 | 7 | 0
Leapfrog | SDGE | June | 6 | 8 | 0
Leapfrog | SDGE | June | 6 | 9 | 0
Leapfrog | SDGE | June | 6 | 10 | 0
Leapfrog | SDGE | June | 6 | 11 | 0
Leapfrog | SDGE | June | 6 | 12 | 0
Leapfrog | SDGE | June | 6 | 13 | 0
Leapfrog | SDGE | June | 6 | 14 | 0
Leapfrog | SDGE | June | 6 | 15 | 0
Leapfrog | SDGE | June | 6 | 16 | 0
Leapfrog | SDGE | June | 6 | 17 | 0.88458
Leapfrog | SDGE | June | 6 | 18 | 1.0634
Leapfrog | SDGE | June | 6 | 19 | 1.0641
Leapfrog | SDGE | June | 6 | 20 | 1.0288
Leapfrog | SDGE | June | 6 | 21 | 0.95913
Leapfrog | SDGE | June | 6 | 22 | 0
Leapfrog | SDGE | June | 6 | 23 | 0
Leapfrog | SDGE | June | 6 | 24 | 0
Leapfrog | SDGE | July | 7 | 1 | 0
Leapfrog | SDGE | July | 7 | 2 | 0
Leapfrog | SDGE | July | 7 | 3 | 0
Leapfrog | SDGE | July | 7 | 4 | 0
Leapfrog | SDGE | July | 7 | 5 | 0
Leapfrog | SDGE | July | 7 | 6 | 0
Leapfrog | SDGE | July | 7 | 7 | 0
Leapfrog | SDGE | July | 7 | 8 | 0
Leapfrog | SDGE | July | 7 | 9 | 0
Leapfrog | SDGE | July | 7 | 10 | 0
Leapfrog | SDGE | July | 7 | 11 | 0
Leapfrog | SDGE | July | 7 | 12 | 0
Leapfrog | SDGE | July | 7 | 13 | 0
Leapfrog | SDGE | July | 7 | 14 | 0
Leapfrog | SDGE | July | 7 | 15 | 0
Leapfrog | SDGE | July | 7 | 16 | 0
Leapfrog | SDGE | July | 7 | 17 | 1.1934
Leapfrog | SDGE | July | 7 | 18 | 0.82023
Leapfrog | SDGE | July | 7 | 19 | 0.72942
Leapfrog | SDGE | July | 7 | 20 | 1.1898
Leapfrog | SDGE | July | 7 | 21 | 1.0672
Leapfrog | SDGE | July | 7 | 22 | 0
Leapfrog | SDGE | July | 7 | 23 | 0
Leapfrog | SDGE | July | 7 | 24 | 0
Leapfrog | SDGE | August | 8 | 1 | 0
Leapfrog | SDGE | August | 8 | 2 | 0
Leapfrog | SDGE | August | 8 | 3 | 0
Leapfrog | SDGE | August | 8 | 4 | 0
Leapfrog | SDGE | August | 8 | 5 | 0
Leapfrog | SDGE | August | 8 | 6 | 0
Leapfrog | SDGE | August | 8 | 7 | 0
Leapfrog | SDGE | August | 8 | 8 | 0
Leapfrog | SDGE | August | 8 | 9 | 0
Leapfrog | SDGE | August | 8 | 10 | 0
Leapfrog | SDGE | August | 8 | 11 | 0
Leapfrog | SDGE | August | 8 | 12 | 0
Leapfrog | SDGE | August | 8 | 13 | 0
Leapfrog | SDGE | August | 8 | 14 | 0
Leapfrog | SDGE | August | 8 | 15 | 0
Leapfrog | SDGE | August | 8 | 16 | 0
Leapfrog | SDGE | August | 8 | 17 | 1.2475
Leapfrog | SDGE | August | 8 | 18 | 0.73818
Leapfrog | SDGE | August | 8 | 19 | 0.60876
Leapfrog | SDGE | August | 8 | 20 | 1.2583
Leapfrog | SDGE | August | 8 | 21 | 1.1473
Leapfrog | SDGE | August | 8 | 22 | 0
Leapfrog | SDGE | August | 8 | 23 | 0
Leapfrog | SDGE | August | 8 | 24 | 0
Leapfrog | SDGE | September | 9 | 1 | 0
Leapfrog | SDGE | September | 9 | 2 | 0
Leapfrog | SDGE | September | 9 | 3 | 0
Leapfrog | SDGE | September | 9 | 4 | 0
Leapfrog | SDGE | September | 9 | 5 | 0
Leapfrog | SDGE | September | 9 | 6 | 0
Leapfrog | SDGE | September | 9 | 7 | 0
Leapfrog | SDGE | September | 9 | 8 | 0
Leapfrog | SDGE | September | 9 | 9 | 0
Leapfrog | SDGE | September | 9 | 10 | 0
Leapfrog | SDGE | September | 9 | 11 | 0
Leapfrog | SDGE | September | 9 | 12 | 0
Leapfrog | SDGE | September | 9 | 13 | 0
Leapfrog | SDGE | September | 9 | 14 | 0
Leapfrog | SDGE | September | 9 | 15 | 0
Leapfrog | SDGE | September | 9 | 16 | 0
Leapfrog | SDGE | September | 9 | 17 | 1.1048
Leapfrog | SDGE | September | 9 | 18 | 0.71637
Leapfrog | SDGE | September | 9 | 19 | 0.67214
Leapfrog | SDGE | September | 9 | 20 | 1.3006
Leapfrog | SDGE | September | 9 | 21 | 1.2061
Leapfrog | SDGE | September | 9 | 22 | 0
Leapfrog | SDGE | September | 9 | 23 | 0
Leapfrog | SDGE | September | 9 | 24 | 0
Leapfrog | SDGE | October | 10 | 1 | 0
Leapfrog | SDGE | October | 10 | 2 | 0
Leapfrog | SDGE | October | 10 | 3 | 0
Leapfrog | SDGE | October | 10 | 4 | 0
Leapfrog | SDGE | October | 10 | 5 | 0
Leapfrog | SDGE | October | 10 | 6 | 0
Leapfrog | SDGE | October | 10 | 7 | 0
Leapfrog | SDGE | October | 10 | 8 | 0
Leapfrog | SDGE | October | 10 | 9 | 0
Leapfrog | SDGE | October | 10 | 10 | 0
Leapfrog | SDGE | October | 10 | 11 | 0
Leapfrog | SDGE | October | 10 | 12 | 0
Leapfrog | SDGE | October | 10 | 13 | 0
Leapfrog | SDGE | October | 10 | 14 | 0
Leapfrog | SDGE | October | 10 | 15 | 0
Leapfrog | SDGE | October | 10 | 16 | 0
Leapfrog | SDGE | October | 10 | 17 | 1.1579
Leapfrog | SDGE | October | 10 | 18 | 0.72332
Leapfrog | SDGE | October | 10 | 19 | 0.66826
Leapfrog | SDGE | October | 10 | 20 | 1.2972
Leapfrog | SDGE | October | 10 | 21 | 1.1533
Leapfrog | SDGE | October | 10 | 22 | 0
Leapfrog | SDGE | October | 10 | 23 | 0
Leapfrog | SDGE | October | 10 | 24 | 0
Leapfrog | SDGE | November | 11 | 1 | 0
Leapfrog | SDGE | November | 11 | 2 | 0
Leapfrog | SDGE | November | 11 | 3 | 0
Leapfrog | SDGE | November | 11 | 4 | 0
Leapfrog | SDGE | November | 11 | 5 | 0
Leapfrog | SDGE | November | 11 | 6 | 0
Leapfrog | SDGE | November | 11 | 7 | 0
Leapfrog | SDGE | November | 11 | 8 | 0
Leapfrog | SDGE | November | 11 | 9 | 0
Leapfrog | SDGE | November | 11 | 10 | 0
Leapfrog | SDGE | November | 11 | 11 | 0
Leapfrog | SDGE | November | 11 | 12 | 0
Leapfrog | SDGE | November | 11 | 13 | 0
Leapfrog | SDGE | November | 11 | 14 | 0
Leapfrog | SDGE | November | 11 | 15 | 0
Leapfrog | SDGE | November | 11 | 16 | 0
Leapfrog | SDGE | November | 11 | 17 | 1.5584
Leapfrog | SDGE | November | 11 | 18 | 1.5159
Leapfrog | SDGE | November | 11 | 19 | 0.98258
Leapfrog | SDGE | November | 11 | 20 | 0.50666
Leapfrog | SDGE | November | 11 | 21 | 0.43651
Leapfrog | SDGE | November | 11 | 22 | 0
Leapfrog | SDGE | November | 11 | 23 | 0
Leapfrog | SDGE | November | 11 | 24 | 0
Leapfrog | SDGE | December | 12 | 1 | 0
Leapfrog | SDGE | December | 12 | 2 | 0
Leapfrog | SDGE | December | 12 | 3 | 0
Leapfrog | SDGE | December | 12 | 4 | 0
Leapfrog | SDGE | December | 12 | 5 | 0
Leapfrog | SDGE | December | 12 | 6 | 0
Leapfrog | SDGE | December | 12 | 7 | 0
Leapfrog | SDGE | December | 12 | 8 | 0
Leapfrog | SDGE | December | 12 | 9 | 0
Leapfrog | SDGE | December | 12 | 10 | 0
Leapfrog | SDGE | December | 12 | 11 | 0
Leapfrog | SDGE | December | 12 | 12 | 0
Leapfrog | SDGE | December | 12 | 13 | 0
Leapfrog | SDGE | December | 12 | 14 | 0
Leapfrog | SDGE | December | 12 | 15 | 0
Leapfrog | SDGE | December | 12 | 16 | 0
Leapfrog | SDGE | December | 12 | 17 | 1.5384
Leapfrog | SDGE | December | 12 | 18 | 1.5423
Leapfrog | SDGE | December | 12 | 19 | 0.888
Leapfrog | SDGE | December | 12 | 20 | 0.41457
Leapfrog | SDGE | December | 12 | 21 | 0.6167
Leapfrog | SDGE | December | 12 | 22 | 0
Leapfrog | SDGE | December | 12 | 23 | 0
Leapfrog | SDGE | December | 12 | 24 | 0
Voltus | PGE | January | 1 | 1 | 0
Voltus | PGE | January | 1 | 2 | 0
Voltus | PGE | January | 1 | 3 | 0
Voltus | PGE | January | 1 | 4 | 0
Voltus | PGE | January | 1 | 5 | 0
Voltus | PGE | January | 1 | 6 | 0
Voltus | PGE | January | 1 | 7 | 0
Voltus | PGE | January | 1 | 8 | 0
Voltus | PGE | January | 1 | 9 | 0
Voltus | PGE | January | 1 | 10 | 0
Voltus | PGE | January | 1 | 11 | 0
Voltus | PGE | January | 1 | 12 | 0
Voltus | PGE | January | 1 | 13 | 0
Voltus | PGE | January | 1 | 14 | 0
Voltus | PGE | January | 1 | 15 | 0
Voltus | PGE | January | 1 | 16 | 0
Voltus | PGE | January | 1 | 17 | 1.175
Voltus | PGE | January | 1 | 18 | 1.1269
Voltus | PGE | January | 1 | 19 | 0.94357
Voltus | PGE | January | 1 | 20 | 0.91311
Voltus | PGE | January | 1 | 21 | 0.84147
Voltus | PGE | January | 1 | 22 | 0
Voltus | PGE | January | 1 | 23 | 0
Voltus | PGE | January | 1 | 24 | 0
Voltus | PGE | February | 2 | 1 | 0
Voltus | PGE | February | 2 | 2 | 0
Voltus | PGE | February | 2 | 3 | 0
Voltus | PGE | February | 2 | 4 | 0
Voltus | PGE | February | 2 | 5 | 0
Voltus | PGE | February | 2 | 6 | 0
Voltus | PGE | February | 2 | 7 | 0
Voltus | PGE | February | 2 | 8 | 0
Voltus | PGE | February | 2 | 9 | 0
Voltus | PGE | February | 2 | 10 | 0
Voltus | PGE | February | 2 | 11 | 0
Voltus | PGE | February | 2 | 12 | 0
Voltus | PGE | February | 2 | 13 | 0
Voltus | PGE | February | 2 | 14 | 0
Voltus | PGE | February | 2 | 15 | 0
Voltus | PGE | February | 2 | 16 | 0
Voltus | PGE | February | 2 | 17 | 1.175
Voltus | PGE | February | 2 | 18 | 1.1269
Voltus | PGE | February | 2 | 19 | 0.94357
Voltus | PGE | February | 2 | 20 | 0.91311
Voltus | PGE | February | 2 | 21 | 0.84147
Voltus | PGE | February | 2 | 22 | 0
Voltus | PGE | February | 2 | 23 | 0
Voltus | PGE | February | 2 | 24 | 0
Voltus | PGE | March | 3 | 1 | 0
Voltus | PGE | March | 3 | 2 | 0
Voltus | PGE | March | 3 | 3 | 0
Voltus | PGE | March | 3 | 4 | 0
Voltus | PGE | March | 3 | 5 | 0
Voltus | PGE | March | 3 | 6 | 0
Voltus | PGE | March | 3 | 7 | 0
Voltus | PGE | March | 3 | 8 | 0
Voltus | PGE | March | 3 | 9 | 0
Voltus | PGE | March | 3 | 10 | 0
Voltus | PGE | March | 3 | 11 | 0
Voltus | PGE | March | 3 | 12 | 0
Voltus | PGE | March | 3 | 13 | 0
Voltus | PGE | March | 3 | 14 | 0
Voltus | PGE | March | 3 | 15 | 0
Voltus | PGE | March | 3 | 16 | 0
Voltus | PGE | March | 3 | 17 | 0
Voltus | PGE | March | 3 | 18 | 0.99308
Voltus | PGE | March | 3 | 19 | 1.0707
Voltus | PGE | March | 3 | 20 | 0.97307
Voltus | PGE | March | 3 | 21 | 1.0042
Voltus | PGE | March | 3 | 22 | 0.9589
Voltus | PGE | March | 3 | 23 | 0
Voltus | PGE | March | 3 | 24 | 0
Voltus | PGE | April | 4 | 1 | 0
Voltus | PGE | April | 4 | 2 | 0
Voltus | PGE | April | 4 | 3 | 0
Voltus | PGE | April | 4 | 4 | 0
Voltus | PGE | April | 4 | 5 | 0
Voltus | PGE | April | 4 | 6 | 0
Voltus | PGE | April | 4 | 7 | 0
Voltus | PGE | April | 4 | 8 | 0
Voltus | PGE | April | 4 | 9 | 0
Voltus | PGE | April | 4 | 10 | 0
Voltus | PGE | April | 4 | 11 | 0
Voltus | PGE | April | 4 | 12 | 0
Voltus | PGE | April | 4 | 13 | 0
Voltus | PGE | April | 4 | 14 | 0
Voltus | PGE | April | 4 | 15 | 0
Voltus | PGE | April | 4 | 16 | 0
Voltus | PGE | April | 4 | 17 | 0
Voltus | PGE | April | 4 | 18 | 0.99308
Voltus | PGE | April | 4 | 19 | 1.0707
Voltus | PGE | April | 4 | 20 | 0.97307
Voltus | PGE | April | 4 | 21 | 1.0042
Voltus | PGE | April | 4 | 22 | 0.9589
Voltus | PGE | April | 4 | 23 | 0
Voltus | PGE | April | 4 | 24 | 0
Voltus | PGE | May | 5 | 1 | 0
Voltus | PGE | May | 5 | 2 | 0
Voltus | PGE | May | 5 | 3 | 0
Voltus | PGE | May | 5 | 4 | 0
Voltus | PGE | May | 5 | 5 | 0
Voltus | PGE | May | 5 | 6 | 0
Voltus | PGE | May | 5 | 7 | 0
Voltus | PGE | May | 5 | 8 | 0
Voltus | PGE | May | 5 | 9 | 0
Voltus | PGE | May | 5 | 10 | 0
Voltus | PGE | May | 5 | 11 | 0
Voltus | PGE | May | 5 | 12 | 0
Voltus | PGE | May | 5 | 13 | 0
Voltus | PGE | May | 5 | 14 | 0
Voltus | PGE | May | 5 | 15 | 0
Voltus | PGE | May | 5 | 16 | 0
Voltus | PGE | May | 5 | 17 | 0
Voltus | PGE | May | 5 | 18 | 0.98749
Voltus | PGE | May | 5 | 19 | 1.0307
Voltus | PGE | May | 5 | 20 | 0.9974
Voltus | PGE | May | 5 | 21 | 1.0135
Voltus | PGE | May | 5 | 22 | 0.97095
Voltus | PGE | May | 5 | 23 | 0
Voltus | PGE | May | 5 | 24 | 0
Voltus | PGE | June | 6 | 1 | 0
Voltus | PGE | June | 6 | 2 | 0
Voltus | PGE | June | 6 | 3 | 0
Voltus | PGE | June | 6 | 4 | 0
Voltus | PGE | June | 6 | 5 | 0
Voltus | PGE | June | 6 | 6 | 0
Voltus | PGE | June | 6 | 7 | 0
Voltus | PGE | June | 6 | 8 | 0
Voltus | PGE | June | 6 | 9 | 0
Voltus | PGE | June | 6 | 10 | 0
Voltus | PGE | June | 6 | 11 | 0
Voltus | PGE | June | 6 | 12 | 0
Voltus | PGE | June | 6 | 13 | 0
Voltus | PGE | June | 6 | 14 | 0
Voltus | PGE | June | 6 | 15 | 0
Voltus | PGE | June | 6 | 16 | 0
Voltus | PGE | June | 6 | 17 | 0.9826
Voltus | PGE | June | 6 | 18 | 1.024
Voltus | PGE | June | 6 | 19 | 0.99523
Voltus | PGE | June | 6 | 20 | 1.0196
Voltus | PGE | June | 6 | 21 | 0.97855
Voltus | PGE | June | 6 | 22 | 0
Voltus | PGE | June | 6 | 23 | 0
Voltus | PGE | June | 6 | 24 | 0
Voltus | PGE | July | 7 | 1 | 0
Voltus | PGE | July | 7 | 2 | 0
Voltus | PGE | July | 7 | 3 | 0
Voltus | PGE | July | 7 | 4 | 0
Voltus | PGE | July | 7 | 5 | 0
Voltus | PGE | July | 7 | 6 | 0
Voltus | PGE | July | 7 | 7 | 0
Voltus | PGE | July | 7 | 8 | 0
Voltus | PGE | July | 7 | 9 | 0
Voltus | PGE | July | 7 | 10 | 0
Voltus | PGE | July | 7 | 11 | 0
Voltus | PGE | July | 7 | 12 | 0
Voltus | PGE | July | 7 | 13 | 0
Voltus | PGE | July | 7 | 14 | 0
Voltus | PGE | July | 7 | 15 | 0
Voltus | PGE | July | 7 | 16 | 0
Voltus | PGE | July | 7 | 17 | 1.1422
Voltus | PGE | July | 7 | 18 | 1.1206
Voltus | PGE | July | 7 | 19 | 0.92924
Voltus | PGE | July | 7 | 20 | 0.93307
Voltus | PGE | July | 7 | 21 | 0.87491
Voltus | PGE | July | 7 | 22 | 0
Voltus | PGE | July | 7 | 23 | 0
Voltus | PGE | July | 7 | 24 | 0
Voltus | PGE | August | 8 | 1 | 0
Voltus | PGE | August | 8 | 2 | 0
Voltus | PGE | August | 8 | 3 | 0
Voltus | PGE | August | 8 | 4 | 0
Voltus | PGE | August | 8 | 5 | 0
Voltus | PGE | August | 8 | 6 | 0
Voltus | PGE | August | 8 | 7 | 0
Voltus | PGE | August | 8 | 8 | 0
Voltus | PGE | August | 8 | 9 | 0
Voltus | PGE | August | 8 | 10 | 0
Voltus | PGE | August | 8 | 11 | 0
Voltus | PGE | August | 8 | 12 | 0
Voltus | PGE | August | 8 | 13 | 0
Voltus | PGE | August | 8 | 14 | 0
Voltus | PGE | August | 8 | 15 | 0
Voltus | PGE | August | 8 | 16 | 0
Voltus | PGE | August | 8 | 17 | 1.1093
Voltus | PGE | August | 8 | 18 | 1.0815
Voltus | PGE | August | 8 | 19 | 0.94008
Voltus | PGE | August | 8 | 20 | 0.95501
Voltus | PGE | August | 8 | 21 | 0.91415
Voltus | PGE | August | 8 | 22 | 0
Voltus | PGE | August | 8 | 23 | 0
Voltus | PGE | August | 8 | 24 | 0
Voltus | PGE | September | 9 | 1 | 0
Voltus | PGE | September | 9 | 2 | 0
Voltus | PGE | September | 9 | 3 | 0
Voltus | PGE | September | 9 | 4 | 0
Voltus | PGE | September | 9 | 5 | 0
Voltus | PGE | September | 9 | 6 | 0
Voltus | PGE | September | 9 | 7 | 0
Voltus | PGE | September | 9 | 8 | 0
Voltus | PGE | September | 9 | 9 | 0
Voltus | PGE | September | 9 | 10 | 0
Voltus | PGE | September | 9 | 11 | 0
Voltus | PGE | September | 9 | 12 | 0
Voltus | PGE | September | 9 | 13 | 0
Voltus | PGE | September | 9 | 14 | 0
Voltus | PGE | September | 9 | 15 | 0
Voltus | PGE | September | 9 | 16 | 0
Voltus | PGE | September | 9 | 17 | 1.1357
Voltus | PGE | September | 9 | 18 | 1.1015
Voltus | PGE | September | 9 | 19 | 0.9658
Voltus | PGE | September | 9 | 20 | 0.94287
Voltus | PGE | September | 9 | 21 | 0.85422
Voltus | PGE | September | 9 | 22 | 0
Voltus | PGE | September | 9 | 23 | 0
Voltus | PGE | September | 9 | 24 | 0
Voltus | PGE | October | 10 | 1 | 0
Voltus | PGE | October | 10 | 2 | 0
Voltus | PGE | October | 10 | 3 | 0
Voltus | PGE | October | 10 | 4 | 0
Voltus | PGE | October | 10 | 5 | 0
Voltus | PGE | October | 10 | 6 | 0
Voltus | PGE | October | 10 | 7 | 0
Voltus | PGE | October | 10 | 8 | 0
Voltus | PGE | October | 10 | 9 | 0
Voltus | PGE | October | 10 | 10 | 0
Voltus | PGE | October | 10 | 11 | 0
Voltus | PGE | October | 10 | 12 | 0
Voltus | PGE | October | 10 | 13 | 0
Voltus | PGE | October | 10 | 14 | 0
Voltus | PGE | October | 10 | 15 | 0
Voltus | PGE | October | 10 | 16 | 0
Voltus | PGE | October | 10 | 17 | 1.175
Voltus | PGE | October | 10 | 18 | 1.1269
Voltus | PGE | October | 10 | 19 | 0.94357
Voltus | PGE | October | 10 | 20 | 0.91311
Voltus | PGE | October | 10 | 21 | 0.84147
Voltus | PGE | October | 10 | 22 | 0
Voltus | PGE | October | 10 | 23 | 0
Voltus | PGE | October | 10 | 24 | 0
Voltus | PGE | November | 11 | 1 | 0
Voltus | PGE | November | 11 | 2 | 0
Voltus | PGE | November | 11 | 3 | 0
Voltus | PGE | November | 11 | 4 | 0
Voltus | PGE | November | 11 | 5 | 0
Voltus | PGE | November | 11 | 6 | 0
Voltus | PGE | November | 11 | 7 | 0
Voltus | PGE | November | 11 | 8 | 0
Voltus | PGE | November | 11 | 9 | 0
Voltus | PGE | November | 11 | 10 | 0
Voltus | PGE | November | 11 | 11 | 0
Voltus | PGE | November | 11 | 12 | 0
Voltus | PGE | November | 11 | 13 | 0
Voltus | PGE | November | 11 | 14 | 0
Voltus | PGE | November | 11 | 15 | 0
Voltus | PGE | November | 11 | 16 | 0
Voltus | PGE | November | 11 | 17 | 1.175
Voltus | PGE | November | 11 | 18 | 1.1269
Voltus | PGE | November | 11 | 19 | 0.94357
Voltus | PGE | November | 11 | 20 | 0.91311
Voltus | PGE | November | 11 | 21 | 0.84147
Voltus | PGE | November | 11 | 22 | 0
Voltus | PGE | November | 11 | 23 | 0
Voltus | PGE | November | 11 | 24 | 0
Voltus | PGE | December | 12 | 1 | 0
Voltus | PGE | December | 12 | 2 | 0
Voltus | PGE | December | 12 | 3 | 0
Voltus | PGE | December | 12 | 4 | 0
Voltus | PGE | December | 12 | 5 | 0
Voltus | PGE | December | 12 | 6 | 0
Voltus | PGE | December | 12 | 7 | 0
Voltus | PGE | December | 12 | 8 | 0
Voltus | PGE | December | 12 | 9 | 0
Voltus | PGE | December | 12 | 10 | 0
Voltus | PGE | December | 12 | 11 | 0
Voltus | PGE | December | 12 | 12 | 0
Voltus | PGE | December | 12 | 13 | 0
Voltus | PGE | December | 12 | 14 | 0
Voltus | PGE | December | 12 | 15 | 0
Voltus | PGE | December | 12 | 16 | 0
Voltus | PGE | December | 12 | 17 | 1.175
Voltus | PGE | December | 12 | 18 | 1.1269
Voltus | PGE | December | 12 | 19 | 0.94357
Voltus | PGE | December | 12 | 20 | 0.91311
Voltus | PGE | December | 12 | 21 | 0.84147
Voltus | PGE | December | 12 | 22 | 0
Voltus | PGE | December | 12 | 23 | 0
Voltus | PGE | December | 12 | 24 | 0
Nostromo | SCE | January | 1 | 1 | 0
Nostromo | SCE | January | 1 | 2 | 0
Nostromo | SCE | January | 1 | 3 | 0
Nostromo | SCE | January | 1 | 4 | 0
Nostromo | SCE | January | 1 | 5 | 0
Nostromo | SCE | January | 1 | 6 | 0
Nostromo | SCE | January | 1 | 7 | 0
Nostromo | SCE | January | 1 | 8 | 0
Nostromo | SCE | January | 1 | 9 | 0
Nostromo | SCE | January | 1 | 10 | 0
Nostromo | SCE | January | 1 | 11 | 0
Nostromo | SCE | January | 1 | 12 | 0
Nostromo | SCE | January | 1 | 13 | 0
Nostromo | SCE | January | 1 | 14 | 0
Nostromo | SCE | January | 1 | 15 | 0
Nostromo | SCE | January | 1 | 16 | 0
Nostromo | SCE | January | 1 | 17 | 1.3253
Nostromo | SCE | January | 1 | 18 | 1.3047
Nostromo | SCE | January | 1 | 19 | 0.86119
Nostromo | SCE | January | 1 | 20 | 0.79645
Nostromo | SCE | January | 1 | 21 | 0.71229
Nostromo | SCE | January | 1 | 22 | 0
Nostromo | SCE | January | 1 | 23 | 0
Nostromo | SCE | January | 1 | 24 | 0
Nostromo | SCE | February | 2 | 1 | 0
Nostromo | SCE | February | 2 | 2 | 0
Nostromo | SCE | February | 2 | 3 | 0
Nostromo | SCE | February | 2 | 4 | 0
Nostromo | SCE | February | 2 | 5 | 0
Nostromo | SCE | February | 2 | 6 | 0
Nostromo | SCE | February | 2 | 7 | 0
Nostromo | SCE | February | 2 | 8 | 0
Nostromo | SCE | February | 2 | 9 | 0
Nostromo | SCE | February | 2 | 10 | 0
Nostromo | SCE | February | 2 | 11 | 0
Nostromo | SCE | February | 2 | 12 | 0
Nostromo | SCE | February | 2 | 13 | 0
Nostromo | SCE | February | 2 | 14 | 0
Nostromo | SCE | February | 2 | 15 | 0
Nostromo | SCE | February | 2 | 16 | 0
Nostromo | SCE | February | 2 | 17 | 1.4771
Nostromo | SCE | February | 2 | 18 | 1.4408
Nostromo | SCE | February | 2 | 19 | 0.74742
Nostromo | SCE | February | 2 | 20 | 0.70121
Nostromo | SCE | February | 2 | 21 | 0.6335
Nostromo | SCE | February | 2 | 22 | 0
Nostromo | SCE | February | 2 | 23 | 0
Nostromo | SCE | February | 2 | 24 | 0
Nostromo | SCE | March | 3 | 1 | 0
Nostromo | SCE | March | 3 | 2 | 0
Nostromo | SCE | March | 3 | 3 | 0
Nostromo | SCE | March | 3 | 4 | 0
Nostromo | SCE | March | 3 | 5 | 0
Nostromo | SCE | March | 3 | 6 | 0
Nostromo | SCE | March | 3 | 7 | 0
Nostromo | SCE | March | 3 | 8 | 0
Nostromo | SCE | March | 3 | 9 | 0
Nostromo | SCE | March | 3 | 10 | 0
Nostromo | SCE | March | 3 | 11 | 0
Nostromo | SCE | March | 3 | 12 | 0
Nostromo | SCE | March | 3 | 13 | 0
Nostromo | SCE | March | 3 | 14 | 0
Nostromo | SCE | March | 3 | 15 | 0
Nostromo | SCE | March | 3 | 16 | 0
Nostromo | SCE | March | 3 | 17 | 0
Nostromo | SCE | March | 3 | 18 | 1.4831
Nostromo | SCE | March | 3 | 19 | 0.91156
Nostromo | SCE | March | 3 | 20 | 0.88107
Nostromo | SCE | March | 3 | 21 | 0.86922
Nostromo | SCE | March | 3 | 22 | 0.85505
Nostromo | SCE | March | 3 | 23 | 0
Nostromo | SCE | March | 3 | 24 | 0
Nostromo | SCE | April | 4 | 1 | 0
Nostromo | SCE | April | 4 | 2 | 0
Nostromo | SCE | April | 4 | 3 | 0
Nostromo | SCE | April | 4 | 4 | 0
Nostromo | SCE | April | 4 | 5 | 0
Nostromo | SCE | April | 4 | 6 | 0
Nostromo | SCE | April | 4 | 7 | 0
Nostromo | SCE | April | 4 | 8 | 0
Nostromo | SCE | April | 4 | 9 | 0
Nostromo | SCE | April | 4 | 10 | 0
Nostromo | SCE | April | 4 | 11 | 0
Nostromo | SCE | April | 4 | 12 | 0
Nostromo | SCE | April | 4 | 13 | 0
Nostromo | SCE | April | 4 | 14 | 0
Nostromo | SCE | April | 4 | 15 | 0
Nostromo | SCE | April | 4 | 16 | 0
Nostromo | SCE | April | 4 | 17 | 0
Nostromo | SCE | April | 4 | 18 | 1.1069
Nostromo | SCE | April | 4 | 19 | 1.056
Nostromo | SCE | April | 4 | 20 | 1.0037
Nostromo | SCE | April | 4 | 21 | 0.94274
Nostromo | SCE | April | 4 | 22 | 0.89066
Nostromo | SCE | April | 4 | 23 | 0
Nostromo | SCE | April | 4 | 24 | 0
Nostromo | SCE | May | 5 | 1 | 0
Nostromo | SCE | May | 5 | 2 | 0
Nostromo | SCE | May | 5 | 3 | 0
Nostromo | SCE | May | 5 | 4 | 0
Nostromo | SCE | May | 5 | 5 | 0
Nostromo | SCE | May | 5 | 6 | 0
Nostromo | SCE | May | 5 | 7 | 0
Nostromo | SCE | May | 5 | 8 | 0
Nostromo | SCE | May | 5 | 9 | 0
Nostromo | SCE | May | 5 | 10 | 0
Nostromo | SCE | May | 5 | 11 | 0
Nostromo | SCE | May | 5 | 12 | 0
Nostromo | SCE | May | 5 | 13 | 0
Nostromo | SCE | May | 5 | 14 | 0
Nostromo | SCE | May | 5 | 15 | 0
Nostromo | SCE | May | 5 | 16 | 0
Nostromo | SCE | May | 5 | 17 | 0
Nostromo | SCE | May | 5 | 18 | 1.0734
Nostromo | SCE | May | 5 | 19 | 0.99057
Nostromo | SCE | May | 5 | 20 | 0.95797
Nostromo | SCE | May | 5 | 21 | 0.9046
Nostromo | SCE | May | 5 | 22 | 0.85355
Nostromo | SCE | May | 5 | 23 | 0
Nostromo | SCE | May | 5 | 24 | 0
Nostromo | SCE | June | 6 | 1 | 0
Nostromo | SCE | June | 6 | 2 | 0
Nostromo | SCE | June | 6 | 3 | 0
Nostromo | SCE | June | 6 | 4 | 0
Nostromo | SCE | June | 6 | 5 | 0
Nostromo | SCE | June | 6 | 6 | 0
Nostromo | SCE | June | 6 | 7 | 0
Nostromo | SCE | June | 6 | 8 | 0
Nostromo | SCE | June | 6 | 9 | 0
Nostromo | SCE | June | 6 | 10 | 0
Nostromo | SCE | June | 6 | 11 | 0
Nostromo | SCE | June | 6 | 12 | 0
Nostromo | SCE | June | 6 | 13 | 0
Nostromo | SCE | June | 6 | 14 | 0
Nostromo | SCE | June | 6 | 15 | 0
Nostromo | SCE | June | 6 | 16 | 0
Nostromo | SCE | June | 6 | 17 | 1.0032
Nostromo | SCE | June | 6 | 18 | 1.0032
Nostromo | SCE | June | 6 | 19 | 0.99648
Nostromo | SCE | June | 6 | 20 | 1.0032
Nostromo | SCE | June | 6 | 21 | 0.99397
Nostromo | SCE | June | 6 | 22 | 0
Nostromo | SCE | June | 6 | 23 | 0
Nostromo | SCE | June | 6 | 24 | 0
Nostromo | SCE | July | 7 | 1 | 0
Nostromo | SCE | July | 7 | 2 | 0
Nostromo | SCE | July | 7 | 3 | 0
Nostromo | SCE | July | 7 | 4 | 0
Nostromo | SCE | July | 7 | 5 | 0
Nostromo | SCE | July | 7 | 6 | 0
Nostromo | SCE | July | 7 | 7 | 0
Nostromo | SCE | July | 7 | 8 | 0
Nostromo | SCE | July | 7 | 9 | 0
Nostromo | SCE | July | 7 | 10 | 0
Nostromo | SCE | July | 7 | 11 | 0
Nostromo | SCE | July | 7 | 12 | 0
Nostromo | SCE | July | 7 | 13 | 0
Nostromo | SCE | July | 7 | 14 | 0
Nostromo | SCE | July | 7 | 15 | 0
Nostromo | SCE | July | 7 | 16 | 0
Nostromo | SCE | July | 7 | 17 | 1.0113
Nostromo | SCE | July | 7 | 18 | 1.0113
Nostromo | SCE | July | 7 | 19 | 1.0113
Nostromo | SCE | July | 7 | 20 | 1.0058
Nostromo | SCE | July | 7 | 21 | 0.96035
Nostromo | SCE | July | 7 | 22 | 0
Nostromo | SCE | July | 7 | 23 | 0
Nostromo | SCE | July | 7 | 24 | 0
Nostromo | SCE | August | 8 | 1 | 0
Nostromo | SCE | August | 8 | 2 | 0
Nostromo | SCE | August | 8 | 3 | 0
Nostromo | SCE | August | 8 | 4 | 0
Nostromo | SCE | August | 8 | 5 | 0
Nostromo | SCE | August | 8 | 6 | 0
Nostromo | SCE | August | 8 | 7 | 0
Nostromo | SCE | August | 8 | 8 | 0
Nostromo | SCE | August | 8 | 9 | 0
Nostromo | SCE | August | 8 | 10 | 0
Nostromo | SCE | August | 8 | 11 | 0
Nostromo | SCE | August | 8 | 12 | 0
Nostromo | SCE | August | 8 | 13 | 0
Nostromo | SCE | August | 8 | 14 | 0
Nostromo | SCE | August | 8 | 15 | 0
Nostromo | SCE | August | 8 | 16 | 0
Nostromo | SCE | August | 8 | 17 | 1.0051
Nostromo | SCE | August | 8 | 18 | 1.0051
Nostromo | SCE | August | 8 | 19 | 1.0051
Nostromo | SCE | August | 8 | 20 | 1.0051
Nostromo | SCE | August | 8 | 21 | 0.97941
Nostromo | SCE | August | 8 | 22 | 0
Nostromo | SCE | August | 8 | 23 | 0
Nostromo | SCE | August | 8 | 24 | 0
Nostromo | SCE | September | 9 | 1 | 0
Nostromo | SCE | September | 9 | 2 | 0
Nostromo | SCE | September | 9 | 3 | 0
Nostromo | SCE | September | 9 | 4 | 0
Nostromo | SCE | September | 9 | 5 | 0
Nostromo | SCE | September | 9 | 6 | 0
Nostromo | SCE | September | 9 | 7 | 0
Nostromo | SCE | September | 9 | 8 | 0
Nostromo | SCE | September | 9 | 9 | 0
Nostromo | SCE | September | 9 | 10 | 0
Nostromo | SCE | September | 9 | 11 | 0
Nostromo | SCE | September | 9 | 12 | 0
Nostromo | SCE | September | 9 | 13 | 0
Nostromo | SCE | September | 9 | 14 | 0
Nostromo | SCE | September | 9 | 15 | 0
Nostromo | SCE | September | 9 | 16 | 0
Nostromo | SCE | September | 9 | 17 | 1
Nostromo | SCE | September | 9 | 18 | 1
Nostromo | SCE | September | 9 | 19 | 1
Nostromo | SCE | September | 9 | 20 | 1
Nostromo | SCE | September | 9 | 21 | 1
Nostromo | SCE | September | 9 | 22 | 0
Nostromo | SCE | September | 9 | 23 | 0
Nostromo | SCE | September | 9 | 24 | 0
Nostromo | SCE | October | 10 | 1 | 0
Nostromo | SCE | October | 10 | 2 | 0
Nostromo | SCE | October | 10 | 3 | 0
Nostromo | SCE | October | 10 | 4 | 0
Nostromo | SCE | October | 10 | 5 | 0
Nostromo | SCE | October | 10 | 6 | 0
Nostromo | SCE | October | 10 | 7 | 0
Nostromo | SCE | October | 10 | 8 | 0
Nostromo | SCE | October | 10 | 9 | 0
Nostromo | SCE | October | 10 | 10 | 0
Nostromo | SCE | October | 10 | 11 | 0
Nostromo | SCE | October | 10 | 12 | 0
Nostromo | SCE | October | 10 | 13 | 0
Nostromo | SCE | October | 10 | 14 | 0
Nostromo | SCE | October | 10 | 15 | 0
Nostromo | SCE | October | 10 | 16 | 0
Nostromo | SCE | October | 10 | 17 | 1.0092
Nostromo | SCE | October | 10 | 18 | 1.0092
Nostromo | SCE | October | 10 | 19 | 1.0092
Nostromo | SCE | October | 10 | 20 | 1.0069
Nostromo | SCE | October | 10 | 21 | 0.96534
Nostromo | SCE | October | 10 | 22 | 0
Nostromo | SCE | October | 10 | 23 | 0
Nostromo | SCE | October | 10 | 24 | 0
Nostromo | SCE | November | 11 | 1 | 0
Nostromo | SCE | November | 11 | 2 | 0
Nostromo | SCE | November | 11 | 3 | 0
Nostromo | SCE | November | 11 | 4 | 0
Nostromo | SCE | November | 11 | 5 | 0
Nostromo | SCE | November | 11 | 6 | 0
Nostromo | SCE | November | 11 | 7 | 0
Nostromo | SCE | November | 11 | 8 | 0
Nostromo | SCE | November | 11 | 9 | 0
Nostromo | SCE | November | 11 | 10 | 0
Nostromo | SCE | November | 11 | 11 | 0
Nostromo | SCE | November | 11 | 12 | 0
Nostromo | SCE | November | 11 | 13 | 0
Nostromo | SCE | November | 11 | 14 | 0
Nostromo | SCE | November | 11 | 15 | 0
Nostromo | SCE | November | 11 | 16 | 0
Nostromo | SCE | November | 11 | 17 | 1.0703
Nostromo | SCE | November | 11 | 18 | 1.0703
Nostromo | SCE | November | 11 | 19 | 1.0003
Nostromo | SCE | November | 11 | 20 | 0.94758
Nostromo | SCE | November | 11 | 21 | 0.91151
Nostromo | SCE | November | 11 | 22 | 0
Nostromo | SCE | November | 11 | 23 | 0
Nostromo | SCE | November | 11 | 24 | 0
Nostromo | SCE | December | 12 | 1 | 0
Nostromo | SCE | December | 12 | 2 | 0
Nostromo | SCE | December | 12 | 3 | 0
Nostromo | SCE | December | 12 | 4 | 0
Nostromo | SCE | December | 12 | 5 | 0
Nostromo | SCE | December | 12 | 6 | 0
Nostromo | SCE | December | 12 | 7 | 0
Nostromo | SCE | December | 12 | 8 | 0
Nostromo | SCE | December | 12 | 9 | 0
Nostromo | SCE | December | 12 | 10 | 0
Nostromo | SCE | December | 12 | 11 | 0
Nostromo | SCE | December | 12 | 12 | 0
Nostromo | SCE | December | 12 | 13 | 0
Nostromo | SCE | December | 12 | 14 | 0
Nostromo | SCE | December | 12 | 15 | 0
Nostromo | SCE | December | 12 | 16 | 0
Nostromo | SCE | December | 12 | 17 | 1.5261
Nostromo | SCE | December | 12 | 18 | 1.4774
Nostromo | SCE | December | 12 | 19 | 0.75251
Nostromo | SCE | December | 12 | 20 | 0.66456
Nostromo | SCE | December | 12 | 21 | 0.57935
Nostromo | SCE | December | 12 | 22 | 0
Nostromo | SCE | December | 12 | 23 | 0
Nostromo | SCE | December | 12 | 24 | 0
Nostromo | SDGE | January | 1 | 1 | 0
Nostromo | SDGE | January | 1 | 2 | 0
Nostromo | SDGE | January | 1 | 3 | 0
Nostromo | SDGE | January | 1 | 4 | 0
Nostromo | SDGE | January | 1 | 5 | 0
Nostromo | SDGE | January | 1 | 6 | 0
Nostromo | SDGE | January | 1 | 7 | 0
Nostromo | SDGE | January | 1 | 8 | 0
Nostromo | SDGE | January | 1 | 9 | 0
Nostromo | SDGE | January | 1 | 10 | 0
Nostromo | SDGE | January | 1 | 11 | 0
Nostromo | SDGE | January | 1 | 12 | 0
Nostromo | SDGE | January | 1 | 13 | 0
Nostromo | SDGE | January | 1 | 14 | 0
Nostromo | SDGE | January | 1 | 15 | 0
Nostromo | SDGE | January | 1 | 16 | 0
Nostromo | SDGE | January | 1 | 17 | 1.0188
Nostromo | SDGE | January | 1 | 18 | 1.0102
Nostromo | SDGE | January | 1 | 19 | 0.99972
Nostromo | SDGE | January | 1 | 20 | 0.98906
Nostromo | SDGE | January | 1 | 21 | 0.98225
Nostromo | SDGE | January | 1 | 22 | 0
Nostromo | SDGE | January | 1 | 23 | 0
Nostromo | SDGE | January | 1 | 24 | 0
Nostromo | SDGE | February | 2 | 1 | 0
Nostromo | SDGE | February | 2 | 2 | 0
Nostromo | SDGE | February | 2 | 3 | 0
Nostromo | SDGE | February | 2 | 4 | 0
Nostromo | SDGE | February | 2 | 5 | 0
Nostromo | SDGE | February | 2 | 6 | 0
Nostromo | SDGE | February | 2 | 7 | 0
Nostromo | SDGE | February | 2 | 8 | 0
Nostromo | SDGE | February | 2 | 9 | 0
Nostromo | SDGE | February | 2 | 10 | 0
Nostromo | SDGE | February | 2 | 11 | 0
Nostromo | SDGE | February | 2 | 12 | 0
Nostromo | SDGE | February | 2 | 13 | 0
Nostromo | SDGE | February | 2 | 14 | 0
Nostromo | SDGE | February | 2 | 15 | 0
Nostromo | SDGE | February | 2 | 16 | 0
Nostromo | SDGE | February | 2 | 17 | 1.0203
Nostromo | SDGE | February | 2 | 18 | 1.0089
Nostromo | SDGE | February | 2 | 19 | 0.99838
Nostromo | SDGE | February | 2 | 20 | 0.99385
Nostromo | SDGE | February | 2 | 21 | 0.97855
Nostromo | SDGE | February | 2 | 22 | 0
Nostromo | SDGE | February | 2 | 23 | 0
Nostromo | SDGE | February | 2 | 24 | 0
Nostromo | SDGE | March | 3 | 1 | 0
Nostromo | SDGE | March | 3 | 2 | 0
Nostromo | SDGE | March | 3 | 3 | 0
Nostromo | SDGE | March | 3 | 4 | 0
Nostromo | SDGE | March | 3 | 5 | 0
Nostromo | SDGE | March | 3 | 6 | 0
Nostromo | SDGE | March | 3 | 7 | 0
Nostromo | SDGE | March | 3 | 8 | 0
Nostromo | SDGE | March | 3 | 9 | 0
Nostromo | SDGE | March | 3 | 10 | 0
Nostromo | SDGE | March | 3 | 11 | 0
Nostromo | SDGE | March | 3 | 12 | 0
Nostromo | SDGE | March | 3 | 13 | 0
Nostromo | SDGE | March | 3 | 14 | 0
Nostromo | SDGE | March | 3 | 15 | 0
Nostromo | SDGE | March | 3 | 16 | 0
Nostromo | SDGE | March | 3 | 17 | 0
Nostromo | SDGE | March | 3 | 18 | 1.0134
Nostromo | SDGE | March | 3 | 19 | 1.0096
Nostromo | SDGE | March | 3 | 20 | 1.003
Nostromo | SDGE | March | 3 | 21 | 0.99051
Nostromo | SDGE | March | 3 | 22 | 0.98349
Nostromo | SDGE | March | 3 | 23 | 0
Nostromo | SDGE | March | 3 | 24 | 0
Nostromo | SDGE | April | 4 | 1 | 0
Nostromo | SDGE | April | 4 | 2 | 0
Nostromo | SDGE | April | 4 | 3 | 0
Nostromo | SDGE | April | 4 | 4 | 0
Nostromo | SDGE | April | 4 | 5 | 0
Nostromo | SDGE | April | 4 | 6 | 0
Nostromo | SDGE | April | 4 | 7 | 0
Nostromo | SDGE | April | 4 | 8 | 0
Nostromo | SDGE | April | 4 | 9 | 0
Nostromo | SDGE | April | 4 | 10 | 0
Nostromo | SDGE | April | 4 | 11 | 0
Nostromo | SDGE | April | 4 | 12 | 0
Nostromo | SDGE | April | 4 | 13 | 0
Nostromo | SDGE | April | 4 | 14 | 0
Nostromo | SDGE | April | 4 | 15 | 0
Nostromo | SDGE | April | 4 | 16 | 0
Nostromo | SDGE | April | 4 | 17 | 0
Nostromo | SDGE | April | 4 | 18 | 1.0343
Nostromo | SDGE | April | 4 | 19 | 1.027
Nostromo | SDGE | April | 4 | 20 | 1.0005
Nostromo | SDGE | April | 4 | 21 | 0.976
Nostromo | SDGE | April | 4 | 22 | 0.96216
Nostromo | SDGE | April | 4 | 23 | 0
Nostromo | SDGE | April | 4 | 24 | 0
Nostromo | SDGE | May | 5 | 1 | 0
Nostromo | SDGE | May | 5 | 2 | 0
Nostromo | SDGE | May | 5 | 3 | 0
Nostromo | SDGE | May | 5 | 4 | 0
Nostromo | SDGE | May | 5 | 5 | 0
Nostromo | SDGE | May | 5 | 6 | 0
Nostromo | SDGE | May | 5 | 7 | 0
Nostromo | SDGE | May | 5 | 8 | 0
Nostromo | SDGE | May | 5 | 9 | 0
Nostromo | SDGE | May | 5 | 10 | 0
Nostromo | SDGE | May | 5 | 11 | 0
Nostromo | SDGE | May | 5 | 12 | 0
Nostromo | SDGE | May | 5 | 13 | 0
Nostromo | SDGE | May | 5 | 14 | 0
Nostromo | SDGE | May | 5 | 15 | 0
Nostromo | SDGE | May | 5 | 16 | 0
Nostromo | SDGE | May | 5 | 17 | 0
Nostromo | SDGE | May | 5 | 18 | 1.026
Nostromo | SDGE | May | 5 | 19 | 1.021
Nostromo | SDGE | May | 5 | 20 | 1.001
Nostromo | SDGE | May | 5 | 21 | 0.98021
Nostromo | SDGE | May | 5 | 22 | 0.97178
Nostromo | SDGE | May | 5 | 23 | 0
Nostromo | SDGE | May | 5 | 24 | 0
Nostromo | SDGE | June | 6 | 1 | 0
Nostromo | SDGE | June | 6 | 2 | 0
Nostromo | SDGE | June | 6 | 3 | 0
Nostromo | SDGE | June | 6 | 4 | 0
Nostromo | SDGE | June | 6 | 5 | 0
Nostromo | SDGE | June | 6 | 6 | 0
Nostromo | SDGE | June | 6 | 7 | 0
Nostromo | SDGE | June | 6 | 8 | 0
Nostromo | SDGE | June | 6 | 9 | 0
Nostromo | SDGE | June | 6 | 10 | 0
Nostromo | SDGE | June | 6 | 11 | 0
Nostromo | SDGE | June | 6 | 12 | 0
Nostromo | SDGE | June | 6 | 13 | 0
Nostromo | SDGE | June | 6 | 14 | 0
Nostromo | SDGE | June | 6 | 15 | 0
Nostromo | SDGE | June | 6 | 16 | 0
Nostromo | SDGE | June | 6 | 17 | 1.0142
Nostromo | SDGE | June | 6 | 18 | 1.0107
Nostromo | SDGE | June | 6 | 19 | 1.0055
Nostromo | SDGE | June | 6 | 20 | 0.99343
Nostromo | SDGE | June | 6 | 21 | 0.97615
Nostromo | SDGE | June | 6 | 22 | 0
Nostromo | SDGE | June | 6 | 23 | 0
Nostromo | SDGE | June | 6 | 24 | 0
Nostromo | SDGE | July | 7 | 1 | 0
Nostromo | SDGE | July | 7 | 2 | 0
Nostromo | SDGE | July | 7 | 3 | 0
Nostromo | SDGE | July | 7 | 4 | 0
Nostromo | SDGE | July | 7 | 5 | 0
Nostromo | SDGE | July | 7 | 6 | 0
Nostromo | SDGE | July | 7 | 7 | 0
Nostromo | SDGE | July | 7 | 8 | 0
Nostromo | SDGE | July | 7 | 9 | 0
Nostromo | SDGE | July | 7 | 10 | 0
Nostromo | SDGE | July | 7 | 11 | 0
Nostromo | SDGE | July | 7 | 12 | 0
Nostromo | SDGE | July | 7 | 13 | 0
Nostromo | SDGE | July | 7 | 14 | 0
Nostromo | SDGE | July | 7 | 15 | 0
Nostromo | SDGE | July | 7 | 16 | 0
Nostromo | SDGE | July | 7 | 17 | 1.0155
Nostromo | SDGE | July | 7 | 18 | 1.0065
Nostromo | SDGE | July | 7 | 19 | 0.99977
Nostromo | SDGE | July | 7 | 20 | 0.99302
Nostromo | SDGE | July | 7 | 21 | 0.98514
Nostromo | SDGE | July | 7 | 22 | 0
Nostromo | SDGE | July | 7 | 23 | 0
Nostromo | SDGE | July | 7 | 24 | 0
Nostromo | SDGE | August | 8 | 1 | 0
Nostromo | SDGE | August | 8 | 2 | 0
Nostromo | SDGE | August | 8 | 3 | 0
Nostromo | SDGE | August | 8 | 4 | 0
Nostromo | SDGE | August | 8 | 5 | 0
Nostromo | SDGE | August | 8 | 6 | 0
Nostromo | SDGE | August | 8 | 7 | 0
Nostromo | SDGE | August | 8 | 8 | 0
Nostromo | SDGE | August | 8 | 9 | 0
Nostromo | SDGE | August | 8 | 10 | 0
Nostromo | SDGE | August | 8 | 11 | 0
Nostromo | SDGE | August | 8 | 12 | 0
Nostromo | SDGE | August | 8 | 13 | 0
Nostromo | SDGE | August | 8 | 14 | 0
Nostromo | SDGE | August | 8 | 15 | 0
Nostromo | SDGE | August | 8 | 16 | 0
Nostromo | SDGE | August | 8 | 17 | 1.0197
Nostromo | SDGE | August | 8 | 18 | 1.0131
Nostromo | SDGE | August | 8 | 19 | 0.99978
Nostromo | SDGE | August | 8 | 20 | 0.98981
Nostromo | SDGE | August | 8 | 21 | 0.97763
Nostromo | SDGE | August | 8 | 22 | 0
Nostromo | SDGE | August | 8 | 23 | 0
Nostromo | SDGE | August | 8 | 24 | 0
Nostromo | SDGE | September | 9 | 1 | 0
Nostromo | SDGE | September | 9 | 2 | 0
Nostromo | SDGE | September | 9 | 3 | 0
Nostromo | SDGE | September | 9 | 4 | 0
Nostromo | SDGE | September | 9 | 5 | 0
Nostromo | SDGE | September | 9 | 6 | 0
Nostromo | SDGE | September | 9 | 7 | 0
Nostromo | SDGE | September | 9 | 8 | 0
Nostromo | SDGE | September | 9 | 9 | 0
Nostromo | SDGE | September | 9 | 10 | 0
Nostromo | SDGE | September | 9 | 11 | 0
Nostromo | SDGE | September | 9 | 12 | 0
Nostromo | SDGE | September | 9 | 13 | 0
Nostromo | SDGE | September | 9 | 14 | 0
Nostromo | SDGE | September | 9 | 15 | 0
Nostromo | SDGE | September | 9 | 16 | 0
Nostromo | SDGE | September | 9 | 17 | 1.0191
Nostromo | SDGE | September | 9 | 18 | 1.0158
Nostromo | SDGE | September | 9 | 19 | 1.0048
Nostromo | SDGE | September | 9 | 20 | 0.98944
Nostromo | SDGE | September | 9 | 21 | 0.97074
Nostromo | SDGE | September | 9 | 22 | 0
Nostromo | SDGE | September | 9 | 23 | 0
Nostromo | SDGE | September | 9 | 24 | 0
Nostromo | SDGE | October | 10 | 1 | 0
Nostromo | SDGE | October | 10 | 2 | 0
Nostromo | SDGE | October | 10 | 3 | 0
Nostromo | SDGE | October | 10 | 4 | 0
Nostromo | SDGE | October | 10 | 5 | 0
Nostromo | SDGE | October | 10 | 6 | 0
Nostromo | SDGE | October | 10 | 7 | 0
Nostromo | SDGE | October | 10 | 8 | 0
Nostromo | SDGE | October | 10 | 9 | 0
Nostromo | SDGE | October | 10 | 10 | 0
Nostromo | SDGE | October | 10 | 11 | 0
Nostromo | SDGE | October | 10 | 12 | 0
Nostromo | SDGE | October | 10 | 13 | 0
Nostromo | SDGE | October | 10 | 14 | 0
Nostromo | SDGE | October | 10 | 15 | 0
Nostromo | SDGE | October | 10 | 16 | 0
Nostromo | SDGE | October | 10 | 17 | 1.0252
Nostromo | SDGE | October | 10 | 18 | 1.0206
Nostromo | SDGE | October | 10 | 19 | 1.0069
Nostromo | SDGE | October | 10 | 20 | 0.98511
Nostromo | SDGE | October | 10 | 21 | 0.9622
Nostromo | SDGE | October | 10 | 22 | 0
Nostromo | SDGE | October | 10 | 23 | 0
Nostromo | SDGE | October | 10 | 24 | 0
Nostromo | SDGE | November | 11 | 1 | 0
Nostromo | SDGE | November | 11 | 2 | 0
Nostromo | SDGE | November | 11 | 3 | 0
Nostromo | SDGE | November | 11 | 4 | 0
Nostromo | SDGE | November | 11 | 5 | 0
Nostromo | SDGE | November | 11 | 6 | 0
Nostromo | SDGE | November | 11 | 7 | 0
Nostromo | SDGE | November | 11 | 8 | 0
Nostromo | SDGE | November | 11 | 9 | 0
Nostromo | SDGE | November | 11 | 10 | 0
Nostromo | SDGE | November | 11 | 11 | 0
Nostromo | SDGE | November | 11 | 12 | 0
Nostromo | SDGE | November | 11 | 13 | 0
Nostromo | SDGE | November | 11 | 14 | 0
Nostromo | SDGE | November | 11 | 15 | 0
Nostromo | SDGE | November | 11 | 16 | 0
Nostromo | SDGE | November | 11 | 17 | 1.033
Nostromo | SDGE | November | 11 | 18 | 1.0161
Nostromo | SDGE | November | 11 | 19 | 0.99217
Nostromo | SDGE | November | 11 | 20 | 0.98325
Nostromo | SDGE | November | 11 | 21 | 0.97553
Nostromo | SDGE | November | 11 | 22 | 0
Nostromo | SDGE | November | 11 | 23 | 0
Nostromo | SDGE | November | 11 | 24 | 0
Nostromo | SDGE | December | 12 | 1 | 0
Nostromo | SDGE | December | 12 | 2 | 0
Nostromo | SDGE | December | 12 | 3 | 0
Nostromo | SDGE | December | 12 | 4 | 0
Nostromo | SDGE | December | 12 | 5 | 0
Nostromo | SDGE | December | 12 | 6 | 0
Nostromo | SDGE | December | 12 | 7 | 0
Nostromo | SDGE | December | 12 | 8 | 0
Nostromo | SDGE | December | 12 | 9 | 0
Nostromo | SDGE | December | 12 | 10 | 0
Nostromo | SDGE | December | 12 | 11 | 0
Nostromo | SDGE | December | 12 | 12 | 0
Nostromo | SDGE | December | 12 | 13 | 0
Nostromo | SDGE | December | 12 | 14 | 0
Nostromo | SDGE | December | 12 | 15 | 0
Nostromo | SDGE | December | 12 | 16 | 0
Nostromo | SDGE | December | 12 | 17 | 1.0283
Nostromo | SDGE | December | 12 | 18 | 1.0129
Nostromo | SDGE | December | 12 | 19 | 0.99746
Nostromo | SDGE | December | 12 | 20 | 0.987
Nostromo | SDGE | December | 12 | 21 | 0.97441
Nostromo | SDGE | December | 12 | 22 | 0
Nostromo | SDGE | December | 12 | 23 | 0
Nostromo | SDGE | December | 12 | 24 | 0
CPower | PGE | January | 1 | 1 | 0
CPower | PGE | January | 1 | 2 | 0
CPower | PGE | January | 1 | 3 | 0
CPower | PGE | January | 1 | 4 | 0
CPower | PGE | January | 1 | 5 | 0
CPower | PGE | January | 1 | 6 | 0
CPower | PGE | January | 1 | 7 | 0
CPower | PGE | January | 1 | 8 | 0
CPower | PGE | January | 1 | 9 | 0
CPower | PGE | January | 1 | 10 | 0
CPower | PGE | January | 1 | 11 | 0
CPower | PGE | January | 1 | 12 | 0
CPower | PGE | January | 1 | 13 | 0
CPower | PGE | January | 1 | 14 | 0
CPower | PGE | January | 1 | 15 | 0
CPower | PGE | January | 1 | 16 | 0
CPower | PGE | January | 1 | 17 | 0
CPower | PGE | January | 1 | 18 | 0
CPower | PGE | January | 1 | 19 | 0
CPower | PGE | January | 1 | 20 | 0
CPower | PGE | January | 1 | 21 | 0
CPower | PGE | January | 1 | 22 | 0
CPower | PGE | January | 1 | 23 | 0
CPower | PGE | January | 1 | 24 | 0
CPower | PGE | February | 2 | 1 | 0
CPower | PGE | February | 2 | 2 | 0
CPower | PGE | February | 2 | 3 | 0
CPower | PGE | February | 2 | 4 | 0
CPower | PGE | February | 2 | 5 | 0
CPower | PGE | February | 2 | 6 | 0
CPower | PGE | February | 2 | 7 | 0
CPower | PGE | February | 2 | 8 | 0
CPower | PGE | February | 2 | 9 | 0
CPower | PGE | February | 2 | 10 | 0
CPower | PGE | February | 2 | 11 | 0
CPower | PGE | February | 2 | 12 | 0
CPower | PGE | February | 2 | 13 | 0
CPower | PGE | February | 2 | 14 | 0
CPower | PGE | February | 2 | 15 | 0
CPower | PGE | February | 2 | 16 | 0
CPower | PGE | February | 2 | 17 | 0
CPower | PGE | February | 2 | 18 | 0
CPower | PGE | February | 2 | 19 | 0
CPower | PGE | February | 2 | 20 | 0
CPower | PGE | February | 2 | 21 | 0
CPower | PGE | February | 2 | 22 | 0
CPower | PGE | February | 2 | 23 | 0
CPower | PGE | February | 2 | 24 | 0
CPower | PGE | March | 3 | 1 | 0
CPower | PGE | March | 3 | 2 | 0
CPower | PGE | March | 3 | 3 | 0
CPower | PGE | March | 3 | 4 | 0
CPower | PGE | March | 3 | 5 | 0
CPower | PGE | March | 3 | 6 | 0
CPower | PGE | March | 3 | 7 | 0
CPower | PGE | March | 3 | 8 | 0
CPower | PGE | March | 3 | 9 | 0
CPower | PGE | March | 3 | 10 | 0
CPower | PGE | March | 3 | 11 | 0
CPower | PGE | March | 3 | 12 | 0
CPower | PGE | March | 3 | 13 | 0
CPower | PGE | March | 3 | 14 | 0
CPower | PGE | March | 3 | 15 | 0
CPower | PGE | March | 3 | 16 | 0
CPower | PGE | March | 3 | 17 | 0
CPower | PGE | March | 3 | 18 | 0
CPower | PGE | March | 3 | 19 | 0
CPower | PGE | March | 3 | 20 | 0
CPower | PGE | March | 3 | 21 | 0
CPower | PGE | March | 3 | 22 | 0
CPower | PGE | March | 3 | 23 | 0
CPower | PGE | March | 3 | 24 | 0
CPower | PGE | April | 4 | 1 | 0
CPower | PGE | April | 4 | 2 | 0
CPower | PGE | April | 4 | 3 | 0
CPower | PGE | April | 4 | 4 | 0
CPower | PGE | April | 4 | 5 | 0
CPower | PGE | April | 4 | 6 | 0
CPower | PGE | April | 4 | 7 | 0
CPower | PGE | April | 4 | 8 | 0
CPower | PGE | April | 4 | 9 | 0
CPower | PGE | April | 4 | 10 | 0
CPower | PGE | April | 4 | 11 | 0
CPower | PGE | April | 4 | 12 | 0
CPower | PGE | April | 4 | 13 | 0
CPower | PGE | April | 4 | 14 | 0
CPower | PGE | April | 4 | 15 | 0
CPower | PGE | April | 4 | 16 | 0
CPower | PGE | April | 4 | 17 | 0
CPower | PGE | April | 4 | 18 | 0
CPower | PGE | April | 4 | 19 | 0
CPower | PGE | April | 4 | 20 | 0
CPower | PGE | April | 4 | 21 | 0
CPower | PGE | April | 4 | 22 | 0
CPower | PGE | April | 4 | 23 | 0
CPower | PGE | April | 4 | 24 | 0
CPower | PGE | May | 5 | 1 | 0
CPower | PGE | May | 5 | 2 | 0
CPower | PGE | May | 5 | 3 | 0
CPower | PGE | May | 5 | 4 | 0
CPower | PGE | May | 5 | 5 | 0
CPower | PGE | May | 5 | 6 | 0
CPower | PGE | May | 5 | 7 | 0
CPower | PGE | May | 5 | 8 | 0
CPower | PGE | May | 5 | 9 | 0
CPower | PGE | May | 5 | 10 | 0
CPower | PGE | May | 5 | 11 | 0
CPower | PGE | May | 5 | 12 | 0
CPower | PGE | May | 5 | 13 | 0
CPower | PGE | May | 5 | 14 | 0
CPower | PGE | May | 5 | 15 | 0
CPower | PGE | May | 5 | 16 | 0
CPower | PGE | May | 5 | 17 | 0
CPower | PGE | May | 5 | 18 | 1.1203
CPower | PGE | May | 5 | 19 | 1.1383
CPower | PGE | May | 5 | 20 | 1.29
CPower | PGE | May | 5 | 21 | 1.1721
CPower | PGE | May | 5 | 22 | 0.27955
CPower | PGE | May | 5 | 23 | 0
CPower | PGE | May | 5 | 24 | 0
CPower | PGE | June | 6 | 1 | 0
CPower | PGE | June | 6 | 2 | 0
CPower | PGE | June | 6 | 3 | 0
CPower | PGE | June | 6 | 4 | 0
CPower | PGE | June | 6 | 5 | 0
CPower | PGE | June | 6 | 6 | 0
CPower | PGE | June | 6 | 7 | 0
CPower | PGE | June | 6 | 8 | 0
CPower | PGE | June | 6 | 9 | 0
CPower | PGE | June | 6 | 10 | 0
CPower | PGE | June | 6 | 11 | 0
CPower | PGE | June | 6 | 12 | 0
CPower | PGE | June | 6 | 13 | 0
CPower | PGE | June | 6 | 14 | 0
CPower | PGE | June | 6 | 15 | 0
CPower | PGE | June | 6 | 16 | 0
CPower | PGE | June | 6 | 17 | 1.2611
CPower | PGE | June | 6 | 18 | 0.95817
CPower | PGE | June | 6 | 19 | 1.1233
CPower | PGE | June | 6 | 20 | 1.0845
CPower | PGE | June | 6 | 21 | 0.57206
CPower | PGE | June | 6 | 22 | 0
CPower | PGE | June | 6 | 23 | 0
CPower | PGE | June | 6 | 24 | 0
CPower | PGE | July | 7 | 1 | 0
CPower | PGE | July | 7 | 2 | 0
CPower | PGE | July | 7 | 3 | 0
CPower | PGE | July | 7 | 4 | 0
CPower | PGE | July | 7 | 5 | 0
CPower | PGE | July | 7 | 6 | 0
CPower | PGE | July | 7 | 7 | 0
CPower | PGE | July | 7 | 8 | 0
CPower | PGE | July | 7 | 9 | 0
CPower | PGE | July | 7 | 10 | 0
CPower | PGE | July | 7 | 11 | 0
CPower | PGE | July | 7 | 12 | 0
CPower | PGE | July | 7 | 13 | 0
CPower | PGE | July | 7 | 14 | 0
CPower | PGE | July | 7 | 15 | 0
CPower | PGE | July | 7 | 16 | 0
CPower | PGE | July | 7 | 17 | 0.91518
CPower | PGE | July | 7 | 18 | 0.8253
CPower | PGE | July | 7 | 19 | 1.5782
CPower | PGE | July | 7 | 20 | 1.1253
CPower | PGE | July | 7 | 21 | 0.55657
CPower | PGE | July | 7 | 22 | 0
CPower | PGE | July | 7 | 23 | 0
CPower | PGE | July | 7 | 24 | 0
CPower | PGE | August | 8 | 1 | 0
CPower | PGE | August | 8 | 2 | 0
CPower | PGE | August | 8 | 3 | 0
CPower | PGE | August | 8 | 4 | 0
CPower | PGE | August | 8 | 5 | 0
CPower | PGE | August | 8 | 6 | 0
CPower | PGE | August | 8 | 7 | 0
CPower | PGE | August | 8 | 8 | 0
CPower | PGE | August | 8 | 9 | 0
CPower | PGE | August | 8 | 10 | 0
CPower | PGE | August | 8 | 11 | 0
CPower | PGE | August | 8 | 12 | 0
CPower | PGE | August | 8 | 13 | 0
CPower | PGE | August | 8 | 14 | 0
CPower | PGE | August | 8 | 15 | 0
CPower | PGE | August | 8 | 16 | 0
CPower | PGE | August | 8 | 17 | 1.3167
CPower | PGE | August | 8 | 18 | 1.0456
CPower | PGE | August | 8 | 19 | 1.0788
CPower | PGE | August | 8 | 20 | 0.91087
CPower | PGE | August | 8 | 21 | 0.64708
CPower | PGE | August | 8 | 22 | 0
CPower | PGE | August | 8 | 23 | 0
CPower | PGE | August | 8 | 24 | 0
CPower | PGE | September | 9 | 1 | 0
CPower | PGE | September | 9 | 2 | 0
CPower | PGE | September | 9 | 3 | 0
CPower | PGE | September | 9 | 4 | 0
CPower | PGE | September | 9 | 5 | 0
CPower | PGE | September | 9 | 6 | 0
CPower | PGE | September | 9 | 7 | 0
CPower | PGE | September | 9 | 8 | 0
CPower | PGE | September | 9 | 9 | 0
CPower | PGE | September | 9 | 10 | 0
CPower | PGE | September | 9 | 11 | 0
CPower | PGE | September | 9 | 12 | 0
CPower | PGE | September | 9 | 13 | 0
CPower | PGE | September | 9 | 14 | 0
CPower | PGE | September | 9 | 15 | 0
CPower | PGE | September | 9 | 16 | 0
CPower | PGE | September | 9 | 17 | 0.83715
CPower | PGE | September | 9 | 18 | 1.0264
CPower | PGE | September | 9 | 19 | 1.1081
CPower | PGE | September | 9 | 20 | 1.0231
CPower | PGE | September | 9 | 21 | 1.0056
CPower | PGE | September | 9 | 22 | 0.053677
CPower | PGE | September | 9 | 23 | 0
CPower | PGE | September | 9 | 24 | 0
CPower | PGE | October | 10 | 1 | 0
CPower | PGE | October | 10 | 2 | 0
CPower | PGE | October | 10 | 3 | 0
CPower | PGE | October | 10 | 4 | 0
CPower | PGE | October | 10 | 5 | 0
CPower | PGE | October | 10 | 6 | 0
CPower | PGE | October | 10 | 7 | 0
CPower | PGE | October | 10 | 8 | 0
CPower | PGE | October | 10 | 9 | 0
CPower | PGE | October | 10 | 10 | 0
CPower | PGE | October | 10 | 11 | 0
CPower | PGE | October | 10 | 12 | 0
CPower | PGE | October | 10 | 13 | 0
CPower | PGE | October | 10 | 14 | 0
CPower | PGE | October | 10 | 15 | 0
CPower | PGE | October | 10 | 16 | 0
CPower | PGE | October | 10 | 17 | 1.0589
CPower | PGE | October | 10 | 18 | 0.83752
CPower | PGE | October | 10 | 19 | 0.95693
CPower | PGE | October | 10 | 20 | 1.1139
CPower | PGE | October | 10 | 21 | 1.0318
CPower | PGE | October | 10 | 22 | 0.13911
CPower | PGE | October | 10 | 23 | 0
CPower | PGE | October | 10 | 24 | 0
CPower | PGE | November | 11 | 1 | 0
CPower | PGE | November | 11 | 2 | 0
CPower | PGE | November | 11 | 3 | 0
CPower | PGE | November | 11 | 4 | 0
CPower | PGE | November | 11 | 5 | 0
CPower | PGE | November | 11 | 6 | 0
CPower | PGE | November | 11 | 7 | 0
CPower | PGE | November | 11 | 8 | 0
CPower | PGE | November | 11 | 9 | 0
CPower | PGE | November | 11 | 10 | 0
CPower | PGE | November | 11 | 11 | 0
CPower | PGE | November | 11 | 12 | 0
CPower | PGE | November | 11 | 13 | 0
CPower | PGE | November | 11 | 14 | 0
CPower | PGE | November | 11 | 15 | 0
CPower | PGE | November | 11 | 16 | 0
CPower | PGE | November | 11 | 17 | 0
CPower | PGE | November | 11 | 18 | 0
CPower | PGE | November | 11 | 19 | 0
CPower | PGE | November | 11 | 20 | 0
CPower | PGE | November | 11 | 21 | 0
CPower | PGE | November | 11 | 22 | 0
CPower | PGE | November | 11 | 23 | 0
CPower | PGE | November | 11 | 24 | 0
CPower | PGE | December | 12 | 1 | 0
CPower | PGE | December | 12 | 2 | 0
CPower | PGE | December | 12 | 3 | 0
CPower | PGE | December | 12 | 4 | 0
CPower | PGE | December | 12 | 5 | 0
CPower | PGE | December | 12 | 6 | 0
CPower | PGE | December | 12 | 7 | 0
CPower | PGE | December | 12 | 8 | 0
CPower | PGE | December | 12 | 9 | 0
CPower | PGE | December | 12 | 10 | 0
CPower | PGE | December | 12 | 11 | 0
CPower | PGE | December | 12 | 12 | 0
CPower | PGE | December | 12 | 13 | 0
CPower | PGE | December | 12 | 14 | 0
CPower | PGE | December | 12 | 15 | 0
CPower | PGE | December | 12 | 16 | 0
CPower | PGE | December | 12 | 17 | 0
CPower | PGE | December | 12 | 18 | 0
CPower | PGE | December | 12 | 19 | 0
CPower | PGE | December | 12 | 20 | 0
CPower | PGE | December | 12 | 21 | 0
CPower | PGE | December | 12 | 22 | 0
CPower | PGE | December | 12 | 23 | 0
CPower | PGE | December | 12 | 24 | 0
CPower | SCE | January | 1 | 1 | 0
CPower | SCE | January | 1 | 2 | 0
CPower | SCE | January | 1 | 3 | 0
CPower | SCE | January | 1 | 4 | 0
CPower | SCE | January | 1 | 5 | 0
CPower | SCE | January | 1 | 6 | 0
CPower | SCE | January | 1 | 7 | 0
CPower | SCE | January | 1 | 8 | 0
CPower | SCE | January | 1 | 9 | 0
CPower | SCE | January | 1 | 10 | 0
CPower | SCE | January | 1 | 11 | 0
CPower | SCE | January | 1 | 12 | 0
CPower | SCE | January | 1 | 13 | 0
CPower | SCE | January | 1 | 14 | 0
CPower | SCE | January | 1 | 15 | 0
CPower | SCE | January | 1 | 16 | 0
CPower | SCE | January | 1 | 17 | 0
CPower | SCE | January | 1 | 18 | 0
CPower | SCE | January | 1 | 19 | 0
CPower | SCE | January | 1 | 20 | 0
CPower | SCE | January | 1 | 21 | 0
CPower | SCE | January | 1 | 22 | 0
CPower | SCE | January | 1 | 23 | 0
CPower | SCE | January | 1 | 24 | 0
CPower | SCE | February | 2 | 1 | 0
CPower | SCE | February | 2 | 2 | 0
CPower | SCE | February | 2 | 3 | 0
CPower | SCE | February | 2 | 4 | 0
CPower | SCE | February | 2 | 5 | 0
CPower | SCE | February | 2 | 6 | 0
CPower | SCE | February | 2 | 7 | 0
CPower | SCE | February | 2 | 8 | 0
CPower | SCE | February | 2 | 9 | 0
CPower | SCE | February | 2 | 10 | 0
CPower | SCE | February | 2 | 11 | 0
CPower | SCE | February | 2 | 12 | 0
CPower | SCE | February | 2 | 13 | 0
CPower | SCE | February | 2 | 14 | 0
CPower | SCE | February | 2 | 15 | 0
CPower | SCE | February | 2 | 16 | 0
CPower | SCE | February | 2 | 17 | 0
CPower | SCE | February | 2 | 18 | 0
CPower | SCE | February | 2 | 19 | 0
CPower | SCE | February | 2 | 20 | 0
CPower | SCE | February | 2 | 21 | 0
CPower | SCE | February | 2 | 22 | 0
CPower | SCE | February | 2 | 23 | 0
CPower | SCE | February | 2 | 24 | 0
CPower | SCE | March | 3 | 1 | 0
CPower | SCE | March | 3 | 2 | 0
CPower | SCE | March | 3 | 3 | 0
CPower | SCE | March | 3 | 4 | 0
CPower | SCE | March | 3 | 5 | 0
CPower | SCE | March | 3 | 6 | 0
CPower | SCE | March | 3 | 7 | 0
CPower | SCE | March | 3 | 8 | 0
CPower | SCE | March | 3 | 9 | 0
CPower | SCE | March | 3 | 10 | 0
CPower | SCE | March | 3 | 11 | 0
CPower | SCE | March | 3 | 12 | 0
CPower | SCE | March | 3 | 13 | 0
CPower | SCE | March | 3 | 14 | 0
CPower | SCE | March | 3 | 15 | 0
CPower | SCE | March | 3 | 16 | 0
CPower | SCE | March | 3 | 17 | 0
CPower | SCE | March | 3 | 18 | 0
CPower | SCE | March | 3 | 19 | 0
CPower | SCE | March | 3 | 20 | 0
CPower | SCE | March | 3 | 21 | 0
CPower | SCE | March | 3 | 22 | 0
CPower | SCE | March | 3 | 23 | 0
CPower | SCE | March | 3 | 24 | 0
CPower | SCE | April | 4 | 1 | 0
CPower | SCE | April | 4 | 2 | 0
CPower | SCE | April | 4 | 3 | 0
CPower | SCE | April | 4 | 4 | 0
CPower | SCE | April | 4 | 5 | 0
CPower | SCE | April | 4 | 6 | 0
CPower | SCE | April | 4 | 7 | 0
CPower | SCE | April | 4 | 8 | 0
CPower | SCE | April | 4 | 9 | 0
CPower | SCE | April | 4 | 10 | 0
CPower | SCE | April | 4 | 11 | 0
CPower | SCE | April | 4 | 12 | 0
CPower | SCE | April | 4 | 13 | 0
CPower | SCE | April | 4 | 14 | 0
CPower | SCE | April | 4 | 15 | 0
CPower | SCE | April | 4 | 16 | 0
CPower | SCE | April | 4 | 17 | 0
CPower | SCE | April | 4 | 18 | 0
CPower | SCE | April | 4 | 19 | 0
CPower | SCE | April | 4 | 20 | 0
CPower | SCE | April | 4 | 21 | 0
CPower | SCE | April | 4 | 22 | 0
CPower | SCE | April | 4 | 23 | 0
CPower | SCE | April | 4 | 24 | 0
CPower | SCE | May | 5 | 1 | 0
CPower | SCE | May | 5 | 2 | 0
CPower | SCE | May | 5 | 3 | 0
CPower | SCE | May | 5 | 4 | 0
CPower | SCE | May | 5 | 5 | 0
CPower | SCE | May | 5 | 6 | 0
CPower | SCE | May | 5 | 7 | 0
CPower | SCE | May | 5 | 8 | 0
CPower | SCE | May | 5 | 9 | 0
CPower | SCE | May | 5 | 10 | 0
CPower | SCE | May | 5 | 11 | 0
CPower | SCE | May | 5 | 12 | 0
CPower | SCE | May | 5 | 13 | 0
CPower | SCE | May | 5 | 14 | 0
CPower | SCE | May | 5 | 15 | 0
CPower | SCE | May | 5 | 16 | 0
CPower | SCE | May | 5 | 17 | 0
CPower | SCE | May | 5 | 18 | 1.6187
CPower | SCE | May | 5 | 19 | 1.0811
CPower | SCE | May | 5 | 20 | 1.0299
CPower | SCE | May | 5 | 21 | 1.0071
CPower | SCE | May | 5 | 22 | 0.26325
CPower | SCE | May | 5 | 23 | 0
CPower | SCE | May | 5 | 24 | 0
CPower | SCE | June | 6 | 1 | 0
CPower | SCE | June | 6 | 2 | 0
CPower | SCE | June | 6 | 3 | 0
CPower | SCE | June | 6 | 4 | 0
CPower | SCE | June | 6 | 5 | 0
CPower | SCE | June | 6 | 6 | 0
CPower | SCE | June | 6 | 7 | 0
CPower | SCE | June | 6 | 8 | 0
CPower | SCE | June | 6 | 9 | 0
CPower | SCE | June | 6 | 10 | 0
CPower | SCE | June | 6 | 11 | 0
CPower | SCE | June | 6 | 12 | 0
CPower | SCE | June | 6 | 13 | 0
CPower | SCE | June | 6 | 14 | 0
CPower | SCE | June | 6 | 15 | 0
CPower | SCE | June | 6 | 16 | 0
CPower | SCE | June | 6 | 17 | 1.4525
CPower | SCE | June | 6 | 18 | 1.052
CPower | SCE | June | 6 | 19 | 0.97964
CPower | SCE | June | 6 | 20 | 0.91121
CPower | SCE | June | 6 | 21 | 0.6047
CPower | SCE | June | 6 | 22 | 0
CPower | SCE | June | 6 | 23 | 0
CPower | SCE | June | 6 | 24 | 0
CPower | SCE | July | 7 | 1 | 0
CPower | SCE | July | 7 | 2 | 0
CPower | SCE | July | 7 | 3 | 0
CPower | SCE | July | 7 | 4 | 0
CPower | SCE | July | 7 | 5 | 0
CPower | SCE | July | 7 | 6 | 0
CPower | SCE | July | 7 | 7 | 0
CPower | SCE | July | 7 | 8 | 0
CPower | SCE | July | 7 | 9 | 0
CPower | SCE | July | 7 | 10 | 0
CPower | SCE | July | 7 | 11 | 0
CPower | SCE | July | 7 | 12 | 0
CPower | SCE | July | 7 | 13 | 0
CPower | SCE | July | 7 | 14 | 0
CPower | SCE | July | 7 | 15 | 0
CPower | SCE | July | 7 | 16 | 0
CPower | SCE | July | 7 | 17 | 1.1861
CPower | SCE | July | 7 | 18 | 0.99728
CPower | SCE | July | 7 | 19 | 1.2235
CPower | SCE | July | 7 | 20 | 0.90149
CPower | SCE | July | 7 | 21 | 0.69158
CPower | SCE | July | 7 | 22 | 0
CPower | SCE | July | 7 | 23 | 0
CPower | SCE | July | 7 | 24 | 0
CPower | SCE | August | 8 | 1 | 0
CPower | SCE | August | 8 | 2 | 0
CPower | SCE | August | 8 | 3 | 0
CPower | SCE | August | 8 | 4 | 0
CPower | SCE | August | 8 | 5 | 0
CPower | SCE | August | 8 | 6 | 0
CPower | SCE | August | 8 | 7 | 0
CPower | SCE | August | 8 | 8 | 0
CPower | SCE | August | 8 | 9 | 0
CPower | SCE | August | 8 | 10 | 0
CPower | SCE | August | 8 | 11 | 0
CPower | SCE | August | 8 | 12 | 0
CPower | SCE | August | 8 | 13 | 0
CPower | SCE | August | 8 | 14 | 0
CPower | SCE | August | 8 | 15 | 0
CPower | SCE | August | 8 | 16 | 0
CPower | SCE | August | 8 | 17 | 1.4545
CPower | SCE | August | 8 | 18 | 1.0397
CPower | SCE | August | 8 | 19 | 0.99597
CPower | SCE | August | 8 | 20 | 0.8141
CPower | SCE | August | 8 | 21 | 0.69572
CPower | SCE | August | 8 | 22 | 0
CPower | SCE | August | 8 | 23 | 0
CPower | SCE | August | 8 | 24 | 0
CPower | SCE | September | 9 | 1 | 0
CPower | SCE | September | 9 | 2 | 0
CPower | SCE | September | 9 | 3 | 0
CPower | SCE | September | 9 | 4 | 0
CPower | SCE | September | 9 | 5 | 0
CPower | SCE | September | 9 | 6 | 0
CPower | SCE | September | 9 | 7 | 0
CPower | SCE | September | 9 | 8 | 0
CPower | SCE | September | 9 | 9 | 0
CPower | SCE | September | 9 | 10 | 0
CPower | SCE | September | 9 | 11 | 0
CPower | SCE | September | 9 | 12 | 0
CPower | SCE | September | 9 | 13 | 0
CPower | SCE | September | 9 | 14 | 0
CPower | SCE | September | 9 | 15 | 0
CPower | SCE | September | 9 | 16 | 0
CPower | SCE | September | 9 | 17 | 0.91721
CPower | SCE | September | 9 | 18 | 1.0375
CPower | SCE | September | 9 | 19 | 1.1112
CPower | SCE | September | 9 | 20 | 0.98645
CPower | SCE | September | 9 | 21 | 0.94766
CPower | SCE | September | 9 | 22 | 0
CPower | SCE | September | 9 | 23 | 0
CPower | SCE | September | 9 | 24 | 0
CPower | SCE | October | 10 | 1 | 0
CPower | SCE | October | 10 | 2 | 0
CPower | SCE | October | 10 | 3 | 0
CPower | SCE | October | 10 | 4 | 0
CPower | SCE | October | 10 | 5 | 0
CPower | SCE | October | 10 | 6 | 0
CPower | SCE | October | 10 | 7 | 0
CPower | SCE | October | 10 | 8 | 0
CPower | SCE | October | 10 | 9 | 0
CPower | SCE | October | 10 | 10 | 0
CPower | SCE | October | 10 | 11 | 0
CPower | SCE | October | 10 | 12 | 0
CPower | SCE | October | 10 | 13 | 0
CPower | SCE | October | 10 | 14 | 0
CPower | SCE | October | 10 | 15 | 0
CPower | SCE | October | 10 | 16 | 0
CPower | SCE | October | 10 | 17 | 1.2834
CPower | SCE | October | 10 | 18 | 1.1803
CPower | SCE | October | 10 | 19 | 0.96272
CPower | SCE | October | 10 | 20 | 0.85105
CPower | SCE | October | 10 | 21 | 0.72256
CPower | SCE | October | 10 | 22 | 0
CPower | SCE | October | 10 | 23 | 0
CPower | SCE | October | 10 | 24 | 0
CPower | SCE | November | 11 | 1 | 0
CPower | SCE | November | 11 | 2 | 0
CPower | SCE | November | 11 | 3 | 0
CPower | SCE | November | 11 | 4 | 0
CPower | SCE | November | 11 | 5 | 0
CPower | SCE | November | 11 | 6 | 0
CPower | SCE | November | 11 | 7 | 0
CPower | SCE | November | 11 | 8 | 0
CPower | SCE | November | 11 | 9 | 0
CPower | SCE | November | 11 | 10 | 0
CPower | SCE | November | 11 | 11 | 0
CPower | SCE | November | 11 | 12 | 0
CPower | SCE | November | 11 | 13 | 0
CPower | SCE | November | 11 | 14 | 0
CPower | SCE | November | 11 | 15 | 0
CPower | SCE | November | 11 | 16 | 0
CPower | SCE | November | 11 | 17 | 0
CPower | SCE | November | 11 | 18 | 0
CPower | SCE | November | 11 | 19 | 0
CPower | SCE | November | 11 | 20 | 0
CPower | SCE | November | 11 | 21 | 0
CPower | SCE | November | 11 | 22 | 0
CPower | SCE | November | 11 | 23 | 0
CPower | SCE | November | 11 | 24 | 0
CPower | SCE | December | 12 | 1 | 0
CPower | SCE | December | 12 | 2 | 0
CPower | SCE | December | 12 | 3 | 0
CPower | SCE | December | 12 | 4 | 0
CPower | SCE | December | 12 | 5 | 0
CPower | SCE | December | 12 | 6 | 0
CPower | SCE | December | 12 | 7 | 0
CPower | SCE | December | 12 | 8 | 0
CPower | SCE | December | 12 | 9 | 0
CPower | SCE | December | 12 | 10 | 0
CPower | SCE | December | 12 | 11 | 0
CPower | SCE | December | 12 | 12 | 0
CPower | SCE | December | 12 | 13 | 0
CPower | SCE | December | 12 | 14 | 0
CPower | SCE | December | 12 | 15 | 0
CPower | SCE | December | 12 | 16 | 0
CPower | SCE | December | 12 | 17 | 0
CPower | SCE | December | 12 | 18 | 0
CPower | SCE | December | 12 | 19 | 0
CPower | SCE | December | 12 | 20 | 0
CPower | SCE | December | 12 | 21 | 0
CPower | SCE | December | 12 | 22 | 0
CPower | SCE | December | 12 | 23 | 0
CPower | SCE | December | 12 | 24 | 0
CPower | SDGE | January | 1 | 1 | 0
CPower | SDGE | January | 1 | 2 | 0
CPower | SDGE | January | 1 | 3 | 0
CPower | SDGE | January | 1 | 4 | 0
CPower | SDGE | January | 1 | 5 | 0
CPower | SDGE | January | 1 | 6 | 0
CPower | SDGE | January | 1 | 7 | 0
CPower | SDGE | January | 1 | 8 | 0
CPower | SDGE | January | 1 | 9 | 0
CPower | SDGE | January | 1 | 10 | 0
CPower | SDGE | January | 1 | 11 | 0
CPower | SDGE | January | 1 | 12 | 0
CPower | SDGE | January | 1 | 13 | 0
CPower | SDGE | January | 1 | 14 | 0
CPower | SDGE | January | 1 | 15 | 0
CPower | SDGE | January | 1 | 16 | 0
CPower | SDGE | January | 1 | 17 | 0
CPower | SDGE | January | 1 | 18 | 0
CPower | SDGE | January | 1 | 19 | 0
CPower | SDGE | January | 1 | 20 | 0
CPower | SDGE | January | 1 | 21 | 0
CPower | SDGE | January | 1 | 22 | 0
CPower | SDGE | January | 1 | 23 | 0
CPower | SDGE | January | 1 | 24 | 0
CPower | SDGE | February | 2 | 1 | 0
CPower | SDGE | February | 2 | 2 | 0
CPower | SDGE | February | 2 | 3 | 0
CPower | SDGE | February | 2 | 4 | 0
CPower | SDGE | February | 2 | 5 | 0
CPower | SDGE | February | 2 | 6 | 0
CPower | SDGE | February | 2 | 7 | 0
CPower | SDGE | February | 2 | 8 | 0
CPower | SDGE | February | 2 | 9 | 0
CPower | SDGE | February | 2 | 10 | 0
CPower | SDGE | February | 2 | 11 | 0
CPower | SDGE | February | 2 | 12 | 0
CPower | SDGE | February | 2 | 13 | 0
CPower | SDGE | February | 2 | 14 | 0
CPower | SDGE | February | 2 | 15 | 0
CPower | SDGE | February | 2 | 16 | 0
CPower | SDGE | February | 2 | 17 | 0
CPower | SDGE | February | 2 | 18 | 0
CPower | SDGE | February | 2 | 19 | 0
CPower | SDGE | February | 2 | 20 | 0
CPower | SDGE | February | 2 | 21 | 0
CPower | SDGE | February | 2 | 22 | 0
CPower | SDGE | February | 2 | 23 | 0
CPower | SDGE | February | 2 | 24 | 0
CPower | SDGE | March | 3 | 1 | 0
CPower | SDGE | March | 3 | 2 | 0
CPower | SDGE | March | 3 | 3 | 0
CPower | SDGE | March | 3 | 4 | 0
CPower | SDGE | March | 3 | 5 | 0
CPower | SDGE | March | 3 | 6 | 0
CPower | SDGE | March | 3 | 7 | 0
CPower | SDGE | March | 3 | 8 | 0
CPower | SDGE | March | 3 | 9 | 0
CPower | SDGE | March | 3 | 10 | 0
CPower | SDGE | March | 3 | 11 | 0
CPower | SDGE | March | 3 | 12 | 0
CPower | SDGE | March | 3 | 13 | 0
CPower | SDGE | March | 3 | 14 | 0
CPower | SDGE | March | 3 | 15 | 0
CPower | SDGE | March | 3 | 16 | 0
CPower | SDGE | March | 3 | 17 | 0
CPower | SDGE | March | 3 | 18 | 0
CPower | SDGE | March | 3 | 19 | 0
CPower | SDGE | March | 3 | 20 | 0
CPower | SDGE | March | 3 | 21 | 0
CPower | SDGE | March | 3 | 22 | 0
CPower | SDGE | March | 3 | 23 | 0
CPower | SDGE | March | 3 | 24 | 0
CPower | SDGE | April | 4 | 1 | 0
CPower | SDGE | April | 4 | 2 | 0
CPower | SDGE | April | 4 | 3 | 0
CPower | SDGE | April | 4 | 4 | 0
CPower | SDGE | April | 4 | 5 | 0
CPower | SDGE | April | 4 | 6 | 0
CPower | SDGE | April | 4 | 7 | 0
CPower | SDGE | April | 4 | 8 | 0
CPower | SDGE | April | 4 | 9 | 0
CPower | SDGE | April | 4 | 10 | 0
CPower | SDGE | April | 4 | 11 | 0
CPower | SDGE | April | 4 | 12 | 0
CPower | SDGE | April | 4 | 13 | 0
CPower | SDGE | April | 4 | 14 | 0
CPower | SDGE | April | 4 | 15 | 0
CPower | SDGE | April | 4 | 16 | 0
CPower | SDGE | April | 4 | 17 | 0
CPower | SDGE | April | 4 | 18 | 0
CPower | SDGE | April | 4 | 19 | 0
CPower | SDGE | April | 4 | 20 | 0
CPower | SDGE | April | 4 | 21 | 0
CPower | SDGE | April | 4 | 22 | 0
CPower | SDGE | April | 4 | 23 | 0
CPower | SDGE | April | 4 | 24 | 0
CPower | SDGE | May | 5 | 1 | 0
CPower | SDGE | May | 5 | 2 | 0
CPower | SDGE | May | 5 | 3 | 0
CPower | SDGE | May | 5 | 4 | 0
CPower | SDGE | May | 5 | 5 | 0
CPower | SDGE | May | 5 | 6 | 0
CPower | SDGE | May | 5 | 7 | 0
CPower | SDGE | May | 5 | 8 | 0
CPower | SDGE | May | 5 | 9 | 0
CPower | SDGE | May | 5 | 10 | 0
CPower | SDGE | May | 5 | 11 | 0
CPower | SDGE | May | 5 | 12 | 0
CPower | SDGE | May | 5 | 13 | 0
CPower | SDGE | May | 5 | 14 | 0
CPower | SDGE | May | 5 | 15 | 0
CPower | SDGE | May | 5 | 16 | 0
CPower | SDGE | May | 5 | 17 | 0
CPower | SDGE | May | 5 | 18 | 2.0668
CPower | SDGE | May | 5 | 19 | 0.98333
CPower | SDGE | May | 5 | 20 | 0.99125
CPower | SDGE | May | 5 | 21 | 0.95866
CPower | SDGE | May | 5 | 22 | 0
CPower | SDGE | May | 5 | 23 | 0
CPower | SDGE | May | 5 | 24 | 0
CPower | SDGE | June | 6 | 1 | 0
CPower | SDGE | June | 6 | 2 | 0
CPower | SDGE | June | 6 | 3 | 0
CPower | SDGE | June | 6 | 4 | 0
CPower | SDGE | June | 6 | 5 | 0
CPower | SDGE | June | 6 | 6 | 0
CPower | SDGE | June | 6 | 7 | 0
CPower | SDGE | June | 6 | 8 | 0
CPower | SDGE | June | 6 | 9 | 0
CPower | SDGE | June | 6 | 10 | 0
CPower | SDGE | June | 6 | 11 | 0
CPower | SDGE | June | 6 | 12 | 0
CPower | SDGE | June | 6 | 13 | 0
CPower | SDGE | June | 6 | 14 | 0
CPower | SDGE | June | 6 | 15 | 0
CPower | SDGE | June | 6 | 16 | 0
CPower | SDGE | June | 6 | 17 | 2.1188
CPower | SDGE | June | 6 | 18 | 1.0194
CPower | SDGE | June | 6 | 19 | 0.80843
CPower | SDGE | June | 6 | 20 | 0.7088
CPower | SDGE | June | 6 | 21 | 0.34454
CPower | SDGE | June | 6 | 22 | 0
CPower | SDGE | June | 6 | 23 | 0
CPower | SDGE | June | 6 | 24 | 0
CPower | SDGE | July | 7 | 1 | 0
CPower | SDGE | July | 7 | 2 | 0
CPower | SDGE | July | 7 | 3 | 0
CPower | SDGE | July | 7 | 4 | 0
CPower | SDGE | July | 7 | 5 | 0
CPower | SDGE | July | 7 | 6 | 0
CPower | SDGE | July | 7 | 7 | 0
CPower | SDGE | July | 7 | 8 | 0
CPower | SDGE | July | 7 | 9 | 0
CPower | SDGE | July | 7 | 10 | 0
CPower | SDGE | July | 7 | 11 | 0
CPower | SDGE | July | 7 | 12 | 0
CPower | SDGE | July | 7 | 13 | 0
CPower | SDGE | July | 7 | 14 | 0
CPower | SDGE | July | 7 | 15 | 0
CPower | SDGE | July | 7 | 16 | 0
CPower | SDGE | July | 7 | 17 | 1.7126
CPower | SDGE | July | 7 | 18 | 0.90279
CPower | SDGE | July | 7 | 19 | 1.1012
CPower | SDGE | July | 7 | 20 | 0.79353
CPower | SDGE | July | 7 | 21 | 0.48991
CPower | SDGE | July | 7 | 22 | 0
CPower | SDGE | July | 7 | 23 | 0
CPower | SDGE | July | 7 | 24 | 0
CPower | SDGE | August | 8 | 1 | 0
CPower | SDGE | August | 8 | 2 | 0
CPower | SDGE | August | 8 | 3 | 0
CPower | SDGE | August | 8 | 4 | 0
CPower | SDGE | August | 8 | 5 | 0
CPower | SDGE | August | 8 | 6 | 0
CPower | SDGE | August | 8 | 7 | 0
CPower | SDGE | August | 8 | 8 | 0
CPower | SDGE | August | 8 | 9 | 0
CPower | SDGE | August | 8 | 10 | 0
CPower | SDGE | August | 8 | 11 | 0
CPower | SDGE | August | 8 | 12 | 0
CPower | SDGE | August | 8 | 13 | 0
CPower | SDGE | August | 8 | 14 | 0
CPower | SDGE | August | 8 | 15 | 0
CPower | SDGE | August | 8 | 16 | 0
CPower | SDGE | August | 8 | 17 | 1.8188
CPower | SDGE | August | 8 | 18 | 0.99608
CPower | SDGE | August | 8 | 19 | 0.9016
CPower | SDGE | August | 8 | 20 | 0.71397
CPower | SDGE | August | 8 | 21 | 0.56957
CPower | SDGE | August | 8 | 22 | 0
CPower | SDGE | August | 8 | 23 | 0
CPower | SDGE | August | 8 | 24 | 0
CPower | SDGE | September | 9 | 1 | 0
CPower | SDGE | September | 9 | 2 | 0
CPower | SDGE | September | 9 | 3 | 0
CPower | SDGE | September | 9 | 4 | 0
CPower | SDGE | September | 9 | 5 | 0
CPower | SDGE | September | 9 | 6 | 0
CPower | SDGE | September | 9 | 7 | 0
CPower | SDGE | September | 9 | 8 | 0
CPower | SDGE | September | 9 | 9 | 0
CPower | SDGE | September | 9 | 10 | 0
CPower | SDGE | September | 9 | 11 | 0
CPower | SDGE | September | 9 | 12 | 0
CPower | SDGE | September | 9 | 13 | 0
CPower | SDGE | September | 9 | 14 | 0
CPower | SDGE | September | 9 | 15 | 0
CPower | SDGE | September | 9 | 16 | 0
CPower | SDGE | September | 9 | 17 | 1.1032
CPower | SDGE | September | 9 | 18 | 1.0428
CPower | SDGE | September | 9 | 19 | 1.1077
CPower | SDGE | September | 9 | 20 | 0.95571
CPower | SDGE | September | 9 | 21 | 0.79064
CPower | SDGE | September | 9 | 22 | 0
CPower | SDGE | September | 9 | 23 | 0
CPower | SDGE | September | 9 | 24 | 0
CPower | SDGE | October | 10 | 1 | 0
CPower | SDGE | October | 10 | 2 | 0
CPower | SDGE | October | 10 | 3 | 0
CPower | SDGE | October | 10 | 4 | 0
CPower | SDGE | October | 10 | 5 | 0
CPower | SDGE | October | 10 | 6 | 0
CPower | SDGE | October | 10 | 7 | 0
CPower | SDGE | October | 10 | 8 | 0
CPower | SDGE | October | 10 | 9 | 0
CPower | SDGE | October | 10 | 10 | 0
CPower | SDGE | October | 10 | 11 | 0
CPower | SDGE | October | 10 | 12 | 0
CPower | SDGE | October | 10 | 13 | 0
CPower | SDGE | October | 10 | 14 | 0
CPower | SDGE | October | 10 | 15 | 0
CPower | SDGE | October | 10 | 16 | 0
CPower | SDGE | October | 10 | 17 | 1.9548
CPower | SDGE | October | 10 | 18 | 1.1468
CPower | SDGE | October | 10 | 19 | 0.96965
CPower | SDGE | October | 10 | 20 | 0.73702
CPower | SDGE | October | 10 | 21 | 0.19169
CPower | SDGE | October | 10 | 22 | 0
CPower | SDGE | October | 10 | 23 | 0
CPower | SDGE | October | 10 | 24 | 0
CPower | SDGE | November | 11 | 1 | 0
CPower | SDGE | November | 11 | 2 | 0
CPower | SDGE | November | 11 | 3 | 0
CPower | SDGE | November | 11 | 4 | 0
CPower | SDGE | November | 11 | 5 | 0
CPower | SDGE | November | 11 | 6 | 0
CPower | SDGE | November | 11 | 7 | 0
CPower | SDGE | November | 11 | 8 | 0
CPower | SDGE | November | 11 | 9 | 0
CPower | SDGE | November | 11 | 10 | 0
CPower | SDGE | November | 11 | 11 | 0
CPower | SDGE | November | 11 | 12 | 0
CPower | SDGE | November | 11 | 13 | 0
CPower | SDGE | November | 11 | 14 | 0
CPower | SDGE | November | 11 | 15 | 0
CPower | SDGE | November | 11 | 16 | 0
CPower | SDGE | November | 11 | 17 | 0
CPower | SDGE | November | 11 | 18 | 0
CPower | SDGE | November | 11 | 19 | 0
CPower | SDGE | November | 11 | 20 | 0
CPower | SDGE | November | 11 | 21 | 0
CPower | SDGE | November | 11 | 22 | 0
CPower | SDGE | November | 11 | 23 | 0
CPower | SDGE | November | 11 | 24 | 0
CPower | SDGE | December | 12 | 1 | 0
CPower | SDGE | December | 12 | 2 | 0
CPower | SDGE | December | 12 | 3 | 0
CPower | SDGE | December | 12 | 4 | 0
CPower | SDGE | December | 12 | 5 | 0
CPower | SDGE | December | 12 | 6 | 0
CPower | SDGE | December | 12 | 7 | 0
CPower | SDGE | December | 12 | 8 | 0
CPower | SDGE | December | 12 | 9 | 0
CPower | SDGE | December | 12 | 10 | 0
CPower | SDGE | December | 12 | 11 | 0
CPower | SDGE | December | 12 | 12 | 0
CPower | SDGE | December | 12 | 13 | 0
CPower | SDGE | December | 12 | 14 | 0
CPower | SDGE | December | 12 | 15 | 0
CPower | SDGE | December | 12 | 16 | 0
CPower | SDGE | December | 12 | 17 | 0
CPower | SDGE | December | 12 | 18 | 0
CPower | SDGE | December | 12 | 19 | 0
CPower | SDGE | December | 12 | 20 | 0
CPower | SDGE | December | 12 | 21 | 0
CPower | SDGE | December | 12 | 22 | 0
CPower | SDGE | December | 12 | 23 | 0
CPower | SDGE | December | 12 | 24 | 0
Voltus | SCE | January | 1 | 1 | 0
Voltus | SCE | January | 1 | 2 | 0
Voltus | SCE | January | 1 | 3 | 0
Voltus | SCE | January | 1 | 4 | 0
Voltus | SCE | January | 1 | 5 | 0
Voltus | SCE | January | 1 | 6 | 0
Voltus | SCE | January | 1 | 7 | 0
Voltus | SCE | January | 1 | 8 | 0
Voltus | SCE | January | 1 | 9 | 0
Voltus | SCE | January | 1 | 10 | 0
Voltus | SCE | January | 1 | 11 | 0
Voltus | SCE | January | 1 | 12 | 0
Voltus | SCE | January | 1 | 13 | 0
Voltus | SCE | January | 1 | 14 | 0
Voltus | SCE | January | 1 | 15 | 0
Voltus | SCE | January | 1 | 16 | 0
Voltus | SCE | January | 1 | 17 | 1.175
Voltus | SCE | January | 1 | 18 | 1.1269
Voltus | SCE | January | 1 | 19 | 0.94357
Voltus | SCE | January | 1 | 20 | 0.91311
Voltus | SCE | January | 1 | 21 | 0.84147
Voltus | SCE | January | 1 | 22 | 0
Voltus | SCE | January | 1 | 23 | 0
Voltus | SCE | January | 1 | 24 | 0
Voltus | SCE | February | 2 | 1 | 0
Voltus | SCE | February | 2 | 2 | 0
Voltus | SCE | February | 2 | 3 | 0
Voltus | SCE | February | 2 | 4 | 0
Voltus | SCE | February | 2 | 5 | 0
Voltus | SCE | February | 2 | 6 | 0
Voltus | SCE | February | 2 | 7 | 0
Voltus | SCE | February | 2 | 8 | 0
Voltus | SCE | February | 2 | 9 | 0
Voltus | SCE | February | 2 | 10 | 0
Voltus | SCE | February | 2 | 11 | 0
Voltus | SCE | February | 2 | 12 | 0
Voltus | SCE | February | 2 | 13 | 0
Voltus | SCE | February | 2 | 14 | 0
Voltus | SCE | February | 2 | 15 | 0
Voltus | SCE | February | 2 | 16 | 0
Voltus | SCE | February | 2 | 17 | 1.175
Voltus | SCE | February | 2 | 18 | 1.1269
Voltus | SCE | February | 2 | 19 | 0.94357
Voltus | SCE | February | 2 | 20 | 0.91311
Voltus | SCE | February | 2 | 21 | 0.84147
Voltus | SCE | February | 2 | 22 | 0
Voltus | SCE | February | 2 | 23 | 0
Voltus | SCE | February | 2 | 24 | 0
Voltus | SCE | March | 3 | 1 | 0
Voltus | SCE | March | 3 | 2 | 0
Voltus | SCE | March | 3 | 3 | 0
Voltus | SCE | March | 3 | 4 | 0
Voltus | SCE | March | 3 | 5 | 0
Voltus | SCE | March | 3 | 6 | 0
Voltus | SCE | March | 3 | 7 | 0
Voltus | SCE | March | 3 | 8 | 0
Voltus | SCE | March | 3 | 9 | 0
Voltus | SCE | March | 3 | 10 | 0
Voltus | SCE | March | 3 | 11 | 0
Voltus | SCE | March | 3 | 12 | 0
Voltus | SCE | March | 3 | 13 | 0
Voltus | SCE | March | 3 | 14 | 0
Voltus | SCE | March | 3 | 15 | 0
Voltus | SCE | March | 3 | 16 | 0
Voltus | SCE | March | 3 | 17 | 0
Voltus | SCE | March | 3 | 18 | 0.99308
Voltus | SCE | March | 3 | 19 | 1.0707
Voltus | SCE | March | 3 | 20 | 0.97307
Voltus | SCE | March | 3 | 21 | 1.0042
Voltus | SCE | March | 3 | 22 | 0.9589
Voltus | SCE | March | 3 | 23 | 0
Voltus | SCE | March | 3 | 24 | 0
Voltus | SCE | April | 4 | 1 | 0
Voltus | SCE | April | 4 | 2 | 0
Voltus | SCE | April | 4 | 3 | 0
Voltus | SCE | April | 4 | 4 | 0
Voltus | SCE | April | 4 | 5 | 0
Voltus | SCE | April | 4 | 6 | 0
Voltus | SCE | April | 4 | 7 | 0
Voltus | SCE | April | 4 | 8 | 0
Voltus | SCE | April | 4 | 9 | 0
Voltus | SCE | April | 4 | 10 | 0
Voltus | SCE | April | 4 | 11 | 0
Voltus | SCE | April | 4 | 12 | 0
Voltus | SCE | April | 4 | 13 | 0
Voltus | SCE | April | 4 | 14 | 0
Voltus | SCE | April | 4 | 15 | 0
Voltus | SCE | April | 4 | 16 | 0
Voltus | SCE | April | 4 | 17 | 0
Voltus | SCE | April | 4 | 18 | 0.99308
Voltus | SCE | April | 4 | 19 | 1.0707
Voltus | SCE | April | 4 | 20 | 0.97307
Voltus | SCE | April | 4 | 21 | 1.0042
Voltus | SCE | April | 4 | 22 | 0.9589
Voltus | SCE | April | 4 | 23 | 0
Voltus | SCE | April | 4 | 24 | 0
Voltus | SCE | May | 5 | 1 | 0
Voltus | SCE | May | 5 | 2 | 0
Voltus | SCE | May | 5 | 3 | 0
Voltus | SCE | May | 5 | 4 | 0
Voltus | SCE | May | 5 | 5 | 0
Voltus | SCE | May | 5 | 6 | 0
Voltus | SCE | May | 5 | 7 | 0
Voltus | SCE | May | 5 | 8 | 0
Voltus | SCE | May | 5 | 9 | 0
Voltus | SCE | May | 5 | 10 | 0
Voltus | SCE | May | 5 | 11 | 0
Voltus | SCE | May | 5 | 12 | 0
Voltus | SCE | May | 5 | 13 | 0
Voltus | SCE | May | 5 | 14 | 0
Voltus | SCE | May | 5 | 15 | 0
Voltus | SCE | May | 5 | 16 | 0
Voltus | SCE | May | 5 | 17 | 0
Voltus | SCE | May | 5 | 18 | 0.98749
Voltus | SCE | May | 5 | 19 | 1.0307
Voltus | SCE | May | 5 | 20 | 0.9974
Voltus | SCE | May | 5 | 21 | 1.0135
Voltus | SCE | May | 5 | 22 | 0.97095
Voltus | SCE | May | 5 | 23 | 0
Voltus | SCE | May | 5 | 24 | 0
Voltus | SCE | June | 6 | 1 | 0
Voltus | SCE | June | 6 | 2 | 0
Voltus | SCE | June | 6 | 3 | 0
Voltus | SCE | June | 6 | 4 | 0
Voltus | SCE | June | 6 | 5 | 0
Voltus | SCE | June | 6 | 6 | 0
Voltus | SCE | June | 6 | 7 | 0
Voltus | SCE | June | 6 | 8 | 0
Voltus | SCE | June | 6 | 9 | 0
Voltus | SCE | June | 6 | 10 | 0
Voltus | SCE | June | 6 | 11 | 0
Voltus | SCE | June | 6 | 12 | 0
Voltus | SCE | June | 6 | 13 | 0
Voltus | SCE | June | 6 | 14 | 0
Voltus | SCE | June | 6 | 15 | 0
Voltus | SCE | June | 6 | 16 | 0
Voltus | SCE | June | 6 | 17 | 0.9826
Voltus | SCE | June | 6 | 18 | 1.024
Voltus | SCE | June | 6 | 19 | 0.99523
Voltus | SCE | June | 6 | 20 | 1.0196
Voltus | SCE | June | 6 | 21 | 0.97855
Voltus | SCE | June | 6 | 22 | 0
Voltus | SCE | June | 6 | 23 | 0
Voltus | SCE | June | 6 | 24 | 0
Voltus | SCE | July | 7 | 1 | 0
Voltus | SCE | July | 7 | 2 | 0
Voltus | SCE | July | 7 | 3 | 0
Voltus | SCE | July | 7 | 4 | 0
Voltus | SCE | July | 7 | 5 | 0
Voltus | SCE | July | 7 | 6 | 0
Voltus | SCE | July | 7 | 7 | 0
Voltus | SCE | July | 7 | 8 | 0
Voltus | SCE | July | 7 | 9 | 0
Voltus | SCE | July | 7 | 10 | 0
Voltus | SCE | July | 7 | 11 | 0
Voltus | SCE | July | 7 | 12 | 0
Voltus | SCE | July | 7 | 13 | 0
Voltus | SCE | July | 7 | 14 | 0
Voltus | SCE | July | 7 | 15 | 0
Voltus | SCE | July | 7 | 16 | 0
Voltus | SCE | July | 7 | 17 | 1.1422
Voltus | SCE | July | 7 | 18 | 1.1206
Voltus | SCE | July | 7 | 19 | 0.92924
Voltus | SCE | July | 7 | 20 | 0.93307
Voltus | SCE | July | 7 | 21 | 0.87491
Voltus | SCE | July | 7 | 22 | 0
Voltus | SCE | July | 7 | 23 | 0
Voltus | SCE | July | 7 | 24 | 0
Voltus | SCE | August | 8 | 1 | 0
Voltus | SCE | August | 8 | 2 | 0
Voltus | SCE | August | 8 | 3 | 0
Voltus | SCE | August | 8 | 4 | 0
Voltus | SCE | August | 8 | 5 | 0
Voltus | SCE | August | 8 | 6 | 0
Voltus | SCE | August | 8 | 7 | 0
Voltus | SCE | August | 8 | 8 | 0
Voltus | SCE | August | 8 | 9 | 0
Voltus | SCE | August | 8 | 10 | 0
Voltus | SCE | August | 8 | 11 | 0
Voltus | SCE | August | 8 | 12 | 0
Voltus | SCE | August | 8 | 13 | 0
Voltus | SCE | August | 8 | 14 | 0
Voltus | SCE | August | 8 | 15 | 0
Voltus | SCE | August | 8 | 16 | 0
Voltus | SCE | August | 8 | 17 | 1.1093
Voltus | SCE | August | 8 | 18 | 1.0815
Voltus | SCE | August | 8 | 19 | 0.94008
Voltus | SCE | August | 8 | 20 | 0.95501
Voltus | SCE | August | 8 | 21 | 0.91415
Voltus | SCE | August | 8 | 22 | 0
Voltus | SCE | August | 8 | 23 | 0
Voltus | SCE | August | 8 | 24 | 0
Voltus | SCE | September | 9 | 1 | 0
Voltus | SCE | September | 9 | 2 | 0
Voltus | SCE | September | 9 | 3 | 0
Voltus | SCE | September | 9 | 4 | 0
Voltus | SCE | September | 9 | 5 | 0
Voltus | SCE | September | 9 | 6 | 0
Voltus | SCE | September | 9 | 7 | 0
Voltus | SCE | September | 9 | 8 | 0
Voltus | SCE | September | 9 | 9 | 0
Voltus | SCE | September | 9 | 10 | 0
Voltus | SCE | September | 9 | 11 | 0
Voltus | SCE | September | 9 | 12 | 0
Voltus | SCE | September | 9 | 13 | 0
Voltus | SCE | September | 9 | 14 | 0
Voltus | SCE | September | 9 | 15 | 0
Voltus | SCE | September | 9 | 16 | 0
Voltus | SCE | September | 9 | 17 | 1.1357
Voltus | SCE | September | 9 | 18 | 1.1015
Voltus | SCE | September | 9 | 19 | 0.9658
Voltus | SCE | September | 9 | 20 | 0.94287
Voltus | SCE | September | 9 | 21 | 0.85422
Voltus | SCE | September | 9 | 22 | 0
Voltus | SCE | September | 9 | 23 | 0
Voltus | SCE | September | 9 | 24 | 0
Voltus | SCE | October | 10 | 1 | 0
Voltus | SCE | October | 10 | 2 | 0
Voltus | SCE | October | 10 | 3 | 0
Voltus | SCE | October | 10 | 4 | 0
Voltus | SCE | October | 10 | 5 | 0
Voltus | SCE | October | 10 | 6 | 0
Voltus | SCE | October | 10 | 7 | 0
Voltus | SCE | October | 10 | 8 | 0
Voltus | SCE | October | 10 | 9 | 0
Voltus | SCE | October | 10 | 10 | 0
Voltus | SCE | October | 10 | 11 | 0
Voltus | SCE | October | 10 | 12 | 0
Voltus | SCE | October | 10 | 13 | 0
Voltus | SCE | October | 10 | 14 | 0
Voltus | SCE | October | 10 | 15 | 0
Voltus | SCE | October | 10 | 16 | 0
Voltus | SCE | October | 10 | 17 | 1.175
Voltus | SCE | October | 10 | 18 | 1.1269
Voltus | SCE | October | 10 | 19 | 0.94357
Voltus | SCE | October | 10 | 20 | 0.91311
Voltus | SCE | October | 10 | 21 | 0.84147
Voltus | SCE | October | 10 | 22 | 0
Voltus | SCE | October | 10 | 23 | 0
Voltus | SCE | October | 10 | 24 | 0
Voltus | SCE | November | 11 | 1 | 0
Voltus | SCE | November | 11 | 2 | 0
Voltus | SCE | November | 11 | 3 | 0
Voltus | SCE | November | 11 | 4 | 0
Voltus | SCE | November | 11 | 5 | 0
Voltus | SCE | November | 11 | 6 | 0
Voltus | SCE | November | 11 | 7 | 0
Voltus | SCE | November | 11 | 8 | 0
Voltus | SCE | November | 11 | 9 | 0
Voltus | SCE | November | 11 | 10 | 0
Voltus | SCE | November | 11 | 11 | 0
Voltus | SCE | November | 11 | 12 | 0
Voltus | SCE | November | 11 | 13 | 0
Voltus | SCE | November | 11 | 14 | 0
Voltus | SCE | November | 11 | 15 | 0
Voltus | SCE | November | 11 | 16 | 0
Voltus | SCE | November | 11 | 17 | 1.175
Voltus | SCE | November | 11 | 18 | 1.1269
Voltus | SCE | November | 11 | 19 | 0.94357
Voltus | SCE | November | 11 | 20 | 0.91311
Voltus | SCE | November | 11 | 21 | 0.84147
Voltus | SCE | November | 11 | 22 | 0
Voltus | SCE | November | 11 | 23 | 0
Voltus | SCE | November | 11 | 24 | 0
Voltus | SCE | December | 12 | 1 | 0
Voltus | SCE | December | 12 | 2 | 0
Voltus | SCE | December | 12 | 3 | 0
Voltus | SCE | December | 12 | 4 | 0
Voltus | SCE | December | 12 | 5 | 0
Voltus | SCE | December | 12 | 6 | 0
Voltus | SCE | December | 12 | 7 | 0
Voltus | SCE | December | 12 | 8 | 0
Voltus | SCE | December | 12 | 9 | 0
Voltus | SCE | December | 12 | 10 | 0
Voltus | SCE | December | 12 | 11 | 0
Voltus | SCE | December | 12 | 12 | 0
Voltus | SCE | December | 12 | 13 | 0
Voltus | SCE | December | 12 | 14 | 0
Voltus | SCE | December | 12 | 15 | 0
Voltus | SCE | December | 12 | 16 | 0
Voltus | SCE | December | 12 | 17 | 1.175
Voltus | SCE | December | 12 | 18 | 1.1269
Voltus | SCE | December | 12 | 19 | 0.94357
Voltus | SCE | December | 12 | 20 | 0.91311
Voltus | SCE | December | 12 | 21 | 0.84147
Voltus | SCE | December | 12 | 22 | 0
Voltus | SCE | December | 12 | 23 | 0
Voltus | SCE | December | 12 | 24 | 0