## Header Descriptions
Header Name | Information Description | Value Description
Resource ID | ISO Resource ID | Text
Hybrid Sub-ID | Separate IDs for Hybrid Components | Text
Co-located Resource ID | Resource IDs of Co-located Generators | Text
Generator Name | Generator Name | Text
Local Area | Resource Local Capacity Area | Bay Area, Big Creek-Ventura, CAISO System, Fresno, Humboldt, Kern, LA Basin, NCNB, SanDiego-IV, Sierra, Stockton
Sub-Local Area | Resource Local Capacity Sub-Area | Sub-Area from LCR study
Resource Type | Master Resource Database Resource Category
Technology | Technology Type from Master Generator Cabability List
Fuel | Fuel Type from Master Generator Cabability List
Pmax/NDC | Maximum Generation Capability | Default of Net Dependable Capacity from Master Generator Cabability List
Nameplate | Nameplate Capacity | Default of Nameplate from Master Generator Cabability List
Battery Efficiency | Battery Roundtrip Efficiency | Default of 0.8
Maximum Continuous Energy | Continuous MWh Battery can dispatch | Default of Pmax/NDC*4
Maximum Daily MWh | MWh battery can dispatch in one day | Daily Storage Cycles*Maximum Continuous Energy
Daily Storage Cycles | Battery Daily Cycle Capability | Default of 1
First Available (HE) | First Hour Generator Can Dispatch | Default of HE1
Last Available (HE) | Last Hour Generator Can Dispatch | Default of HE24
Max daily run hours | Hours per day Generator Can Dispatch | Default of 24 except 4 for Battery Storage
Interconnection (MW) | Interconnection Limit for Hybrid and Co-located Resources | Default is greater of sum of solar MW or max sum of NQC values for co-located, Net Dependable Capacity for hybrids
Allows Grid Charging | Flag for Paired Resources Charging from Grid | For hybrid, co-located storage. Default is False
Sept EFC | September Value from EFC List
Flex Category | Flexible RA Category from EFC List
Jan | January NQC Value | Two decimal number
Feb | February NQC Value | Two decimal number
Mar | March NQC Value | Two decimal number
Apr | April NQC Value | Two decimal number
May | May NQC Value | Two decimal number
Jun | June NQC Value | Two decimal number
Jul | July NQC Value | Two decimal number
Aug | August NQC Value | Two decimal number
Sep | September NQC Value | Two decimal number
Oct | October NQC Value | Two decimal number
Nov | November NQC Value | Two decimal number
Dec | December NQC Value | Two decimal number
Dispatchability | Resource Designated as Dispatchable in Masterfile | Y, N
Path 26 | Resource Path 26 Designation | North, South
Deliverability | Resource Deliverability Status | Full Capacity (FC), Energy Only (EO), Interim Deliverability to % of capacity (ID to #%), Partial Deliverability to Value (PD to ##)
Deliverability MW | Amount of Capacity that is Deliverable | MW or Percentage or blank (100% deliverable)
Comment | Additional comments from ISO staff | Text

## MRD
Resource ID | Hybrid Sub ID | Colocated Resource IDs | Generator Name | BAA | Specified Import Status | Local Area | Sub-Local Area | Disadvantaged Community | Resource Type | Technology | Fuel | Pmax/NDC | Nameplate | Battery Efficiency | Maximum Continuous Energy | Maximum Daily MWh | Daily Storage Cycles | First Available (HE) | Last Available (HE) | Max Daily Run Hours | Interconnection Limit (MW) | Allows Grid Charging | Sept EFC (Draft) | Flex Category (Draft) | JAN | FEB | MAR | APR | MAY | JUN | JUL | AUG | SEP | OCT | NOV | DEC | Dispatchability | Path Designation | Deliverability | Deliverability MW | Comments
7STDRD_1_SOLAR1 |  |  | Shafter Solar | CISO | N | Kern | South Kern PP, Kern Oil | Y | Solar_1Axis | PHOTO VOLTAIC | SUN | 20 | 20 |  |  |  |  | 1 | 24 | 24 |  |  |  |  | 0.1 | 0.1 | 0.1 | 0.27 | 0.1 | 11.34 | 14.59 | 5.34 | 9.5 | 3.63 | 0.1 | 0.1 | N | North | FC
ACACIA_6_SOLAR |  |  | West Antelope Solar | CISO | N | Big Creek-Ventura |  |  | Solar_Fixed | PHOTO VOLTAIC | SUN | 20 | 20 |  |  |  |  | 1 | 24 | 24 |  |  |  |  | 0.1 | 0.1 | 0.1 | 0.1 | 0.1 | 5.06 | 9.93 | 2.45 | 5.35 | 2.1 | 0.1 | 0.1 | N | South | FC
ADERA_1_SOLAR1 |  |  | Adera Solar | CISO | N | Fresno | Herndon, Panoche 115 kV, Wilson 115 kV | Y | Solar_1Axis | PHOTO VOLTAIC | SUN | 20 | 20 |  |  |  |  | 1 | 24 | 24 |  |  |  |  | 0 | 0 | 0 | 0 | 0 | 0 | 0 | 0 | 0 | 0 | 0 | 0 | N | North | EO
ADLIN_1_UNITS |  |  | GEYSERS AIDLIN AGGREGATE | CISO | N | NCNB | Eagle Rock, Fulton |  | Geothermal | STEAM | GEOTHERMAL | 22 | 23 |  |  |  |  | 1 | 24 | 24 |  |  | 14 | 1 | 22 | 22 | 22 | 22 | 22 | 22 | 22 | 22 | 22 | 22 | 22 | 22 | Y | North | FC
ADMEST_6_SOLAR |  |  | Adams East | CISO | N | Fresno | Herndon | Y | Solar_Fixed | PHOTO VOLTAIC | SUN | 19 | 19 |  |  |  |  | 1 | 24 | 24 |  |  |  |  | 0.1 | 0.1 | 0.1 | 0.25 | 0.1 | 7.28 | 11.38 | 3.82 | 7.61 | 3.3 | 0.1 | 0.1 | N | North | ID | 100% | Q632 - 23TPD - Waiting for Manning and many other projects.
ADOBEE_1_SOLAR |  |  | Adobe Solar | CISO | N | CAISO System |  | Y | Solar_1Axis | PHOTO VOLTAIC | SUN | 20 | 20 |  |  |  |  | 1 | 24 | 24 |  |  |  |  | 0.1 | 0.1 | 0.1 | 0.27 | 0.1 | 11.34 | 14.59 | 5.34 | 9.5 | 3.63 | 0.1 | 0.1 | N | North | FC
AGRICO_6_PL3N5 |  |  | Fresno Peaker | CISO | N | Fresno | Herndon | Y | Peaker | COMBUSTION TURBINE | NATURAL GAS | 22.69 | 0 |  |  |  |  | 1 | 24 | 24 |  |  | 22.69 | 1 | 22.69 | 22.69 | 22.69 | 22.69 | 22.69 | 22.69 | 22.69 | 22.69 | 22.69 | 22.69 | 22.69 | 22.69 | Y | North | FC
AGRICO_7_UNIT |  |  | Fresno Cogen | CISO | N | Fresno | Herndon | Y | CCGT | OTHER | NATURAL GAS | 59.97 | 0 |  |  |  |  | 1 | 24 | 24 |  |  | 50.6 | 1 | 50.6 | 50.6 | 50.6 | 50.6 | 50.6 | 50.6 | 50.6 | 50.6 | 50.6 | 50.6 | 50.6 | 50.6 | Y | North | FC
AGUCAL_5_SOLAR1 |  |  | Agua Caliente Solar | CISO | N | CAISO System |  |  | Solar_Fixed | PHOTO VOLTAIC | SUN | 290 | 290 |  |  |  |  | 1 | 24 | 24 |  |  |  |  | 0 | 0 | 0 | 0 | 0 | 0 | 0 | 0 | 0 | 0 | 0 | 0 | N | South | EO
AKINGS_6_AMESR1 |  |  | American Kings Solar | CISO | N | Fresno | Hanford | Y | Solar_1Axis | PHOTO VOLTAIC | SUN | 123 | 123 |  |  |  |  | 1 | 24 | 24 |  |  |  |  | 0.1 | 0.1 | 0.1 | 1.68 | 0.1 | 69.75 | 89.75 | 32.87 | 58.44 | 22.32 | 0.1 | 0.1 | N | North | FC
ALAMIT_2_AESBT2 |  |  | Alamitos Energy Storage 2 | CISO | N | LA Basin |  |  | Battery Storage | OTHER | LESR | 82 | 82 | 0.8 | 328 | 328 | 1 | 1 | 24 | 4 |  | TRUE | 164 | 2 | 82 | 82 | 82 | 82 | 82 | 82 | 82 | 82 | 82 | 82 | 82 | 82 | Y | South | FC
ALAMIT_2_PL1X3 |  |  | Alamitos Energy Center Unit 7 | CISO | N | LA Basin | Western | Y | CCGT | COMBINED CYCLE | NATURAL GAS | 674.7 | 0 |  |  |  |  | 1 | 24 | 24 |  |  | 541.94 | 1 | 674.7 | 674.7 | 674.7 | 674.7 | 674.7 | 674.7 | 674.7 | 674.7 | 674.7 | 674.7 | 674.7 | 674.7 | Y | South | FC
ALAMIT_7_ES1 |  |  | Alamitos Energy Storage | CISO | N | LA Basin | Western | Y | Battery Storage | OTHER | LESR | 100.45 | 100 | 0.908 | 401.8 | 1147.278 | 2.8553 | 1 | 24 | 11.4214 |  | TRUE | 200.89 | 1 | 100 | 100 | 100 | 100 | 100 | 100 | 100 | 100 | 100 | 100 | 100 | 100 | Y | South | FC
ALAMO_6_UNIT |  |  | ALAMO POWER PLANT | CISO | N | Big Creek-Ventura |  |  | Hydro | HYDRO | WATER | 17 | 18 |  |  |  |  | 1 | 24 | 24 |  |  | 4.8 | 1 | 2.97 | 3.49 | 4.71 | 7.92 | 10.79 | 14 | 14 | 14 | 9.54 | 11.18 | 14 | 12.91 | Y | South | FC
ALLGNY_6_HYDRO1 |  |  | Salmon Creek Hydroelectric Project | CISO | N | Sierra |  |  | Hydro | HYDRO | WATER | 0.52 | 0.6 |  |  |  |  | 1 | 24 | 24 |  |  |  |  | 0.35 | 0.45 | 0.41 | 0.49 | 0.51 | 0.18 | 0.16 | 0.03 | 0.01 | 0 | 0.04 | 0.18 | N | North | FC
ALMASL_2_AL6BT6 |  | ALMASL_2_GS7SR7, ALMASL_2_GS1SR1, ALMASL_2_GS4SR4, ALMASL_2_GS6SR6 | Almasol 6 BES | CISO | N | CAISO System |  |  | Paired_BattStorage | OTHER | LESR | 50 | 50 | 0.8 | 200 | 200 | 1 | 1 | 24 | 4 | 500 | FALSE | 100 | 1 | 50 | 50 | 50 | 50 | 50 | 50 | 50 | 50 | 50 | 50 | 50 | 50 | Y | South | FC |  | Group name ALMASOL_365 - Max to grid 500 MW, Co-located with ALMASL_2_GS6SR6
ALMASL_2_GS1SR1 |  | ALMASL_2_AL6BT6, ALMASL_2_GS4SR4, ALMASL_2_GS6SR6, ALMASL_2_GS7SR7 | Almasol Generating Station 1 | CISO | N | CAISO System |  |  | Paired_Solar_1Axis | PHOTO VOLTAIC | SUN | 125 | 125 |  |  |  |  | 1 | 24 | 24 | 500 |  |  |  | 0.1 | 0.1 | 0.1 | 0.6 | 0.1 | 53.15 | 84.12 | 25.37 | 48.69 | 19.89 | 0.1 | 0.1 | N | South | FC |  | Group name ALMASOL_365 - Max to grid 500 MW.
ALMASL_2_GS4SR4 |  | ALMASL_2_AL6BT6, ALMASL_2_GS1SR1, ALMASL_2_GS7SR7, ALMASL_2_GS6SR6 | Almasol Generating Station 4 | CISO | N | CAISO System |  |  | Solar_1Axis | PHOTO VOLTAIC | SUN | 100 | 100 |  |  |  |  | 1 | 24 | 24 | 500 |  |  |  | 0.1 | 0.1 | 0.1 | 0.48 | 0.1 | 42.52 | 67.29 | 20.3 | 38.96 | 15.91 | 0.1 | 0.1 | N | South | FC |  | Group name ALMASOL_365 - Max to grid 500 MW.
ALMASL_2_GS6SR6 |  | ALMASL_2_AL6BT6, ALMASL_2_GS1SR1, ALMASL_2_GS4SR4, ALMASL_2_GS7SR7 | Almasol Generating Station 6 | CISO | N | CAISO System |  |  | Paired_Solar_1Axis | PHOTO VOLTAIC | SUN | 100 | 100 |  |  |  |  | 1 | 24 | 24 | 500 |  |  |  | 0.1 | 0.1 | 0.1 | 0.48 | 0.1 | 42.52 | 67.29 | 20.3 | 38.96 | 15.91 | 0.1 | 0.1 | N | South | FC |  | Group name ALMASOL_365 - Max to grid 500 MW, Co-located with ALMASL_2_AL6BT6
ALMASL_2_GS7SR7 |  | ALMASL_2_AL6BT6, ALMASL_2_GS1SR1, ALMASL_2_GS4SR4, ALMASL_2_GS6SR6 | Almasol Generating Station 7 | CISO | N | CAISO System |  |  | Solar_1Axis | PHOTO VOLTAIC | SUN | 132 | 132 |  |  |  |  | 1 | 24 | 24 | 500 |  |  |  | 0.1 | 0.1 | 0.1 | 0.63 | 0.1 | 56.13 | 88.83 | 26.79 | 51.42 | 21.01 | 0.1 | 0.1 | N | South | FC |  | Group name ALMASOL_365 - Max to grid 500 MW.
ALMEGT_1_UNIT 1 |  |  | ALAMEDA GT UNIT 1 | CISO | N | Bay Area | Oakland | Y | Peaker | FTUR | NATURAL GAS | 25 | 25.4 |  |  |  |  | 1 | 24 | 24 |  |  | 23.4 | 1 | 23.4 | 23.4 | 23.4 | 23.4 | 23.4 | 23.4 | 23.4 | 23.4 | 23.4 | 23.4 | 23.4 | 23.4 | Y | North | FC
ALMEGT_1_UNIT 2 |  |  | ALAMEDA GT UNIT 2 | CISO | N | Bay Area | Oakland | Y | Peaker | FTUR | NATURAL GAS | 25 | 25.4 |  |  |  |  | 1 | 24 | 24 |  |  | 23.5 | 1 | 23.5 | 23.5 | 23.5 | 23.5 | 23.5 | 23.5 | 23.5 | 23.5 | 23.5 | 23.5 | 23.5 | 23.5 | Y | North | FC
ALPAUG_1_TUDSR1 |  |  | Tulare DAC Solar | CISO | N | CAISO System |  |  | Solar_1Axis | PHOTO VOLTAIC | SUN | 3 | 3 |  |  |  |  | 1 | 24 | 24 |  |  |  |  | 0 | 0 | 0 | 0 | 0 | 0 | 0 | 0 | 0 | 0 | 0 | 0 | N | North | EO
ALPSLR_1_NTHSLR |  |  | Alpaugh North, LLC | CISO | N | CAISO System |  | Y | Solar_Fixed | PHOTO VOLTAIC | SUN | 20 | 20 |  |  |  |  | 1 | 24 | 24 |  |  |  |  | 0.1 | 0.1 | 0.1 | 0.27 | 0.1 | 7.66 | 11.98 | 4.02 | 8.01 | 3.47 | 0.1 | 0.1 | N | North | FC
ALPSLR_1_SPSSLR |  |  | Alpaugh 50 LLC | CISO | N | CAISO System |  | Y | Solar_Fixed | PHOTO VOLTAIC | SUN | 50 | 50 |  |  |  |  | 1 | 24 | 24 |  |  |  |  | 0.1 | 0.1 | 0.1 | 0.67 | 0.1 | 19.16 | 29.96 | 10.05 | 20.04 | 8.68 | 0.1 | 0.1 | N | North | FC
ALT6DN_2_WIND7 |  |  | Pinyon Pines 1 | CISO | N | CAISO System |  | Y | Wind | WIND | WIND | 164.31 | 168 |  |  |  |  | 1 | 24 | 24 |  |  |  |  | 13.8 | 33.32 | 37.32 | 60.11 | 67.77 | 61.74 | 61.52 | 56.82 | 34.89 | 16.56 | 10.85 | 10.63 | N | South | FC
ALT6DS_2_WIND9 |  |  | Pinyon Pines 2 | CISO | N | CAISO System |  | Y | Wind | WIND | WIND | 132 | 132 |  |  |  |  | 1 | 24 | 24 |  |  |  |  | 11.09 | 26.77 | 29.98 | 48.29 | 54.45 | 49.6 | 49.42 | 45.64 | 28.03 | 13.3 | 8.71 | 8.54 | N | South | FC
ALTA3A_2_CPCE4 |  |  | Alta Wind 4 | CISO | N | CAISO System |  | Y | Wind | WIND | WIND | 102 | 102 |  |  |  |  | 1 | 24 | 24 |  |  |  |  | 8.57 | 20.68 | 23.17 | 37.32 | 42.07 | 38.33 | 38.19 | 35.27 | 21.66 | 10.28 | 6.73 | 6.6 | N | South | FC
ALTA3A_2_CPCE5 |  |  | Alta Wind 5 | CISO | N | CAISO System |  | Y | Wind | WIND | WIND | 168 | 168 |  |  |  |  | 1 | 24 | 24 |  |  |  |  | 14.11 | 34.07 | 38.16 | 61.46 | 69.29 | 63.13 | 62.9 | 58.09 | 35.67 | 16.93 | 11.09 | 10.87 | N | South | FC
ALTA3A_2_CPCE8 |  |  | Alta Wind 8 | CISO | N | CAISO System |  | Y | Wind | WIND | WIND | 150 | 150 |  |  |  |  | 1 | 24 | 24 |  |  |  |  | 12.6 | 30.42 | 34.07 | 54.88 | 61.87 | 56.36 | 56.16 | 51.87 | 31.85 | 15.11 | 9.9 | 9.7 | N | South | FC
ALTA4A_2_CPCW1 |  |  | Alta Wind 1 | CISO | N | CAISO System |  |  | Wind | WIND | WIND | 150 | 150 |  |  |  |  | 1 | 24 | 24 |  |  |  |  | 12.6 | 30.42 | 34.07 | 54.88 | 61.87 | 56.36 | 56.16 | 51.87 | 31.85 | 15.11 | 9.9 | 9.7 | N | South | FC
ALTA4B_2_CPCW2 |  |  | Alta Wind 2 | CISO | N | CAISO System |  |  | Wind | WIND | WIND | 150 | 150 |  |  |  |  | 1 | 24 | 24 |  |  |  |  | 12.6 | 30.42 | 34.07 | 54.88 | 61.87 | 56.36 | 56.16 | 51.87 | 31.85 | 15.11 | 9.9 | 9.7 | N | South | FC
ALTA4B_2_CPCW3 |  |  | Alta Wind 3 | CISO | N | CAISO System |  |  | Wind | WIND | WIND | 150 | 150 |  |  |  |  | 1 | 24 | 24 |  |  |  |  | 12.6 | 30.42 | 34.07 | 54.88 | 61.87 | 56.36 | 56.16 | 51.87 | 31.85 | 15.11 | 9.9 | 9.7 | N | South | FC
ALTA4B_2_CPCW6 |  |  | Mustang Hills | CISO | N | CAISO System |  |  | Wind | WIND | WIND | 150 | 150 |  |  |  |  | 1 | 24 | 24 |  |  |  |  | 12.6 | 30.42 | 34.07 | 54.88 | 61.87 | 56.36 | 56.16 | 51.87 | 31.85 | 15.11 | 9.9 | 9.7 | N | South | FC
ALTA6B_2_WIND11 |  |  | Alta Wind 11 | CISO | N | CAISO System |  |  | Wind | WIND | WIND | 88.15 | 90 |  |  |  |  | 1 | 24 | 24 |  |  |  |  | 7.41 | 17.88 | 20.02 | 32.25 | 36.36 | 33.12 | 33 | 30.48 | 18.72 | 8.88 | 5.82 | 5.7 | N | South | FC
ALTA6E_2_WIND10 |  |  | Alta Wind 10 | CISO | N | CAISO System |  | Y | Wind | WIND | WIND | 134.84 | 138 |  |  |  |  | 1 | 24 | 24 |  |  |  |  | 11.33 | 27.34 | 30.63 | 49.33 | 55.62 | 50.67 | 50.48 | 46.63 | 28.63 | 13.59 | 8.9 | 8.72 | N | South | FC
ALTWD_2_AT3WD3 |  |  | Altech 3 | CISO | N | LA Basin | Eastern, Valley-Devers |  | Wind | WIND | WIND | 9.8 | 9.8 |  |  |  |  | 1 | 24 | 24 |  |  |  |  | 0.82 | 1.99 | 2.23 | 3.59 | 4.04 | 3.68 | 3.67 | 3.39 | 2.08 | 0.99 | 0.65 | 0.63 | N | South | FC
ALTWD_2_COAWD1 |  |  | Coachella 1 | CISO | N | LA Basin | Eastern, Valley-Devers |  | Wind | WIND | WIND | 50.4 | 50.4 |  |  |  |  | 1 | 24 | 24 |  |  |  |  | 4.23 | 10.22 | 11.45 | 18.44 | 20.79 | 18.94 | 18.87 | 17.43 | 10.7 | 5.08 | 3.33 | 3.26 | N | South | FC
ANAHM_2_CANYN1 |  |  | CANYON POWER PLANT UNIT 1 | CISO | N | LA Basin | Western | Y | Peaker | COMBUSTION TURBINE | NATURAL GAS | 49.21 | 71.2 |  |  |  |  | 1 | 24 | 24 |  |  | 49.21 | 1 | 49.21 | 49.21 | 49.21 | 49.21 | 49.21 | 49.21 | 49.21 | 49.21 | 49.21 | 49.21 | 49.21 | 49.21 | Y | South | FC
ANAHM_2_CANYN2 |  |  | CANYON POWER PLANT UNIT 2 | CISO | N | LA Basin | Western | Y | Peaker | COMBUSTION TURBINE | NATURAL GAS | 48.04 | 71.2 |  |  |  |  | 1 | 24 | 24 |  |  | 48.04 | 1 | 48.04 | 48.04 | 48.04 | 48.04 | 48.04 | 48.04 | 48.04 | 48.04 | 48.04 | 48.04 | 48.04 | 48.04 | Y | South | FC
ANAHM_2_CANYN3 |  |  | CANYON POWER PLANT UNIT 3 | CISO | N | LA Basin | Western | Y | Peaker | COMBUSTION TURBINE | NATURAL GAS | 46.49 | 71.2 |  |  |  |  | 1 | 24 | 24 |  |  | 46.49 | 1 | 46.49 | 46.49 | 46.49 | 46.49 | 46.49 | 46.49 | 46.49 | 46.49 | 46.49 | 46.49 | 46.49 | 46.49 | Y | South | FC
ANAHM_2_CANYN4 |  |  | CANYON POWER PLANT UNIT 4 | CISO | N | LA Basin | Western | Y | Peaker | COMBUSTION TURBINE | NATURAL GAS | 49.8 | 71.2 |  |  |  |  | 1 | 24 | 24 |  |  | 49.8 | 1 | 49.8 | 49.8 | 49.8 | 49.8 | 49.8 | 49.8 | 49.8 | 49.8 | 49.8 | 49.8 | 49.8 | 49.8 | Y | South | FC
APLHIL_1_SFKHY1 |  |  | South Fork Powerhouse | CISO | N | Sierra | South of Rio Oso, South of Palermo |  | Hydro | HYDRO | WATER | 2.68 | 2.7 |  |  |  |  | 1 | 24 | 24 |  |  |  |  | 0 | 0 | 0 | 0 | 0 | 0 | 0 | 0 | 0 | 0 | 0 | 0 | Y | North | EO
AQUAWS_2_AQWSR1 |  |  | Aquamarine Westside | CISO | N | CAISO System |  | Y | Solar_1Axis | PHOTO VOLTAIC | SUN | 250 | 0 |  |  |  |  | 1 | 24 | 24 |  |  |  |  | 0.1 | 0.1 | 0.1 | 3.4 | 0.1 | 141.76 | 182.41 | 66.8 | 118.78 | 45.37 | 0.1 | 0.1 | N | North | FC
ARBWD_6_QF |  |  | Wind Resource II | CISO | N | CAISO System |  |  | Wind | WIND | WIND | 19.95 | 19.35 |  |  |  |  | 1 | 24 | 24 |  |  |  |  | 1.68 | 4.05 | 4.53 | 7.3 | 8.23 | 7.5 | 7.47 | 6.9 | 4.24 | 2.01 | 1.32 | 1.29 | N | South | FC
ARCOGN_2_UNITS |  |  | WATSON COGENERATION | CISO | N | LA Basin | Western | Y | CHP | COMBINED CYCLE | NATURAL GAS | 245 | 416.6 |  |  |  |  | 1 | 24 | 24 |  |  |  |  | 263 | 263 | 263 | 263 | 263 | 263 | 263 | 263 | 263 | 263 | 263 | 263 | Y | South | FC
ARLNTN_2_AR1SR1 |  | SUNCAT_2_A2ABT2, SUNCAT_2_A2BSR2 | Arlington | CISO | N | CAISO System |  |  | Paired_Solar_1Axis | PHOTO VOLTAIC | SUN | 100 | 100 |  |  |  |  | 1 | 24 | 24 | 269 |  |  |  | 0.1 | 0.1 | 0.1 | 0.48 | 0.1 | 42.52 | 57.05 | 20.3 | 38.96 | 15.91 | 0.1 | 0.1 | N | South | PD | 100% | Group name: ARLINGTON_1196_2 - Max to grid 269 MW. Max NQC 57.05. At CPUC - hourly FC. Co-located with SUNCAT_2_A2ABT2, SUNCAT_2_A2BSR2
ARLNTN_2_ASUSR1 |  | SUNCAT_2_A1ABT1, SUNCAT_2_A1BBT1 | Arlington Solar Unit 1 | CISO | N | CAISO System |  |  | Paired_Solar_1Axis | PHOTO VOLTAIC | SUN | 131 | 131 |  |  |  |  | 1 | 24 | 24 | 131 |  |  |  | 0.1 | 0.1 | 0.1 | 0.63 | 0.1 | 21 | 21 | 21 | 21 | 20.85 | 0.1 | 0.1 | N | South | PD | 59.19% | Group name: ARLINGTON_1196_1 - Max to grid 131 MW. Max 20 MW NQC. At CPUC - hourly PD to 59.19% - Co-located with SUNCAT_2_A1BBT1, SUNCAT_2_A1ABT1
ARVINN_6_ORION1 |  |  | Orion 1 Solar | CISO | N | CAISO System |  | Y | Solar_Fixed | PHOTO VOLTAIC | SUN | 12 | 12 |  |  |  |  | 1 | 24 | 24 |  |  |  |  | 0.1 | 0.1 | 0.1 | 0.16 | 0.1 | 4.6 | 7.19 | 2.41 | 4.81 | 2.08 | 0.1 | 0.1 | N | North | FC
ARVINN_6_ORION2 |  |  | Orion 2 Solar | CISO | N | CAISO System |  | Y | Solar_1Axis | PHOTO VOLTAIC | SUN | 8 | 8 |  |  |  |  | 1 | 24 | 24 |  |  |  |  | 0.1 | 0.1 | 0.1 | 0.11 | 0.1 | 4.54 | 5.84 | 2.14 | 3.8 | 1.45 | 0.1 | 0.1 | N | North | FC
ASTORA_2_SOLAR1 |  |  | Astoria 1 | CISO | N | CAISO System |  |  | Solar_1Axis | PHOTO VOLTAIC | SUN | 100 | 100 |  |  |  |  | 1 | 24 | 24 |  |  |  |  | 0.1 | 0.1 | 0.1 | 0.48 | 0.1 | 42.52 | 67.29 | 20.3 | 38.96 | 15.91 | 0.1 | 0.1 | N | South | FC
ASTORA_2_SOLAR2 |  |  | Astoria 2 | CISO | N | CAISO System |  |  | Solar_1Axis | PHOTO VOLTAIC | SUN | 75 | 75 |  |  |  |  | 1 | 24 | 24 |  |  |  |  | 0.1 | 0.1 | 0.1 | 0.36 | 0.1 | 31.89 | 50.47 | 15.23 | 29.22 | 11.94 | 0.1 | 0.1 | N | South | FC
ATHOS_5_AP1X2 |  |  | Athos Power Plant | CISO | N | CAISO System |  |  | Solar_1Axis | PHOTO VOLTAIC | SUN | 250 | 0 |  |  |  |  | 1 | 24 | 24 |  |  |  |  | 0.1 | 0.1 | 0.1 | 1.19 | 0.1 | 106.31 | 168.24 | 50.74 | 97.39 | 39.79 | 0.1 | 0.1 | N | South | FC |  | Group name ATHOS_1405_0 - Max to grid 450 MW. Including future Athos Power Plant BESS. Pre-cut for NOV-DEC 2026 to 26.5 MWs Max. At CPUC hourly FC.
ATHOS_5_AP2X2 |  |  | Athos Power Plant 2 | CISO | N | CAISO System |  |  | Solar_1Axis | PHOTO VOLTAIC | SUN | 200 | 0 |  |  |  |  | 1 | 24 | 24 |  |  |  |  | 0.1 | 0.1 | 0.1 | 0.95 | 0.1 | 85.05 | 134.59 | 40.59 | 77.91 | 31.83 | 0.1 | 0.1 | N | South | FC |  | Group name ATHOS_1405_0 - Max to grid 450 MW. Including future Athos Power Plant BESS. Pre-cut for NOV-DEC 2026 to 21.2 MWs Max. At CPUC hourly FC.
ATWEL2_1_SOLAR1 |  |  | Atwell West | CISO | N | CAISO System |  | Y | Solar_1Axis | PHOTO VOLTAIC | SUN | 20 | 20 |  |  |  |  | 1 | 24 | 24 |  |  |  |  | 0.1 | 0.1 | 0.1 | 0.27 | 0.1 | 11.34 | 14.59 | 5.34 | 9.5 | 3.63 | 0.1 | 0.1 | N | North | FC
ATWELL_1_SOLAR |  |  | Atwell Island PV Solar Generating Faci. | CISO | N | CAISO System |  | Y | Solar_Fixed | PHOTO VOLTAIC | SUN | 20 | 20 |  |  |  |  | 1 | 24 | 24 |  |  |  |  | 0.1 | 0.1 | 0.1 | 0.27 | 0.1 | 7.66 | 11.98 | 4.02 | 8.01 | 3.47 | 0.1 | 0.1 | N | North | FC
AVENAL_6_AVPARK |  |  | Avenal Park Solar Project | CISO | N | Fresno | Coalinga | Y | Solar_Fixed | PHOTO VOLTAIC | SUN | 6 | 6 |  |  |  |  | 1 | 24 | 24 |  |  |  |  | 0.1 | 0.1 | 0.1 | 0.1 | 0.1 | 2.3 | 3.59 | 1.21 | 2.4 | 1.04 | 0.1 | 0.1 | N | North | ID | 100% | PGEWD0029 - 18DGD Waiting for Reconductor Los Banos-Padre Flat-Panoche 230 kV and possibly other
AVENAL_6_AVSLR1 |  |  | Avenal Solar 1 | CISO | N | Fresno | Coalinga | Y | Solar_1Axis | PHOTO VOLTAIC | SUN | 7.9 | 7.9 |  |  |  |  | 1 | 24 | 24 |  |  |  |  | 0 | 0 | 0 | 0 | 0 | 0 | 0 | 0 | 0 | 0 | 0 | 0 | N | North | EO
AVENAL_6_AVSLR2 |  |  | Avenal Solar 2 | CISO | N | Fresno | Coalinga |  | Solar_1Axis | PHOTO VOLTAIC | SUN | 7.9 | 7.9 |  |  |  |  | 1 | 24 | 24 |  |  |  |  | 0 | 0 | 0 | 0 | 0 | 0 | 0 | 0 | 0 | 0 | 0 | 0 | N | North | EO
AVENAL_6_SANDDG |  |  | Sand Drag Solar Project | CISO | N | Fresno | Coalinga | Y | Solar_Fixed | PHOTO VOLTAIC | SUN | 19 | 19 |  |  |  |  | 1 | 24 | 24 |  |  |  |  | 0.08 | 0.08 | 0.08 | 0.22 | 0.08 | 9 | 11.59 | 4.25 | 7.55 | 2.88 | 0.08 | 0.08 | N | North | ID | 83.58% | PGEWD0036 - 18DGD (83.58% or 15.88 MW of 19 MW) At CPUC - hourly PD to 83.58 percent - Waiting for Reconductor Los Banos-Padre Flat-Panoche 230 kV and possibly other
AVENAL_6_SUNCTY |  |  | Sun City Solar Project | CISO | N | Fresno | Coalinga | Y | Solar_Fixed | PHOTO VOLTAIC | SUN | 20 | 20 |  |  |  |  | 1 | 24 | 24 |  |  |  |  | 0.1 | 0.1 | 0.1 | 0.27 | 0.1 | 7.66 | 11.98 | 4.02 | 8.01 | 3.47 | 0.1 | 0.1 | N | North | ID | 100% | PGEWD0035 - 18DGD Waiting for Reconductor Los Banos-Padre Flat-Panoche 230 kV and possibly other
AVSOLR_2_SOLAR |  |  | AV SOLAR RANCH 1 | CISO | N | CAISO System |  |  | Solar_Fixed | PHOTO VOLTAIC | SUN | 241.5 | 250 |  |  |  |  | 1 | 24 | 24 |  |  |  |  | 0.1 | 0.1 | 0.1 | 0.71 | 0.1 | 61.11 | 119.92 | 29.62 | 64.61 | 25.41 | 0.1 | 0.1 | N | South | FC
BAHIA_2_LKHSR1 |  |  | Lake Herman Solar | CISO | N | CAISO System |  |  | Solar_1Axis | PHOTO VOLTAIC | SUN | 5 | 5 |  |  |  |  | 1 | 24 | 24 |  |  |  |  | 0 | 0 | 0 | 0 | 0 | 0 | 0 | 0 | 0 | 0 | 0 | 0 | N | North | EO
BALCHS_7_UNIT 1 |  |  | BALCH 1 PH UNIT 1 | CISO | N | Fresno | Herndon |  | Hydro | HYDRO | WATER | 31 | 34 |  |  |  |  | 1 | 24 | 24 |  |  | 31 | 1 | 24.8 | 24.8 | 24.8 | 24.8 | 24.8 | 24.8 | 30.7 | 31 | 31 | 31 | 31 | 31 | Y | North | FC
BALCHS_7_UNIT 2 |  |  | BALCH 2 PH UNIT 2 | CISO | N | Fresno | Herndon |  | Hydro | HYDRO | WATER | 52.5 | 52.5 |  |  |  |  | 1 | 24 | 24 |  |  | 52.5 | 1 | 42 | 42 | 12 | 42 | 52.5 | 52.5 | 52.5 | 52.5 | 52.5 | 52.5 | 52.5 | 52.5 | Y | North | FC
BALCHS_7_UNIT 3 |  |  | BALCH 2 PH UNIT 3 | CISO | N | Fresno | Herndon |  | Hydro | HYDRO | WATER | 54.6 | 54.6 |  |  |  |  | 1 | 24 | 24 |  |  | 54.6 | 1 | 43.68 | 43.68 | 8 | 43.68 | 43.68 | 54.6 | 54.6 | 54.6 | 54.6 | 54.6 | 54.6 | 43.68 | Y | North | FC
BANKPP_2_NSPIN |  |  | BANKPP_2_NSPIN | CISO | N | Bay Area | Contra Costa |  | Pump | PUMP | WATER | 270 | 270 |  |  |  |  | 1 | 24 | 24 |  |  |  |  | 127 | 127 | 127 | 127 | 127 | 127 | 127 | 127 | 127 | 127 | 127 | 127 | Y | North | FC
BARRE_2_ALASB1 | BARRE_2_ALASB1_LESR |  | Los Alamitos 1 | CISO | N | LA Basin | Western |  | Hybrid_BattStorage | OTHER | HYBD | 5 | 10 | 0.8 | 20 | 20 | 1 | 1 | 24 | 4 | 10 | FALSE | 5 | 1 | 5 | 5 | 5 | 5 | 5 | 5 | 5 | 5 | 5 | 5 | 5 | 5 | Y | South | FC
BARRE_2_ALASB1 | BARRE_2_ALASB1_SUN |  | Los Alamitos 1 | CISO | N | LA Basin | Western |  | Hybrid_Solar_1Axis | OTHER | HYBD | 10 | 10 |  |  |  |  | 1 | 24 | 24 | 10 |  | 5 | 1 | 0.1 | 0.1 | 0.1 | 0.1 | 0.1 | 4.25 | 5 | 2.03 | 3.9 | 1.59 | 0.1 | 0.1 | Y | South | FC
BARRE_2_QF |  |  | BARRE QFS | CISO | N | LA Basin | Western |  | CHP | OTHER | OTHER | 0.2 | 0.2 |  |  |  |  | 1 | 24 | 24 |  |  |  |  | 0 | 0 | 0 | 0 | 0 | 0 | 0 | 0 | 0 | 0 | 0 | 0 | N | South | FC
BARRE_6_PEAKER |  |  | Barre Peaker | CISO | N | LA Basin | Western | Y | Peaker | COMBUSTION TURBINE | NATURAL GAS | 49 | 59 |  |  |  |  | 1 | 24 | 9.1669 |  |  | 49 | 1 | 49 | 49 | 49 | 49 | 49 | 49 | 49 | 49 | 49 | 49 | 49 | 49 | Y | South | FC
BASICE_2_UNITS |  |  | King City Cogen | CISO | N | CAISO System |  |  | Peaker | COMBINED CYCLE | NATURAL GAS | 120 | 120 |  |  |  |  | 1 | 24 | 24 |  |  | 30 | 1 | 120 | 120 | 120 | 120 | 120 | 120 | 120 | 120 | 120 | 120 | 120 | 120 | Y | North | FC
BDGRCK_1_UNITS |  |  | BADGER CREEK LIMITED | CISO | N | Kern | South Kern PP | Y | Peaker | COMBUSTION TURBINE | NATURAL GAS | 48.08 | 55.3 |  |  |  |  | 1 | 24 | 24 |  |  | 48.08 | 1 | 48.08 | 48.08 | 48.08 | 48.08 | 48.08 | 48.08 | 48.08 | 48.08 | 48.08 | 48.08 | 48.08 | 48.08 | Y | North | FC
BEARDS_7_UNIT 1 |  |  | Beardsley Hydro | CISO | N | Stockton | Tesla-Bellota, Stanislaus |  | Hydro | HYDRO | WATER | 11.5 | 11.5 |  |  |  |  | 1 | 24 | 24 |  |  | 0 | 1 | 4.18 | 2.74 | 2.4 | 8.14 | 8 | 9.1 | 8.98 | 6.34 | 3.8 | 3.84 | 3.64 | 6.14 | Y | North | FC
BEARMT_1_UNIT |  |  | Bear Mountain Limited | CISO | N | Kern | South Kern PP, Westpark |  | Peaker | COMBUSTION TURBINE | NATURAL GAS | 49.21 | 48.1 |  |  |  |  | 1 | 24 | 24 |  |  | 49.21 | 1 | 49.21 | 49.21 | 49.21 | 49.21 | 49.21 | 49.21 | 49.21 | 49.21 | 49.21 | 49.21 | 49.21 | 49.21 | Y | North | FC
BELDEN_7_UNIT 1 |  |  | BELDEN HYDRO | CISO | N | Sierra | South of Palermo |  | Hydro | HYDRO | WATER | 119 | 119 |  |  |  |  | 1 | 24 | 24 |  |  | 0 | 1 | 1.6 | 1.6 | 0 | 0 | 0 | 28 | 68.4 | 84 | 80 | 39.92 | 0 | 0 | Y | North | FC
BERCYN_2_BCEBT1 |  |  | Bear Canyon Energy Storage | CISO | N | NCNB |  |  | Battery Storage | OTHER | LESR | 13 | 13 | 0.8 | 52 | 52 | 1 | 1 | 24 | 4 |  | TRUE | 26 | 1 | 13 | 13 | 13 | 13 | 13 | 13 | 13 | 13 | 13 | 13 | 13 | 13 | Y | North | FC
BGROCK_2_BRFBX2 |  |  | Big Rock Solar Farm | CISO | N | San Diego-IV |  |  | Battery Storage | OTHER | LESR | 200 | 0 | 0.8 | 800 | 800 | 1 | 1 | 24 | 4 |  | TRUE | 300 | 2 | 100 | 100 | 100 | 100 | 100 | 100 | 100 | 100 | 100 | 100 | 100 | 100 | Y | South | PD | 100
BGSKYN_2_AS2SR1 |  | BIGSKY_2_SOLAR1, BIGSKY_2_SOLAR2, BIGSKY_2_SOLAR3, BIGSKY_2_SOLAR4, BIGSKY_2_SOLAR5, BIGSKY_2_SOLAR6, BIGSKY_2_SOLAR7, BGSKYN_2_ASSR1B, BGSKYN_2_ASSR3A, BGSKYN_2_ASSR3B, BGSKYN_2_ASPSR2, BIGSKY_2_BSKSR6, BIGSKY_2_BSKSR7, BIGSKY_2_BSKSR8, BGSKYN_2_BS3SR3, BIGSKY_2_AS2BT1, BIGSKY_2_ASLBT2 | Antelope Solar 2 | CISO | N | Big Creek-Ventura |  |  | Paired_Solar_1Axis | PHOTO VOLTAIC | SUN | 105 | 105 |  |  |  |  | 1 | 24 | 24 | 650 |  |  |  | 0.1 | 0.1 | 0.1 | 0.5 | 0.1 | 44.65 | 70.66 | 21.31 | 40.9 | 16.71 | 0.1 | 0.1 | N | South | ID | 100% | Q1208 - Group name ANTELOPE_1208 - Max to grid 650 MW, Waiting for Tehachapi CRAS. Co-located
BGSKYN_2_ASPSR2 |  | BIGSKY_2_SOLAR1, BIGSKY_2_SOLAR2, BIGSKY_2_SOLAR3, BIGSKY_2_SOLAR4, BIGSKY_2_SOLAR5, BIGSKY_2_SOLAR6, BIGSKY_2_SOLAR7, BGSKYN_2_ASSR1B, BGSKYN_2_AS2SR1, BGSKYN_2_ASSR3A, BGSKYN_2_ASSR3B, BIGSKY_2_BSKSR6, BIGSKY_2_BSKSR7, BIGSKY_2_BSKSR8, BGSKYN_2_BS3SR3, BIGSKY_2_AS2BT1, BIGSKY_2_ASLBT2 | Antelope Solar 2 San Pablo | CISO | N | Big Creek-Ventura |  |  | Paired_Solar_1Axis | PHOTO VOLTAIC | SUN | 100 | 100 |  |  |  |  | 1 | 24 | 24 | 650 |  |  |  | 0.1 | 0.1 | 0.1 | 0.48 | 0.1 | 42.52 | 67.29 | 20.3 | 38.96 | 15.91 | 0.1 | 0.1 | N | South | ID | 100% | Q1208 - Group name ANTELOPE_1208 - Max to grid 650 MW, Waiting for Tehachapi CRAS. Co-located
BGSKYN_2_ASSR1B |  | BIGSKY_2_SOLAR1, BIGSKY_2_SOLAR2, BIGSKY_2_SOLAR3, BIGSKY_2_SOLAR4, BIGSKY_2_SOLAR5, BIGSKY_2_SOLAR6, BIGSKY_2_SOLAR7, BGSKYN_2_AS2SR2, BGSKYN_2_AS2SR1, BGSKYN_2_ASSR3A, BGSKYN_2_ASSR3B, BIGSKY_2_BSKSR6, BIGSKY_2_BSKSR7, BIGSKY_2_BSKSR8, BGSKYN_2_BS3SR3, BIGSKY_2_AS2BT1, BIGSKY_2_ASLBT2 | Antelope Solar 1B | CISO | N | Big Creek-Ventura |  |  | Paired_Solar_1Axis | PHOTO VOLTAIC | SUN | 17 | 17 |  |  |  |  | 1 | 24 | 24 | 650 |  |  |  | 0.1 | 0.1 | 0.1 | 0.1 | 0.1 | 7.23 | 11.44 | 3.45 | 6.62 | 2.71 | 0.1 | 0.1 | N | South | ID | 100% | Q1208 - Group name ANTELOPE_1208 - Max to grid 650 MW, Waiting for Tehachapi CRAS. Co-located
BGSKYN_2_ASSR3A |  | BIGSKY_2_SOLAR1, BIGSKY_2_SOLAR2, BIGSKY_2_SOLAR3, BIGSKY_2_SOLAR4, BIGSKY_2_SOLAR5, BIGSKY_2_SOLAR6, BIGSKY_2_SOLAR7, BGSKYN_2_ASSR1B, BGSKYN_2_AS2SR1, BGSKYN_2_ASSR3B, BGSKYN_2_ASPSR2, BIGSKY_2_BSKSR6, BIGSKY_2_BSKSR7, BIGSKY_2_BSKSR8, BGSKYN_2_BS3SR3, BIGSKY_2_AS2BT1, BIGSKY_2_ASLBT2 | Antelope Solar 3A | CISO | N | Big Creek-Ventura |  |  | Paired_Solar_1Axis | PHOTO VOLTAIC | SUN | 15 | 15 |  |  |  |  | 1 | 24 | 24 | 650 |  |  |  | 0.1 | 0.1 | 0.1 | 0.1 | 0.1 | 6.38 | 10.09 | 3.04 | 5.84 | 2.39 | 0.1 | 0.1 | N | South | ID | 100% | Q1208 - Group name ANTELOPE_1208 - Max to grid 650 MW, Waiting for Tehachapi CRAS. Co-located
BGSKYN_2_ASSR3B |  | BIGSKY_2_SOLAR1, BIGSKY_2_SOLAR2, BIGSKY_2_SOLAR3, BIGSKY_2_SOLAR4, BIGSKY_2_SOLAR5, BIGSKY_2_SOLAR6, BIGSKY_2_SOLAR7, BGSKYN_2_ASSR1B, BGSKYN_2_AS2SR1, BGSKYN_2_ASSR3A, BGSKYN_2_ASPSR2, BIGSKY_2_BSKSR6, BIGSKY_2_BSKSR7, BIGSKY_2_BSKSR8, BGSKYN_2_BS3SR3, BIGSKY_2_AS2BT1, BIGSKY_2_ASLBT2 | Antelope Solar 3B | CISO | N | Big Creek-Ventura |  |  | Paired_Solar_1Axis | PHOTO VOLTAIC | SUN | 5 | 5 |  |  |  |  | 1 | 24 | 24 | 650 |  |  |  | 0.1 | 0.1 | 0.1 | 0.1 | 0.1 | 2.13 | 3.36 | 1.01 | 1.95 | 0.8 | 0.1 | 0.1 | N | South | ID | 100% | Q1208 - Group name ANTELOPE_1208 - Max to grid 650 MW, Waiting for Tehachapi CRAS. Co-located
BGSKYN_2_BS3SR3 |  | BIGSKY_2_SOLAR1, BIGSKY_2_SOLAR2, BIGSKY_2_SOLAR3, BIGSKY_2_SOLAR4, BIGSKY_2_SOLAR5, BIGSKY_2_SOLAR6, BIGSKY_2_SOLAR7, BGSKYN_2_ASSR1B, BGSKYN_2_AS2SR1, BGSKYN_2_ASSR3A, BGSKYN_2_ASSR3B, BGSKYN_2_ASPSR2, BIGSKY_2_BSKSR6, BIGSKY_2_BSKSR7, BIGSKY_2_BSKSR8, BIGSKY_2_AS2BT1, BIGSKY_2_ASLBT2 | Big Sky Solar 3 | CISO | N | Big Creek-Ventura |  |  | Paired_Solar_1Axis | PHOTO VOLTAIC | SUN | 20 | 20 |  |  |  |  | 1 | 24 | 24 | 650 |  |  |  | 0.1 | 0.1 | 0.1 | 0.1 | 0.1 | 8.5 | 13.46 | 4.06 | 7.79 | 3.18 | 0.1 | 0.1 | N | South | FC |  | Co-located
BIGCRK_2_EXESWD |  |  | BIG CREEK HYDRO PROJECT PSP | CISO | N | Big Creek-Ventura | Rector, Vestal |  | Hydro | HYDRO | WATER | 820 | 0 |  |  |  |  | 1 | 24 | 24 |  |  | 676 | 1 | 543.72 | 635.6 | 578 | 669.9 | 699 | 752.8 | 760.4 | 720.06 | 700 | 475.12 | 551.9 | 603.8 | Y | South | FC |  | Cannot use - Ambient Not Due to Temp - outage card.
BIGCRK_7_DAM7 |  |  | DAM 7 AT BIG CREEK (FISHWATER GEN) | CISO | N | Big Creek-Ventura | Rector, Vestal |  | Hydro | HYDRO | WATER | 0.3 | 0.3 |  |  |  |  | 1 | 24 | 24 |  |  |  |  | 0 | 0 | 0 | 0 | 0 | 0 | 0 | 0 | 0 | 0 | 0 | 0 | N | South | EO
BIGCRK_7_MAMRES |  |  | MAMMOTH POOL RESERVOIR (FISHWATER | CISO | N | Big Creek-Ventura | Rector, Vestal |  | Hydro | HYDRO | WATER | 1.25 | 1.3 |  |  |  |  | 1 | 24 | 24 |  |  |  |  | 0 | 0 | 0 | 0 | 0 | 0 | 0 | 0 | 0 | 0 | 0 | 0 | N | South | EO
BIGSKY_2_AS2BT1 |  | BIGSKY_2_SOLAR1, BIGSKY_2_SOLAR2, BIGSKY_2_SOLAR3, BIGSKY_2_SOLAR4, BIGSKY_2_SOLAR5, BIGSKY_2_SOLAR6, BIGSKY_2_SOLAR7, BGSKYN_2_ASSR1B, BGSKYN_2_AS2SR1, BGSKYN_2_ASSR3A, BGSKYN_2_ASSR3B, BGSKYN_2_ASPSR2, BIGSKY_2_BSKSR6, BIGSKY_2_BSKSR7, BIGSKY_2_BSKSR8, BGSKYN_2_BS3SR3, BIGSKY_2_ASLBT2 | Antelope Solar 2 LAB | CISO | N | Big Creek-Ventura |  |  | Paired_BattStorage | OTHER | LESR | 127 | 127 | 0.8 | 508 | 508 | 1 | 1 | 24 | 4 | 650 | FALSE | 254 | 2 | 127 | 127 | 127 | 127 | 127 | 127 | 127 | 127 | 127 | 127 | 127 | 127 | Y | South | ID | 100% | Q1208 - Group name ANTELOPE_1208 - Max to grid 650 MW, Waiting for Tehachapi CRAS. Co-located
BIGSKY_2_ASLBT2 |  | BIGSKY_2_SOLAR1, BIGSKY_2_SOLAR2, BIGSKY_2_SOLAR3, BIGSKY_2_SOLAR4, BIGSKY_2_SOLAR5, BIGSKY_2_SOLAR6, BGSKYN_2_ASSR1B, BGSKYN_2_AS2SR1, BGSKYN_2_ASSR3A, BGSKYN_2_ASSR3B, BGSKYN_2_ASPSR2, BIGSKY_2_BSKSR6, BIGSKY_2_BSKSR7, BIGSKY_2_BSKSR8, BGSKYN_2_BS3SR3, BIGSKY_2_AS2BT1, BIGSKY_2_SOLAR7 | Antelope Solar 2 Luna | CISO | N | Big Creek-Ventura |  |  | Paired_BattStorage | OTHER | LESR | 100 | 100 | 0.855 | 400 | 400 | 1 | 1 | 24 | 4 | 650 | FALSE | 200 | 2 | 100 | 100 | 100 | 100 | 100 | 100 | 100 | 100 | 100 | 100 | 100 | 100 | Y | South | ID | 100% | Q1208 - Group name ANTELOPE_1208 - Max to grid 650 MW, Waiting for Tehachapi CRAS
BIGSKY_2_BSKSR6 |  | BIGSKY_2_SOLAR1, BIGSKY_2_SOLAR2, BIGSKY_2_SOLAR3, BIGSKY_2_SOLAR4, BIGSKY_2_SOLAR5, BIGSKY_2_SOLAR6, BIGSKY_2_SOLAR7, BGSKYN_2_ASSR1B, BGSKYN_2_AS2SR1, BGSKYN_2_ASSR3A, BGSKYN_2_ASSR3B, BGSKYN_2_ASPSR2,BIGSKY_2_BSKSR7, BIGSKY_2_BSKSR8, BGSKYN_2_BS3SR3, BIGSKY_2_AS2BT1, BIGSKY_2_ASLBT2 | Big Sky Solar 6 | CISO | N | Big Creek-Ventura |  |  | Paired_Solar_1Axis | PHOTO VOLTAIC | SUN | 20 | 20 |  |  |  |  | 1 | 24 | 24 | 650 |  |  |  | 0.1 | 0.1 | 0.1 | 0.1 | 0.1 | 8.5 | 13.46 | 4.06 | 7.79 | 3.18 | 0.1 | 0.1 | N | South | FC |  | Co-located
BIGSKY_2_BSKSR7 |  | BIGSKY_2_SOLAR1, BIGSKY_2_SOLAR2, BIGSKY_2_SOLAR3, BIGSKY_2_SOLAR4, BIGSKY_2_SOLAR5, BIGSKY_2_SOLAR6, BIGSKY_2_SOLAR7, BGSKYN_2_ASSR1B, BGSKYN_2_AS2SR1, BGSKYN_2_ASSR3A, BGSKYN_2_ASSR3B, BGSKYN_2_ASPSR2, BIGSKY_2_BSKSR6, BIGSKY_2_BSKSR8, BGSKYN_2_BS3SR3, BIGSKY_2_AS2BT1, BIGSKY_2_ASLBT2 | Big Sky Solar 7 | CISO | N | Big Creek-Ventura |  |  | Paired_Solar_1Axis | PHOTO VOLTAIC | SUN | 20 | 20 |  |  |  |  | 1 | 24 | 24 | 650 |  |  |  | 0.1 | 0.1 | 0.1 | 0.1 | 0.1 | 8.5 | 13.46 | 4.06 | 7.79 | 3.18 | 0.1 | 0.1 | N | South | FC |  | Co-located
BIGSKY_2_BSKSR8 |  | BIGSKY_2_SOLAR1, BIGSKY_2_SOLAR2, BIGSKY_2_SOLAR3, BIGSKY_2_SOLAR4, BIGSKY_2_SOLAR5, BIGSKY_2_SOLAR6, BIGSKY_2_SOLAR7, BGSKYN_2_ASSR1B, BGSKYN_2_AS2SR1, BGSKYN_2_ASSR3A, BGSKYN_2_ASSR3B, BGSKYN_2_ASPSR2, BIGSKY_2_BSKSR6, BIGSKY_2_BSKSR7, BGSKYN_2_BS3SR3, BIGSKY_2_AS2BT1, BIGSKY_2_ASLBT2 | Big Sky Solar 8 | CISO | N | Big Creek-Ventura |  |  | Paired_Solar_1Axis | PHOTO VOLTAIC | SUN | 20 | 20 |  |  |  |  | 1 | 24 | 24 | 650 |  |  |  | 0.1 | 0.1 | 0.1 | 0.1 | 0.1 | 8.5 | 13.46 | 4.06 | 7.79 | 3.18 | 0.1 | 0.1 | N | South | FC |  | Co-located
BIGSKY_2_SOLAR1 |  | BIGSKY_2_SOLAR2, BIGSKY_2_SOLAR3, BIGSKY_2_SOLAR4, BIGSKY_2_SOLAR5, BIGSKY_2_SOLAR6, BIGSKY_2_SOLAR7, BGSKYN_2_ASSR1B, BGSKYN_2_AS2SR1, BGSKYN_2_ASSR3A, BGSKYN_2_ASSR3B, BGSKYN_2_ASPSR2, BIGSKY_2_BSKSR6, BIGSKY_2_BSKSR7, BIGSKY_2_BSKSR8, BGSKYN_2_BS3SR3, BIGSKY_2_AS2BT1, BIGSKY_2_ASLBT2 | Antelope Big Sky Ranch | CISO | N | Big Creek-Ventura |  |  | Paired_Solar_1Axis | PHOTO VOLTAIC | SUN | 20 | 20 |  |  |  |  | 1 | 24 | 24 | 650 |  |  |  | 0.1 | 0.1 | 0.1 | 0.1 | 0.1 | 8.5 | 13.46 | 4.06 | 7.79 | 3.18 | 0.1 | 0.1 | N | South | FC |  | Co-located
BIGSKY_2_SOLAR2 |  | BIGSKY_2_SOLAR1, BIGSKY_2_SOLAR3, BIGSKY_2_SOLAR4, BIGSKY_2_SOLAR5, BIGSKY_2_SOLAR6, BIGSKY_2_SOLAR7, BGSKYN_2_ASSR1B, BGSKYN_2_AS2SR1, BGSKYN_2_ASSR3A, BGSKYN_2_ASSR3B, BGSKYN_2_ASPSR2, BIGSKY_2_BSKSR6, BIGSKY_2_BSKSR7, BIGSKY_2_BSKSR8, BGSKYN_2_BS3SR3, BIGSKY_2_AS2BT1, BIGSKY_2_ASLBT2 | Big Sky Solar 4 | CISO | N | Big Creek-Ventura |  |  | Paired_Solar_1Axis | PHOTO VOLTAIC | SUN | 40 | 40 |  |  |  |  | 1 | 24 | 24 | 650 |  |  |  | 0.1 | 0.1 | 0.1 | 0.19 | 0.1 | 17.01 | 26.92 | 8.12 | 15.58 | 6.37 | 0.1 | 0.1 | N | South | FC |  | Co-located
BIGSKY_2_SOLAR3 |  | BIGSKY_2_SOLAR1, BIGSKY_2_SOLAR2,BIGSKY_2_SOLAR4, BIGSKY_2_SOLAR5, BIGSKY_2_SOLAR6, BIGSKY_2_SOLAR7, BGSKYN_2_ASSR1B, BGSKYN_2_AS2SR1, BGSKYN_2_ASSR3A, BGSKYN_2_ASSR3B, BGSKYN_2_ASPSR2, BIGSKY_2_BSKSR6, BIGSKY_2_BSKSR7, BIGSKY_2_BSKSR8, BGSKYN_2_BS3SR3, BIGSKY_2_AS2BT1, BIGSKY_2_ASLBT2 | Big Sky Summer | CISO | N | Big Creek-Ventura |  |  | Paired_Solar_1Axis | PHOTO VOLTAIC | SUN | 20 | 20 |  |  |  |  | 1 | 24 | 24 | 650 |  |  |  | 0.1 | 0.1 | 0.1 | 0.1 | 0.1 | 8.5 | 13.46 | 4.06 | 7.79 | 3.18 | 0.1 | 0.1 | N | South | FC |  | Co-located
BIGSKY_2_SOLAR4 |  | BIGSKY_2_SOLAR1, BIGSKY_2_SOLAR2, BIGSKY_2_SOLAR3, BIGSKY_2_SOLAR5, BIGSKY_2_SOLAR6, BIGSKY_2_SOLAR7, BGSKYN_2_ASSR1B, BGSKYN_2_AS2SR1, BGSKYN_2_ASSR3A, BGSKYN_2_ASSR3B, BGSKYN_2_ASPSR2, BIGSKY_2_BSKSR6, BIGSKY_2_BSKSR7, BIGSKY_2_BSKSR8, BGSKYN_2_BS3SR3, BIGSKY_2_AS2BT1, BIGSKY_2_ASLBT2 | Western Antelope Blue Sky Ranch B | CISO | N | Big Creek-Ventura |  |  | Paired_Solar_1Axis | PHOTO VOLTAIC | SUN | 20 | 20 |  |  |  |  | 1 | 24 | 24 | 650 |  |  |  | 0.1 | 0.1 | 0.1 | 0.1 | 0.1 | 8.5 | 13.46 | 4.06 | 7.79 | 3.18 | 0.1 | 0.1 | N | South | FC |  | Co-located
BIGSKY_2_SOLAR5 |  | BIGSKY_2_SOLAR1, BIGSKY_2_SOLAR2, BIGSKY_2_SOLAR3, BIGSKY_2_SOLAR4, BIGSKY_2_SOLAR6, BIGSKY_2_SOLAR7, BGSKYN_2_ASSR1B, BGSKYN_2_AS2SR1, BGSKYN_2_ASSR3A, BGSKYN_2_ASSR3B, BGSKYN_2_ASPSR2, BIGSKY_2_BSKSR6, BIGSKY_2_BSKSR7, BIGSKY_2_BSKSR8, BGSKYN_2_BS3SR3, BIGSKY_2_AS2BT1, BIGSKY_2_ASLBT2 | Big Sky Solar 2 | CISO | N | Big Creek-Ventura |  |  | Paired_Solar_1Axis | PHOTO VOLTAIC | SUN | 5 | 5 |  |  |  |  | 1 | 24 | 24 | 650 |  |  |  | 0.1 | 0.1 | 0.1 | 0.1 | 0.1 | 2.13 | 3.36 | 1.01 | 1.95 | 0.8 | 0.1 | 0.1 | N | South | FC |  | Co-located
BIGSKY_2_SOLAR6 |  | BIGSKY_2_SOLAR1, BIGSKY_2_SOLAR2, BIGSKY_2_SOLAR3, BIGSKY_2_SOLAR4, BIGSKY_2_SOLAR5, BIGSKY_2_SOLAR7, BGSKYN_2_ASSR1B, BGSKYN_2_AS2SR1, BGSKYN_2_ASSR3A, BGSKYN_2_ASSR3B, BGSKYN_2_ASPSR2, BIGSKY_2_BSKSR6, BIGSKY_2_BSKSR7, BIGSKY_2_BSKSR8, BGSKYN_2_BS3SR3, BIGSKY_2_AS2BT1, BIGSKY_2_ASLBT2 | Solverde 1 | CISO | N | Big Creek-Ventura |  |  | Paired_Solar_1Axis | PHOTO VOLTAIC | SUN | 85 | 85 |  |  |  |  | 1 | 24 | 24 | 650 |  |  |  | 0.1 | 0.1 | 0.1 | 0.4 | 0.1 | 36.14 | 57.2 | 17.25 | 33.11 | 13.53 | 0.1 | 0.1 | N | South | FC |  | Co-located
BIGSKY_2_SOLAR7 |  | BIGSKY_2_SOLAR1, BIGSKY_2_SOLAR2, BIGSKY_2_SOLAR3, BIGSKY_2_SOLAR4, BIGSKY_2_SOLAR5, BIGSKY_2_SOLAR6, BGSKYN_2_ASSR1B, BGSKYN_2_AS2SR1, BGSKYN_2_ASSR3A, BGSKYN_2_ASSR3B, BGSKYN_2_ASPSR2, BIGSKY_2_BSKSR6, BIGSKY_2_BSKSR7, BIGSKY_2_BSKSR8, BGSKYN_2_BS3SR3, BIGSKY_2_AS2BT1, BIGSKY_2_ASLBT2 | Big Sky Solar 1 | CISO | N | Big Creek-Ventura |  |  | Paired_Solar_1Axis | PHOTO VOLTAIC | SUN | 50 | 50 |  |  |  |  | 1 | 24 | 24 | 650 |  |  |  | 0.1 | 0.1 | 0.1 | 0.24 | 0.1 | 21.26 | 33.65 | 10.15 | 19.48 | 7.96 | 0.1 | 0.1 | N | South | FC |  | Co-located
BIOMAS_1_UNIT 1 |  |  | WOODLAND BIOMASS | CISO | N | Sierra | Drum-Rio Oso, South of Palermo |  | Biomass/Wood | STEAM | BIOMASS | 25.5 | 28.8 |  |  |  |  | 1 | 24 | 24 |  |  |  |  | 23.95 | 24.14 | 16.08 | 13.41 | 22.05 | 23.72 | 22.67 | 22.85 | 23.14 | 22.35 | 8.98 | 24.03 | N | North | FC |  |  | NQC_Value, XLOOKUP([@[Resource ID]], NQC[Resource ID], NQC[Generator Name], "#N/A"),
BISHOP_1_ALAMO |  |  | BISHOP CREEK PLANT 2 AND 6 | CISO | N | CAISO System |  |  | Hydro | HYDRO | WATER | 13.4 | 13.4 |  |  |  |  | 1 | 24 | 24 |  |  |  |  | 2.2 | 2.47 | 3.69 | 4.36 | 7.39 | 9.42 | 8.54 | 7.09 | 5.58 | 2.41 | 2.58 | 2.31 | N | South | FC |  | Behind the South of Control de-rate ¿ limited to 175 MWs and not binding at this time.
BISHOP_1_UNITS |  |  | BISHOP CREEK PLANT 3 AND 4 | CISO | N | CAISO System |  |  | Hydro | HYDRO | WATER | 15.8 | 15.8 |  |  |  |  | 1 | 24 | 24 |  |  |  |  | 4.01 | 4.63 | 5.74 | 7.36 | 8.87 | 9.76 | 9.97 | 8.24 | 9.21 | 5.48 | 5.43 | 5.14 | N | South | FC |  | Behind the South of Control de-rate ¿ limited to 175 MWs and not binding at this time. | Hardcoding_Filtered, FILTER(Hardcoding,
BKRFLD_2_SOLAR1 |  |  | Bakersfield 111 | CISO | N | Kern | South Kern PP |  | Solar_1Axis | PHOTO VOLTAIC | SUN | 1.38 | 1.4 |  |  |  |  | 1 | 24 | 24 |  |  |  |  | 0.1 | 0.1 | 0.1 | 0.1 | 0.1 | 0.78 | 1.01 | 0.37 | 0.66 | 0.25 | 0.1 | 0.1 | N | North | FC |  |  | (Hardcoding[Resource ID]=[@[Resource ID]]) *
BLACK_7_UNIT 1 |  |  | JAMES B. BLACK 1 | CISO | N | CAISO System |  |  | Hydro | HYDRO | WATER | 85 | 84 |  |  |  |  | 1 | 24 | 24 |  |  | 68 | 1 | 66.4 | 82.4 | 81.6 | 81.6 | 84 | 84 | 84 | 84 | 68 | 68 | 68 | 84 | Y | North | FC |  |  | (Hardcoding[Hybrid Sub-ID]=[@[Hybrid Sub ID]]) *
BLACK_7_UNIT 2 |  |  | JAMES B. BLACK 2 | CISO | N | CAISO System |  |  | Hydro | HYDRO | WATER | 84.1 | 84.1 |  |  |  |  | 1 | 24 | 24 |  |  | 81.28 | 1 | 66.4 | 82.4 | 81.6 | 80.04 | 83.28 | 83.28 | 83.28 | 83.28 | 81.28 | 67.28 | 67.28 | 83.28 | Y | North | FC |  |  | (Hardcoding[Parameter]="Generator Name"),
BLAST_1_WIND |  |  | Mountain View IV Wind | CISO | N | LA Basin | Eastern, Valley-Devers |  | Wind | WIND | WIND | 49 | 49 |  |  |  |  | 1 | 24 | 24 |  |  |  |  | 4.12 | 9.94 | 11.13 | 17.93 | 20.21 | 18.41 | 18.35 | 16.94 | 10.4 | 4.94 | 3.23 | 3.17 | N | South | FC |  |  | ""
BLCKBT_2_STONEY |  |  | BLACK BUTTE HYDRO | CISO | N | CAISO System |  |  | Hydro | HYDRO | WATER | 6.2 | 6.2 |  |  |  |  | 1 | 24 | 24 |  |  | 0 | 1 | 0 | 0 | 0 | 0 | 0.88 | 1.04 | 0.96 | 0.8 | 0.56 | 0 | 0 | 0 | Y | North | FC |  |  | ),
BLCKWL_6_SOLAR1 |  |  | Blackwell Solar | CISO | N | CAISO System |  | Y | Solar_1Axis | PHOTO VOLTAIC | SUN | 12 | 12 |  |  |  |  | 1 | 24 | 24 |  |  |  |  | 0.1 | 0.1 | 0.1 | 0.16 | 0.1 | 6.8 | 8.76 | 3.21 | 5.7 | 2.18 | 0.1 | 0.1 | N | North | FC
BLKCRK_2_GMCBT1 |  | BLKCRK_2_SOLAR1 | Genesis McCoy Bess | CISO | N | CAISO System |  |  | Paired_BattStorage | OTHER | LESR | 230 | 230 | 0.83 | 920 | 2503.6066 | 2.7213 | 1 | 24 | 10.8852 | 250 | TRUE | 460 | 1 | 230 | 230 | 230 | 230 | 230 | 230 | 230 | 230 | 230 | 230 | 230 | 230 | Y | South | FC |  | Group name: MCCOY_193_1 - Max to grid 250 MW. Co-located with BLKCRK_2_SOLAR1, GENESI_2_STG | Hardcoding_Sorted, IF(ROWS(Hardcoding_Filtered),
BLKCRK_2_SOLAR1 |  | BLKCRK_2_GMCBT1 | McCoy Station | CISO | N | CAISO System |  |  | Paired_Solar_1Axis | PHOTO VOLTAIC | SUN | 250 | 250 |  |  |  |  | 1 | 24 | 24 | 250 |  |  |  | 0 | 0 | 0 | 0 | 0 | 0 | 0 | 0 | 0 | 0 | 0 | 0 | N | South | EO |  | Group name: MCCOY_193_1 - Max to grid 250 MW. Co-located with BLKCRK_2_GMCBT1, GENESI_2_STG | INDEX(SORT(Hardcoding_Filtered, 5, -1), 1, 4),
BLKDIA_2_BDEBT1 |  |  | Black Diamond Energy Storage | CISO | N | Bay Area | Pittsburg |  | Battery Storage | OTHER | LESR | 200 | 200 | 0.8 | 800 | 800 | 1 | 1 | 24 | 4 |  | TRUE | 400 | 1 | 200 | 200 | 200 | 200 | 200 | 200 | 200 | 200 | 200 | 200 | 200 | 200 | Y | North | FC |  |  | ""
BLM W_2_COSBT1 |  | BLM_2_UNITS, NAVYII_2_UNITS | Coso Battery Storage | CISO | N | CAISO System |  |  | Paired_BattStorage | OTHER | LESR | 60 | 60 | 0.8 | 240 | 240 | 1 | 1 | 24 | 4 | 162 | FALSE | 120 | 2 | 60 | 60 | 60 | 60 | 60 | 60 | 60 | 60 | 60 | 60 | 60 | 60 | Y | South | FC |  | Group name COSO_0053CONV - Max to grid 162 MW. | ),
BLM W_2_MDRBT1 |  |  | BLM EAST Facility Mordor 2 | CISO | N | CAISO System |  |  | Battery Storage | OTHER | LESR | 20 | 20 | 0.8 | 80 | 80 | 1 | 1 | 24 | 4 |  | TRUE | 40 | 1 | 20 | 20 | 20 | 20 | 20 | 20 | 20 | 20 | 20 | 20 | 20 | 20 | Y | South | FC |  | Group name COSO_0053CONV - Max to grid 162 MW.
BLM_2_UNITS |  | BLM W_2_COSBT1, NAVYII_2_UNITS | BLM EAST Facility | CISO | N | CAISO System |  |  | Geothermal | STEAM | GEOTHERMAL | 35 | 0 |  |  |  |  | 1 | 24 | 24 | 162 |  | 35 | 1 | 35 | 35 | 35 | 35 | 35 | 35 | 35 | 35 | 35 | 35 | 35 | 35 | Y | South | PD | 35 | Group name COSO_0053CONV - Max to grid 162 MW. | Result, IF(NQC_Value<>"#N/A", NQC_Value,
BLVRDE_6_BLVBT1 |  |  | Boulevard Energy Storage | CISO | N | San Diego-IV |  |  | Battery Storage | OTHER | LESR | 10 | 10 | 0.8 | 40 | 40 | 1 | 1 | 24 | 4 |  | TRUE | 19.75 | 1 | 9.75 | 9.75 | 9.75 | 9.75 | 9.75 | 9.75 | 9.75 | 9.75 | 9.75 | 9.75 | 9.75 | 9.75 | Y | South | FC |  |  | IF(Hardcoding_Sorted<>"", Hardcoding_Sorted, "Import")
BLYTHE_1_SOLAR1 |  |  | Blythe Solar 1 Project | CISO | N | CAISO System |  |  | Solar_Fixed | PHOTO VOLTAIC | SUN | 21 | 21 |  |  |  |  | 1 | 24 | 24 |  |  |  |  | 0 | 0 | 0 | 0 | 0 | 0 | 0 | 0 | 0 | 0 | 0 | 0 | N | South | EO |  |  | ),
BLYTHE_1_SOLAR2 |  |  | Blythe Green 1 | CISO | N | CAISO System |  |  | Solar_1Axis | PHOTO VOLTAIC | SUN | 20 | 20 |  |  |  |  | 1 | 24 | 24 |  |  |  |  | 0 | 0 | 0 | 0 | 0 | 0 | 0 | 0 | 0 | 0 | 0 | 0 | N | South | EO
BNNIEN_7_ALTAPH |  |  | ALTA POWER HOUSE | CISO | N | Sierra | Placer, Gold Hill-Drum, Drum-Rio Oso, South of Rio Oso, South of Palermo |  | Hydro | HYDRO | WATER | 1 | 2 |  |  |  |  | 1 | 24 | 24 |  |  |  |  | 0.29 | 0.25 | 0.23 | 0.31 | 0.18 | 0.35 | 0.4 | 0.51 | 0.31 | 0.43 | 0.19 | 0.15 | N | North | FC |  |  | Result
BOGUE_1_UNITA1 |  |  | Feather River Energy Center, Unit #1 | CISO | N | Sierra | Bogue, Drum-Rio Oso |  | Peaker | COMBUSTION TURBINE | NATURAL GAS | 48.69 | 49.9 |  |  |  |  | 1 | 24 | 24 |  |  | 47.38 | 1 | 47.38 | 47.38 | 47.38 | 47.38 | 47.38 | 47.38 | 47.38 | 47.38 | 47.38 | 47.38 | 47.38 | 47.38 | Y | North | FC |  |  | ),"Import")
BORDER_6_UNITA1 |  |  | CalPeak Power Border Unit 1 | CISO | N | San Diego-IV | San Diego, Border |  | Peaker | COMBUSTION TURBINE | NATURAL GAS | 51.25 | 52 |  |  |  |  | 1 | 24 | 24 |  |  | 51.25 | 1 | 51.25 | 51.25 | 51.25 | 51.25 | 51.25 | 51.25 | 51.25 | 51.25 | 51.25 | 51.25 | 51.25 | 51.25 | Y | South | FC
BOWMN_6_HYDRO |  |  | NID Hydro Bowman Powerhouse | CISO | N | Sierra | Drum-Rio Oso, South of Palermo |  | Hydro | HYDRO | WATER | 3.6 | 3.6 |  |  |  |  | 1 | 24 | 24 |  |  |  |  | 0.28 | 0.42 | 0.59 | 0.85 | 2.66 | 1.33 | 1.96 | 2.6 | 2.31 | 1.6 | 0.76 | 0.6 | N | North | FC
BRDGVL_7_BAKER |  |  | Baker Station Hydro | CISO | N | Humboldt |  |  | Hydro | HYDRO | WATER | 1.49 | 2.5 |  |  |  |  | 1 | 24 | 24 |  |  |  |  | 0.72 | 0.61 | 0.83 | 0.57 | 0.22 | 0.01 | 0 | 0 | 0 | 0 | 0.12 | 0.7 | N | North | FC
BRDSLD_2_HIWIND |  |  | High Winds Energy Center | CISO | N | Bay Area | Contra Costa | Y | Wind | WIND | WIND | 162 | 162 |  |  |  |  | 1 | 24 | 24 |  |  |  |  | 9.2 | 13.76 | 28.7 | 56.9 | 77.59 | 69.12 | 69.57 | 49.22 | 39.86 | 11.61 | 6.52 | 8.95 | N | North | FC
BRDSLD_2_MTZUM2 |  |  | NextEra Energy Montezuma Wind II | CISO | N | Bay Area | Contra Costa | Y | Wind | WIND | WIND | 78.2 | 78.2 |  |  |  |  | 1 | 24 | 24 |  |  |  |  | 4.44 | 6.64 | 13.86 | 27.47 | 37.45 | 33.37 | 33.58 | 23.76 | 19.24 | 5.61 | 3.15 | 4.32 | N | North | FC
BRDSLD_2_MTZUMA |  |  | FPL Energy Montezuma Wind | CISO | N | Bay Area | Contra Costa | Y | Wind | WIND | WIND | 36.8 | 36.8 |  |  |  |  | 1 | 24 | 24 |  |  |  |  | 2.09 | 3.12 | 6.52 | 12.93 | 17.62 | 15.7 | 15.8 | 11.18 | 9.05 | 2.64 | 1.48 | 2.03 | N | North | FC
BRDSLD_2_SHILO1 |  |  | Shiloh I Wind Project | CISO | N | Bay Area | Contra Costa | Y | Wind | WIND | WIND | 150 | 150 |  |  |  |  | 1 | 24 | 24 |  |  |  |  | 8.51 | 12.74 | 26.58 | 52.69 | 71.84 | 64 | 64.42 | 45.57 | 36.91 | 10.75 | 6.04 | 8.29 | N | North | FC
BRDSLD_2_SHILO2 |  |  | SHILOH WIND PROJECT 2 | CISO | N | Bay Area | Contra Costa |  | Wind | WIND | WIND | 150 | 150 |  |  |  |  | 1 | 24 | 24 |  |  |  |  | 8.51 | 12.74 | 26.58 | 52.69 | 71.84 | 64 | 64.42 | 45.57 | 36.91 | 10.75 | 6.04 | 8.29 | N | North | FC
BRDSLD_2_SHLO3A |  |  | Shiloh III Wind Project, LLC | CISO | N | Bay Area | Contra Costa | Y | Wind | WIND | WIND | 102.5 | 100 |  |  |  |  | 1 | 24 | 24 |  |  |  |  | 5.82 | 8.7 | 18.16 | 36 | 49.09 | 43.74 | 44.02 | 31.14 | 25.22 | 7.35 | 4.13 | 5.67 | N | North | FC
BRDSLD_2_SHLO3B |  |  | Shiloh IV Wind Project | CISO | N | Bay Area | Contra Costa | Y | Wind | WIND | WIND | 100 | 100 |  |  |  |  | 1 | 24 | 24 |  |  |  |  | 5.68 | 8.49 | 17.72 | 35.13 | 47.89 | 42.67 | 42.94 | 30.38 | 24.61 | 7.17 | 4.03 | 5.53 | N | North | FC
BREGGO_6_DEGRSL |  |  | Desert Green Solar Farm | CISO | N | San Diego-IV | San Diego |  | Solar_2Axis | PHOTO VOLTAIC | SUN | 6.3 | 6.5 |  |  |  |  | 1 | 24 | 24 |  |  |  |  | 0.1 | 0.1 | 0.1 | 0.1 | 0.1 | 2.68 | 4.24 | 1.28 | 2.45 | 1 | 0.1 | 0.1 | N | South | FC
BREGGO_6_SOLAR |  |  | NRG Borrego Solar One | CISO | N | San Diego-IV | San Diego |  | Solar_Fixed | PHOTO VOLTAIC | SUN | 26 | 26 |  |  |  |  | 1 | 24 | 24 |  |  |  |  | 0.1 | 0.1 | 0.1 | 0.1 | 0.1 | 6.58 | 12.91 | 3.19 | 6.96 | 2.74 | 0.1 | 0.1 | N | South | FC
BRODIE_2_WIND |  |  | Coram Brodie Wind Project | CISO | N | CAISO System |  | Y | Wind | WIND | WIND | 102 | 102 |  |  |  |  | 1 | 24 | 24 |  |  |  |  | 8.57 | 20.68 | 23.17 | 37.32 | 42.07 | 38.33 | 38.19 | 35.27 | 21.66 | 10.28 | 6.73 | 6.6 | N | South | FC
BUCKBL_2_PL1X3 |  |  | Blythe Energy Center | CISO | N | CAISO System |  |  | CCGT | COMBINED CYCLE | NATURAL GAS | 493.63 | 0 |  |  |  |  | 1 | 24 | 24 |  |  | 368.63 | 1 | 493.63 | 493.63 | 493.63 | 493.63 | 493.63 | 493.63 | 493.63 | 493.63 | 493.63 | 493.63 | 493.63 | 493.63 | Y | South | FC
BUCKCK_2_HYDRO |  |  | Lassen Station Hydro | CISO | N | Sierra | South of Palermo |  | Hydro | HYDRO | WATER | 0.99 | 1 |  |  |  |  | 1 | 24 | 24 |  |  |  |  | 0.84 | 0.94 | 0.84 | 0.93 | 0.79 | 0.43 | 0.11 | 0 | 0 | 0 | 0 | 0.53 | N | North | FC
BUCKCK_7_OAKFLT |  |  | Oak Flat | CISO | N | Sierra | South of Palermo |  | Hydro | HYDRO | WATER | 1.3 | 1.3 |  |  |  |  | 1 | 24 | 24 |  |  |  |  | 0 | 0 | 0 | 0 | 0 | 0 | 0 | 0 | 0 | 0 | 0 | 0 | N | North | FC
BUCKCK_7_PL1X2 |  |  | BUCKS CREEK AGGREGATE | CISO | N | Sierra | South of Palermo |  | Hydro | HYDRO | WATER | 57.25 | 0 |  |  |  |  | 1 | 24 | 24 |  |  | 20 | 1 | 45.84 | 39.2 | 39.2 | 44 | 39.2 | 38.4 | 38.4 | 26.4 | 20 | 20 | 26.4 | 26.4 | Y | North | FC
BUCKWD_1_NPALM1 |  |  | North Palm Springs 1A | CISO | N | LA Basin | Eastern, Valley-Devers |  | Solar_1Axis | PHOTO VOLTAIC | SUN | 2.4 | 2.4 |  |  |  |  | 1 | 24 | 24 |  |  |  |  | 0.1 | 0.1 | 0.1 | 0.1 | 0.1 | 1.02 | 1.62 | 0.49 | 0.93 | 0.38 | 0.1 | 0.1 | N | South | FC
BUCKWD_1_QF |  |  | Buckwind Re-powering project | CISO | N | LA Basin | Eastern, Valley-Devers |  | Wind | WIND | WIND | 16.5 | 16.5 |  |  |  |  | 1 | 24 | 24 |  |  |  |  | 1.39 | 3.35 | 3.75 | 6.04 | 6.81 | 6.2 | 6.18 | 5.71 | 3.5 | 1.66 | 1.09 | 1.07 | N | South | FC
BURNYF_2_UNIT 1 |  |  | Burney Forest Power | CISO | N | CAISO System |  |  | Biomass/Wood | STEAM | BIOMASS | 29 | 35.7 |  |  |  |  | 1 | 24 | 24 |  |  |  |  | 28.27 | 28.61 | 24.76 | 29 | 29 | 27.85 | 28.18 | 29 | 28.92 | 26.68 | 26.69 | 29 | N | North | FC
BUTTVL_7_UNIT 1 |  |  | BUTT VALLEY HYDRO | CISO | N | CAISO System |  |  | Hydro | HYDRO | WATER | 39.5 | 41 |  |  |  |  | 1 | 24 | 24 |  |  | 31.6 | 1 | 31.6 | 31.6 | 28.8 | 28.8 | 31.6 | 31.6 | 38 | 31.6 | 31.6 | 31.6 | 31.6 | 31.6 | Y | North | FC
CABALO_2_M2BSR1 |  |  | Mustang 2 Barbaro Solar | CISO | N | Fresno |  |  | Solar_1Axis | PHOTO VOLTAIC | SUN | 50 | 50 |  |  |  |  | 1 | 24 | 24 |  |  |  |  | 0.1 | 0.1 | 0.1 | 0.68 | 0.1 | 28.35 | 36.48 | 13.36 | 23.76 | 9.07 | 0.1 | 0.1 | N | North | FC
CABALO_2_M2WSR2 |  |  | Mustang 2 Whirlaway Solar | CISO | N | Fresno |  |  | Solar_1Axis | PHOTO VOLTAIC | SUN | 100 | 100 |  |  |  |  | 1 | 24 | 24 |  |  |  |  | 0.1 | 0.1 | 0.1 | 1.36 | 7.03 | 56.7 | 72.97 | 26.72 | 47.51 | 0.38 | 0.1 | 0.1 | Y | North | FC
CABLRO_2_CBSBT1 |  |  | Caballero Storage | CISO | N | CAISO System |  |  | Battery Storage | OTHER | LESR | 99.7 | 99.7 | 0.8 | 398.8 | 398.8 | 1 | 1 | 24 | 4 |  | TRUE | 199.4 | 2 | 99.7 | 99.7 | 99.7 | 99.7 | 99.7 | 99.7 | 99.7 | 99.7 | 99.7 | 99.7 | 99.7 | 99.7 | Y | North | FC
CABZON_1_WINDA1 |  |  | Cabazon Wind Project | CISO | N | LA Basin | Eastern, Valley-Devers |  | Wind | WIND | WIND | 41 | 41 |  |  |  |  | 1 | 24 | 24 |  |  |  |  | 3.44 | 8.31 | 9.32 | 15 | 16.91 | 15.41 | 15.35 | 14.18 | 8.7 | 4.13 | 2.71 | 2.65 | N | South | FC
CALFTN_2_CFSBT1 |  | CALFTN_2_SOLAR | California Flats Solar Battery | CISO | N | CAISO System |  |  | Paired_BattStorage | OTHER | LESR | 60 | 60 | 0.8 | 240 | 240 | 1 | 1 | 24 | 4 | 130 | FALSE | 120 | 3 | 60 | 60 | 60 | 60 | 60 | 60 | 60 | 60 | 60 | 60 | 60 | 60 | Y | North | FC |  | Group name: CALFLATS_877_1 - Max to grid 130 MW. Co-located with CALFTN_2_SOLAR (PD to 82 percent)
CALFTN_2_SOLAR |  | CALFTN_2_CFSBT1 | California Flats North | CISO | N | CAISO System |  |  | Paired_Solar_Fixed | PHOTO VOLTAIC | SUN | 130 | 130 |  |  |  |  | 1 | 24 | 24 | 130 |  |  |  | 0.1 | 0.1 | 0.1 | 1.74 | 0.1 | 49.81 | 70 | 26.12 | 52.09 | 22.57 | 0.1 | 0.1 | N | North | PD | 100% | Group name: CALFLATS_877_1 - Max to grid 130 MW. Max 70 MWs NQC. (Normal FC) At CPUC - hourly FC - Co-located with CALFTN_2_CFSBT1
CALFTS_2_CFSSR1 |  |  | California Flats Solar South | CISO | N | CAISO System |  |  | Solar_1Axis | PHOTO VOLTAIC | SUN | 150 | 150 |  |  |  |  | 1 | 24 | 24 |  |  |  |  | 0.1 | 0.1 | 0.1 | 2.04 | 0.1 | 85.06 | 109.45 | 40.08 | 71.27 | 27.22 | 0.1 | 0.1 | N | North | FC |  | Group name: CALFLATS_877 - Max to grid 280 MW.
CALGEN_1_MDRBT1 |  |  | Coso Navy 1 | CISO | N | CAISO System |  |  | Battery Storage | OTHER | LESR | 25 | 25 | 0.8 | 100 | 100 | 1 | 1 | 24 | 4 |  | TRUE | 50 | 1 | 25 | 25 | 25 | 25 | 25 | 25 | 25 | 25 | 25 | 25 | 25 | 25 | Y | South | FC
CALGEN_1_UNITS |  |  | Coso Navy 1 | CISO | N | CAISO System |  |  | Geothermal | STEAM | GEOTHERMAL | 55 | 0 |  |  |  |  | 1 | 24 | 24 |  |  | 30 | 1 | 55 | 55 | 55 | 55 | 55 | 55 | 55 | 55 | 55 | 55 | 55 | 55 | Y | South | PD | 55
CALPIN_1_AGNEW |  |  | Agnews Power Plant | CISO | N | Bay Area | San Jose, South Bay-Moss Landing |  | CCGT | COMBUSTION TURBINE | NATURAL GAS | 28.56 | 41.5 |  |  |  |  | 1 | 24 | 24 |  |  | 8.56 | 1 | 28.56 | 28.56 | 28.56 | 28.56 | 28.56 | 28.56 | 28.56 | 28.56 | 28.56 | 28.56 | 28.56 | 28.56 | Y | North | FC
CAMCHE_1_PL1X3 |  |  | CAMANCHE UNITS 1, 2 & 3 AGGREGATE | CISO | N | Stockton | Tesla-Bellota |  | Hydro | HYDRO | WATER | 9.99 | 0 |  |  |  |  | 1 | 24 | 24 |  |  |  |  | 4.41 | 4.4 | 5.73 | 4.95 | 6.43 | 5.94 | 4.7 | 2.51 | 1.06 | 2.66 | 0.81 | 2.02 | N | North | FC
CAMERN_6_BSPSR1 |  |  | Buckman Springs PV | CISO | N | San Diego-IV |  |  | Solar_1Axis | PHOTO VOLTAIC | SUN | 0.84 | 0.85 |  |  |  |  | 1 | 24 | 24 |  |  |  |  | 0 | 0 | 0 | 0 | 0 | 0 | 0 | 0 | 0 | 0 | 0 | 0 | N | South | EO
CAMLOT_2_SOLAR1 |  |  | Camelot | CISO | N | CAISO System |  | Y | Solar_Fixed | PHOTO VOLTAIC | SUN | 45 | 45 |  |  |  |  | 1 | 24 | 24 |  |  |  |  | 0.1 | 0.1 | 0.1 | 0.13 | 0.1 | 11.39 | 22.34 | 5.52 | 12.04 | 4.74 | 0.1 | 0.1 | N | South | FC
CAMLOT_2_SOLAR2 |  |  | Columbia Two | CISO | N | CAISO System |  | Y | Solar_Fixed | PHOTO VOLTAIC | SUN | 15 | 15 |  |  |  |  | 1 | 24 | 24 |  |  |  |  | 0.1 | 0.1 | 0.1 | 0.1 | 0.1 | 3.8 | 7.45 | 1.84 | 4.01 | 1.58 | 0.1 | 0.1 | N | South | FC
CAMPFW_7_FARWST |  |  | CAMP FAR WEST HYDRO | CISO | N | Sierra |  |  | Hydro | HYDRO | WATER | 6.8 | 7.9 |  |  |  |  | 1 | 24 | 24 |  |  | 0 | 1 | 0 | 0 | 2.24 | 2.8 | 2.24 | 1.2 | 3.04 | 2.4 | 0 | 0 | 0 | 0 | Y | North | FC
CANTUA_1_SOLAR |  |  | Cantua Solar Station | CISO | N | Fresno | Panoche 115 kV | Y | Solar_Fixed | PHOTO VOLTAIC | SUN | 20 | 20 |  |  |  |  | 1 | 24 | 24 |  |  |  |  | 0.1 | 0.1 | 0.1 | 0.27 | 0.1 | 7.66 | 11.98 | 4.02 | 8.01 | 3.47 | 0.1 | 0.1 | N | North | FC
CAPWD_1_QF |  |  | Edom Hills Wind Farm | CISO | N | LA Basin | Eastern, Valley-Devers |  | Wind | WIND | WIND | 19.55 | 20 |  |  |  |  | 1 | 24 | 24 |  |  |  |  | 1.64 | 3.96 | 4.44 | 7.15 | 8.06 | 7.35 | 7.32 | 6.76 | 4.15 | 1.97 | 1.29 | 1.26 | N | South | FC
CARBOU_7_PL2X3 |  |  | CARIBOU PH 1 UNIT 2 & 3 AGGREGATE | CISO | N | CAISO System |  |  | Hydro | HYDRO | WATER | 49 | 0 |  |  |  |  | 1 | 24 | 24 |  |  | 0 | 1 | 0 | 0 | 0 | 0 | 0 | 0 | 20.8 | 28 | 20.8 | 6.4 | 0 | 0 | Y | North | FC
CARBOU_7_PL4X5 |  |  | CARIBOU PH 2 UNIT 4 & 5 AGGREGATE | CISO | N | CAISO System |  |  | Hydro | HYDRO | WATER | 120 | 0 |  |  |  |  | 1 | 24 | 24 |  |  | 0 | 1 | 32 | 24 | 16 | 12 | 20 | 48 | 88 | 91.2 | 88 | 47.28 | 14.4 | 15.52 | Y | North | FC
CARBOU_7_UNIT 1 |  |  | CARIBOU PH 1 UNIT 1 | CISO | N | CAISO System |  |  | Hydro | HYDRO | WATER | 24 | 24 |  |  |  |  | 1 | 24 | 24 |  |  | 0 | 1 | 0 | 0 | 0 | 0 | 0 | 0 | 0 | 18.4 | 9.12 | 0 | 0 | 0 | Y | North | FC
CARLS1_2_CARCT1 |  |  | Carlsbad 1 | CISO | N | San Diego-IV | San Diego |  | Peaker | COMBUSTION TURBINE | NATURAL GAS | 422 | 0 |  |  |  |  | 7 | 24 | 18 |  |  | 422 | 2 | 422 | 422 | 422 | 422 | 422 | 422 | 422 | 422 | 422 | 422 | 422 | 422 | Y | South | FC
CARLS2_1_CARCT1 |  |  | Carlsbad 2 | CISO | N | San Diego-IV | San Diego |  | Peaker | COMBUSTION TURBINE | NATURAL GAS | 105.5 | 105.5 |  |  |  |  | 7 | 24 | 18 |  |  | 105.5 | 2 | 105.5 | 105.5 | 105.5 | 105.5 | 105.5 | 105.5 | 105.5 | 105.5 | 105.5 | 105.5 | 105.5 | 105.5 | Y | South | FC
CASADB_1_CD4GT1 |  |  | Casa Diablo 4 | CISO | N | CAISO System |  |  | Geothermal | STEAM | GEOTHERMAL | 40.7 | 40.7 |  |  |  |  | 1 | 24 | 24 |  |  |  |  | 31 | 31 | 31 | 31 | 31 | 31 | 31 | 31 | 31 | 31 | 31 | 31 | Y | South | FC |  | Behind the South of Control de-rate ¿ limited to 175 MWs and not binding at this time.
CASCES_6_CESBT1 |  |  | Cascade Energy Storage | CISO | N | CAISO System |  |  | Battery Storage | OTHER | LESR | 25 | 25 | 0.8 | 100 | 100 | 1 | 1 | 24 | 4 |  | TRUE | 50 | 1 | 25 | 25 | 25 | 25 | 25 | 25 | 25 | 25 | 25 | 25 | 25 | 25 | Y | North | FC
CASCES_6_CESBT2 |  |  | Cascade Energy Storage Expansion | CISO | N | CAISO System |  |  | Battery Storage | OTHER | LESR | 20 | 20 | 0.8 | 80 | 80 | 1 | 1 | 24 | 4 |  | TRUE | 30 | 2 | 10 | 10 | 10 | 10 | 10 | 10 | 10 | 10 | 10 | 10 | 10 | 10 | Y | North | FC
CATLNA_2_SOLAR |  |  | Catalina Solar - Phases 1 and 2 | CISO | N | CAISO System |  |  | Solar_Fixed | PHOTO VOLTAIC | SUN | 110 | 110 |  |  |  |  | 1 | 24 | 24 |  |  |  |  | 0.1 | 0.1 | 0.1 | 0.32 | 0.1 | 27.83 | 54.62 | 13.49 | 29.43 | 11.58 | 0.1 | 0.1 | N | South | FC
CATLNA_2_SOLAR2 |  |  | Catalina Solar 2 | CISO | N | CAISO System |  |  | Solar_1Axis | PHOTO VOLTAIC | SUN | 18 | 18 |  |  |  |  | 1 | 24 | 24 |  |  |  |  | 0.1 | 0.1 | 0.1 | 0.1 | 0.1 | 7.65 | 12.11 | 3.65 | 7.01 | 2.86 | 0.1 | 0.1 | N | South | FC
CAVLSR_2_BSOLAR |  |  | California Valley Solar Ranch-Phase B | CISO | N | CAISO System |  |  | Solar_Fixed | PHOTO VOLTAIC | SUN | 40 | 40 |  |  |  |  | 1 | 24 | 24 |  |  |  |  | 0.1 | 0.1 | 0.1 | 0.54 | 0.1 | 15.32 | 23.97 | 8.04 | 16.03 | 6.95 | 0.1 | 0.1 | N | North | FC
CAVLSR_2_RSOLAR |  |  | California Valley Solar Ranch-Phase A | CISO | N | CAISO System |  |  | Solar_Fixed | PHOTO VOLTAIC | SUN | 210 | 210 |  |  |  |  | 1 | 24 | 24 |  |  |  |  | 0.1 | 0.1 | 0.1 | 2.82 | 0.1 | 80.46 | 125.82 | 42.2 | 84.15 | 36.46 | 0.1 | 0.1 | N | North | FC
CAYTNO_2_VASCO |  |  | Vasco Road | CISO | N | Bay Area | Contra Costa |  | Biogas | RECIPROCATING ENGINE | BIOGAS | 4.3 | 4.3 |  |  |  |  | 1 | 24 | 24 |  |  |  |  | 3.94 | 4.04 | 4.08 | 3.99 | 4.01 | 3.62 | 3.93 | 3.92 | 4.05 | 3.74 | 3.93 | 4.02 | N | North | FC
CDWR07_2_GEN |  |  | CDWR07_2_GEN | CISO | N | CAISO System |  |  | Reciprocating Engine | PUMP | WATER | 415.3 | 0 |  |  |  |  | 1 | 24 | 24 |  |  |  |  | 115.6 | 115.6 | 115.6 | 115.6 | 115.6 | 115.6 | 115.6 | 115.6 | 115.6 | 115.6 | 115.6 | 115.6 | Y | North | FC
CEDRCK_6_UNIT |  |  | Water Wheel Ranch | CISO | N | CAISO System |  |  | Hydro | HYDRO | WATER | 0.98 | 1 |  |  |  |  | 1 | 24 | 24 |  |  |  |  | 0.45 | 0.47 | 0.55 | 0.7 | 0.69 | 0.36 | 0.06 | 0.1 | 0.08 | 0.08 | 0.11 | 0.28 | N | North | FC
CEDUCR_2_SOLAR1 |  |  | Ducor Solar 1 | CISO | N | Big Creek-Ventura | Vestal | Y | Solar_1Axis | PHOTO VOLTAIC | SUN | 20 | 20 |  |  |  |  | 1 | 24 | 24 |  |  |  |  | 0 | 0 | 0 | 0 | 0 | 0 | 0 | 0 | 0 | 0 | 0 | 0 | N | South | EO
CEDUCR_2_SOLAR2 |  |  | Ducor Solar 2 | CISO | N | Big Creek-Ventura | Vestal | Y | Solar_1Axis | PHOTO VOLTAIC | SUN | 20 | 20 |  |  |  |  | 1 | 24 | 24 |  |  |  |  | 0 | 0 | 0 | 0 | 0 | 0 | 0 | 0 | 0 | 0 | 0 | 0 | N | South | EO
CEDUCR_2_SOLAR3 |  |  | Ducor Solar 3 | CISO | N | Big Creek-Ventura | Vestal | Y | Solar_1Axis | PHOTO VOLTAIC | SUN | 15 | 15 |  |  |  |  | 1 | 24 | 24 |  |  |  |  | 0 | 0 | 0 | 0 | 0 | 0 | 0 | 0 | 0 | 0 | 0 | 0 | N | South | EO
CEDUCR_2_SOLAR4 |  |  | Ducor Solar 4 | CISO | N | Big Creek-Ventura | Vestal | Y | Solar_1Axis | PHOTO VOLTAIC | SUN | 20 | 20 |  |  |  |  | 1 | 24 | 24 |  |  |  |  | 0 | 0 | 0 | 0 | 0 | 0 | 0 | 0 | 0 | 0 | 0 | 0 | N | South | EO
CENT40_1_C40SR1 |  |  | CENTRAL 40 | CISO | N | Stockton | Tesla-Bellota |  | Solar_1Axis | PHOTO VOLTAIC | SUN | 40 | 40 |  |  |  |  | 1 | 24 | 24 |  |  |  |  | 0.1 | 0.1 | 0.1 | 0.54 | 0.1 | 22.68 | 29.19 | 10.69 | 19.01 | 7.26 | 0.1 | 0.1 | N | North | FC
CENTER_2_RHONDO |  |  | MWD Rio Hondo Hydroelectric Recovery Pla | CISO | N | LA Basin | Western | Y | Hydro | HYDRO | WATER | 1.91 | 1.9 |  |  |  |  | 1 | 24 | 24 |  |  | 0 | 1 | 0 | 0 | 0 | 0 | 0 | 0 | 0 | 0 | 0 | 0 | 0 | 0 | Y | South | FC
CENTER_2_SOLAR1 |  |  | Pico Rivera | CISO | N | LA Basin | Western | Y | Solar_1Axis | PHOTO VOLTAIC | SUN | 0.9 | 1 |  |  |  |  | 1 | 24 | 24 |  |  |  |  | 0 | 0 | 0 | 0 | 0 | 0 | 0 | 0 | 0 | 0 | 0 | 0 | N | South | EO
CENTER_6_PEAKER |  |  | Center Peaker | CISO | N | LA Basin | Western | Y | Peaker | COMBUSTION TURBINE | NATURAL GAS | 47.3 | 59 |  |  |  |  | 1 | 24 | 8.5 |  |  | 47.3 | 1 | 47.3 | 47.3 | 47.3 | 47.3 | 47.3 | 47.3 | 47.3 | 47.3 | 47.3 | 47.3 | 47.3 | 47.3 | Y | South | FC
CENTPD_2_BMSSX2 |  | CENTPD_2_BMSX2 | Blythe Mesa Solar | CISO | N | CAISO System |  |  | Paired_Solar_1Axis | PHOTO VOLTAIC | SUN | 223.6 | 223.6 |  |  |  |  | 1 | 24 | 24 | 223.6 |  |  |  | 0.1 | 0.1 | 0.1 | 1.06 | 0.1 | 95.08 | 111.6 | 45.38 | 87.1 | 35.58 | 0.1 | 0.1 | N | South | PD | 1 | Group name: BLYTHE_MESA_576 - Max to grid 223.6 MW. Max 111.60 MWs NQC. (Normal FC) At CPUC - hourly FC - Co-located with CENTPD_2_BMSX2
CENTPD_2_BMSX2 |  | CENTPD_2_BMSSX2 | Blythe Mesa Solar 2 BESS | CISO | N | CAISO System |  |  | Paired_BattStorage | OTHER | LESR | 112 | 112 | 0.8 | 448 | 448 | 1 | 1 | 24 | 4 | 223.6 | FALSE | 224 | 2 | 112 | 112 | 112 | 112 | 112 | 112 | 112 | 112 | 112 | 112 | 112 | 112 | Y | South | FC |  | Group name: BLYTHE_MESA_576 - Max to grid 223.6 MW. Co-located with CENTPD_2_BMSSX2
CENTRY_6_PL1X4 |  |  | CENTURY GENERATING PLANT (AGGREGATE) | CISO | N | LA Basin | Eastern | Y | Peaker | FTUR | NATURAL GAS | 41.4 | 0 |  |  |  |  | 1 | 24 | 24 |  |  | 40 | 1 | 40 | 40 | 40 | 40 | 40 | 40 | 40 | 40 | 40 | 40 | 40 | 40 | Y | South | FC
CHALK_1_UNIT |  |  | CHALK CLIFF LIMITED | CISO | N | CAISO System |  | Y | Peaker | COMBUSTION TURBINE | NATURAL GAS | 48.67 | 55.1 |  |  |  |  | 1 | 24 | 24 |  |  | 48.67 | 1 | 48.67 | 48.67 | 48.67 | 48.67 | 48.67 | 48.67 | 48.67 | 48.67 | 48.67 | 48.67 | 48.67 | 48.67 | Y | North | FC
CHARCA_1_NGLSR1 |  |  | Nachtigall | CISO | N | CAISO System |  |  | Solar_1Axis | PHOTO VOLTAIC | SUN | 4.62 | 4.63 |  |  |  |  | 1 | 24 | 24 |  |  |  |  | 0 | 0 | 0 | 0 | 0 | 0 | 0 | 0 | 0 | 0 | 0 | 0 | N | North | EO
CHARMN_2_PGONG1 |  |  | PROCTER AND GAMBLE OXNARD I | CISO | N | Big Creek-Ventura | S.Clara, Moorpark |  | CHP | FTUR | NATURAL GAS | 19.87 | 19.9 |  |  |  |  | 1 | 24 | 24 |  |  |  |  | 18.17 | 19.49 | 17.51 | 18.17 | 14.9 | 18.77 | 19.05 | 19.03 | 19.35 | 11.61 | 8.37 | 17.33 | N | South | FC
CHESTN_2_CHWBX2 |  | CHESTN_2_CHWSX2 | Chestnut Westside BESS | CISO | N | CAISO System |  |  | Paired_BattStorage | OTHER | LESR | 135 | 0 | 0.8 | 540 | 540 | 1 | 1 | 24 | 4 | 150 | FALSE | 270 | 2 | 135 | 135 | 135 | 135 | 135 | 135 | 135 | 135 | 135 | 135 | 135 | 135 | Y | North | ID | 100% | Q1120 - Group name CHESTNUT_1120 - Max to grid 150 MW - 23TPD - Waiting for Manning and possibly other. Co-located with CHESTN_2_CHWSX2.
CHESTN_2_CHWSX2 |  | CHESTN_2_CHWBX2 | Chestnut Westside PV | CISO | N | CAISO System |  |  | Paired_Solar_1Axis | PHOTO VOLTAIC | SUN | 150 | 0 |  |  |  |  | 1 | 24 | 24 | 150 |  |  |  | 0.1 | 0.1 | 0.1 | 2.04 | 0.1 | 15 | 15 | 15 | 15 | 15 | 0.1 | 0.1 | N | North | PD | 1 | Group name CHESTNUT_1120 - Max to grid 150 MW. Max 15 MWs NQC. (Normal FC) At CPUC - hourly FC - Co-located with CHESTN_2_CHWBX2.
CHEVCD_6_UNIT |  |  | CHEVRON USA (TAFT/CADET) | CISO | N | CAISO System |  | Y | CHP | COMBUSTION TURBINE | NATURAL GAS | 11.5 | 11.5 |  |  |  |  | 1 | 24 | 24 |  |  |  |  | 1.09 | 1.08 | 1.11 | 1.09 | 1.53 | 1.63 | 0.86 | 0.99 | 1.02 | 0.98 | 0.93 | 0.97 | N | North | FC
CHEVCO_6_UNIT 1 |  |  | CHEVRON USA (COALINGA) | CISO | N | Fresno | Coalinga, Panoche 115 kV | Y | CHP | COMBUSTION TURBINE | NATURAL GAS | 16.5 | 19 |  |  |  |  | 1 | 24 | 24 |  |  |  |  | 1.53 | 1.82 | 1.09 | 1 | 1.28 | 1.89 | 1.86 | 2.06 | 1.29 | 0.99 | 0.94 | 0.91 | N | North | FC
CHEVCO_6_UNIT 2 |  |  | AERA ENERGY LLC. (COALINGA) | CISO | N | Fresno | Coalinga, Panoche 115 kV | Y | CHP | FTUR | NATURAL GAS | 8.5 | 12.5 |  |  |  |  | 1 | 24 | 24 |  |  |  |  | 1.18 | 0.77 | 0.85 | 0.62 | 0.56 | 0.88 | 0.74 | 0.85 | 0.84 | 0.98 | 1.14 | 1.06 | N | North | FC
CHEVCY_1_UNIT |  |  | CHEVRON USA (CYMRIC) | CISO | N | CAISO System |  | Y | CHP | COMBUSTION TURBINE | NATURAL GAS | 24.3 | 24.3 |  |  |  |  | 1 | 24 | 24 |  |  |  |  | 2.22 | 3.16 | 1.89 | 2.04 | 1.98 | 1.69 | 1.58 | 1.61 | 1.28 | 1.24 | 1.32 | 1.33 | N | North | FC
CHEVMN_2_UNITS |  |  | CHEVRON U.S.A. UNITS 1 & 2 AGGREGATE | CISO | N | LA Basin | Western, El Nido | Y | CHP |  | OTHER | 124.87 | 170.7 |  |  |  |  | 1 | 24 | 24 |  |  |  |  | 10 | 11.47 | 7.67 | 2.75 | 5.27 | 2.33 | 9.8 | 2.32 | 16.09 | 19.61 | 18.33 | 18.33 | N | South | FC
CHICPK_7_UNIT 1 |  |  | Chicago Park Powerhouse | CISO | N | Sierra | Placer, Gold Hill-Drum, Drum-Rio Oso, South of Rio Oso, South of Palermo |  | Hydro | HYDRO | WATER | 42 | 42 |  |  |  |  | 1 | 24 | 24 |  |  | 0 | 1 | 19.2 | 19.2 | 19.2 | 23.84 | 24.2 | 26 | 28.4 | 28.1 | 0 | 6 | 22.4 | 24.8 | Y | North | FC
CHILLS_1_SYCENG |  |  | Sycamore Energy 1 | CISO | N | San Diego-IV | San Diego |  | Biogas | COMBUSTION TURBINE | BIOGAS | 1.5 | 1.9 |  |  |  |  | 1 | 24 | 24 |  |  |  |  | 0.96 | 1.01 | 1.05 | 0.86 | 0.99 | 1.06 | 0.75 | 0.95 | 0.96 | 1.01 | 1.03 | 1.11 | N | South | FC
CHILLS_7_UNITA1 |  |  | Sycamore Energy 2 | CISO | N | San Diego-IV | San Diego |  | Biogas |  | BIOGAS | 2.25 | 2.5 |  |  |  |  | 1 | 24 | 24 |  |  | 1.74 | 1 | 1.82 | 2 | 2 | 2 | 1.4 | 1.68 | 1.56 | 1.52 | 1.74 | 1.75 | 1.8 | 1.61 | Y | South | FC
CHINO_2_APEBT1 |  |  | Pomona Energy Storage | CISO | N | LA Basin | Eastern | Y | Battery Storage | OTHER | LESR | 20 | 20 | 0.8 | 80 | 80 | 1 | 1 | 24 | 4 |  | TRUE | 40 | 3 | 20 | 20 | 20 | 20 | 20 | 20 | 20 | 20 | 20 | 20 | 20 | 20 | Y | South | FC
CHINO_2_JURUPA |  |  | Jurupa | CISO | N | LA Basin | Eastern | Y | Solar_Fixed | PHOTO VOLTAIC | SUN | 1.5 | 1.5 |  |  |  |  | 1 | 24 | 24 |  |  |  |  | 0 | 0 | 0 | 0 | 0 | 0 | 0 | 0 | 0 | 0 | 0 | 0 | N | South | EO
CHINO_2_PESBT1 |  |  | Pomona Energy Storage 2 | CISO | N | LA Basin | Eastern |  | Battery Storage | OTHER | LESR | 20 | 20 | 0.8 | 80 | 80 | 1 | 1 | 24 | 4 |  | TRUE | 30 | 2 | 10 | 10 | 10 | 10 | 10 | 10 | 10 | 10 | 10 | 10 | 10 | 10 | Y | South | FC
CHINO_2_QF |  |  | CHINO QFS | CISO | N | LA Basin | Eastern | Y | CHP | OTHER | OTHER | 0.19 | 21.8 |  |  |  |  | 1 | 24 | 24 |  |  |  |  | 0 | 0 | 0 | 0 | 0 | 0 | 0 | 0 | 0 | 0 | 0 | 0.01 | N | South | FC
CHINO_2_SASOLR |  |  | SS San Antonio West LLC | CISO | N | LA Basin | Eastern |  | Solar_Fixed | PHOTO VOLTAIC | SUN | 1.5 | 1.5 |  |  |  |  | 1 | 24 | 24 |  |  |  |  | 0 | 0 | 0 | 0 | 0 | 0 | 0 | 0 | 0 | 0 | 0 | 0 | N | South | EO
CHINO_2_SOLAR2 |  |  | Kona Solar - Terra Francesca | CISO | N | LA Basin | Eastern | Y | Solar_1Axis | PHOTO VOLTAIC | SUN | 1.49 | 1.5 |  |  |  |  | 1 | 24 | 24 |  |  |  |  | 0 | 0 | 0 | 0 | 0 | 0 | 0 | 0 | 0 | 0 | 0 | 0 | N | South | EO
CHINO_6_CIMGEN |  |  | Chino Co-Generation | CISO | N | LA Basin | Eastern |  | CHP | COMBINED CYCLE | NATURAL GAS | 26 | 31.6 |  |  |  |  | 1 | 24 | 24 |  |  | 0.01 | 1 | 26 | 26 | 26 | 26 | 26 | 26 | 26 | 26 | 26 | 26 | 26 | 26 | Y | South | FC
CHWCHL_1_AVSSR1 |  |  | Avenue 26 Phase I Solar | CISO | N | Fresno |  |  | Solar_Fixed | PHOTO VOLTAIC | SUN | 2.56 | 2.56 |  |  |  |  | 1 | 24 | 24 |  |  |  |  | 0 | 0 | 0 | 0 | 0 | 0 | 0 | 0 | 0 | 0 | 0 | 0 | N | North | EO
CHWCHL_1_AVSSR2 |  |  | Avenue 26 Phase II Solar | CISO | N | Fresno |  |  | Solar_Fixed | PHOTO VOLTAIC | SUN | 5 | 5 |  |  |  |  | 1 | 24 | 24 |  |  |  |  | 0 | 0 | 0 | 0 | 0 | 0 | 0 | 0 | 0 | 0 | 0 | 0 | N | North | EO
CHWCHL_1_UNIT |  |  | CHOW 2 PEAKER PLANT | CISO | N | Fresno | Herndon, Panoche 115 kV, Wilson 115 kV |  | Reciprocating Engine | RECIPROCATING ENGINE | NATURAL GAS | 48.6 | 48.6 |  |  |  |  | 1 | 24 | 24 |  |  | 48 | 1 | 48 | 48 | 48 | 48 | 48 | 48 | 48 | 48 | 48 | 48 | 48 | 48 | Y | North | FC
CLOVDL_1_SOLAR |  |  | Cloverdale Solar I | CISO | N | NCNB | Eagle Rock, Fulton |  | Solar_Fixed | PHOTO VOLTAIC | SUN | 1.5 | 1.5 |  |  |  |  | 1 | 24 | 24 |  |  |  |  | 0.1 | 0.1 | 0.1 | 0.1 | 0.1 | 0.57 | 0.9 | 0.3 | 0.6 | 0.26 | 0.1 | 0.1 | N | North | FC
CLOVER_2_UNIT |  |  | Clover Creek | CISO | N | CAISO System |  |  | Hydro | HYDRO | WATER | 0.99 | 1 |  |  |  |  | 1 | 24 | 24 |  |  |  |  | 0.79 | 0.61 | 0.66 | 0.54 | 0.76 | 0.58 | 0.24 | 0.16 | 0.1 | 0.11 | 0.31 | 0.46 | N | North | FC
CLRMNT_6_CLEBT1 |  |  | Clairemont Energy Storage | CISO | N | San Diego-IV |  |  | Battery Storage | OTHER | LESR | 9 | 9 | 0.8 | 36 | 36 | 1 | 1 | 24 | 4 |  | TRUE | 16.25 | 1 | 7.25 | 7.25 | 7.25 | 7.25 | 7.25 | 7.25 | 7.25 | 7.25 | 7.25 | 7.25 | 7.25 | 7.25 | Y | South | FC
CLRMTK_1_QF |  |  | SMALL QF AGGREGATION - OAKLAND | CISO | N | Bay Area | Oakland |  | CHP | FTUR | NATURAL GAS | 1.25 | 1.3 |  |  |  |  | 1 | 24 | 24 |  |  |  |  | 0 | 0 | 0 | 0 | 0 | 0 | 0 | 0 | 0 | 0 | 0 | 0 | N | North | FC
CMBLND_2_DS2BT1 |  | CMBLND_2_DS2SR1 | Daggett 2 a BESS | CISO | N | CAISO System |  |  | Paired_BattStorage | OTHER | LESR | 52 | 52 | 0.845 | 208 | 208 | 1 | 1 | 24 | 4 | 65 | TRUE |  |  | 52 | 52 | 52 | 52 | 52 | 52 | 52 | 52 | 52 | 52 | 52 | 52 | Y | South | ID | 100% | Q1313 - Group name: DAGGETT_SOLAR2_1313_1 - Max to grid 65 MW. Waiting for Mojave RAS. Co-located with CMBLND_2_DS2SR1.
CMBLND_2_DS2BT2 |  | CMBLND_2_DS2SR2 | Daggett 2 b BESS | CISO | N | CAISO System |  |  | Paired_BattStorage | OTHER | LESR | 33 | 33 | 0.8 | 132 | 132 | 1 | 1 | 24 | 4 | 65 | TRUE | 66 | 1 | 33 | 33 | 33 | 33 | 33 | 33 | 33 | 33 | 33 | 33 | 33 | 33 | Y | South | ID | 100% | Q1313 - Group name: DAGGETT_SOLAR2_1313_2 - Max to grid 65 MW. Waiting for Mojave RAS. Co-located with CMBLND_2_DS2SR2.
CMBLND_2_DS2BT3 |  | CMBLND_2_DS2SR3 | Daggett 2 c BESS | CISO | N | CAISO System |  |  | Paired_BattStorage | OTHER | LESR | 46 | 46 | 0.8 | 184 | 184 | 1 | 1 | 24 | 4 | 52 | TRUE | 92 | 1 | 46 | 46 | 46 | 46 | 46 | 46 | 46 | 46 | 46 | 46 | 46 | 46 | Y | South | ID | 100% | Q1313 - Group name: DAGGETT_SOLAR2_1313_3 - Max to grid 52 MW. Waiting for Mojave RAS. Co-located with CMBLND_2_DS2SR3.
CMBLND_2_DS2SR1 |  | CMBLND_2_DS2BT1 | Daggett 2 a PV | CISO | N | CAISO System |  |  | Paired_Solar_1Axis | PHOTO VOLTAIC | SUN | 65 | 65 |  |  |  |  | 1 | 24 | 24 | 65 |  |  |  | 0.1 | 0.1 | 0.1 | 0.31 | 0.1 | 13 | 13 | 13 | 13 | 10.34 | 0.1 | 0.1 | N | South | ID | 100% | Q1313 - Group name: DAGGETT_SOLAR2_1313_1 - Max to grid 65 MW. Max 13 MWs NQC. (Normal FC) At CPUC - hourly FC - Waiting for Mojave RAS. Max 13 MW NQC. Co-located with CMBLND_2_DS2BT1.
CMBLND_2_DS2SR2 |  | CMBLND_2_DS2BT2 | Daggett 2 b PV | CISO | N | CAISO System |  |  | Paired_Solar_1Axis | PHOTO VOLTAIC | SUN | 65 | 65 |  |  |  |  | 1 | 24 | 24 | 65 |  |  |  | 0.1 | 0.1 | 0.1 | 0.31 | 0.1 | 27.64 | 32 | 13.19 | 25.32 | 10.34 | 0.1 | 0.1 | N | South | ID | 100% | Q1313 - Group name: DAGGETT_SOLAR2_1313_2 - Max to grid 65 MW. Max 32 MWs NQC. (Normal FC) At CPUC - hourly FC - Waiting for Mojave RAS. Max 32 MW NQC. Co-located with CMBLND_2_DS2BT2.
CMBLND_2_DS2SR3 |  | CMBLND_2_DS2BT3 | Daggett 2 c PV | CISO | N | CAISO System |  |  | Paired_Solar_1Axis | PHOTO VOLTAIC | SUN | 52 | 52 |  |  |  |  | 1 | 24 | 24 | 52 |  |  |  | 0.1 | 0.1 | 0.1 | 0.25 | 0.1 | 6 | 6 | 6 | 6 | 6 | 0.1 | 0.1 | N | South | ID | 100% | Q1313 - Group name: DAGGETT_SOLAR2_1313_3 - Max to grid 52 MW. Max 6 MWs NQC. (Normal FC) At CPUC - hourly FC - Waiting for Mojave RAS. Max 6 MWs NQC. Co-located with CMBLND_2_DS2BT3
CNTNLA_2_SOLAR1 |  |  | Centinela Solar Energy I | CISO | N | San Diego-IV |  | Y | Solar_Fixed | PHOTO VOLTAIC | SUN | 125 | 127 |  |  |  |  | 1 | 24 | 24 |  |  |  |  | 0.1 | 0.1 | 0.1 | 0.37 | 0.1 | 31.63 | 62.07 | 15.33 | 33.44 | 13.15 | 0.1 | 0.1 | N | South | FC
CNTNLA_2_SOLAR2 |  |  | Centinels Solar Energy 2 | CISO | N | San Diego-IV |  |  | Solar_Fixed | PHOTO VOLTAIC | SUN | 45.6 | 47 |  |  |  |  | 1 | 24 | 24 |  |  |  |  | 0.1 | 0.1 | 0.1 | 0.13 | 0.1 | 11.54 | 22.64 | 5.59 | 12.2 | 4.8 | 0.1 | 0.1 | N | South | FC
COCOPP_2_CTG1 |  |  | Marsh Landing 1 | CISO | N | Bay Area | Contra Costa |  | Peaker | FTUR | NATURAL GAS | 204.2 | 222 |  |  |  |  | 1 | 24 | 24 |  |  | 194.72 | 1 | 203.08 | 202.82 | 202.21 | 199.04 | 197.87 | 194.63 | 193.62 | 193.09 | 194.72 | 198.97 | 200.43 | 203.72 | Y | North | FC
COCOPP_2_CTG2 |  |  | Marsh Landing 2 | CISO | N | Bay Area | Contra Costa |  | Peaker | FTUR | NATURAL GAS | 202.7 | 222 |  |  |  |  | 1 | 24 | 24 |  |  | 193.95 | 1 | 202.25 | 201.68 | 201.36 | 198.21 | 197.04 | 193.81 | 192.86 | 192.32 | 193.95 | 198.13 | 199.65 | 202.7 | Y | North | FC
COCOPP_2_CTG3 |  |  | Marsh Landing 3 | CISO | N | Bay Area | Contra Costa |  | Peaker | FTUR | NATURAL GAS | 208.96 | 222 |  |  |  |  | 1 | 24 | 24 |  |  | 193.18 | 1 | 201.79 | 201.31 | 200.92 | 197.81 | 196.72 | 193.1 | 192.03 | 191.57 | 193.18 | 197.81 | 199.11 | 202.45 | Y | North | FC
COCOPP_2_CTG4 |  |  | Marsh Landing 4 | CISO | N | Bay Area | Contra Costa |  | Peaker | FTUR | NATURAL GAS | 204.29 | 222 |  |  |  |  | 1 | 24 | 24 |  |  | 194.53 | 1 | 203.72 | 203.2 | 202.81 | 199.67 | 198.47 | 194.44 | 193.36 | 192.89 | 194.53 | 199.67 | 200.98 | 204.2 | Y | North | FC
COCOSB_6_SOLAR |  |  | Oakley Solar Project | CISO | N | Bay Area | Contra Costa | Y | Solar_Fixed | PHOTO VOLTAIC | SUN | 1.5 | 1.5 |  |  |  |  | 1 | 24 | 24 |  |  |  |  | 0 | 0 | 0 | 0 | 0 | 0 | 0 | 0 | 0 | 0 | 0 | 0 | N | North | EO
COGNAT_1_UNIT |  |  | Stockton Biomas | CISO | N | CAISO System |  | Y | Biomass/Wood | STEAM | BIOMASS | 45 | 45 |  |  |  |  | 1 | 24 | 24 |  |  |  |  | 41.31 | 44.29 | 36.83 | 21.56 | 40.02 | 41.12 | 45 | 45 | 44.71 | 37.29 | 43.73 | 43.95 | N | North | FC
COLEMN_2_UNIT |  |  | Coleman | CISO | N | CAISO System |  |  | Hydro | HYDRO | WATER | 13 | 13 |  |  |  |  | 1 | 24 | 24 |  |  |  |  | 3.58 | 4.64 | 4.67 | 4.44 | 4.73 | 3.72 | 2.5 | 0.51 | 1.48 | 2.08 | 2.35 | 3.48 | N | North | FC
COLGAT_7_UNIT 1 |  |  | Colgate Powerhouse Unit 1 | CISO | N | Sierra |  |  | Hydro | HYDRO | WATER | 176.72 | 176.7 |  |  |  |  | 1 | 24 | 24 |  |  | 150.8 | 1 | 176.72 | 176.72 | 176.72 | 176.72 | 176.72 | 176.72 | 176.72 | 176.72 | 176.72 | 176.72 | 176.72 | 176.72 | Y | North | FC |  | Cannot use - Ambient Not Due to Temp - outage card.
COLGAT_7_UNIT 2 |  |  | Colgate Powerhouse Unit 2 | CISO | N | Sierra |  |  | Hydro | HYDRO | WATER | 175.67 | 175.7 |  |  |  |  | 1 | 24 | 24 |  |  | 150.8 | 1 | 175.67 | 175.67 | 175.67 | 175.67 | 175.67 | 175.67 | 175.67 | 175.67 | 175.67 | 175.67 | 175.67 | 175.67 | Y | North | FC |  | Cannot use - Ambient Not Due to Temp - outage card.
COLPIN_6_COLLNS |  |  | Collins Pine | CISO | N | CAISO System |  |  | Biomass/Wood | STEAM | BIOMASS | 3.3 | 3.3 |  |  |  |  | 1 | 24 | 24 |  |  |  |  | 0 | 0 | 0 | 0 | 0 | 0 | 0 | 0 | 0 | 0 | 0 | 0 | N | North | EO
COLTON_6_AGUAM1 |  |  | AGUA MANSA UNIT 1 (CITY OF COLTON) | CISO | N | LA Basin | Eastern | Y | Peaker | COMBUSTION TURBINE | NATURAL GAS | 43 | 45.5 |  |  |  |  | 1 | 24 | 24 |  |  | 43 | 1 | 43 | 43 | 43 | 43 | 43 | 43 | 43 | 43 | 43 | 43 | 43 | 43 | Y | South | FC
COLUSA_2_PL1X3 |  |  | Colusa Generating Station | CISO | N | CAISO System |  |  | CCGT | COMBINED CYCLE | NATURAL GAS | 641 | 0 |  |  |  |  | 1 | 24 | 24 |  |  | 499.69 | 1 | 622.82 | 625.1 | 624.53 | 619.5 | 611.52 | 600.82 | 588.89 | 596.11 | 604.69 | 613.43 | 623.17 | 624.4 | Y | North | FC
COLVIL_7_PL1X2 |  |  | COLLIERVILLE HYDRO UNIT 1 & 2 AGGREGATE | CISO | N | CAISO System |  |  | Hydro | HYDRO | WATER | 246.86 | 0 |  |  |  |  | 1 | 24 | 24 |  |  | 100.86 | 1 | 246.86 | 246.86 | 246.86 | 246.86 | 246.86 | 246.86 | 246.86 | 246.86 | 246.86 | 246.86 | 246.86 | 246.86 | Y | North | FC
CONDOR_2_CDRBT1 |  |  | Condor BESS | CISO | N | LA Basin |  |  | Battery Storage | OTHER | LESR | 200 | 200 | 0.8 | 800 | 800 | 1 | 1 | 24 | 4 |  | TRUE | 400 | 2 | 200 | 200 | 200 | 200 | 200 | 200 | 200 | 200 | 200 | 200 | 200 | 200 | Y | South | FC |  | Former - SCEWDT1659
CONTRL_1_CASAD1 |  |  | Mammoth G1 | CISO | N | CAISO System |  |  | Geothermal | OTHER | GEOTHERMAL | 7.2 | 10 |  |  |  |  | 1 | 24 | 24 |  |  |  |  | 6.86 | 7.2 | 6.91 | 6.94 | 6.72 | 5.93 | 4.92 | 5.39 | 5.56 | 5.35 | 7.07 | 7.15 | N | South | FC |  | Behind the South of Control de-rate limited to 175 MWs and not binding at this time.
CONTRL_1_CASAD2 |  |  | Mammoth G2 | CISO | N | CAISO System |  |  | Geothermal | OTHER | GEOTHERMAL | 10.5 | 12 |  |  |  |  | 1 | 24 | 24 |  |  |  |  | 10.11 | 9.97 | 9.45 | 8.35 | 8.63 | 8.23 | 9.41 | 9.28 | 9.17 | 9.16 | 9.99 | 10.2 | Y | South | FC |  | Behind the South of Control de-rate limited to 175 MWs and not binding at this time.
CONTRL_1_CASAD3 |  |  | Mammoth G3 | CISO | N | CAISO System |  |  | Geothermal | OTHER | GEOTHERMAL | 14 | 14 |  |  |  |  | 1 | 24 | 24 |  |  |  |  | 13.29 | 13.22 | 13.11 | 12.07 | 11.12 | 9.97 | 8.61 | 9.37 | 10.14 | 11.3 | 13.57 | 13.48 | N | South | FC |  | Behind the South of Control de-rate limited to 175 MWs and not binding at this time.
CONTRL_1_LUNDY |  |  | LUNDY | CISO | N | CAISO System |  |  | Hydro | HYDRO | WATER | 3 | 3 |  |  |  |  | 1 | 24 | 24 |  |  |  |  | 0.41 | 0.45 | 0.38 | 0.57 | 1.32 | 1.92 | 1.96 | 1.28 | 1.13 | 0.58 | 0.85 | 0.37 | N | South | FC |  | Behind the South of Control de-rate limited to 175 MWs and not binding at this time.
CONTRL_1_OXBOW |  |  | Dixie Valley Geo | CISO | N | CAISO System |  |  | Geothermal | STEAM | GEOTHERMAL | 60 | 64.7 |  |  |  |  | 1 | 24 | 24 |  |  |  |  | 58.8 | 57.95 | 54.75 | 40.59 | 29.79 | 40.58 | 49.18 | 46.23 | 49.9 | 29.95 | 50.74 | 56.1 | N | South | FC |  | Behind the South of Control de-rate limited to 175 MWs and not binding at this time.
CONTRL_1_POOLE |  |  | POOLE HYDRO PLANT 1 | CISO | N | CAISO System |  |  | Hydro | HYDRO | WATER | 11.07 | 11.3 |  |  |  |  | 1 | 24 | 24 |  |  | 0.48 | 1 | 0.64 | 0.64 | 0.48 | 0.8 | 3.6 | 8.92 | 5.36 | 1.7 | 10.9 | 0.4 | 0.48 | 0.8 | Y | South | FC |  | Cannot use - Ambient Not Due to Temp - outage card.
CONTRL_1_QF |  |  | CONTROL QFS | CISO | N | CAISO System |  |  | CHP | OTHER | OTHER | 1.05 | 41.9 |  |  |  |  | 1 | 24 | 24 |  |  |  |  | 0.22 | 0.23 | 0.27 | 0.27 | 0.33 | 0.34 | 0.26 | 0.19 | 0.21 | 0.21 | 0.18 | 0.15 | N | South | FC |  | Behind the South of Control de-rate limited to 175 MWs and not binding at this time.
CONTRL_1_RUSHCK |  |  | RUSH CREEK | CISO | N | CAISO System |  |  | Hydro | HYDRO | WATER | 12.19 | 13 |  |  |  |  | 1 | 24 | 24 |  |  | 1.62 | 1 | 0.16 | 0.82 | 0.82 | 0.82 | 5.6 | 9.46 | 9.14 | 2.42 | 11.94 | 1.04 | 0.8 | 0.8 | Y | South | FC |  | Cannot use - Ambient Not Due to Temp - outage card.
COPMT2_2_SOLAR2 |  |  | CMS2 | CISO | N | CAISO System |  |  | Solar_Fixed | PHOTO VOLTAIC | SUN | 155 | 155 |  |  |  |  | 1 | 24 | 24 |  |  |  |  | 0.1 | 0.1 | 0.1 | 0.45 | 0.1 | 39.22 | 76.96 | 19.01 | 41.47 | 16.31 | 0.1 | 0.1 | N | South | FC
COPMT4_2_SOLAR4 |  |  | Copper Mountain Solar 4 | CISO | N | CAISO System |  |  | Solar_Fixed | PHOTO VOLTAIC | SUN | 92 | 92 |  |  |  |  | 1 | 24 | 24 |  |  |  |  | 0.1 | 0.1 | 0.1 | 0.27 | 0.1 | 23.28 | 45.68 | 11.28 | 24.61 | 9.68 | 0.1 | 0.1 | N | South | FC
COPMTN_2_CM10 |  |  | Copper Mountain 10 | CISO | N | CAISO System |  |  | Solar_Fixed | PHOTO VOLTAIC | SUN | 10 | 10 |  |  |  |  | 1 | 24 | 24 |  |  |  |  | 0.1 | 0.1 | 0.1 | 0.1 | 0.1 | 2.53 | 4.97 | 1.23 | 2.68 | 1.05 | 0.1 | 0.1 | N | South | PD | 7.25
COPMTN_2_SOLAR1 |  |  | Copper Mountain 48 | CISO | N | CAISO System |  |  | Solar_Fixed | PHOTO VOLTAIC | SUN | 48 | 48 |  |  |  |  | 1 | 24 | 24 |  |  |  |  | 0.1 | 0.1 | 0.1 | 0.14 | 0.1 | 12.15 | 16.5 | 5.89 | 12.84 | 5.05 | 0.1 | 0.1 | N | South | PD | 16.5
CORCAN_1_SOLAR1 |  |  | CID Solar | CISO | N | Fresno | Herndon, Hanford | Y | Solar_Fixed | PHOTO VOLTAIC | SUN | 20 | 20 |  |  |  |  | 1 | 24 | 24 |  |  |  |  | 0.1 | 0.1 | 0.1 | 0.27 | 0.1 | 7.66 | 11.98 | 4.02 | 8.01 | 3.47 | 0.1 | 0.1 | N | North | FC
CORCAN_1_SOLAR2 |  |  | Corcoran City | CISO | N | Fresno | Herndon, Hanford | Y | Solar_1Axis | PHOTO VOLTAIC | SUN | 11 | 12 |  |  |  |  | 1 | 24 | 24 |  |  |  |  | 0.1 | 0.1 | 0.1 | 0.15 | 0.1 | 6.24 | 8.03 | 2.94 | 5.23 | 2 | 0.1 | 0.1 | N | North | FC
CORONS_2_SOLAR |  |  | Master Development Corona | CISO | N | LA Basin | Eastern |  | Solar_Fixed | PHOTO VOLTAIC | SUN | 0.99 | 1 |  |  |  |  | 1 | 24 | 24 |  |  |  |  | 0 | 0 | 0 | 0 | 0 | 0 | 0 | 0 | 0 | 0 | 0 | 0 | N | South | EO
CORONS_6_CLRWTR |  |  | Clearwater Power Plant | CISO | N | LA Basin | Eastern | Y | CCGT | COMBINED CYCLE | NATURAL GAS | 28 | 0 |  |  |  |  | 1 | 24 | 24 |  |  | 8 | 1 | 28 | 28 | 28 | 28 | 28 | 28 | 28 | 28 | 28 | 28 | 28 | 28 | Y | South | FC
CORRAL_6_SJOAQN |  |  | Ameresco San Joaquin | CISO | N | CAISO System |  |  | Biogas | RECIPROCATING ENGINE | BIOGAS | 4.3 | 4.3 |  |  |  |  | 1 | 24 | 24 |  |  |  |  | 4.2 | 3.92 | 4.09 | 4.2 | 4.3 | 4.3 | 3.48 | 3.61 | 3.13 | 3.62 | 4.06 | 4.3 | N | North | FC
COTTLE_2_FRNKNH |  |  | Frankenheimer Power Plant | CISO | N | CAISO System |  |  | Hydro | HYDRO | WATER | 5.3 | 5 |  |  |  |  | 1 | 24 | 24 |  |  |  |  | 0 | 0 | 0.59 | 0.81 | 0.73 | 0.95 | 1.04 | 1.85 | 1.95 | 0.35 | 0 | 0 | N | North | FC
COVERD_2_HCKHY1 |  |  | HATCHET CREEK | CISO | N | CAISO System |  |  | Hydro | HYDRO | WATER | 6.89 | 7 |  |  |  |  | 1 | 24 | 24 |  |  |  |  | 3.23 | 2.91 | 4.1 | 5.52 | 3.71 | 1.08 | 0.02 | 0 | 0 | 0 | 0.64 | 1.48 | N | North | FC
COVERD_2_MCKHY1 |  |  | Montgomery Creek Hydro | CISO | N | CAISO System |  |  | Hydro | HYDRO | WATER | 2.8 | 2.8 |  |  |  |  | 1 | 24 | 24 |  |  |  |  | 1.79 | 1.37 | 1.81 | 2.12 | 1.36 | 0.4 | 0.04 | 0 | 0 | 0 | 0.31 | 0.98 | N | North | FC
COVERD_2_QFUNTS |  |  | Cove Hydroelectric Project | CISO | N | CAISO System |  |  | Hydro | HYDRO | WATER | 5.5 | 20.3 |  |  |  |  | 1 | 24 | 24 |  |  |  |  | 2.59 | 2.34 | 3.26 | 4.38 | 3.12 | 1 | 0.02 | 0 | 0 | 0 | 0.51 | 1.02 | Y | North | FC |  | Cannot use - Ambient Not Due to Temp - outage card.
COVERD_2_RCKHY1 |  |  | ROARING CREEK | CISO | N | CAISO System |  |  | Hydro | HYDRO | WATER | 2 | 2 |  |  |  |  | 1 | 24 | 24 |  |  |  |  | 1.57 | 1.48 | 1.12 | 1.37 | 0.7 | 0.44 | 0.1 | 0.01 | 0 | 0 | 0.17 | 0.59 | N | North | FC
COWCRK_2_UNIT |  |  | Cow Creek Hydro | CISO | N | CAISO System |  |  | Hydro | HYDRO | WATER | 2 | 2 |  |  |  |  | 1 | 24 | 24 |  |  |  |  | 0.54 | 0.57 | 0.46 | 0.36 | 0.28 | 0.2 | 0.11 | 0.07 | 0.08 | 0.08 | 0.16 | 0.35 | N | North | FC
CPVERD_2_SOLAR |  |  | Campo Verde Solar | CISO | N | San Diego-IV |  | Y | Solar_Fixed | PHOTO VOLTAIC | SUN | 139 | 147 |  |  |  |  | 1 | 24 | 24 |  |  |  |  | 0.1 | 0.1 | 0.1 | 0.41 | 0.1 | 35.17 | 69.02 | 17.05 | 37.19 | 14.63 | 0.1 | 0.1 | N | South | FC
CRELMN_6_RAMON1 |  |  | Ramona 1 | CISO | N | San Diego-IV | San Diego |  | Solar_Fixed | PHOTO VOLTAIC | SUN | 2 | 2 |  |  |  |  | 1 | 24 | 24 |  |  |  |  | 0.1 | 0.1 | 0.1 | 0.1 | 0.1 | 0.51 | 0.99 | 0.25 | 0.54 | 0.21 | 0.1 | 0.1 | N | South | FC
CRELMN_6_RAMON2 |  |  | Ramona 2 | CISO | N | San Diego-IV | San Diego |  | Solar_Fixed | PHOTO VOLTAIC | SUN | 5 | 5 |  |  |  |  | 1 | 24 | 24 |  |  |  |  | 0.1 | 0.1 | 0.1 | 0.1 | 0.1 | 1.27 | 2.48 | 0.61 | 1.34 | 0.53 | 0.1 | 0.1 | N | South | FC
CRELMN_6_RAMSR3 |  |  | Ramona Solar Energy | CISO | N | San Diego-IV | San Diego |  | Solar_1Axis | PHOTO VOLTAIC | SUN | 4.32 | 4.4 |  |  |  |  | 1 | 24 | 24 |  |  |  |  | 0.08 | 0.08 | 0.08 | 0.08 | 0.08 | 1.47 | 2.33 | 0.7 | 1.34 | 0.55 | 0.08 | 0.08 | N | South | PD | 80% | At CPUC - hourly PD to 80.00 percent.
CRESSY_1_PARKER |  |  | PARKER POWERHOUSE | CISO | N | Fresno |  | Y | Hydro | HYDRO | WATER | 2.83 | 3.8 |  |  |  |  | 1 | 24 | 24 |  |  |  |  | 0 | 0 | 0 | 0.16 | 0.84 | 1.09 | 1.1 | 0.68 | 0.49 | 0.34 | 0 | 0 | N | North | FC
CRESTA_7_PL1X2 |  |  | CRESTA PH UNIT 1 & 2 AGGREGATE | CISO | N | Sierra | South of Palermo |  | Hydro | HYDRO | WATER | 70.4 | 0 |  |  |  |  | 1 | 24 | 24 |  |  | 0 | 1 | 27.2 | 31.12 | 40.64 | 48 | 32 | 28.4 | 32.58 | 44.44 | 36.62 | 24 | 4.8 | 16 | Y | North | FC
CRIMSN_2_CRMBT1 |  |  | Crimson | CISO | N | CAISO System |  |  | Battery Storage | OTHER | LESR | 200 | 200 | 0.8 | 800 | 800 | 1 | 1 | 24 | 4 |  | TRUE | 400 | 1 | 200 | 200 | 200 | 200 | 200 | 200 | 200 | 200 | 200 | 200 | 200 | 200 | Y | South | FC
CRIMSN_2_CRMBT2 |  |  | Crimson 2 | CISO | N | CAISO System |  |  | Battery Storage | OTHER | LESR | 150 | 150 | 0.8 | 600 | 600 | 1 | 1 | 24 | 4 |  | TRUE | 300 | 1 | 150 | 150 | 150 | 150 | 150 | 150 | 150 | 150 | 150 | 150 | 150 | 150 | Y | South | FC
CRNEVL_6_CRNVA |  |  | Crane Valley | CISO | N | Fresno | Borden |  | Hydro | HYDRO | WATER | 0.9 | 0.9 |  |  |  |  | 1 | 24 | 24 |  |  |  |  | 0.19 | 0.06 | 0.3 | 0.09 | 0.43 | 0.28 | 0.08 | 0 | 0.23 | 0.34 | 0.29 | 0.14 | N | North | FC
CRNEVL_6_SJQN 2 |  |  | SAN JOAQUIN 2 | CISO | N | Fresno | Borden |  | Hydro | HYDRO | WATER | 3.2 | 3.2 |  |  |  |  | 1 | 24 | 24 |  |  |  |  | 0.05 | 0.1 | 0 | 0 | 0 | 0 | 0 | 0 | 0.01 | 0 | 0.28 | 0.35 | N | North | FC
CROKET_7_UNIT |  |  | CROCKETT COGEN | CISO | N | Bay Area | Pittsburg |  | CHP | COMBINED CYCLE | NATURAL GAS | 240 | 240 |  |  |  |  | 1 | 24 | 24 |  |  |  |  | 213.05 | 198.09 | 148.43 | 175.39 | 174.64 | 207.97 | 198.38 | 202.48 | 198.55 | 168.45 | 102.9 | 138.51 | N | North | FC
CRSTWD_6_KUMYAY |  |  | Kumeyaay Wind Farm | CISO | N | San Diego-IV | San Diego |  | Wind | WIND | WIND | 50 | 50 |  |  |  |  | 1 | 24 | 24 |  |  |  |  | 4.2 | 10.14 | 11.36 | 18.29 | 20.62 | 18.79 | 18.72 | 17.29 | 10.62 | 5.04 | 3.3 | 3.23 | N | South | FC
CRWCKS_1_SOLAR1 |  |  | Crow Creek Solar 1 | CISO | N | Stockton | Tesla-Bellota | Y | Solar_1Axis | PHOTO VOLTAIC | SUN | 20 | 20 |  |  |  |  | 1 | 24 | 24 |  |  |  |  | 0 | 0 | 0 | 0 | 0 | 0 | 0 | 0 | 0 | 0 | 0 | 0 | N | North | EO
CSCGNR_1_UNIT 1 |  |  | GIANERA PEAKER UNIT 1 | CISO | N | Bay Area | San Jose, South Bay-Moss Landing |  | Peaker | FTUR | NATURAL GAS | 24.75 | 24.8 |  |  |  |  | 1 | 24 | 24 |  |  | 24 | 1 | 24 | 24 | 24 | 24 | 24 | 24 | 24 | 24 | 24 | 24 | 24 | 24 | Y | North | FC
CSCGNR_1_UNIT 2 |  |  | GIANERA PEAKER UNIT 2 | CISO | N | Bay Area | San Jose, South Bay-Moss Landing |  | Peaker | FTUR | NATURAL GAS | 24.75 | 24.8 |  |  |  |  | 1 | 24 | 24 |  |  | 24 | 1 | 24 | 24 | 24 | 24 | 24 | 24 | 24 | 24 | 24 | 24 | 24 | 24 | Y | North | FC
CSLR4S_2_SOLAR |  |  | Csolar IV South | CISO | N | San Diego-IV |  | Y | Solar_Fixed | PHOTO VOLTAIC | SUN | 130 | 130 |  |  |  |  | 1 | 24 | 24 |  |  |  |  | 0.1 | 0.1 | 0.1 | 0.38 | 0.1 | 32.89 | 64.55 | 15.94 | 34.78 | 13.68 | 0.1 | 0.1 | N | South | FC
CSTRVL_7_PL1X2 |  |  | Marina Land Fill Gas | CISO | N | CAISO System |  |  | Biogas | RECIPROCATING ENGINE | OTHER | 4.53 | 5 |  |  |  |  | 1 | 24 | 24 |  |  | 4.17 | 1 | 4.13 | 3.51 | 3.69 | 4.01 | 3.63 | 3.95 | 4.16 | 4.14 | 4.17 | 3.86 | 3.98 | 3.73 | Y | North | FC
CSTRVL_7_QFUNTS |  |  | Castroville QF Aggregate | CISO | N | CAISO System |  |  | CHP | OTHER | OTHER | 2 | 11 |  |  |  |  | 1 | 24 | 24 |  |  |  |  | 0.02 | 0.03 | 0.08 | 0.03 | 0.02 | 0.07 | 0.07 | 0.09 | 0.13 | 0.11 | 0.08 | 0.02 | N | North | FC
CTNWDP_1_QF |  |  | SMALL QF AGGREGATION - BURNEY | CISO | N | CAISO System |  |  | Hydro | HYDRO | WATER | 0.5 | 1 |  |  |  |  | 1 | 24 | 24 |  |  |  |  | 0.04 | 0.04 | 0.04 | 0.04 | 0.03 | 0.02 | 0.01 | 0.02 | 0.01 | 0.03 | 0.03 | 0.04 | N | North | FC
CUMBIA_1_SOLAR |  |  | Columbia Solar Energy II | CISO | N | Bay Area | Pittsburg | Y | Solar_1Axis | PHOTO VOLTAIC | SUN | 19 | 19 |  |  |  |  | 1 | 24 | 24 |  |  |  |  | 0.1 | 0.1 | 0.1 | 0.26 | 0.1 | 10.77 | 13.86 | 5.08 | 9.03 | 3.45 | 0.1 | 0.1 | N | North | FC
CUMMNG_6_SUNCT1 |  |  | SunSelect 1 | CISO | N | CAISO System |  |  | CHP | RECIPROCATING ENGINE | NATURAL GAS | 4 | 4 |  |  |  |  | 1 | 24 | 24 |  |  | 0 | 1 | 3.33 | 3.39 | 3.04 | 3.01 | 3.34 | 3.54 | 3.53 | 3.56 | 3.4 | 3.16 | 3.38 | 3.45 | Y | South | FC
CURTIS_1_CANLCK |  |  | Canal Creek Powerhouse | CISO | N | Fresno |  |  | Hydro | HYDRO | WATER | 0.9 | 0.9 |  |  |  |  | 1 | 24 | 24 |  |  |  |  | 0 | 0 | 0 | 0 | 0 | 0 | 0 | 0 | 0 | 0 | 0 | 0 | N | North | FC
CURTIS_1_FARFLD |  |  | Fairfield Powerhouse | CISO | N | Fresno |  |  | Hydro | HYDRO | WATER | 0.9 | 0.9 |  |  |  |  | 1 | 24 | 24 |  |  |  |  | 0 | 0 | 0 | 0 | 0 | 0 | 0 | 0.02 | 0.03 | 0 | 0 | 0 | N | North | FC
CUYAMA_6_SB3SB1 | CUYAMA_6_SB3SB1_LESR |  | SEPV Barbara 3 | CISO | N | CAISO System |  |  | Hybrid_BattStorage | OTHER | HYBD | 3 | 3 | 0.9 | 12 | 24 | 2 | 1 | 24 | 8 | 3 | TRUE | 6 | 2 | 2.9 | 2.9 | 2.9 | 2.9 | 2.9 | 2.9 | 2.9 | 2.9 | 2.9 | 2.9 | 2.9 | 2.9 | Y | North | FC
CUYAMA_6_SB3SB1 | CUYAMA_6_SB3SB1_SUN |  | SEPV Barbara 3 | CISO | N | CAISO System |  |  | Hybrid_Solar_1Axis | OTHER | HYBD | 3 | 3 |  |  |  |  | 1 | 24 | 24 | 3 |  | 6 | 2 | 0.1 | 0.1 | 0.1 | 0.1 | 0.1 | 0.1 | 0.1 | 0.1 | 0.1 | 0.1 | 0.1 | 0.1 | Y | North | FC
CUYAMS_6_CUYSR1 |  |  | Cuyama Solar | CISO | N | CAISO System |  |  | Solar_1Axis | PHOTO VOLTAIC | SUN | 40 | 40 |  |  |  |  | 1 | 24 | 24 |  |  |  |  | 0.1 | 0.1 | 0.1 | 0.54 | 0.1 | 22.68 | 29.19 | 10.69 | 19.01 | 7.26 | 0.1 | 0.1 | N | North | FC
DAIRLD_1_MD1SL1 |  |  | Madera 1 | CISO | N | Fresno |  |  | Solar_1Axis | PHOTO VOLTAIC | SUN | 1.5 | 1.5 |  |  |  |  | 1 | 24 | 24 |  |  |  |  | 0 | 0 | 0 | 0 | 0 | 0 | 0 | 0 | 0 | 0 | 0 | 0 | N | North | EO
DAIRLD_1_MD2BM1 |  |  | Madera Digester Genset 2 | CISO | N | Fresno |  |  | Biogas | RECIPROCATING ENGINE | BIOGAS | 0.8 | 0.8 |  |  |  |  | 1 | 24 | 24 |  |  |  |  | 0 | 0 | 0 | 0 | 0 | 0 | 0 | 0 | 0 | 0 | 0 | 0 | N | North | EO
DAVIS_1_SOLAR1 |  |  | Grasslands 3 | CISO | N | Sierra | Drum-Rio Oso, South of Palermo |  | Solar_2Axis | PHOTO VOLTAIC | SUN | 1 | 1 |  |  |  |  | 1 | 24 | 24 |  |  |  |  | 0 | 0 | 0 | 0 | 0 | 0 | 0 | 0 | 0 | 0 | 0 | 0 | N | North | EO
DAVIS_1_SOLAR2 |  |  | Grasslands 4 | CISO | N | Sierra | Drum-Rio Oso, South of Palermo |  | Solar_2Axis | PHOTO VOLTAIC | SUN | 1 | 1 |  |  |  |  | 1 | 24 | 24 |  |  |  |  | 0 | 0 | 0 | 0 | 0 | 0 | 0 | 0 | 0 | 0 | 0 | 0 | N | North | EO
DAVIS_7_MNMETH |  |  | MM Yolo Power LLC | CISO | N | Sierra | Drum-Rio Oso, South of Palermo |  | Biogas | RECIPROCATING ENGINE | BIOGAS | 4 | 2.7 |  |  |  |  | 1 | 24 | 24 |  |  |  |  | 1.92 | 2.32 | 2.34 | 2.24 | 2 | 2.16 | 2.05 | 2.09 | 2.26 | 2.46 | 2.23 | 2.1 | N | North | FC
DEADCK_1_UNIT |  |  | DEADCK_1_UNIT | CISO | N | Sierra | Drum-Rio Oso |  | Hydro | HYDRO | WATER | 1.96 | 2 |  |  |  |  | 1 | 24 | 24 |  |  |  |  | 0.64 | 0.77 | 0.66 | 0.72 | 0.43 | 0.08 | 0.04 | 0.02 | 0 | 0 | 0 | 0.03 | N | North | FC
DEERCR_6_UNIT 1 |  |  | DEER CREEK | CISO | N | Sierra | Drum-Rio Oso, South of Palermo |  | Hydro | HYDRO | WATER | 7 | 7 |  |  |  |  | 1 | 24 | 24 |  |  |  |  | 1.09 | 1.56 | 0.85 | 0.85 | 1.01 | 1.09 | 1.51 | 3.05 | 3.05 | 2.53 | 1.2 | 1.66 | N | North | FC
DELAMO_2_ALASB2 | DELAMO_2_ALASB2_LESR |  | Los Alamitos 2 | CISO | N | LA Basin | Western |  | Hybrid_BattStorage | OTHER | HYBD | 5 | 10 | 0.8 | 20 | 20 | 1 | 1 | 24 | 4 | 10 | FALSE | 0 | 1 | 5 | 5 | 5 | 5 | 5 | 5 | 5 | 5 | 5 | 5 | 5 | 5 | Y | South | FC
DELAMO_2_ALASB2 | DELAMO_2_ALASB2_SUN |  | Los Alamitos 2 | CISO | N | LA Basin | Western |  | Hybrid_Solar_1Axis | OTHER | HYBD | 10 | 10 |  |  |  |  | 1 | 24 | 24 | 10 |  | 0 | 1 | 0.1 | 0.1 | 0.1 | 0.1 | 0.1 | 4.25 | 5 | 2.03 | 3.9 | 2.03 | 0.1 | 0.1 | Y | South | FC
DELAMO_2_SOLAR1 |  |  | Golden Springs Building H | CISO | N | LA Basin | Western | Y | Solar_1Axis | PHOTO VOLTAIC | SUN | 1.5 | 1.5 |  |  |  |  | 1 | 24 | 24 |  |  |  |  | 0.1 | 0.1 | 0.1 | 0.1 | 0.1 | 0.64 | 1.01 | 0.3 | 0.58 | 0.24 | 0.1 | 0.1 | N | South | FC
DELAMO_2_SOLAR2 |  |  | Golden Springs Building M | CISO | N | LA Basin | Western | Y | Solar_1Axis | PHOTO VOLTAIC | SUN | 1.75 | 1.8 |  |  |  |  | 1 | 24 | 24 |  |  |  |  | 0.1 | 0.1 | 0.1 | 0.1 | 0.1 | 0.74 | 1.18 | 0.36 | 0.68 | 0.28 | 0.1 | 0.1 | N | South | FC
DELAMO_2_SOLAR3 |  |  | Golden Springs Building G | CISO | N | LA Basin | Western | Y | Solar_1Axis | PHOTO VOLTAIC | SUN | 1.25 | 1.3 |  |  |  |  | 1 | 24 | 24 |  |  |  |  | 0.1 | 0.1 | 0.1 | 0.1 | 0.1 | 0.53 | 0.84 | 0.25 | 0.49 | 0.2 | 0.1 | 0.1 | N | South | FC
DELAMO_2_SOLAR4 |  |  | Golden Springs Building F | CISO | N | LA Basin | Western | Y | Solar_1Axis | PHOTO VOLTAIC | SUN | 1.3 | 1.4 |  |  |  |  | 1 | 24 | 24 |  |  |  |  | 0.1 | 0.1 | 0.1 | 0.1 | 0.1 | 0.55 | 0.87 | 0.26 | 0.51 | 0.21 | 0.1 | 0.1 | N | South | FC
DELAMO_2_SOLAR5 |  |  | Golden Springs Building L | CISO | N | LA Basin | Western | Y | Solar_1Axis | PHOTO VOLTAIC | SUN | 1 | 1 |  |  |  |  | 1 | 24 | 24 |  |  |  |  | 0.1 | 0.1 | 0.1 | 0.1 | 0.1 | 0.43 | 0.67 | 0.2 | 0.39 | 0.16 | 0.1 | 0.1 | N | South | FC
DELAMO_2_SOLAR6 |  |  | Freeway Springs | CISO | N | LA Basin | Western | Y | Solar_1Axis | PHOTO VOLTAIC | SUN | 2 | 2 |  |  |  |  | 1 | 24 | 24 |  |  |  |  | 0.1 | 0.1 | 0.1 | 0.1 | 0.1 | 0.85 | 1.35 | 0.41 | 0.78 | 0.32 | 0.1 | 0.1 | N | South | FC
DELAMO_2_SOLRC1 |  |  | Golden Springs Building C1 | CISO | N | LA Basin | Western | Y | Solar_Fixed | PHOTO VOLTAIC | SUN | 1.16 | 1.3 |  |  |  |  | 1 | 24 | 24 |  |  |  |  | 0 | 0 | 0 | 0 | 0 | 0 | 0 | 0 | 0 | 0 | 0 | 0 | N | South | EO
DELAMO_2_SOLRD |  |  | Golden Solar Building D | CISO | N | LA Basin | Western | Y | Solar_Fixed | PHOTO VOLTAIC | SUN | 1.25 | 1.4 |  |  |  |  | 1 | 24 | 24 |  |  |  |  | 0 | 0 | 0 | 0 | 0 | 0 | 0 | 0 | 0 | 0 | 0 | 0 | N | South | EO
DELSUR_6_BSOLAR |  |  | Central Antelope Dry Ranch B | CISO | N | Big Creek-Ventura |  | Y | Solar_1Axis | PHOTO VOLTAIC | SUN | 3 | 3 |  |  |  |  | 1 | 24 | 24 |  |  |  |  | 0.1 | 0.1 | 0.1 | 0.1 | 0.1 | 1.28 | 2.02 | 0.61 | 1.17 | 0.48 | 0.1 | 0.1 | N | South | FC
DELSUR_6_CREST |  |  | Delsur Aggregate Solar Resources | CISO | N | Big Creek-Ventura |  |  | Solar_Fixed | PHOTO VOLTAIC | SUN | 8.5 | 0 |  |  |  |  | 1 | 24 | 24 |  |  |  |  | 0 | 0 | 0 | 0 | 0 | 0 | 0 | 0 | 0 | 0 | 0 | 0 | N | South | EO
DELSUR_6_DRYFRB |  |  | Dry Farm Ranch B | CISO | N | Big Creek-Ventura |  |  | Solar_1Axis | PHOTO VOLTAIC | SUN | 5 | 5 |  |  |  |  | 1 | 24 | 24 |  |  |  |  | 0.1 | 0.1 | 0.1 | 0.1 | 0.1 | 2.13 | 3.36 | 1.01 | 1.95 | 0.8 | 0.1 | 0.1 | N | South | FC
DELSUR_6_HORSR1 |  |  | Horn | CISO | N | Big Creek-Ventura |  |  |  | PHOTO VOLTAIC | SUN | 1.5 | 1.5 |  |  |  |  | 1 | 24 | 24 |  |  |  |  | 0 | 0 | 0 | 0 | 0 | 0 | 0 | 0 | 0 | 0 | 0 | 0 | N | South | EO
DELSUR_6_SOLAR1 |  |  | Summer Solar North | CISO | N | Big Creek-Ventura |  |  | Solar_1Axis | PHOTO VOLTAIC | SUN | 6.5 | 6.5 |  |  |  |  | 1 | 24 | 24 |  |  |  |  | 0.1 | 0.1 | 0.1 | 0.1 | 0.1 | 2.76 | 4.37 | 1.32 | 2.53 | 1.03 | 0.1 | 0.1 | N | South | FC
DELSUR_6_SOLAR4 |  |  | Radiance Solar 4 | CISO | N | Big Creek-Ventura |  |  | Solar_1Axis | PHOTO VOLTAIC | SUN | 1.5 | 1.9 |  |  |  |  | 1 | 24 | 24 |  |  |  |  | 0 | 0 | 0 | 0 | 0 | 0 | 0 | 0 | 0 | 0 | 0 | 0 | N | South | EO
DELSUR_6_SOLAR5 |  |  | Radiance Solar 5 | CISO | N | Big Creek-Ventura |  |  | Solar_1Axis | PHOTO VOLTAIC | SUN | 1.5 | 1.9 |  |  |  |  | 1 | 24 | 24 |  |  |  |  | 0 | 0 | 0 | 0 | 0 | 0 | 0 | 0 | 0 | 0 | 0 | 0 | N | South | EO
DELTA_2_PL1X4 |  |  | DELTA ENERGY CENTER AGGREGATE | CISO | N | Bay Area | Pittsburg | Y | CCGT | COMBINED CYCLE | NATURAL GAS | 880 | 0 |  |  |  |  | 1 | 24 | 24 |  |  | 642 | 1 | 880 | 880 | 880 | 880 | 880 | 880 | 880 | 873 | 873 | 880 | 880 | 880 | Y | North | FC
DEVERS_1_SEPV05 |  |  | SEPV 5 | CISO | N | LA Basin | Eastern, Valley-Devers |  | Solar_Fixed | PHOTO VOLTAIC | SUN | 2 | 2 |  |  |  |  | 1 | 24 | 24 |  |  |  |  | 0 | 0 | 0 | 0 | 0 | 0 | 0 | 0 | 0 | 0 | 0 | 0 | N | South | EO
DEVERS_1_SOLAR |  |  | Cascade Solar | CISO | N | LA Basin | Eastern, Valley-Devers |  | Solar_Fixed | PHOTO VOLTAIC | SUN | 18.5 | 18.5 |  |  |  |  | 1 | 24 | 24 |  |  |  |  | 0 | 0 | 0 | 0 | 0 | 0 | 0 | 0 | 0 | 0 | 0 | 0 | N | South | EO
DEVERS_1_SOLAR1 |  |  | SEPV8 | CISO | N | LA Basin | Eastern, Valley-Devers |  | Solar_1Axis | PHOTO VOLTAIC | SUN | 12 | 12 |  |  |  |  | 1 | 24 | 24 |  |  |  |  | 0 | 0 | 0 | 0 | 0 | 0 | 0 | 0 | 0 | 0 | 0 | 0 | N | South | EO
DEVERS_1_SOLAR2 |  |  | SEPV9 | CISO | N | LA Basin | Eastern, Valley-Devers |  | Solar_1Axis | PHOTO VOLTAIC | SUN | 9 | 9 |  |  |  |  | 1 | 24 | 24 |  |  |  |  | 0 | 0 | 0 | 0 | 0 | 0 | 0 | 0 | 0 | 0 | 0 | 0 | N | South | EO
DEVERS_2_CS2SR4 |  |  | Caliente Solar 2 | CISO | N | LA Basin | Eastern, Valley-Devers |  | Solar_1Axis | PHOTO VOLTAIC | SUN | 0.91 | 1 |  |  |  |  | 1 | 24 | 24 |  |  |  |  | 0 | 0 | 0 | 0 | 0 | 0 | 0 | 0 | 0 | 0 | 0 | 0 | N | South | EO
DEVERS_2_DHSPG2 |  |  | Desert Hot Springs 2 | CISO | N | LA Basin | Eastern, Valley-Devers |  | Solar_1Axis | PHOTO VOLTAIC | SUN | 1.4 | 1.5 |  |  |  |  | 1 | 24 | 24 |  |  |  |  | 0 | 0 | 0 | 0 | 0 | 0 | 0 | 0 | 0 | 0 | 0 | 0 | N | South | EO
DEXZEL_1_UNIT |  |  | Western Power and Steam Cogeneration | CISO | N | Kern | South Kern PP, Kern Oil | Y | CHP | COMBUSTION TURBINE | NATURAL GAS | 20 | 36.8 |  |  |  |  | 1 | 24 | 24 |  |  | 8 | 1 | 20 | 20 | 20 | 20 | 20 | 20 | 20 | 20 | 20 | 20 | 20 | 20 | Y | North | FC
DIABLO_7_UNIT 1 |  |  | Diablo Canyon Unit 1 | CISO | N | CAISO System |  |  | Nuclear | STEAM | URANIUM | 1150 | 1176 |  |  |  |  | 1 | 24 | 24 |  |  |  |  | 1140 | 1140 | 1140 | 1140 | 1140 | 1140 | 1140 | 1140 | 1140 | 1140 | 1140 | 1140 | N | North | FC
DIABLO_7_UNIT 2 |  |  | Diablo Canyon Unit 2 | CISO | N | CAISO System |  |  | Nuclear | STEAM | URANIUM | 1150 | 1176 |  |  |  |  | 1 | 24 | 24 |  |  |  |  | 1140 | 1140 | 1140 | 1140 | 1140 | 1140 | 1140 | 1140 | 1140 | 1140 | 1140 | 1140 | N | North | FC
DISCOV_1_CHEVRN |  |  | CHEVRON USA (EASTRIDGE) | CISO | N | Kern | South Kern PP, Kern Oil | Y | CHP | FTUR | NATURAL GAS | 48.8 | 56.2 |  |  |  |  | 1 | 24 | 24 |  |  |  |  | 9.46 | 12.73 | 8.58 | 4.61 | 4.33 | 4.7 | 4.11 | 8.4 | 8.64 | 4.51 | 4.44 | 8.56 | N | North | FC
DIXNLD_1_LNDFL |  |  | Zero Waste Energy | CISO | N | Bay Area |  | Y | Biomass/Wood | RECIPROCATING ENGINE | BIOMASS | 1.6 | 1.6 |  |  |  |  | 1 | 24 | 24 |  |  |  |  | 0.95 | 0.9 | 0.89 | 0.76 | 0.75 | 0.89 | 0.79 | 0.89 | 0.9 | 0.94 | 0.83 | 0.93 | N | North | FC
DMDVLY_1_UNITS |  |  | Diamond Valley Lake Pump Gen | CISO | N | LA Basin | Eastern |  | Hydro | PUMPED STORAGE | WATER | 15.6 | 0 |  |  |  |  | 1 | 24 | 24 |  |  |  |  | 0 | 1.34 | 2.59 | 0 | 0 | 0 | 0 | 0 | 0 | 0 | 0 | 0 | N | South | FC
DONNLS_7_UNIT |  |  | Donnells Hydro | CISO | N | Stockton | Tesla-Bellota, Stanislaus |  | Hydro | HYDRO | WATER | 72 | 72 |  |  |  |  | 1 | 24 | 24 |  |  | 57.6 | 1 | 72 | 72 | 72 | 72 | 72 | 72 | 72 | 72 | 72 | 72 | 72 | 72 | Y | North | FC
DOSMGO_2_NSPIN |  |  | DOSMGO_2_NSPIN | CISO | N | CAISO System |  |  | Pump | PUMP | WATER | 159 | 159 |  |  |  |  | 1 | 24 | 24 |  |  |  |  | 16.26 | 16.26 | 16.26 | 16.26 | 16.26 | 16.26 | 16.26 | 16.26 | 16.26 | 13.64 | 16.26 | 16.26 | Y | North | FC
DOUBLC_1_UNITS |  |  | DOUBLE "C" LIMITED | CISO | N | Kern | South Kern PP | Y | Peaker | COMBUSTION TURBINE | NATURAL GAS | 52.23 | 55.3 |  |  |  |  | 1 | 24 | 24 |  |  | 32.23 | 1 | 52.23 | 52.23 | 52.23 | 52.23 | 52.23 | 52.23 | 52.23 | 52.23 | 52.23 | 52.23 | 52.23 | 52.23 | Y | North | FC
DRACKR_2_D4SR4B |  |  | Dracker Solar Unit 4B | CISO | N | CAISO System |  |  | Solar_1Axis | PHOTO VOLTAIC | SUN | 62.5 | 62.5 |  |  |  |  | 1 | 24 | 24 | 62.5 |  |  |  | 0.1 | 0.1 | 0.1 | 0.3 | 0.1 | 26.58 | 42.06 | 12.69 | 24.35 | 9.95 | 0.1 | 0.1 | N | South | FC |  | Group name: DRACKER_294_5 - Max to grid 62.5 MW.
DRACKR_2_DS3SR3 |  | DRACKR_2_DSUBT3 | Dracker Solar Unit 3 | CISO | N | CAISO System |  |  | Paired_Solar_Fixed | PHOTO VOLTAIC | SUN | 125 | 125 |  |  |  |  | 1 | 24 | 24 | 125 |  |  |  | 0 | 0 | 0 | 0 | 0 | 0 | 0 | 0 | 0 | 0 | 0 | 0 | N | South | EO |  | Group name: DRACKER_294_3 - Max to grid 125 MW. Co-located with DRACKR_2_DSUBT3
DRACKR_2_DS4SR4 |  | DRACKR_2_DSUBT4 | Dracker Solar Unit 4A | CISO | N | CAISO System |  |  | Paired_Solar_1Axis | PHOTO VOLTAIC | SUN | 62.5 | 62.5 |  |  |  |  | 1 | 24 | 24 | 62.5 |  |  |  | 0.1 | 0.1 | 0.1 | 0.3 | 0.1 | 15.5 | 15.5 | 12.69 | 15.5 | 9.95 | 0.1 | 0.1 | N | South | PD | 1 | Group name: DRACKER_294_4 - Max to grid 62.5 MW. Max 15.5 MW NQC. (Normal FC) At CPUC - hourly FC - Co-located with DRACKR_2_DSUBT4
DRACKR_2_DSUBT1 |  | DRACKR_2_SOLAR1 | Dracker Solar Unit 1 BESS | CISO | N | CAISO System |  |  | Paired_BattStorage | OTHER | LESR | 63 | 63 | 0.85 | 252 | 252 | 1 | 1 | 24 | 4 | 110 | FALSE | 126 | 3 | 63 | 63 | 63 | 63 | 63 | 63 | 63 | 63 | 63 | 63 | 63 | 63 | Y | South | FC |  | Group name: DRACKER_294_1 - Max to grid 110 MW. Co-located with DSRTSN_2_SOLAR1
DRACKR_2_DSUBT2 |  | DRACKR_2_SOLAR2 | Dracker Solar Unit 2 BESS | CISO | N | CAISO System |  |  | Paired_BattStorage | OTHER | LESR | 115 | 115 | 0.83 | 460 | 1251.8033 | 2.7213 | 1 | 24 | 10.8852 | 125 | TRUE | 230 | 1 | 115 | 115 | 115 | 115 | 115 | 115 | 115 | 115 | 115 | 115 | 115 | 115 | Y | South | FC |  | Group name: DRACKER_294_2 - Max to grid 125 MW. Co-located with DRACKR_2_SOLAR2 (EO)
DRACKR_2_DSUBT3 |  | DRACKR_2_DS3SR3 | Dracker Solar Unit 3 BESS | CISO | N | CAISO System |  |  | Paired_BattStorage | OTHER | LESR | 115 | 115 | 0.83 | 460 | 1251.8033 | 2.7213 | 1 | 24 | 10.8852 | 125 | TRUE | 230 | 1 | 115 | 115 | 115 | 115 | 115 | 115 | 115 | 115 | 115 | 115 | 115 | 115 | Y | South | FC |  | Group name: DRACKER_294_3 - Max to grid 125 MW. Co-located with DRACKR_2_DS3SR3 (EO)
DRACKR_2_DSUBT4 |  | DRACKR_2_DS4SR4 | Dracker Solar Unit 4 BESS | CISO | N | CAISO System |  |  | Paired_BattStorage | OTHER | LESR | 47 | 47 | 0.86 | 188 | 188 | 1 | 1 | 24 | 4 | 62.5 | FALSE | 94 | 2 | 47 | 47 | 47 | 47 | 47 | 47 | 47 | 47 | 47 | 47 | 47 | 47 | Y | South | FC |  | Group name: DRACKER_294_4 - Max to grid 62.5 MW. Co-located with DRACKR_2_DS4SR4
DRACKR_2_SOLAR1 |  | DRACKR_2_DSUBT1 | Dracker Solar Unit 1 | CISO | N | CAISO System |  |  | Paired_Solar_Fixed | PHOTO VOLTAIC | SUN | 110 | 110 |  |  |  |  | 1 | 24 | 24 | 110 |  |  |  | 0.1 | 0.1 | 0.1 | 0.32 | 0.1 | 27.83 | 47 | 13.49 | 29.43 | 11.58 | 0.1 | 0.1 | N | South | PD | 1 | Group name: DRACKER_294_1 - Max to grid 110 MW. Max 47 MW NQC. (Normal FC) At CPUC - hourly FC - Co-located with DRACKR_2_DSUBT1
DRACKR_2_SOLAR2 |  | DRACKR_2_DSUBT2 | Dracker Solar Unit 2 | CISO | N | CAISO System |  |  | Paired_Solar_Fixed | PHOTO VOLTAIC | SUN | 125 | 125 |  |  |  |  | 1 | 24 | 24 | 125 |  |  |  | 0 | 0 | 0 | 0 | 0 | 0 | 0 | 0 | 0 | 0 | 0 | 0 | N | South | EO |  | Group name: DRACKER_294_2 - Max to grid 125 MW. Co-located with DRACKR_2_DSUBT2
DREWS_6_PL1X4 |  |  | Drews Generating Plant | CISO | N | LA Basin | Eastern | Y | Peaker | FTUR | NATURAL GAS | 41.4 | 0 |  |  |  |  | 1 | 24 | 24 |  |  | 40 | 1 | 40 | 40 | 40 | 40 | 40 | 40 | 40 | 40 | 40 | 40 | 40 | 40 | Y | South | FC
DREWSR_2_BHSSR1 |  |  | Blue Hornet Solar | CISO | N | San Diego-IV |  |  | Solar_1Axis | PHOTO VOLTAIC | SUN | 100 | 100 |  |  |  |  | 1 | 24 | 24 |  |  |  |  | 0.1 | 0.1 | 0.1 | 0.48 | 0.1 | 42.52 | 67.29 | 20.3 | 38.96 | 15.91 | 0.1 | 0.1 | N | South | FC
DRUM_7_PL1X2 |  |  | Drum PH 1 Units 1 & 2 Aggregate | CISO | N | Sierra | Drum-Rio Oso, South of Palermo |  | Hydro | HYDRO | WATER | 26 | 0 |  |  |  |  | 1 | 24 | 24 |  |  | 0 | 1 | 0 | 0 | 0 | 0 | 0 | 0 | 10.4 | 10.4 | 0 | 0 | 0 | 0 | Y | North | FC
DRUM_7_PL3X4 |  |  | Drum PH 1 Units 3 & 4 Aggregate | CISO | N | Sierra | Drum-Rio Oso, South of Palermo |  | Hydro | HYDRO | WATER | 28.9 | 0 |  |  |  |  | 1 | 24 | 24 |  |  | 0 | 1 | 0 | 0 | 0 | 0 | 0 | 12.8 | 12.8 | 12.8 | 0 | 0 | 0 | 12.8 | Y | North | FC
DRUM_7_UNIT 5 |  |  | DRUM PH 2 UNIT 5 | CISO | N | Sierra | Drum-Rio Oso, South of Palermo |  | Hydro | HYDRO | WATER | 50 | 50 |  |  |  |  | 1 | 24 | 24 |  |  | 0 | 1 | 38.4 | 38.4 | 40.2 | 39.2 | 39.36 | 42.2 | 46.6 | 46.2 | 0 | 0 | 33.6 | 42.4 | Y | North | FC
DSABLA_7_UNIT |  |  | De Sabla Hydro | CISO | N | CAISO System |  |  | Hydro | HYDRO | WATER | 18.5 | 18.5 |  |  |  |  | 1 | 24 | 24 |  |  |  |  | 4.24 | 5.99 | 4.71 | 4.69 | 6.82 | 8.53 | 8.67 | 7.32 | 3.21 | 1.12 | 1.31 | 2.48 | N | North | FC
DSFLWR_2_W9CSB1 | DSFLWR_2_W9CSB1_LESR |  | Willy 9 Chap 1 | CISO | N | CAISO System |  |  | Hybrid_BattStorage | OTHER | HYBD | 52 | 102 | 0.8 | 208 | 208 | 1 | 1 | 24 | 4 | 52 | FALSE | 52 | 1 | 52 | 52 | 52 | 52 | 52 | 52 | 52 | 52 | 52 | 52 | 52 | 52 | Y | South | FC |  | Q1215-Q1319 combined - Hybrid 102 MW solar with 52 MW 208 MWH battery
DSFLWR_2_W9CSB1 | DSFLWR_2_W9CSB1_SUN |  | Willy 9 Chap 1 | CISO | N | CAISO System |  |  | Hybrid_Solar_1Axis | OTHER | HYBD | 102 | 102 |  |  |  |  | 1 | 24 | 24 | 102 |  | 52 | 1 | 0.1 | 0.1 | 0.1 | 0.49 | 0.1 | 43.37 | 50 | 20.7 | 39.73 | 16.23 | 0.1 | 0.1 | Y | South | FC |  | Q1215-Q1319 combined - Hybrid 102 MW solar with 52 MW 208 MWH battery
DSFLWR_2_W9CSB2 | DSFLWR_2_W9CSB2_LESR |  | Willy 9 Chap 2 | CISO | N | CAISO System |  |  | Hybrid_BattStorage | OTHER | HYBD | 36 | 72 | 0.84 | 144 | 144 | 1 | 1 | 24 | 4 | 72 | FALSE | 36 | 1 | 36 | 36 | 36 | 36 | 36 | 36 | 36 | 36 | 36 | 36 | 36 | 36 | Y | South | FC
DSFLWR_2_W9CSB2 | DSFLWR_2_W9CSB2_SUN |  | Willy 9 Chap 2 | CISO | N | CAISO System |  |  | Hybrid_Solar_1Axis | OTHER | HYBD | 72 | 72 |  |  |  |  | 1 | 24 | 24 | 72 |  | 36 | 1 | 0.1 | 0.1 | 0.1 | 0.34 | 0.1 | 30.62 | 36 | 14.61 | 28.05 | 13.07 | 0.1 | 0.1 | Y | South | FC
DSFLWR_2_WS2SR1 |  |  | Willow Springs 2 | CISO | N | CAISO System |  |  | Solar_1Axis | PHOTO VOLTAIC | SUN | 100 | 100 |  |  |  |  | 1 | 24 | 24 |  |  |  |  | 0.1 | 0.1 | 0.1 | 0.48 | 0.1 | 42.52 | 67.29 | 20.3 | 38.96 | 15.91 | 0.1 | 0.1 | N | South | FC
DSRTHV_2_DH1SR1 |  | DSRTHV_2_DH2SR2, DSRTHV_2_DH2BT1 | Desert Harvest | CISO | N | CAISO System |  |  | Paired_Solar_1Axis | PHOTO VOLTAIC | SUN | 80 | 80 |  |  |  |  | 1 | 24 | 24 | 150 |  |  |  | 0.1 | 0.1 | 0.1 | 0.38 | 0.1 | 34.02 | 53.84 | 16.24 | 31.16 | 12.73 | 0.1 | 0.1 | N | South | FC |  | Group name DESERT_HARVEST_643AE - Max to grid 150 MW.
DSRTHV_2_DH2BT1 |  | DSRTHV_2_DH2SR2, DSRTHV_2_DH1SR1 | Desert Harvest BESS | CISO | N | CAISO System |  |  | Paired_BattStorage | OTHER | LESR | 35 | 35 | 0.8 | 140 | 140 | 1 | 1 | 24 | 4 | 150 | FALSE | 70 | 1 | 35 | 35 | 35 | 35 | 35 | 35 | 35 | 35 | 35 | 35 | 35 | 35 | Y | South | PD | 35 | Group name DESERT_HARVEST_643AE - Max to grid 150 MW. Co-located with DSRTHV_2_DH2SR2
DSRTHV_2_DH2SR2 |  | DSRTHV_2_DH1SR1, DSRTHV_2_DH2BT1 | Desert Harvest 2 | CISO | N | CAISO System |  |  | Paired_Solar_1Axis | PHOTO VOLTAIC | SUN | 70 | 70 |  |  |  |  | 1 | 24 | 24 | 150 |  |  |  | 0.1 | 0.1 | 0.1 | 0.33 | 0.1 | 29.77 | 47.11 | 14.21 | 27.27 | 11.14 | 0.1 | 0.1 | N | South | FC |  | Group name DESERT_HARVEST_643AE - Max to grid 150 MW. Co-located with DSRTHV_2_DH2BT1 (PD)
DSRTSL_2_SOLAR1 |  |  | Desert Stateline | CISO | N | CAISO System |  | Y | Solar_1Axis | PHOTO VOLTAIC | SUN | 296.19 | 0 |  |  |  |  | 1 | 24 | 24 |  |  |  |  | 0.1 | 0.1 | 0.1 | 1.41 | 0.1 | 125.95 | 199.32 | 60.12 | 115.38 | 47.14 | 0.1 | 0.1 | N | South | FC
DSRTSN_2_DS2BX2 |  | DSRTSN_2_SOLAR1 | Desert Sunlight PV II Storage 2 | CISO | N | CAISO System |  |  | Paired_BattStorage | OTHER | LESR | 230 | 230 | 0.825 | 920 | 920 | 1 | 1 | 24 | 4 | 300 | TRUE | 460 | 1 | 230 | 230 | 230 | 230 | 230 | 230 | 230 | 230 | 230 | 230 | 230 | 230 | Y | South | FC |  | Group name: DESERT_SUNLIGHT_146_147_2 - Max to grid 300 MW. Co-located with DSRTSN_2_SOLAR1 (PD at 78.9%)
DSRTSN_2_DS2X2 |  | DSRTSN_2_SOLAR2 | Desert Sunlight PV II Storage | CISO | N | CAISO System |  |  | Paired_BattStorage | OTHER | LESR | 230 | 230 | 0.82 | 920 | 2487.033 | 2.7033 | 1 | 24 | 10.8132 | 250 | TRUE | 460 | 1 | 230 | 230 | 230 | 230 | 230 | 230 | 230 | 230 | 230 | 230 | 230 | 230 | Y | South | FC |  | Group name: DESERT_SUNLIGHT_146_147_1 - Max to grid 250 MW. Co-located with DSRTSN_2_SOLAR2 (PD at 78.9%)
DSRTSN_2_SOLAR1 |  | DSRTSN_2_DS2BX2 | Desert Sunlight 300 | CISO | N | CAISO System |  |  | Paired_Solar_1Axis | PHOTO VOLTAIC | SUN | 300 | 300 |  |  |  |  | 1 | 24 | 24 | 300 |  |  |  | 0.1 | 0.1 | 0.1 | 0.88 | 0.1 | 70 | 70 | 36.79 | 70 | 31.57 | 0.1 | 0.1 | N | South | PD | 78.9% | Group name: DESERT_SUNLIGHT_146_147_2 - Max to grid 300 MW. Max 70 MW NQC. At CPUC - hourly PD to 78.9% - Co-located with DSRTSN_2_DS2BX2
DSRTSN_2_SOLAR2 |  | DSRTSN_2_DS2X2 | Desert Sunlight 250 | CISO | N | CAISO System |  |  | Paired_Solar_Fixed | PHOTO VOLTAIC | SUN | 250 | 250 |  |  |  |  | 1 | 24 | 24 | 250 |  |  |  | 0.1 | 0.1 | 0.1 | 0.73 | 0.1 | 20 | 20 | 20 | 20 | 20 | 0.1 | 0.1 | N | South | PD | 78.9% | Group name: DESERT_SUNLIGHT_146_147_1 - Max to grid 250 MW. Max 20 MW NQC. At CPUC - hourly PD to 78.9% - Co-located with DSRTSN_2_DS2X2
DTCHWD_2_BT3WND |  |  | Brookfield Tehachapi 3 | CISO | N | CAISO System |  |  | Wind | WIND | WIND | 4.5 | 4.5 |  |  |  |  | 1 | 24 | 24 |  |  |  |  | 0.38 | 0.91 | 1.02 | 1.65 | 1.86 | 1.69 | 1.68 | 1.56 | 0.96 | 0.45 | 0.3 | 0.29 | N | South | FC
DUANE_1_PL1X3 |  |  | DONALD VON RAESFELD POWER PROJECT | CISO | N | Bay Area | San Jose, South Bay-Moss Landing | Y | CCGT | COMBINED CYCLE | NATURAL GAS | 147.8 | 0 |  |  |  |  | 1 | 24 | 24 |  |  | 85.6503 | 1 | 147.8 | 147.8 | 147.8 | 147.8 | 143.5 | 143.5 | 143.5 | 143.5 | 143.5 | 147.8 | 147.8 | 147.8 | Y | North | FC
DUTCH1_7_UNIT 1 |  |  | DUTCH FLAT 1 PH | CISO | N | Sierra | Placer, Gold Hill-Drum, Drum-Rio Oso, South of Rio Oso, South of Palermo |  | Hydro | HYDRO | WATER | 22 | 22 |  |  |  |  | 1 | 24 | 24 |  |  | 0 | 1 | 17.6 | 16.8 | 0 | 16.96 | 16 | 17.6 | 18 | 20.76 | 0 | 10.4 | 17.6 | 19.6 | Y | North | FC
DUTCH2_7_UNIT 1 |  |  | DUTCH FLAT 2 PH | CISO | N | Sierra | Drum-Rio Oso, South of Palermo |  | Hydro | HYDRO | WATER | 26 | 26 |  |  |  |  | 1 | 24 | 24 |  |  | 0 | 1 | 0 | 4.8 | 16.8 | 5.44 | 5.2 | 5.6 | 16 | 16.8 | 0 | 0 | 0 | 4.8 | Y | North | FC
DVLCYN_1_UNITS |  |  | DEVIL CANYON HYDRO UNITS 1-4 AGGREGATE | CISO | N | LA Basin | Eastern |  | Hydro | HYDRO | WATER | 235 | 0 |  |  |  |  | 1 | 24 | 24 |  |  | 128 | 1 | 31.5 | 37.67 | 41.91 | 79.57 | 97.11 | 134.51 | 177.5 | 181.57 | 160.78 | 118.87 | 147.81 | 145.41 | Y | South | FC
DYERSM_6_DSWWD1 |  |  | Dyer Summit Wind Repower | CISO | N | CAISO System |  |  | Wind | WIND | WIND | 44.8 | 44.8 |  |  |  |  | 1 | 24 | 24 |  |  |  |  | 2.54 | 3.8 | 7.94 | 15.74 | 21.46 | 19.12 | 19.24 | 13.61 | 11.02 | 3.21 | 1.8 | 2.48 | N | North | FC
DYLAN_2_BMTBT1 |  |  | Beaumont BESS | CISO | N | LA Basin |  |  | Battery Storage | OTHER | LESR | 100 | 100 | 0.85 | 400 | 400 | 1 | 1 | 24 | 4 |  | TRUE | 200 | 1 | 100 | 100 | 100 | 100 | 100 | 100 | 100 | 100 | 100 | 100 | 100 | 100 | Y | South | FC
EASTWD_7_UNIT |  |  | EASTWOOD PUMP-GEN | CISO | N | Big Creek-Ventura | Rector, Vestal |  | Pumped Hydro | PUMPED STORAGE | WATER | 200 | 207 |  |  |  |  | 1 | 24 | 24 |  |  | 145 | 1 | 199 | 199 | 199 | 199 | 199 | 199 | 199 | 199 | 199 | 199 | 199 | 199 | Y | South | FC |  | Cannot use - Ambient Not Due to Temp - outage card.
EDMONS_2_NSPIN |  |  | EDMONS_2_NSPIN | CISO | N | Big Creek-Ventura |  |  | Pump | PUMP | WATER | 775.8 | 840 |  |  |  |  | 1 | 24 | 24 |  |  |  |  | 236 | 236 | 236 | 236 | 236 | 236 | 236 | 236 | 236 | 236 | 236 | 236 | Y | South | FC
EDWARD_2_E21SB1 | EDWARD_2_E21SB1_LESR |  | EdSan 2 Edwards 1A | CISO | N | CAISO System |  |  | Hybrid_BattStorage | OTHER | HYBD | 71 | 166 | 0.85 | 262.03 | 262.03 | 1 | 1 | 24 | 4 | 166 | FALSE | 65.01 | 2 | 66.9575 | 66.9575 | 66.9575 | 66.9575 | 66.9575 | 66.9575 | 66.9575 | 66.9575 | 66.9575 | 66.9575 | 66.9575 | 66.9575 | Y | South | ID | 100% | Q1324_1424 - Group name EDSAN_1324_1424 - Max to grid 800 MW. Hybrid 166 MW Pmax including 130 MW solar FC with 71 MW 262.03 MWhs battery FC - overall FC. Waiting for Tehachapi cRAS.
EDWARD_2_E21SB1 | EDWARD_2_E21SB1_SUN |  | EdSan 2 Edwards 1A | CISO | N | CAISO System |  |  | Hybrid_Solar_1Axis | OTHER | HYBD | 130 | 166 |  |  |  |  | 1 | 24 | 24 | 166 |  | 65.01 | 2 | 0.1 | 0.1 | 0.1 | 0.62 | 0.1 | 55.28 | 87.48 | 26.39 | 50.64 | 20.69 | 0.1 | 0.1 | Y | South | ID | 100% | Q1324_1424 - Group name EDSAN_1324_1424 - Max to grid 800 MW. Hybrid 166 MW Pmax including 130 MW solar FC with 71 MW 262.03 MWhs battery FC - overall FC. Waiting for Tehachapi cRAS.
EDWARD_2_E23SB1 | EDWARD_2_E23SB1_LESR |  | EdSan 2 Edwards 3 | CISO | N | CAISO System |  |  | Hybrid_BattStorage | OTHER | HYBD | 6 | 24 | 0.85 | 22.01 | 22.01 | 1 | 1 | 24 | 4 | 24 | FALSE | 6.36 | 2 | 6 | 6 | 6 | 6 | 6 | 6 | 6 | 6 | 6 | 6 | 6 | 6 | Y | South | ID | 100% | Q1324_1424 - Group name EDSAN_1324_1424 - Max to grid 800 MW. Hybrid 24 MW Pmax including 24 MW solar FC with 6 MW 22.01 MWhs battery FC - overall FC. Waiting for Tehachapi cRAS.
EDWARD_2_E23SB1 | EDWARD_2_E23SB1_SUN |  | EdSan 2 Edwards 3 | CISO | N | CAISO System |  |  | Hybrid_Solar_1Axis | OTHER | HYBD | 24 | 24 |  |  |  |  | 1 | 24 | 24 | 24 |  | 6.36 | 2 | 0.1 | 0.1 | 0.1 | 0.11 | 0.1 | 10.21 | 16.15 | 4.87 | 9.35 | 3.82 | 0.1 | 0.1 | Y | South | ID | 100% | Q1324_1424 - Group name EDSAN_1324_1424 - Max to grid 800 MW. Hybrid 24 MW Pmax including 24 MW solar FC with 6 MW 22.01 MWhs battery FC - overall FC. Waiting for Tehachapi cRAS.
EDWARD_2_ES2BT3 | EDWARD_2_ES2BT3_LESR |  | EdSan 2 | CISO | N | CAISO System |  |  | Hybrid_BattStorage | OTHER | HYBD | 66 | 151 | 0.85 | 207.65 | 207.65 | 1 | 1 | 24 | 4 | 151 | FALSE | 60.94 | 2 | 62.95 | 62.95 | 62.95 | 62.95 | 62.95 | 62.95 | 62.95 | 62.95 | 62.95 | 62.95 | 62.95 | 62.95 | Y | South | ID | 100% | Q1324_1424 - Group name EDSAN_1324_1424 - Max to grid 800 MW. Hybrid 151 MW Pmax including 118 MW solar FC with 66 MW 207.65 MWhs battery FC - overall FC. Waiting for Tehachapi cRAS.
EDWARD_2_ES2BT3 | EDWARD_2_ES2BT3_SUN |  | EdSan 2 | CISO | N | CAISO System |  |  | Hybrid_Solar_1Axis | OTHER | HYBD | 118 | 151 |  |  |  |  | 1 | 24 | 24 | 151 |  | 60.94 | 2 | 0.1 | 0.1 | 0.1 | 0.56 | 0.1 | 50.18 | 79.41 | 23.95 | 45.97 | 18.78 | 0.1 | 0.1 | Y | South | ID | 100% | Q1324_1424 - Group name EDSAN_1324_1424 - Max to grid 800 MW. Hybrid 151 MW Pmax including 118 MW solar FC with 66 MW 207.65 MWhs battery FC - overall FC. Waiting for Tehachapi cRAS.
EDWARD_2_ESSSB1 | EDWARD_2_ESSSB1_LESR |  | Sanborn Solar 2 Edwards 5 | CISO | N | CAISO System |  |  | Hybrid_BattStorage | OTHER | HYBD | 47 | 68 | 0.85 | 188 | 188 | 1 | 1 | 24 | 4 | 68 | FALSE | 49.16 | 2 | 48 | 48 | 48 | 48 | 48 | 48 | 48 | 48 | 48 | 48 | 48 | 48 | Y | South | ID | 100% | Q1518 - Group name SANBORN_SOLAR2_1518 - Max to grid 500 MW. Hybrid 68 MW Pmax including 68 MWs solar FC with 47 MW 188 MWhs battery FC - overall FC. Waiting for Tehachapi CRAS.
EDWARD_2_ESSSB1 | EDWARD_2_ESSSB1_SUN |  | Sanborn Solar 2 Edwards 5 | CISO | N | CAISO System |  |  | Hybrid_Solar_1Axis | OTHER | HYBD | 68 | 68 |  |  |  |  | 1 | 24 | 24 | 68 |  | 49.16 | 2 | 0.1 | 0.1 | 0.1 | 0.32 | 0.1 | 20 | 20 | 13.8 | 20 | 10.82 | 0.1 | 0.1 | Y | South | ID | 100% | Q1518 - Group name SANBORN_SOLAR2_1518 - Max to grid 500 MW. Hybrid 68 MW Pmax including 68 MWs solar FC with 47 MW 188 MWhs battery FC - overall FC. Waiting for Tehachapi CRAS.
EDWARD_2_ESSSB2 | EDWARD_2_ESSSB2_LESR |  | Sanborn Solar 2 | CISO | N | CAISO System |  |  | Hybrid_BattStorage | OTHER | HYBD | 21.5 | 132 | 0.85 | 81.85 | 81.85 | 1 | 1 | 24 | 4 | 132 | FALSE | 22.63 | 2 | 21.5 | 21.5 | 21.5 | 21.5 | 21.5 | 21.5 | 21.5 | 21.5 | 21.5 | 21.5 | 21.5 | 21.5 | Y | South | ID | 100% | Q1518 - Group name SANBORN_SOLAR2_1518 - Max to grid 500 MW. Hybrid 132 MW Pmax including 132 MW solar FC with 91.24 MW 81.85 MWhs battery PD to 21.5 MWs - overall FC. Waiting for Tehachapi CRAS.
EDWARD_2_ESSSB2 | EDWARD_2_ESSSB2_SUN |  | Sanborn Solar 2 | CISO | N | CAISO System |  |  | Hybrid_Solar_1Axis | OTHER | HYBD | 132 | 132 |  |  |  |  | 1 | 24 | 24 | 132 |  | 22.63 | 2 | 0.1 | 0.1 | 0.1 | 0.63 | 0.1 | 56.13 | 88.83 | 26.79 | 51.42 | 21.01 | 0.1 | 0.1 | Y | South | ID | 100% | Q1518 - Group name SANBORN_SOLAR2_1518 - Max to grid 500 MW. Hybrid 132 MW Pmax including 132 MW solar FC with 91.24 MW 81.85 MWhs battery PD to 21.5 MWs - overall FC. Waiting for Tehachapi CRAS.
EEKTMN_6_SOLAR1 |  |  | EE K Solar 1 | CISO | N | Fresno |  | Y | Solar_1Axis | PHOTO VOLTAIC | SUN | 20 | 20 |  |  |  |  | 1 | 24 | 24 |  |  |  |  | 0 | 0 | 0 | 0 | 0 | 0 | 0 | 0 | 0 | 0 | 0 | 0 | N | North | EO
ELCAJN_6_EB1BT1 |  |  | Eastern BESS 1 | CISO | N | San Diego-IV | San Diego, El Cajon | Y | Battery Storage | OTHER | LESR | 7.5 | 7.5 | 0.8 | 30 | 30 | 1 | 1 | 24 | 4 |  | TRUE | 12 | 1 | 7.5 | 7.5 | 7.5 | 7.5 | 7.5 | 7.5 | 7.5 | 7.5 | 7.5 | 7.5 | 7.5 | 7.5 | Y | South | FC
ELCAJN_6_LM6K |  |  | El Cajon Energy Center | CISO | N | San Diego-IV | San Diego, El Cajon | Y | Peaker | COMBUSTION TURBINE | NATURAL GAS | 48.1 | 49.7 |  |  |  |  | 1 | 24 | 24 |  |  | 48.1 | 1 | 48.1 | 48.1 | 48.1 | 48.1 | 48.1 | 48.1 | 48.1 | 48.1 | 48.1 | 48.1 | 48.1 | 48.1 | Y | South | FC
ELCAJN_6_UNITA1 |  |  | Cuyamaca Peak Energy Plant | CISO | N | San Diego-IV | San Diego, El Cajon |  | Peaker | COMBUSTION TURBINE | NATURAL GAS | 45.42 | 48 |  |  |  |  | 1 | 24 | 24 |  |  | 45.42 | 1 | 45.42 | 45.42 | 45.42 | 45.42 | 45.42 | 45.42 | 45.42 | 45.42 | 45.42 | 45.42 | 45.42 | 45.42 | Y | South | FC
ELCAP_1_SOLAR |  |  | 2097 Helton | CISO | N | Fresno |  | Y | Solar_1Axis | PHOTO VOLTAIC | SUN | 1.5 | 1.5 |  |  |  |  | 1 | 24 | 24 |  |  |  |  | 0 | 0 | 0 | 0 | 0 | 0 | 0 | 0 | 0 | 0 | 0 | 0 | N | North | EO
ELDORO_7_UNIT 1 |  |  | El Dorado Unit 1 | CISO | N | Sierra | Gold Hill-Drum, South of Rio Oso, South of Palermo |  | Hydro | HYDRO | WATER | 11 | 10.5 |  |  |  |  | 1 | 24 | 24 |  |  |  |  | 2.75 | 2.74 | 3.27 | 5.91 | 8.76 | 7.35 | 5.55 | 7.32 | 6.21 | 1.48 | 3.26 | 3.07 | N | North | FC
ELDORO_7_UNIT 2 |  |  | El Dorado Unit 2 | CISO | N | Sierra | Gold Hill-Drum, South of Rio Oso, South of Palermo |  | Hydro | HYDRO | WATER | 11 | 10.5 |  |  |  |  | 1 | 24 | 24 |  |  |  |  | 2.75 | 2.74 | 3.62 | 6.6 | 8.9 | 7.36 | 4.6 | 6.57 | 7.18 | 1.56 | 3.26 | 4.67 | N | North | FC
ELECTR_7_PL1X3 |  |  | ELECTRA PH UNIT 1 & 2 AGGREGATE | CISO | N | CAISO System |  |  | Hydro | HYDRO | WATER | 93 | 0 |  |  |  |  | 1 | 24 | 24 |  |  | 0 | 1 | 49.36 | 24.8 | 50.64 | 49.96 | 50.2 | 76.28 | 50.6 | 71 | 71.92 | 49.6 | 42.4 | 49.6 | Y | North | FC
ELKCRK_6_STONYG |  |  | STONEY GORGE HYDRO AGGREGATE | CISO | N | CAISO System |  |  | Hydro | HYDRO | WATER | 4.9 | 4.9 |  |  |  |  | 1 | 24 | 24 |  |  | 0 | 1 | 0 | 0 | 0 | 1.6 | 1.28 | 0.56 | 0 | 0 | 0 | 0 | 0 | 0 | Y | North | FC
ELKHIL_2_PL1X3 |  |  | ELK HILLS COMBINED CYCLE (AGGREGATE) | CISO | N | CAISO System |  | Y | CCGT | COMBINED CYCLE | NATURAL GAS | 551.7 | 0 |  |  |  |  | 1 | 24 | 24 |  |  | 171.7 | 1 | 400 | 400 | 400 | 400 | 400 | 400 | 400 | 400 | 400 | 400 | 400 | 400 | Y | North | FC
ELKHRN_1_EESX3 |  |  | Elkhorn Energy Storage | CISO | N | Bay Area | South Bay-Moss Landing |  | Battery Storage | OTHER | LESR | 182.5 | 0 | 0.8 | 730 | 730 | 1 | 1 | 24 | 4 |  | TRUE | 365 | 1 | 182.5 | 182.5 | 182.5 | 182.5 | 182.5 | 182.5 | 182.5 | 182.5 | 182.5 | 182.5 | 182.5 | 182.5 | Y | North | FC
ELLIOT_6_ELIBT1 |  |  | Elliott Energy Storage | CISO | N | San Diego-IV |  |  | Battery Storage | OTHER | LESR | 10 | 9.75 | 0.8 | 40 | 40 | 1 | 1 | 24 | 4 |  | TRUE | 19.75 | 1 | 9.75 | 9.75 | 9.75 | 9.75 | 9.75 | 9.75 | 9.75 | 9.75 | 9.75 | 9.75 | 9.75 | 9.75 | Y | South | FC
ELLIS_2_QF |  |  | ELLIS QFS | CISO | N | LA Basin | Western |  | CHP | OTHER | OTHER | 12 | 28.2 |  |  |  |  | 1 | 24 | 24 |  |  |  |  | 3.95 | 4.05 | 4.77 | 6.46 | 6.48 | 6.19 | 4.25 | 2.92 | 1.02 | 1 | 1 | 0.98 | N | South | FC
ELNIDO_1_ECRSR1 |  |  | East Cleveland Solar | CISO | N | Fresno |  |  | Solar_Fixed | PHOTO VOLTAIC | SUN | 3 | 3 |  |  |  |  | 1 | 24 | 24 |  |  |  |  | 0 | 0 | 0 | 0 | 0 | 0 | 0 | 0 | 0 | 0 | 0 | 0 | Y | North | EO
ELSEGN_2_UN1011 |  |  | El Segundo Energy Center 5/6 | CISO | N | LA Basin | Western, El Nido |  | CCGT | COMBINED CYCLE | NATURAL GAS | 274.31 | 0 |  |  |  |  | 1 | 24 | 24 |  |  | 274.31 | 1 | 274.31 | 274.31 | 274.31 | 274.31 | 274.31 | 274.31 | 274.31 | 274.31 | 274.31 | 274.31 | 274.31 | 274.31 | Y | South | FC
ELSEGN_2_UN2021 |  |  | El Segundo Energy Center 7/8 | CISO | N | LA Basin | Western, El Nido |  | CCGT | COMBINED CYCLE | NATURAL GAS | 271.74 | 0 |  |  |  |  | 1 | 24 | 24 |  |  | 271.74 | 1 | 271.74 | 271.74 | 271.74 | 271.74 | 271.74 | 271.74 | 271.74 | 271.74 | 271.74 | 271.74 | 271.74 | 271.74 | Y | South | FC
ENERSJ_2_WIND |  |  | ESJ Wind Energy | CISO | N | San Diego-IV |  |  | Wind | WIND | WIND | 151 | 151 |  |  |  |  | 1 | 24 | 24 |  |  |  |  | 12.69 | 30.62 | 34.3 | 55.24 | 62.28 | 56.74 | 56.54 | 52.21 | 32.06 | 15.21 | 9.97 | 9.77 | N | South | FC
ENERSJ_5_ESJWD2 |  |  | Energia Sierra Juarez Wind 2 | CISO | N | San Diego-IV |  |  | Wind | WIND | WIND | 105 | 105 |  |  |  |  | 1 | 24 | 24 |  |  |  |  | 8.82 | 21.29 | 23.85 | 38.42 | 43.31 | 39.45 | 39.31 | 36.31 | 22.3 | 10.58 | 6.93 | 6.79 | N | South | FC
ENWIND_2_WIND1 |  |  | Cameron Ridge | CISO | N | CAISO System |  |  | Wind | WIND | WIND | 47.1 | 47.1 |  |  |  |  | 1 | 24 | 24 |  |  |  |  | 3.96 | 9.55 | 10.7 | 17.23 | 19.43 | 17.7 | 17.63 | 16.29 | 10 | 4.75 | 3.11 | 3.05 | N | South | FC
ENWIND_2_WIND2 |  |  | Ridgetop I | CISO | N | CAISO System |  |  | Wind | WIND | WIND | 38.24 | 65 |  |  |  |  | 1 | 24 | 24 |  |  |  |  | 3.21 | 7.76 | 8.69 | 13.99 | 15.77 | 14.37 | 14.32 | 13.22 | 8.12 | 3.85 | 2.52 | 2.47 | N | South | FC
ESCNDO_6_EB1BT1 |  |  | Escondido BESS 1 | CISO | N | San Diego-IV | San Diego |  | Battery Storage | OTHER | LESR | 10 | 10 | 0.8 | 40 | 40 | 1 | 1 | 24 | 4 |  | TRUE | 20 | 1 | 10 | 10 | 10 | 10 | 10 | 10 | 10 | 10 | 10 | 10 | 10 | 10 | Y | South | FC
ESCNDO_6_EB2BT2 |  |  | Escondido BESS 2 | CISO | N | San Diego-IV | San Diego |  | Battery Storage | OTHER | LESR | 10 | 10 | 0.8 | 40 | 40 | 1 | 1 | 24 | 4 |  | TRUE | 20 | 1 | 10 | 10 | 10 | 10 | 10 | 10 | 10 | 10 | 10 | 10 | 10 | 10 | Y | South | FC
ESCNDO_6_EB3BT3 |  |  | Escondido BESS 3 | CISO | N | San Diego-IV | San Diego |  | Battery Storage | OTHER | LESR | 10 | 10 | 0.8 | 40 | 40 | 1 | 1 | 24 | 4 |  | TRUE | 20 | 1 | 10 | 10 | 10 | 10 | 10 | 10 | 10 | 10 | 10 | 10 | 10 | 10 | Y | South | FC
ESCNDO_6_PL1X2 |  |  | MMC Escondido Aggregate | CISO | N | San Diego-IV | San Diego |  | Peaker | COMBUSTION TURBINE | NATURAL GAS | 48.71 | 49.5 |  |  |  |  | 1 | 24 | 24 |  |  | 48.71 | 1 | 48.71 | 48.71 | 48.71 | 48.71 | 48.71 | 48.71 | 48.71 | 48.71 | 48.71 | 48.71 | 48.71 | 48.71 | Y | South | FC
ESCNDO_6_UNITB1 |  |  | CalPeak Power Enterprise Unit 1 | CISO | N | San Diego-IV | San Diego |  | Peaker | COMBUSTION TURBINE | NATURAL GAS | 50.96 | 52 |  |  |  |  | 1 | 24 | 24 |  |  | 50.96 | 1 | 50.96 | 50.96 | 50.96 | 50.96 | 50.96 | 50.96 | 50.96 | 50.96 | 50.96 | 50.96 | 50.96 | 50.96 | Y | South | PD | 50.96 | Battery addition is Energy Only.
ESCO_6_GLMQF |  |  | Goal Line Cogen | CISO | N | San Diego-IV | San Diego |  | Peaker | COMBUSTION TURBINE | NATURAL GAS | 49.9 | 49.9 |  |  |  |  | 1 | 24 | 24 |  |  | 0 | 1 | 49.9 | 49.9 | 49.9 | 49.9 | 49.9 | 49.9 | 49.9 | 49.9 | 49.9 | 49.9 | 49.9 | 49.9 | Y | South | FC
ESNHWR_2_CS1BT3 |  |  | Carris Storage 1 | CISO | N | LA Basin |  |  | Battery Storage | OTHER | LESR | 10 | 10 | 0.8 | 40 | 40 | 1 | 1 | 24 | 4 |  | TRUE | 15 | 1 | 5 | 5 | 5 | 5 | 5 | 5 | 5 | 5 | 5 | 5 | 5 | 5 | Y | South | FC
ESNHWR_2_HDSBT2 |  |  | Hecate Energy Desert Storage 1 | CISO | N | LA Basin |  |  | Battery Storage | OTHER | LESR | 10 | 10 | 0.8 | 40 | 40 | 1 | 1 | 24 | 4 |  | TRUE | 15 | 1 | 5 | 5 | 5 | 5 | 5 | 5 | 5 | 5 | 5 | 5 | 5 | 5 | Y | South | FC
ESNHWR_2_WC1BT1 |  |  | Wildcat I BESS | CISO | N | LA Basin | Eastern, Valley-Devers |  | Battery Storage | OTHER | LESR | 3 | 3 | 0.8 | 12 | 12 | 1 | 1 | 24 | 2 |  | TRUE | 4.5 | 3 | 1.5 | 1.5 | 1.5 | 1.5 | 1.5 | 1.5 | 1.5 | 1.5 | 1.5 | 1.5 | 1.5 | 1.5 | Y | South | FC
ESQUON_6_LNDFIL |  |  | Neal Road Landfill Generating Facility | CISO | N | CAISO System |  |  | Biogas | RECIPROCATING ENGINE | BIOGAS | 2.1 | 2.1 |  |  |  |  | 1 | 24 | 24 |  |  |  |  | 0 | 0 | 0 | 0 | 0 | 0 | 0 | 0 | 0 | 0 | 0 | 0 | N | North | EO
ESTWND_2_OPPWD1 |  |  | Oasis Power Plant Eastwind | CISO | N | CAISO System |  |  | Wind | WIND | WIND | 57.14 | 57.2 |  |  |  |  | 1 | 24 | 24 |  |  |  |  | 4.8 | 11.59 | 12.98 | 20.91 | 23.57 | 21.47 | 21.39 | 19.76 | 12.13 | 5.76 | 3.77 | 3.7 | N | South | FC
ETIWND_2_CHMPNE |  |  | Champagne | CISO | N | LA Basin | Eastern | Y | Solar_Fixed | PHOTO VOLTAIC | SUN | 1 | 1.5 |  |  |  |  | 1 | 24 | 24 |  |  |  |  | 0 | 0 | 0 | 0 | 0 | 0 | 0 | 0 | 0 | 0 | 0 | 0 | N | South | EO
ETIWND_2_FONTNA |  |  | FONTANALYTLE CREEK POWERHOUSE P | CISO | N | LA Basin | Eastern |  | Hydro | HYDRO | WATER | 2.56 | 2.6 |  |  |  |  | 1 | 24 | 24 |  |  |  |  | 0.69 | 0.81 | 0.63 | 0.87 | 0.88 | 0.9 | 0.85 | 0.73 | 0.85 | 0.73 | 0.86 | 0.88 | N | South | FC
ETIWND_2_SEPBT1 |  |  | Separator | CISO | N | CAISO System |  |  | Battery Storage | OTHER | LESR | 100 | 100 | 0.8 | 400 | 400 | 1 | 1 | 24 | 4 |  | TRUE | 200 | 1 | 100 | 100 | 100 | 100 | 100 | 100 | 100 | 100 | 100 | 100 | 100 | 100 | Y | South | FC
ETIWND_2_SOLAR1 |  |  | Dedeaux Ontario | CISO | N | LA Basin | Eastern | Y | Solar_1Axis | PHOTO VOLTAIC | SUN | 1 | 1 |  |  |  |  | 1 | 24 | 24 |  |  |  |  | 0.1 | 0.1 | 0.1 | 0.1 | 0.1 | 0.43 | 0.67 | 0.2 | 0.39 | 0.16 | 0.1 | 0.1 | N | South | FC
ETIWND_2_SOLAR2 |  |  | Rochester | CISO | N | LA Basin | Eastern | Y | Solar_1Axis | PHOTO VOLTAIC | SUN | 1 | 1 |  |  |  |  | 1 | 24 | 24 |  |  |  |  | 0 | 0 | 0 | 0 | 0 | 0 | 0 | 0 | 0 | 0 | 0 | 0 | N | South | EO
ETIWND_2_SOLAR5 |  |  | Dulles | CISO | N | LA Basin | Eastern | Y | Solar_1Axis | PHOTO VOLTAIC | SUN | 2 | 2 |  |  |  |  | 1 | 24 | 24 |  |  |  |  | 0 | 0 | 0 | 0 | 0 | 0 | 0 | 0 | 0 | 0 | 0 | 0 | N | South | EO
ETIWND_2_UNIT1 |  |  | ETIWND_2_UNIT1 | CISO | N | LA Basin | Eastern | Y | Peaker | FTUR | NATURAL GAS | 33.6 | 33.6 |  |  |  |  | 1 | 24 | 24 |  |  |  |  | 33.6 | 33.6 | 33.6 | 33.6 | 33.6 | 33.6 | 33.6 | 33.6 | 33.6 | 33.6 | 33.6 | 33.6 | Y | South | FC
ETIWND_6_GRPLND |  |  | Grapeland Peaker | CISO | N | LA Basin | Eastern | Y | Peaker | COMBUSTION TURBINE | NATURAL GAS | 45.64 | 59 |  |  |  |  | 1 | 24 | 8.933 |  |  | 45.64 | 1 | 45.64 | 45.64 | 45.64 | 45.64 | 45.64 | 45.64 | 45.64 | 45.64 | 45.64 | 45.64 | 45.64 | 45.64 | Y | South | FC
ETIWND_6_INEBT1 |  |  | Inland Empire Energy Storage | CISO | N | LA Basin |  |  | Battery Storage | OTHER | LESR | 70 | 70 | 0.8 | 280 | 280 | 1 | 1 | 24 | 4 |  | TRUE | 140 | 1 | 70 | 70 | 70 | 70 | 70 | 70 | 70 | 70 | 70 | 70 | 70 | 70 | Y | South | FC |  | SCEWD1669 - Up to maximum 100 MWs.
ETIWND_6_MWDETI |  |  | ETIWANDA RECOVERY HYDRO | CISO | N | LA Basin | Eastern | Y | Hydro | HYDRO | WATER | 24 | 23.9 |  |  |  |  | 1 | 24 | 24 |  |  |  |  | 0.18 | 0 | 1.75 | 0 | 0 | 0 | 0 | 0 | 0 | 1.37 | 3.06 | 3.19 | N | South | FC
EXCHEC_7_UNIT 1 |  |  | EXCHEQUER HYDRO | CISO | N | Fresno | Panoche 115 kV, Wilson 115 kV |  | Hydro | HYDRO | WATER | 94.5 | 94.5 |  |  |  |  | 1 | 24 | 24 |  |  | 64 | 1 | 94.5 | 94.5 | 94.5 | 94.5 | 94.5 | 94.5 | 94.5 | 94.5 | 94.5 | 94.5 | 94.5 | 94.5 | Y | North | FC
EXCLSG_1_SOLAR |  |  | Excelsior Solar | CISO | N | Fresno | Panoche 115 kV | Y | Solar_1Axis | PHOTO VOLTAIC | SUN | 60 | 60 |  |  |  |  | 1 | 24 | 24 |  |  |  |  | 0.1 | 0.1 | 0.1 | 0.82 | 0.1 | 34.02 | 43.78 | 16.03 | 28.51 | 10.89 | 0.1 | 0.1 | N | North | FC
FALBRK_6_FESBT1 |  |  | Fallbrook Energy Storage | CISO | N | San Diego-IV | San Diego |  | Battery Storage | OTHER | LESR | 40 | 40 | 0.8 | 160 | 160 | 1 | 1 | 24 | 4 |  | TRUE | 79.97 | 1 | 40 | 40 | 40 | 40 | 40 | 40 | 40 | 40 | 40 | 40 | 40 | 40 | Y | South | FC
FELLOW_7_QFUNTS |  |  | Fellow QF Aggregate | CISO | N | CAISO System |  |  | CHP | FTUR | NATURAL GAS | 6.2 | 17.5 |  |  |  |  | 1 | 24 | 24 |  |  |  |  | 2.69 | 2.67 | 2.65 | 2.46 | 2.55 | 2.56 | 2.6 | 2.56 | 2.6 | 2.48 | 2.61 | 2.68 | N | North | FC
FIFTHS_2_FSSBT |  | FIFTHS_2_FSSR1 | Fifth Standard Battery | CISO | N | CAISO System |  |  | Paired_BattStorage | OTHER | LESR | 137 | 137 | 0.8 | 548 | 548 | 1 | 1 | 24 | 4 | 169.8 | FALSE | 274 | 2 | 137 | 137 | 137 | 137 | 137 | 137 | 137 | 137 | 137 | 137 | 137 | 137 | Y | North | FC |  | Group name FIFTHS_954_1027 - Max to grid 169.8 MW. Co-located with FIFTHS_2_FSSR1
FIFTHS_2_FSSR1 |  | FIFTHS_2_FSSBT | Fifth Standard Solar | CISO | N | CAISO System |  |  | Paired_Solar_1Axis | PHOTO VOLTAIC | SUN | 150 | 150 |  |  |  |  | 1 | 24 | 24 | 169.8 |  |  |  | 0.03 | 0.03 | 0.03 | 0.51 | 0.03 | 21.26 | 27.38 | 10.02 | 17.82 | 6.81 | 0.03 | 0.03 | N | North | PD | 25% | Group name FIFTHS_954_1027 - Max to grid 169.8 MW. At CPUC - hourly PD to 25 percent. Co-located with FIFTHS_2_FSSBT.
FILIPPI_2_QZSBTX |  | FILIPPI_2_QZSSRX | Quartzite Solar 8 BESS | CISO | N | CAISO System |  |  | Paired_BattStorage | OTHER | LESR | 150 | 150 | 0.8 | 600 | 600 | 1 | 1 | 24 | 4 | 300 | FALSE | 300 | 2 | 150 | 150 | 150 | 150 | 150 | 150 | 150 | 150 | 150 | 150 | 150 | 150 | Y | South | ID | 100% | Q1198, Q1526 - Group name QUARTZITE_1198_1526 - Max to grid 300 MW. 150 MW 600 MWh battery FCDS - co-located with FILIPPI_2_QZSSRX - Waiting for ELM.
FILIPPI_2_QZSSRX |  | FILIPPI_2_QZSBTX | Quartzite Solar 8 | CISO | N | CAISO System |  |  | Paired_Solar_1Axis | PHOTO VOLTAIC | SUN | 300 | 300 |  |  |  |  | 1 | 24 | 24 | 300 |  |  |  | 0.1 | 0.1 | 0.1 | 1.44 | 0.1 | 127.56 | 150 | 60.9 | 116.87 | 47.74 | 0.1 | 0.1 | N | South | ID | 100% | Q1198, Q1526 - Group name QUARTZITE_1198_1526 - Max to grid 300 MW. 300 MW solar FCDS. At CPUC - hourly FC - co-located with FILIPPI_2_QZSBTX - Waiting for ELM - Normal FC
FLOWD_2_RT2WD2 |  |  | Ridgetop 2 | CISO | N | CAISO System |  |  | Wind | WIND | WIND | 27.39 | 27.4 |  |  |  |  | 1 | 24 | 24 |  |  |  |  | 2.3 | 5.55 | 6.22 | 10.02 | 11.3 | 10.29 | 10.25 | 9.47 | 5.81 | 2.76 | 1.81 | 1.77 | N | South | FC
FLOWD_2_WIND1 |  |  | Cameron Ridge 2 | CISO | N | CAISO System |  |  | Wind | WIND | WIND | 11.9 | 11.9 |  |  |  |  | 1 | 24 | 24 |  |  |  |  | 1 | 2.41 | 2.7 | 4.35 | 4.91 | 4.47 | 4.46 | 4.12 | 2.53 | 1.2 | 0.79 | 0.77 | N | South | FC
FLOWD2_2_FPLWND |  |  | DIABLO WINDS | CISO | N | CAISO System |  |  | Wind | WIND | WIND | 18 | 18 |  |  |  |  | 1 | 24 | 24 |  |  |  |  | 1.02 | 1.53 | 3.19 | 6.32 | 8.62 | 7.68 | 7.73 | 5.47 | 4.43 | 1.29 | 0.72 | 0.99 | N | North | FC
FMEADO_6_HELLHL |  |  | FMEADO_6_HELLHL | CISO | N | Sierra | South of Rio Oso, South of Palermo |  | Hydro | HYDRO | WATER | 0.6 | 0.5 |  |  |  |  | 1 | 24 | 24 |  |  |  |  | 0.2 | 0.21 | 0.28 | 0.37 | 0.23 | 0.31 | 0.28 | 0.48 | 0.24 | 0.15 | 0.22 | 0.26 | N | North | FC
FMEADO_7_UNIT |  |  | FRENCH MEADOWS HYDRO | CISO | N | Sierra | South of Rio Oso, South of Palermo |  | Hydro | HYDRO | WATER | 16 | 18 |  |  |  |  | 1 | 24 | 24 |  |  | 15.8 | 1 | 11.2 | 15.6 | 15.8 | 12.8 | 12.8 | 15.8 | 15.8 | 15.8 | 15.8 | 9.92 | 12.8 | 12.8 | Y | North | FC
FORBST_7_UNIT 1 |  |  | FORBESTOWN HYDRO | CISO | N | Sierra | Drum-Rio Oso |  | Hydro | HYDRO | WATER | 37.5 | 39 |  |  |  |  | 1 | 24 | 24 |  |  | 30 | 1 | 37.5 | 37.5 | 37.5 | 37.5 | 37.5 | 37.5 | 37.5 | 37.5 | 37.5 | 37.5 | 37.5 | 37.5 | Y | North | FC
FORKBU_6_UNIT |  |  | Forks of Butte Hydro | CISO | N | CAISO System |  |  | Hydro | HYDRO | WATER | 14.4 | 14.4 |  |  |  |  | 1 | 24 | 24 |  |  |  |  | 9.47 | 8.06 | 11.73 | 13.06 | 12.32 | 7.41 | 4.56 | 4.47 | 4.37 | 3.59 | 5.45 | 7.42 | N | North | FC
FRESHW_1_SOLAR1 |  |  | Corcoran 3 | CISO | N | Fresno | Herndon | Y | Solar_1Axis | PHOTO VOLTAIC | SUN | 20 | 20 |  |  |  |  | 1 | 24 | 24 |  |  |  |  | 0 | 0 | 0 | 0 | 0 | 0 | 0 | 0 | 0 | 0 | 0 | 0 | N | North | EO
FRIANT_6_UNITS |  |  | FRIANT DAM | CISO | N | Fresno | Borden |  | Hydro | HYDRO | WATER | 25 | 34.7 |  |  |  |  | 1 | 24 | 24 |  |  |  |  | 3.44 | 2.29 | 2.16 | 7.25 | 11.92 | 17.09 | 18.37 | 12.94 | 5.68 | 2.86 | 0.78 | 0.58 | N | North | FC
FRNTBW_6_SOLAR1 |  |  | Frontier Solar | CISO | N | CAISO System |  | Y | Solar_1Axis | PHOTO VOLTAIC | SUN | 20 | 20 |  |  |  |  | 1 | 24 | 24 |  |  |  |  | 0.1 | 0.1 | 0.1 | 0.27 | 0.1 | 11.34 | 14.59 | 5.34 | 9.5 | 3.63 | 0.1 | 0.1 | N | North | FC
FROGTN_1_UTICAA |  |  | Angels Powerhouse | CISO | N | Stockton | Tesla-Bellota, Stanislaus |  | Hydro | HYDRO | WATER | 1.4 | 1.4 |  |  |  |  | 1 | 24 | 24 |  |  |  |  | 0.84 | 0.77 | 0.82 | 0.7 | 0.81 | 0.63 | 0.53 | 0.48 | 0.53 | 0.7 | 0.04 | 0.87 | N | North | FC
FROGTN_1_UTICAM |  |  | Murphys Powerhouse | CISO | N | Stockton | Tesla-Bellota, Stanislaus |  | Hydro | HYDRO | WATER | 3.6 | 3.6 |  |  |  |  | 1 | 24 | 24 |  |  |  |  | 1.72 | 1.53 | 1.67 | 1.83 | 2.19 | 1.93 | 1.79 | 1.56 | 1.57 | 1.82 | 0.1 | 1.96 | N | North | FC
FTSWRD_6_TRFORK |  |  | Three Forks Water Power Project | CISO | N | Humboldt |  |  | Hydro | HYDRO | WATER | 1.63 | 1.5 |  |  |  |  | 1 | 24 | 24 |  |  |  |  | 0.72 | 0.66 | 0.23 | 0.57 | 0.54 | 0.22 | 0.14 | 0.09 | 0.04 | 0.05 | 0.06 | 0.27 | N | North | PD | 80% | At CPUC - hourly PD to 80.00 percent.
FTSWRD_7_QFUNTS |  |  | FTSWRD_7_QFUNTS | CISO | N | Humboldt |  |  | Hydro | HYDRO | WATER | 1.6 | 1.3 |  |  |  |  | 1 | 24 | 24 |  |  |  |  | 0 | 0 | 0 | 0 | 0 | 0 | 0 | 0 | 0 | 0 | 0 | 0 | N | North | FC
FULTON_1_QF |  |  | SMALL QF AGGREGATION - ZENIA | CISO | N | NCNB | Fulton |  | Hydro | HYDRO | WATER | 1 | 1 |  |  |  |  | 1 | 24 | 24 |  |  |  |  | 0.13 | 0.11 | 0.13 | 0.11 | 0.15 | 0.13 | 0.08 | 0.05 | 0.03 | 0.03 | 0.07 | 0.09 | N | North | FC
GALE_1_SR3SR3 |  |  | Sunray 3 | CISO | N | CAISO System |  | Y | Solar_1Axis | PHOTO VOLTAIC | SUN | 13.8 | 13.8 |  |  |  |  | 1 | 24 | 24 |  |  |  |  | 0.1 | 0.1 | 0.1 | 0.1 | 0.1 | 5.87 | 9.29 | 2.8 | 5.38 | 2.2 | 0.1 | 0.1 | N | South | FC
GANSO_1_WSTBM1 |  |  | Weststar Dairy Biogas | CISO | N | CAISO System |  | Y | Biogas | RECIPROCATING ENGINE | BIOGAS | 1 | 1 |  |  |  |  | 1 | 24 | 24 |  |  |  |  | 0 | 0 | 0 | 0 | 0 | 0 | 0 | 0 | 0 | 0 | 0 | 0 | N | North | EO
GARLND_2_GARBT1 |  | GARLND_2_GASLR, GARLND_2_GASLRA | Garland B BESS | CISO | N | CAISO System |  |  | Paired_BattStorage | OTHER | LESR | 88 | 88 | 0.8513 | 352 | 971.18 | 2.759 | 1 | 24 | 11.0361 | 203 | FALSE | 176 | 1 | 88 | 88 | 88 | 88 | 88 | 88 | 88 | 88 | 88 | 88 | 88 | 88 | Y | South | FC |  | Group name: GARLAND_971_1 - Max to grid 203 MW. Co-located with GARLND_2_GASLR, GARLND_2_GASLRA
GARLND_2_GASLR |  | GARLND_2_GARBT1, GARLND_2_GASLRA | Garland B | CISO | N | CAISO System |  |  | Paired_Solar_Fixed | PHOTO VOLTAIC | SUN | 180 | 180 |  |  |  |  | 1 | 24 | 24 | 203 |  |  |  | 0.1 | 0.1 | 0.1 | 0.53 | 0.1 | 45.55 | 89.38 | 22.07 | 48.16 | 18.94 | 0.1 | 0.1 | N | South | FC |  | Group name: GARLAND_971_1 - Max to grid 203 MW. Max 115 MW NQC. Co-located with GARLND_2_GARBT1, GARLND_2_GASLRA
GARLND_2_GASLRA |  | GARLND_2_GARBT1, GARLND_2_GASLR | Garland A | CISO | N | CAISO System |  |  | Paired_Solar_1Axis | PHOTO VOLTAIC | SUN | 20 | 20 |  |  |  |  | 1 | 24 | 24 | 200 |  |  |  | 0.1 | 0.1 | 0.1 | 0.1 | 0.1 | 8.5 | 13.46 | 4.06 | 7.79 | 3.18 | 0.1 | 0.1 | N | South | FC |  | Co-located with GARLND_2_GARBT1, GARLND_2_GASLR
GARNET_1_SOLAR |  |  | North Palm Springs 4A | CISO | N | LA Basin | Eastern, Valley-Devers |  | Solar_1Axis | PHOTO VOLTAIC | SUN | 4 | 4.1 |  |  |  |  | 1 | 24 | 24 |  |  |  |  | 0 | 0 | 0 | 0 | 0 | 0 | 0 | 0 | 0 | 0 | 0 | 0 | N | South | EO
GARNET_1_SOLAR2 |  |  | Garnet Solar Power Generation Station 1 | CISO | N | LA Basin | Eastern, Valley-Devers |  | Solar_1Axis | PHOTO VOLTAIC | SUN | 4 | 4 |  |  |  |  | 1 | 24 | 24 |  |  |  |  | 0.1 | 0.1 | 0.1 | 0.1 | 0.1 | 1.7 | 2.69 | 0.81 | 1.56 | 0.64 | 0.1 | 0.1 | N | South | FC
GARNET_1_WIND |  |  | GARNET WIND ENERGY CENTER | CISO | N | LA Basin | Eastern, Valley-Devers |  | Wind | WIND | WIND | 6.5 | 6.5 |  |  |  |  | 1 | 24 | 24 |  |  |  |  | 0.55 | 1.32 | 1.48 | 2.38 | 2.68 | 2.44 | 2.43 | 2.25 | 1.38 | 0.65 | 0.43 | 0.42 | N | South | FC
GARNET_1_WINDS |  |  | Garnet Winds Aggregation | CISO | N | LA Basin | Eastern, Valley-Devers |  | Wind | WIND | WIND | 22.5 | 23.3 |  |  |  |  | 1 | 24 | 24 |  |  |  |  | 1.89 | 4.56 | 5.11 | 8.23 | 9.28 | 8.45 | 8.42 | 7.78 | 4.78 | 2.27 | 1.49 | 1.46 | N | South | FC
GARNET_1_WT3WND |  |  | Wagner Wind | CISO | N | LA Basin | Eastern, Valley-Devers |  | Wind | WIND | WIND | 6 | 6 |  |  |  |  | 1 | 24 | 24 |  |  |  |  | 0 | 0 | 0 | 0 | 0 | 0 | 0 | 0 | 0 | 0 | 0 | 0 | N | South | EO
GARNET_2_COAWD2 |  |  | Coachella 2 | CISO | N | LA Basin | Eastern, Valley-Devers |  | Wind | WIND | WIND | 10.8 | 10.8 |  |  |  |  | 1 | 24 | 24 |  |  |  |  | 0.91 | 2.19 | 2.45 | 3.95 | 4.45 | 4.06 | 4.04 | 3.73 | 2.29 | 1.09 | 0.71 | 0.7 | N | South | FC
GARNET_2_HYDRO |  |  | Whitewater Hydro | CISO | N | LA Basin | Eastern, Valley-Devers |  | Hydro | HYDRO | WATER | 1 | 1 |  |  |  |  | 1 | 24 | 24 |  |  |  |  | 0.25 | 0 | 0 | 0.26 | 0.48 | 0.54 | 0.64 | 0.52 | 0.16 | 0.26 | 0.66 | 0.31 | N | South | FC
GARNET_2_WIND1 |  |  | Phoenix | CISO | N | LA Basin | Eastern, Valley-Devers |  | Wind | WIND | WIND | 11.2 | 11.2 |  |  |  |  | 1 | 24 | 24 |  |  |  |  | 0.94 | 2.27 | 2.54 | 4.1 | 4.62 | 4.21 | 4.19 | 3.87 | 2.38 | 1.13 | 0.74 | 0.72 | N | South | FC
GARNET_2_WIND2 |  |  | Karen Avenue Wind Farm | CISO | N | LA Basin | Eastern, Valley-Devers |  | Wind | WIND | WIND | 11.7 | 12 |  |  |  |  | 1 | 24 | 24 |  |  |  |  | 0.98 | 2.37 | 2.66 | 4.28 | 4.83 | 4.4 | 4.38 | 4.05 | 2.48 | 1.18 | 0.77 | 0.76 | N | South | FC
GARNET_2_WIND3 |  |  | San Gorgonio East | CISO | N | LA Basin | Eastern, Valley-Devers |  | Wind | WIND | WIND | 12.6 | 12.6 |  |  |  |  | 1 | 24 | 24 |  |  |  |  | 1.06 | 2.56 | 2.86 | 4.61 | 5.2 | 4.74 | 4.72 | 4.36 | 2.67 | 1.27 | 0.83 | 0.82 | N | South | FC
GARNET_2_WIND4 |  |  | Windustries | CISO | N | LA Basin | Eastern, Valley-Devers |  | Wind | WIND | WIND | 9.8 | 9.8 |  |  |  |  | 1 | 24 | 24 |  |  |  |  | 0.82 | 1.99 | 2.23 | 3.59 | 4.04 | 3.68 | 3.67 | 3.39 | 2.08 | 0.99 | 0.65 | 0.63 | N | South | FC
GARNET_2_WIND5 |  |  | Eastwind | CISO | N | LA Basin | Eastern, Valley-Devers |  | Wind | WIND | WIND | 3 | 3 |  |  |  |  | 1 | 24 | 24 |  |  |  |  | 0.25 | 0.61 | 0.68 | 1.1 | 1.24 | 1.13 | 1.12 | 1.04 | 0.64 | 0.3 | 0.2 | 0.19 | N | South | FC
GASKW1_2_GW1SR1 |  | GASKW1_2_GW2BT1, GASKW1_2_GW2SR1, GASKW1_2_GW2SR2, GASKW1_2_GW3SR1, GASKW1_2_GW4SR1, GASKW1_2_GW5SR1 | Gaskell West 1 | CISO | N | CAISO System |  |  | Paired_Solar_1Axis | PHOTO VOLTAIC | SUN | 20 | 20 |  |  |  |  | 1 | 24 | 24 | 124.59 |  |  |  | 0.1 | 0.1 | 0.1 | 0.1 | 0.1 | 8.5 | 13.46 | 4.06 | 7.79 | 3.18 | 0.1 | 0.1 | N | South | ID | 100% | Q1074 - Group name: GASKELL_WEST_1074 - Max to grid 124.59 MW. Waiting for the Whirlwind and Tehachapi CRAS
GASKW1_2_GW2BT1 |  | GASKW1_2_GW1SR1, GASKW1_2_GW2SR1, GASKW1_2_GW2SR2, GASKW1_2_GW3SR1, GASKW1_2_GW4SR1, GASKW1_2_GW5SR1 | Gaskell West 2 BESS | CISO | N | CAISO System |  |  | Paired_BattStorage | OTHER | LESR | 20 | 20 | 0.8 | 80 | 80 | 1 | 1 | 24 | 4 | 124.59 | FALSE | 40 | 2 | 20 | 20 | 20 | 20 | 20 | 20 | 20 | 20 | 20 | 20 | 20 | 20 | Y | South | ID | 100% | Q1074 - Group name: GASKELL_WEST_1074 - Max to grid 124.59 MW. Waiting for the Whirlwind and Tehachapi CRAS. Co-located with GASKW1_2_GW2SR1, GASKW1_2_GW2SR2
GASKW1_2_GW2SR1 |  | GASKW1_2_GW1SR1, GASKW1_2_GW2BT1, GASKW1_2_GW2SR2, GASKW1_2_GW3SR1, GASKW1_2_GW4SR1, GASKW1_2_GW5SR1 | Gaskell West 2a | CISO | N | CAISO System |  |  | Paired_Solar_1Axis | PHOTO VOLTAIC | SUN | 16 | 16 |  |  |  |  | 1 | 24 | 24 | 124.59 |  |  |  | 0.1 | 0.1 | 0.1 | 0.1 | 0.1 | 6.8 | 10.77 | 3.25 | 6.23 | 2.55 | 0.1 | 0.1 | N | South | ID | 100% | Q1074 - Group name: GASKELL_WEST_1074 - Max to grid 124.59 MW. Waiting for the Whirlwind and Tehachapi CRAS. Co-located with GASKW1_2_GW2SR2, GASKW1_2_GW2BT1
GASKW1_2_GW2SR2 |  | GASKW1_2_GW1SR1, GASKW1_2_GW2BT1, GASKW1_2_GW2SR1, GASKW1_2_GW3SR1, GASKW1_2_GW4SR1, GASKW1_2_GW5SR1 | Gaskell West 2b | CISO | N | CAISO System |  |  | Paired_Solar_1Axis | PHOTO VOLTAIC | SUN | 29 | 29 |  |  |  |  | 1 | 24 | 24 | 124.59 |  |  |  | 0.1 | 0.1 | 0.1 | 0.14 | 0.1 | 12.33 | 19.52 | 5.89 | 11.3 | 4.62 | 0.1 | 0.1 | N | South | ID | 100% | Q1074 - Group name: GASKELL_WEST_1074 - Max to grid 124.59 MW. Waiting for the Whirlwind and Tehachapi CRAS. Co-located with GASKW1_2_GW2SR1, GASKW1_2_GW2BT1
GASKW1_2_GW3SR1 |  | GASKW1_2_GW1SR1, GASKW1_2_GW2BT1, GASKW1_2_GW2SR1, GASKW1_2_GW2SR2, GASKW1_2_GW4SR1, GASKW1_2_GW5SR1 | Gaskell West 3 | CISO | N | CAISO System |  |  | Paired_Solar_1Axis | PHOTO VOLTAIC | SUN | 20 | 20 |  |  |  |  | 1 | 24 | 24 | 124.59 |  |  |  | 0.1 | 0.1 | 0.1 | 0.1 | 0.1 | 8.5 | 13.46 | 4.06 | 7.79 | 3.18 | 0.1 | 0.1 | N | South | ID | 100% | Q1074 - Group name: GASKELL_WEST_1074 - Max to grid 124.59 MW. Waiting for the Whirlwind and Tehachapi CRAS
GASKW1_2_GW4SR1 |  | GASKW1_2_GW1SR1, GASKW1_2_GW2BT1, GASKW1_2_GW2SR1, GASKW1_2_GW2SR2, GASKW1_2_GW3SR1, GASKW1_2_GW5SR1 | Gaskell West 4 | CISO | N | CAISO System |  |  | Paired_Solar_1Axis | PHOTO VOLTAIC | SUN | 20 | 20 |  |  |  |  | 1 | 24 | 24 | 124.59 |  |  |  | 0.1 | 0.1 | 0.1 | 0.1 | 0.1 | 8.5 | 13.46 | 4.06 | 7.79 | 3.18 | 0.1 | 0.1 | N | South | ID | 100% | Q1074 - Group name: GASKELL_WEST_1074 - Max to grid 124.59 MW. Waiting for the Whirlwind and Tehachapi CRAS
GASKW1_2_GW5SR1 |  | GASKW1_2_GW1SR1, GASKW1_2_GW2BT1, GASKW1_2_GW2SR1, GASKW1_2_GW2SR2, GASKW1_2_GW3SR1, GASKW1_2_GW4SR1 | Gaskell West 5 | CISO | N | CAISO System |  |  | Paired_Solar_1Axis | PHOTO VOLTAIC | SUN | 20 | 20 |  |  |  |  | 1 | 24 | 24 | 124.59 |  |  |  | 0.1 | 0.1 | 0.1 | 0.1 | 0.1 | 8.5 | 13.46 | 4.06 | 7.79 | 3.18 | 0.1 | 0.1 | N | South | ID | 100% | Q1074 - Group name: GASKELL_WEST_1074 - Max to grid 124.59 MW. Waiting for the Whirlwind and Tehachapi CRAS
GATES_2_SOLAR |  |  | Gates Solar Station | CISO | N | CAISO System |  | Y | Solar_Fixed | PHOTO VOLTAIC | SUN | 20 | 20 |  |  |  |  | 1 | 24 | 24 |  |  |  |  | 0.1 | 0.1 | 0.1 | 0.27 | 0.1 | 7.66 | 11.98 | 4.02 | 8.01 | 3.47 | 0.1 | 0.1 | N | North | FC
GATES_2_WSOLAR |  |  | West Gates Solar Station | CISO | N | CAISO System |  | Y | Solar_Fixed | PHOTO VOLTAIC | SUN | 10 | 10 |  |  |  |  | 1 | 24 | 24 |  |  |  |  | 0.1 | 0.1 | 0.1 | 0.13 | 0.1 | 3.83 | 5.99 | 2.01 | 4.01 | 1.74 | 0.1 | 0.1 | N | North | FC
GATEWY_2_GESBT1 |  |  | Gateway Energy Storage | CISO | N | San Diego-IV | San Diego |  | Battery Storage | OTHER | LESR | 250 | 250 | 0.8 | 507 | 507 | 1 | 1 | 24 | 4 |  | TRUE | 478 | 1 | 228 | 228 | 228 | 228 | 228 | 228 | 228 | 228 | 228 | 228 | 228 | 228 | Y | South | FC
GATWAY_2_PL1X3 |  |  | GATEWAY GENERATING STATION | CISO | N | Bay Area | Contra Costa |  | CCGT | COMBINED CYCLE | NATURAL GAS | 585 | 0 |  |  |  |  | 1 | 24 | 24 |  |  | 381 | 1 | 542.04 | 542.28 | 537.14 | 524.12 | 507.41 | 494.45 | 480.14 | 486.81 | 494.75 | 505.46 | 534.9 | 540.47 | Y | North | FC
GENESI_2_STG |  |  | Genesis Station | CISO | N | CAISO System |  |  | Paired_Solar_Thermal | STEAM | SUN | 250 | 250 |  |  |  |  | 1 | 24 | 24 | 250 |  |  |  | 0.1 | 0.1 | 0.1 | 8.57 | 0.1 | 109.14 | 133.88 | 71.42 | 112.96 | 62.08 | 0.1 | 0.1 | N | South | FC |  | Group name: MCCOY_193_2 - Max to grid 250 MW. Co-located with BLKCRK_2_SOLAR1, BLKCRK_2_GMCBT1
GEYS11_7_UNIT11 |  |  | GEYSERS UNIT 11 (HEALDSBURG) | CISO | N | NCNB | Eagle Rock, Fulton |  | Geothermal | STEAM | GEOTHERMAL | 86.8 | 85 |  |  |  |  | 1 | 24 | 24 |  |  | 53 | 1 | 75 | 75 | 75 | 75 | 75 | 75 | 75 | 75 | 75 | 75 | 75 | 75 | Y | North | FC
GEYS12_7_UNIT12 |  |  | GEYSERS UNIT 12 (HEALDSBURG) | CISO | N | NCNB | Fulton |  | Geothermal | STEAM | GEOTHERMAL | 57 | 77 |  |  |  |  | 1 | 24 | 24 |  |  | 28 | 1 | 50 | 50 | 50 | 50 | 50 | 50 | 50 | 50 | 50 | 50 | 50 | 50 | Y | North | FC
GEYS13_7_UNIT13 |  |  | GEYSERS UNIT 13 (HEALDSBURG) | CISO | N | NCNB |  |  | Geothermal | STEAM | GEOTHERMAL | 73 | 102 |  |  |  |  | 1 | 24 | 24 |  |  | 34 | 1 | 56 | 56 | 56 | 56 | 56 | 56 | 56 | 56 | 56 | 56 | 56 | 56 | Y | North | FC
GEYS14_7_UNIT14 |  |  | GEYSERS UNIT 14 (HEALDSBURG) | CISO | N | NCNB | Fulton |  | Geothermal | STEAM | GEOTHERMAL | 70 | 74.4 |  |  |  |  | 1 | 24 | 24 |  |  | 48 | 1 | 70 | 70 | 70 | 70 | 70 | 70 | 70 | 70 | 70 | 70 | 70 | 70 | Y | North | FC
GEYS16_7_UNIT16 |  |  | GEYSERS UNIT 16 (HEALDSBURG) | CISO | N | NCNB | Fulton |  | Geothermal | STEAM | GEOTHERMAL | 63 | 119.9 |  |  |  |  | 1 | 24 | 24 |  |  | 38 | 1 | 63 | 63 | 63 | 63 | 63 | 63 | 63 | 63 | 63 | 63 | 63 | 63 | Y | North | FC
GEYS17_7_UNIT17 |  |  | GEYSERS UNIT 17 (HEALDSBURG) | CISO | N | NCNB | Fulton |  | Geothermal | STEAM | GEOTHERMAL | 75.5 | 84 |  |  |  |  | 1 | 24 | 24 |  |  | 53.5 | 1 | 75.5 | 75.5 | 75.5 | 75.5 | 75.5 | 75.5 | 75.5 | 75.5 | 75.5 | 75.5 | 75.5 | 75.5 | Y | North | FC
GEYS18_7_UNIT18 |  |  | GEYSERS UNIT 18 (HEALDSBURG) | CISO | N | NCNB |  |  | Geothermal | STEAM | GEOTHERMAL | 72 | 119.9 |  |  |  |  | 1 | 24 | 24 |  |  | 50 | 1 | 72 | 72 | 72 | 72 | 72 | 72 | 72 | 72 | 72 | 72 | 72 | 72 | Y | North | FC
GEYS20_7_UNIT20 |  |  | GEYSERS UNIT 20 (HEALDSBURG) | CISO | N | NCNB |  |  | Geothermal | STEAM | GEOTHERMAL | 50 | 84 |  |  |  |  | 1 | 24 | 24 |  |  | 28 | 1 | 50 | 50 | 50 | 50 | 50 | 50 | 50 | 50 | 50 | 50 | 50 | 50 | Y | North | FC
GIFENS_6_BUGSL1 |  |  | Burford Giffen | CISO | N | Fresno |  | Y | Solar_1Axis | PHOTO VOLTAIC | SUN | 20 | 20 |  |  |  |  | 1 | 24 | 24 |  |  |  |  | 0.1 | 0.1 | 0.1 | 0.27 | 0.1 | 11.34 | 14.59 | 5.34 | 9.5 | 3.63 | 0.1 | 0.1 | N | North | FC
GIFFEN_6_SOLAR |  |  | Giffen Solar Station | CISO | N | Fresno | Herndon | Y | Solar_Fixed | PHOTO VOLTAIC | SUN | 10 | 20 |  |  |  |  | 1 | 24 | 24 |  |  |  |  | 0.1 | 0.1 | 0.1 | 0.13 | 0.1 | 3.83 | 5.99 | 2.01 | 4.01 | 1.74 | 0.1 | 0.1 | N | North | FC
GIFFEN_6_SOLAR1 |  |  | Aspiration Solar G | CISO | N | Fresno | Herndon | Y | Solar_1Axis | PHOTO VOLTAIC | SUN | 9 | 9 |  |  |  |  | 1 | 24 | 24 |  |  |  |  | 0 | 0 | 0 | 0 | 0 | 0 | 0 | 0 | 0 | 0 | 0 | 0 | N | North | EO
GILROY_1_UNIT |  |  | GILROY COGEN AGGREGATE | CISO | N | Bay Area | Llagas, San Jose, South Bay-Moss Landing | Y | CCGT | COMBINED CYCLE | NATURAL GAS | 120 | 0 |  |  |  |  | 1 | 24 | 24 |  |  | 20 | 1 | 120 | 120 | 120 | 120 | 115 | 115 | 115 | 115 | 115 | 120 | 120 | 120 | Y | North | FC
GILRPP_1_PL1X2 |  |  | GILROY ENERGY CENTER UNITS 1&2 AGGREGATE | CISO | N | Bay Area | Llagas, San Jose, South Bay-Moss Landing | Y | Peaker | COMBUSTION TURBINE | NATURAL GAS | 95.2 | 0 |  |  |  |  | 1 | 24 | 24 |  |  | 95.2 | 1 | 95.2 | 95.2 | 95.2 | 95.2 | 95.2 | 95.2 | 95.2 | 95.2 | 95.2 | 95.2 | 95.2 | 95.2 | Y | North | FC
GILRPP_1_PL3X4 |  |  | GILROY ENERGY CENTER, UNIT #3 | CISO | N | Bay Area | Llagas, San Jose, South Bay-Moss Landing | Y | Peaker | COMBUSTION TURBINE | NATURAL GAS | 46.2 | 49.9 |  |  |  |  | 1 | 24 | 24 |  |  | 46.2 | 1 | 46.2 | 46.2 | 46.2 | 46.2 | 46.2 | 46.2 | 46.2 | 46.2 | 46.2 | 46.2 | 46.2 | 46.2 | Y | North | FC
GLDFGR_6_SOLAR1 |  |  | Portal Ridge B | CISO | N | Big Creek-Ventura |  |  | Solar_1Axis | PHOTO VOLTAIC | SUN | 20 | 20 |  |  |  |  | 1 | 24 | 24 |  |  |  |  | 0.1 | 0.1 | 0.1 | 0.1 | 0.1 | 8.5 | 13.46 | 4.06 | 7.79 | 3.18 | 0.1 | 0.1 | N | South | FC
GLDFGR_6_SOLAR2 |  |  | Portal Ridge C | CISO | N | Big Creek-Ventura |  |  | Solar_1Axis | PHOTO VOLTAIC | SUN | 11.4 | 11.4 |  |  |  |  | 1 | 24 | 24 |  |  |  |  | 0.1 | 0.1 | 0.1 | 0.1 | 0.1 | 4.85 | 7.67 | 2.31 | 4.44 | 1.81 | 0.1 | 0.1 | N | South | FC
GLDTWN_6_COLUM3 |  |  | Columbia 3 | CISO | N | CAISO System |  | Y | Solar_1Axis | PHOTO VOLTAIC | SUN | 10 | 10 |  |  |  |  | 1 | 24 | 24 |  |  |  |  | 0.1 | 0.1 | 0.1 | 0.1 | 0.1 | 4.25 | 6.73 | 2.03 | 3.9 | 1.59 | 0.1 | 0.1 | N | South | FC
GLDTWN_6_SOLAR |  |  | Rio Grande | CISO | N | CAISO System |  | Y | Solar_1Axis | PHOTO VOLTAIC | SUN | 5 | 5 |  |  |  |  | 1 | 24 | 24 |  |  |  |  | 0.1 | 0.1 | 0.1 | 0.1 | 0.1 | 2.13 | 3.36 | 1.01 | 1.95 | 0.8 | 0.1 | 0.1 | N | South | FC
GLNARM_2_UNIT 5 |  |  | Glenarm Turbine 5 | CISO | N | LA Basin | Western |  | CCGT | COMBINED CYCLE | NATURAL GAS | 65.81 | 71 |  |  |  |  | 1 | 24 | 24 |  |  | 65 | 1 | 65 | 65 | 65 | 65 | 65 | 65 | 65 | 65 | 65 | 65 | 65 | 65 | Y | South | PD | 65
GLNARM_7_UNIT 1 |  |  | GLEN ARM UNIT 1 | CISO | N | LA Basin | Western |  | Peaker | COMBUSTION TURBINE | NATURAL GAS | 22.13 | 30.6 |  |  |  |  | 1 | 24 | 24 |  |  | 22.13 | 1 | 22.13 | 22.13 | 22.13 | 22.13 | 22.13 | 22.13 | 22.13 | 22.13 | 22.13 | 22.13 | 22.13 | 22.13 | Y | South | FC
GLNARM_7_UNIT 2 |  |  | GLEN ARM UNIT 2 | CISO | N | LA Basin | Western |  | Peaker | COMBUSTION TURBINE | NATURAL GAS | 22.38 | 30.6 |  |  |  |  | 1 | 24 | 24 |  |  | 22.38 | 1 | 22.38 | 22.38 | 22.38 | 22.38 | 22.38 | 22.38 | 22.38 | 22.38 | 22.38 | 22.38 | 22.38 | 22.38 | Y | South | FC
GLNARM_7_UNIT 3 |  |  | GLEN ARM UNIT 3 | CISO | N | LA Basin | Western |  | Peaker | COMBUSTION TURBINE | NATURAL GAS | 44.83 | 47.3 |  |  |  |  | 1 | 24 | 24 |  |  | 44.83 | 1 | 44.83 | 44.83 | 44.83 | 44.83 | 44.83 | 44.83 | 44.83 | 44.83 | 44.83 | 44.83 | 44.83 | 44.83 | Y | South | FC
GLNARM_7_UNIT 4 |  |  | GLEN ARM UNIT 4 | CISO | N | LA Basin | Western |  | Peaker | COMBUSTION TURBINE | NATURAL GAS | 42.42 | 47.3 |  |  |  |  | 1 | 24 | 24 |  |  | 42.42 | 1 | 42.42 | 42.42 | 42.42 | 42.42 | 42.42 | 42.42 | 42.42 | 42.42 | 42.42 | 42.42 | 42.42 | 42.42 | Y | South | FC
GLOW_6_SOLAR |  |  | Antelope Power Plant | CISO | N | Big Creek-Ventura |  |  | Solar_1Axis | PHOTO VOLTAIC | SUN | 20 | 20 |  |  |  |  | 1 | 24 | 24 |  |  |  |  | 0 | 0 | 0 | 0 | 0 | 0 | 0 | 0 | 0 | 0 | 0 | 0 | N | South | EO
GOLETA_2_GE2BT3 |  |  | Goleta Energy Storage | CISO | N | Big Creek-Ventura |  |  | Battery Storage | OTHER | LESR | 60 | 60 | 0.8 | 160.133 | 160.133 | 1 | 1 | 24 | 4 |  | TRUE | 100 | 3 | 40 | 40 | 40 | 40 | 40 | 40 | 40 | 40 | 40 | 40 | 40 | 40 | Y | South | FC
GOLETA_2_VALBT1 |  |  | Vallecito Energy Storage | CISO | N | Big Creek-Ventura | S.Clara, Moorpark, Goleta |  | Battery Storage | OTHER | LESR | 10 | 10 | 0.8 | 40 | 40 | 1 | 1 | 24 | 4 |  | TRUE | 20 | 3 | 10 | 10 | 10 | 10 | 10 | 10 | 10 | 10 | 10 | 10 | 10 | 10 | Y | South | FC
GOLETA_6_ELLWOD |  |  | ELLWOOD ENERGY SUPPORT FACILITY | CISO | N | Big Creek-Ventura | S.Clara, Moorpark, Goleta |  | Peaker | COMBUSTION TURBINE | NATURAL GAS | 54 | 56 |  |  |  |  | 1 | 24 | 24 |  |  | 54 | 1 | 54 | 54 | 54 | 54 | 54 | 54 | 54 | 54 | 54 | 54 | 54 | 54 | Y | South | FC
GOLETA_6_EXGEN |  |  | EXXON COMPANY USA | CISO | N | Big Creek-Ventura | S.Clara, Moorpark, Goleta |  | CHP |  | OTHER | 48.2 | 48.2 |  |  |  |  | 1 | 24 | 24 |  |  |  |  | 0 | 0 | 0 | 0 | 0 | 0 | 0 | 0 | 0 | 0 | 0 | 0 | N | South | FC
GONZLS_6_UNIT |  |  | Johnson Canyon Landfill | CISO | N | CAISO System |  |  | Biogas | RECIPROCATING ENGINE | BIOGAS | 1.42 | 1.4 |  |  |  |  | 1 | 24 | 24 |  |  |  |  | 1.42 | 1.16 | 1.07 | 1.23 | 1.36 | 1.37 | 1.4 | 1.39 | 1.42 | 1.34 | 1.07 | 1.16 | N | North | FC
GOOSLK_1_SOLAR1 |  |  | Goose Lake | CISO | N | CAISO System |  | Y | Solar_1Axis | PHOTO VOLTAIC | SUN | 12 | 12 |  |  |  |  | 1 | 24 | 24 |  |  |  |  | 0.1 | 0.1 | 0.1 | 0.16 | 0.1 | 6.8 | 8.76 | 3.21 | 5.7 | 2.18 | 0.1 | 0.1 | N | North | FC
GRIDLY_6_SOLAR |  |  | GRIDLEY MAIN TWO | CISO | N | Sierra | Pease |  | Solar_Fixed | PHOTO VOLTAIC | SUN | 2.5 | 2.5 |  |  |  |  | 1 | 24 | 24 |  |  |  |  | 0 | 0 | 0 | 0 | 0 | 0 | 0 | 0 | 0 | 0 | 0 | 0 | N | North | EO
GRIZLY_1_UNIT 1 |  |  | GRIZZLY HYDRO | CISO | N | Sierra | South of Palermo |  | Hydro | HYDRO | WATER | 20 | 20 |  |  |  |  | 1 | 24 | 24 |  |  | 0 | 1 | 20 | 20 | 20 | 20 | 20 | 20 | 20 | 20 | 20 | 20 | 20 | 20 | Y | North | FC |  | Cannot use - Ambient Not Due to Temp - outage card.
GRNLF2_1_UNIT |  |  | GREENLEAF II COGEN | CISO | N | Sierra | Pease, Drum-Rio Oso |  | CHP | COMBUSTION TURBINE | NATURAL GAS | 49.2 | 63.8 |  |  |  |  | 1 | 24 | 24 |  |  | 9.2 | 1 | 49.2 | 49.2 | 49.2 | 49.2 | 49.2 | 49.2 | 49.2 | 49.2 | 49.2 | 49.2 | 49.2 | 49.2 | Y | North | FC
GRNVLY_7_SCLAND |  |  | SANTA CRUZ LANDFILL GENERATING PLANT | CISO | N | CAISO System |  |  | Biogas | RECIPROCATING ENGINE | BIOGAS | 3.04 | 3.6 |  |  |  |  | 1 | 24 | 24 |  |  |  |  | 3.03 | 3 | 2.88 | 2.99 | 2.71 | 2.99 | 2.75 | 2.98 | 2.84 | 2.57 | 2.4 | 2.77 | N | North | FC
GRSCRK_6_BGCKWW |  |  | BIG CREEK WATER WORKS - CEDAR FLAT | CISO | N | CAISO System |  |  | Hydro | HYDRO | WATER | 5 | 5 |  |  |  |  | 1 | 24 | 24 |  |  |  |  | 1.97 | 1.79 | 1.95 | 2.41 | 2.6 | 0.5 | 0 | 0 | 0 | 0 | 0.26 | 0.97 | N | North | FC
GRZZLY_1_BERKLY |  |  | Berkeley Cogeneration | CISO | N | Bay Area |  |  | CCGT | COMBINED CYCLE | NATURAL GAS | 26.35 | 32.5 |  |  |  |  | 1 | 24 | 24 |  |  |  |  | 0.52 | 0.85 | 0.7 | 0.61 | 0.51 | 0.4 | 0.28 | 0.14 | 0.09 | 0.21 | 0.31 | 0.56 | N | North | FC
GUERNS_6_HD3BM3 |  |  | Hanford Digester Genset 3 | CISO | N | Fresno |  |  | Biogas | RECIPROCATING ENGINE | BIOGAS | 1 | 1.1 |  |  |  |  | 1 | 24 | 24 |  |  |  |  | 0 | 0 | 0 | 0 | 0 | 0 | 0 | 0 | 0 | 0 | 0 | 0 | Y | North | EO
GUERNS_6_SOLAR |  |  | Guernsey Solar Station | CISO | N | Fresno |  | Y | Solar_1Axis | PHOTO VOLTAIC | SUN | 20 | 20 |  |  |  |  | 1 | 24 | 24 |  |  |  |  | 0.1 | 0.1 | 0.1 | 0.27 | 0.1 | 11.34 | 14.59 | 5.34 | 9.5 | 3.63 | 0.1 | 0.1 | N | North | FC
GUERNS_6_VH2BM1 |  |  | Hanford Digester Genset 2 | CISO | N | Fresno |  |  | Biogas | RECIPROCATING ENGINE | BIOGAS | 1 | 1.02 |  |  |  |  | 1 | 24 | 24 |  |  |  |  | 0 | 0 | 0 | 0 | 0 | 0 | 0 | 0 | 0 | 0 | 0 | 0 | Y | North | EO
GWFPWR_1_UNITS |  |  |  | CISO | N | Import | Herndon, Hanford | Y | Peaker | COMBUSTION TURBINE | NATURAL GAS | 98.46 | 0 |  |  |  |  | 1 | 24 | 24 |  |  | 98.46 | 1 | [13 empty] | North
GYS5X6_7_UNITS |  |  | GEYSERS UNITS 5 & 6 AGGREGATE | CISO | N | NCNB | Eagle Rock, Fulton |  | Geothermal | STEAM | GEOTHERMAL | 98.43 | 0 |  |  |  |  | 1 | 24 | 24 |  |  | 61 | 1 | 85 | 85 | 85 | 85 | 85 | 85 | 85 | 85 | 85 | 85 | 85 | 85 | Y | North | FC
GYS7X8_7_UNITS |  |  | GEYSERS UNITS 7 & 8 AGGREGATE | CISO | N | NCNB | Eagle Rock, Fulton |  | Geothermal | STEAM | GEOTHERMAL | 95.8 | 0 |  |  |  |  | 1 | 24 | 24 |  |  | 71.8 | 1 | 95.8 | 95.8 | 95.8 | 95.8 | 95.8 | 95.8 | 95.8 | 95.8 | 95.8 | 95.8 | 95.8 | 95.8 | Y | North | FC
GYSRVL_7_WSPRNG |  |  | Warm Springs Hydro | CISO | N | NCNB | Fulton |  | Hydro | HYDRO | WATER | 3.75 | 3.8 |  |  |  |  | 1 | 24 | 24 |  |  |  |  | 0 | 0 | 0 | 0 | 0 | 0 | 0 | 0 | 0 | 0 | 0 | 0 | N | North | FC
HAASPH_7_PL1X2 |  |  | HAAS PH UNIT 1 & 2 AGGREGATE | CISO | N | Fresno | Herndon |  | Hydro | HYDRO | WATER | 144 | 0 |  |  |  |  | 1 | 24 | 24 |  |  | 129.6 | 1 | 57.6 | 57.6 | 115.2 | 115.2 | 115.2 | 129.6 | 144 | 144 | 129.6 | 129.6 | 57.6 | 115.2 | Y | North | FC
HALSEY_6_UNIT |  |  | HALSEY HYDRO | CISO | N | Sierra | Placer, Gold Hill-Drum, Drum-Rio Oso, South of Rio Oso, South of Palermo |  | Hydro | HYDRO | WATER | 13.5 | 13.5 |  |  |  |  | 1 | 24 | 24 |  |  | 0 | 1 | 1.76 | 2.48 | 2.96 | 3.04 | 3.2 | 2.4 | 3.36 | 5.04 | 3.92 | 0 | 0 | 1.44 | Y | North | FC
HAMLIN_1_BLDSB1 | HAMLIN_1_BLDSB1_LESR |  | Baldy Mesa Hybrid | CISO | N | CAISO System |  |  | Hybrid_BattStorage | PHOTO VOLTAIC | HYBD | 75 | 150 | 0.8 | 300 | 300 | 1 | 1 | 24 | 4 | 150 | TRUE | 150 | 2 | 75 | 75 | 75 | 75 | 75 | 75 | 75 | 75 | 75 | 75 | 75 | 75 | Y | South | ID | 100% | Q1413-Q1519 - Waiting for Mojave Desert RAS and Nort of Lugo C-RAS. 150 MW solar with 75 MW battery for 150 MW Max at POI - with no grid-charging restrictions. Beyond the first 100 MW solar is using interim deliverability from future battery.
HAMLIN_1_BLDSB1 | HAMLIN_1_BLDSB1_SUN |  | Baldy Mesa Hybrid | CISO | N | CAISO System |  |  | Hybrid_Solar_1Axis | PHOTO VOLTAIC | HYBD | 150 | 150 |  |  |  |  | 1 | 24 | 24 | 150 |  | 150 | 2 | 0.1 | 0.1 | 0.1 | 0.71 | 0.1 | 63.79 | 75 | 30.45 | 58.43 | 23.87 | 0.1 | 0.1 | Y | South | ID | 100% | Q1413-Q1519 - Waiting for Mojave Desert RAS and Nort of Lugo C-RAS. 150 MW solar with 75 MW battery for 150 MW Max at POI - with no grid-charging restrictions. Beyond the first 100 MW solar is using interim deliverability from future battery.
HAMLIN_1_BMSBT2 | HAMLIN_1_BMSBT2_LESR |  | Baldy Mesa SP | CISO | N | CAISO System |  |  | Hybrid_BattStorage | PHOTO VOLTAIC | HYBD | 25 | 50 | 0.8 | 100 | 100 | 1 | 1 | 24 | 4 | 50 | TRUE | 50 | 2 | 25 | 25 | 25 | 25 | 25 | 25 | 25 | 25 | 25 | 25 | 25 | 25 | Y | South | ID | 100% | Q1413-Q1519 - 50 MW solar with 25 MW -100 MWh battery with 50 MW Max at POI - with no grid-charging restrictions - Waiting for Mojave Desert RAS and Nort of Lugo C-RAS - Beyond the first 100 MW solar is using interim deliverability from future battery.
HAMLIN_1_BMSBT2 | HAMLIN_1_BMSBT2_SUN |  | Baldy Mesa SP | CISO | N | CAISO System |  |  | Hybrid_Solar_1Axis | PHOTO VOLTAIC | HYBD | 50 | 50 |  |  |  |  | 1 | 24 | 24 | 50 |  | 50 | 2 | 0.1 | 0.1 | 0.1 | 0.24 | 0.1 | 21.26 | 25 | 10.15 | 19.48 | 7.96 | 0.1 | 0.1 | Y | South | ID | 100% | Q1413-Q1519 - 50 MW solar with 25 MW -100 MWh battery with 50 MW Max at POI - with no grid-charging restrictions - Waiting for Mojave Desert RAS and Nort of Lugo C-RAS - Beyond the first 100 MW solar is using interim deliverability from future battery.
HARBGN_7_UNITS |  |  | HARBOR COGEN COMBINED CYCLE | CISO | N | LA Basin | Western | Y | CCGT | COMBINED CYCLE | NATURAL GAS | 109.01 | 0 |  |  |  |  | 1 | 24 | 24 |  |  | 35 | 1 | 100 | 100 | 100 | 100 | 100 | 100 | 100 | 100 | 100 | 100 | 100 | 100 | Y | South | FC
HARDWK_6_STWBM1 |  |  | Still Water Ranch Dairy | CISO | N | Fresno |  |  | Biogas | RECIPROCATING ENGINE | BIOGAS | 1 | 0 |  |  |  |  | 1 | 24 | 24 |  |  |  |  | 0 | 0 | 0 | 0 | 0 | 0 | 0 | 0 | 0 | 0 | 0 | 0 | Y | North | EO
HATCR1_7_UNIT |  |  | Hat Creek #1 | CISO | N | CAISO System |  |  | Hydro | HYDRO | WATER | 8.5 | 8.5 |  |  |  |  | 1 | 24 | 24 |  |  |  |  | 3.2 | 2.75 | 2.64 | 2.39 | 2.36 | 2.38 | 2.28 | 2.43 | 1.5 | 2.5 | 2.89 | 3.21 | N | North | FC
HATCR2_7_UNIT |  |  | Hat Creek #2 | CISO | N | CAISO System |  |  | Hydro | HYDRO | WATER | 8.5 | 8.5 |  |  |  |  | 1 | 24 | 24 |  |  |  |  | 2.88 | 2.93 | 2.79 | 2.92 | 2.44 | 2.92 | 2.65 | 1.13 | 0.38 | 0.18 | 1.53 | 2.13 | N | North | FC
HATLOS_6_BWDHY1 |  |  | Bidwell Ditch | CISO | N | CAISO System |  |  | Hydro | HYDRO | WATER | 2 | 2 |  |  |  |  | 1 | 24 | 24 |  |  |  |  | 1.3 | 1.26 | 1.33 | 1.41 | 1.29 | 1.23 | 1.22 | 1.22 | 1.19 | 1.22 | 1.25 | 1.26 | N | North | FC
HATLOS_6_LSCRK |  |  | Lost Creek 1 & 2 Hydro Conversion | CISO | N | CAISO System |  |  | Hydro | HYDRO | WATER | 1.7 | 1.7 |  |  |  |  | 1 | 24 | 24 |  |  |  |  | 0.89 | 0.85 | 0.94 | 1.06 | 0.89 | 0.84 | 0.82 | 0.8 | 0.77 | 0.82 | 0.83 | 0.84 | N | North | FC
HATRDG_2_WIND |  |  | Hatchet Ridge Wind Farm | CISO | N | CAISO System |  |  | Wind | WIND | WIND | 102 | 102 |  |  |  |  | 1 | 24 | 24 |  |  |  |  | 5.79 | 8.66 | 18.07 | 35.83 | 48.85 | 43.52 | 43.8 | 30.99 | 25.1 | 7.31 | 4.11 | 5.64 | N | North | FC
HAYPRS_6_HAYHD1 |  |  | Haypress Lower | CISO | N | Sierra | Drum-Rio Oso, South of Palermo |  | Hydro | HYDRO | WATER | 5.8 | 6.1 |  |  |  |  | 1 | 24 | 24 |  |  |  |  | 0.02 | 0.12 | 0.73 | 2.54 | 4.14 | 2.2 | 0.46 | 0 | 0 | 0 | 0 | 0 | N | North | FC
HAYPRS_6_HAYHD2 |  |  | Haypress Middle | CISO | N | Sierra | Drum-Rio Oso, South of Palermo |  | Hydro | HYDRO | WATER | 6.7 | 8.7 |  |  |  |  | 1 | 24 | 24 |  |  |  |  | 0 | 0 | 0.36 | 2.59 | 4.85 | 2.49 | 0.64 | 0.01 | 0 | 0 | 0 | 0 | N | North | FC
HELMPG_7_UNIT 1 |  |  | HELMS PUMP-GEN UNIT 1 | CISO | N | Fresno |  |  | Pumped Hydro | PUMPED STORAGE | WATER | 407 | 407 |  |  |  |  | 1 | 24 | 24 |  |  | 407 | 1 | 407 | 407 | 407 | 407 | 407 | 407 | 407 | 407 | 407 | 325.6 | 325.6 | 407 | Y | North | FC
HELMPG_7_UNIT 2 |  |  | HELMS PUMP-GEN UNIT 2 | CISO | N | Fresno |  |  | Pumped Hydro | PUMPED STORAGE | WATER | 407 | 407 |  |  |  |  | 1 | 24 | 24 |  |  | 405.6 | 1 | 325.6 | 325.6 | 325.6 | 405.6 | 407 | 405.6 | 407 | 405.6 | 405.6 | 325.6 | 325.6 | 325.6 | Y | North | FC
HELMPG_7_UNIT 3 |  |  | HELMS PUMP-GEN UNIT 3 | CISO | N | Fresno |  |  | Pumped Hydro | PUMPED STORAGE | WATER | 404 | 404 |  |  |  |  | 1 | 24 | 24 |  |  | 404 | 1 | 323.2 | 404 | 323.2 | 323.2 | 323.2 | 404 | 404 | 404 | 404 | 323.2 | 323.2 | 404 | Y | North | FC
HENRTA_6_ACDSR3 |  |  | Avenal Cutoff Dac Spring Solar | CISO | N | Fresno |  |  | Solar_1Axis | PHOTO VOLTAIC | SUN | 3 | 3 |  |  |  |  | 1 | 24 | 24 |  |  |  |  | 0 | 0 | 0 | 0 | 0 | 0 | 0 | 0 | 0 | 0 | 0 | 0 | N | North | EO
HENRTA_6_ELCTG1 |  | HENRTA_6_ELCTG2 | ELECTROLYTE UNIT 1 | CISO | N | Fresno |  |  | Peaker | COMBUSTION TURBINE | NATURAL GAS | 50 | 55.3 |  |  |  |  | 1 | 24 | 24 | 99.4 |  | 49.98 | 1 | 49.98 | 49.98 | 49.98 | 49.98 | 49.98 | 49.98 | 49.98 | 49.98 | 49.98 | 49.98 | 49.98 | 49.98 | Y | North | FC |  | Group name ELECTROLYTE_0062CONV Max to grid 99.4 MW. Co-located with Electrolyte Unit 2 - HENRTA_6_ELCTG2.
HENRTA_6_ELCTG2 |  | HENRTA_6_ELCTG1 | ELECTROLYTE UNIT 2 | CISO | N | Fresno |  |  | Peaker | COMBUSTION TURBINE | NATURAL GAS | 50 | 55.3 |  |  |  |  | 1 | 24 | 24 | 99.4 |  | 49.42 | 1 | 49.42 | 49.42 | 49.42 | 49.42 | 49.42 | 49.42 | 49.42 | 49.42 | 49.42 | 49.42 | 49.42 | 49.42 | Y | North | FC |  | Group name ELECTROLYTE_0062CONV Max to grid 99.4 MW. Co-located with Electrolyte Unit 1 - HENRTA_6_ELCTG1.
HENRTA_6_HDEBT1 |  |  | Henrietta D Energy Storage | CISO | N | Fresno |  |  | Battery Storage | OTHER | LESR | 10 | 10 | 0.8 | 40 | 40 | 1 | 1 | 24 | 4 |  | TRUE | 20 | 2 | 10 | 10 | 10 | 10 | 10 | 10 | 10 | 10 | 10 | 10 | 10 | 10 | Y | North | ID | 100% | PGEWD1296 - 17DGD Waiting for Reconductor Los Banos-Padre Flat-Panoche 230 kV and many other
HENRTA_6_SOLAR1 |  |  | Lemoore 1 | CISO | N | Fresno |  |  | Solar_1Axis | PHOTO VOLTAIC | SUN | 1.5 | 1.5 |  |  |  |  | 1 | 24 | 24 |  |  |  |  | 0.1 | 0.1 | 0.1 | 0.1 | 0.1 | 0.85 | 1.09 | 0.4 | 0.71 | 0.27 | 0.1 | 0.1 | N | North | ID | 100% | PGEWD1012 - 18DGD Waiting for Reconductor Los Banos-Padre Flat-Panoche 230 kV and many other
HENRTA_6_SOLAR2 |  |  | Westside Solar Power PV1 | CISO | N | Fresno |  | Y | Solar_1Axis | PHOTO VOLTAIC | SUN | 2 | 2 |  |  |  |  | 1 | 24 | 24 |  |  |  |  | 0 | 0 | 0 | 0 | 0 | 0 | 0 | 0 | 0 | 0 | 0 | 0 | N | North | EO
HENRTS_1_SOLAR |  |  | Henrietta Solar Project | CISO | N | Fresno | Herndon | Y | Solar_1Axis | PHOTO VOLTAIC | SUN | 100 | 102 |  |  |  |  | 1 | 24 | 24 |  |  |  |  | 0.1 | 0.1 | 0.1 | 1.36 | 0.1 | 56.7 | 72.97 | 26.72 | 47.51 | 18.15 | 0.1 | 0.1 | N | North | FC
HERDLN_6_BYHSR1 |  |  | Byron Highway Solar | CISO | N | CAISO System |  |  | Solar_Fixed | PHOTO VOLTAIC | SUN | 5 | 5 |  |  |  |  | 1 | 24 | 24 |  |  |  |  | 0 | 0 | 0 | 0 | 0 | 0 | 0 | 0 | 0 | 0 | 0 | 0 | N | North | EO
HIDSRT_2_UNITS |  |  | HIGH DESERT POWER PROJECT AGGREGATE | CISO | N | CAISO System |  |  | CCGT | COMBINED CYCLE | NATURAL GAS | 850 | 0 |  |  |  |  | 1 | 24 | 24 |  |  | 650 | 1 | 850 | 850 | 850 | 850 | 850 | 850 | 850 | 850 | 850 | 850 | 850 | 850 | Y | South | FC
HIGGNS_1_COMBIE |  |  | Combie South | CISO | N | Sierra | Drum-Rio Oso, South of Rio Oso, South of Palermo |  | Hydro | HYDRO | WATER | 1.5 | 1.5 |  |  |  |  | 1 | 24 | 24 |  |  |  |  | 1.39 | 1.17 | 0.88 | 1.01 | 0.32 | 0.18 | 0.32 | 0.3 | 0.1 | 0.02 | 0.71 | 0.99 | N | North | FC
HIGHDS_2_H5SBT1 |  | HIGHDS_2_H5SSR1 | High 5 Solar BESS | CISO | N | CAISO System |  |  | Paired_BattStorage | OTHER | LESR | 50 | 50 | 0.84 | 200 | 200 | 1 | 1 | 24 | 4 | 100 | FALSE | 100 | 2 | 50 | 50 | 50 | 50 | 50 | 50 | 50 | 50 | 50 | 50 | 50 | 50 | Y | South | FC |  | Group name: HIGH_5_SOLAR_1414 - Max to grid 100 MW. Co-located with HIGHDS_2_H5SSR1
HIGHDS_2_H5SSR1 |  | HIGHDS_2_H5SBT1 | High 5 Solar | CISO | N | CAISO System |  |  | Paired_Solar_1Axis | PHOTO VOLTAIC | SUN | 100 | 100 |  |  |  |  | 1 | 24 | 24 | 100 |  |  |  | 0.1 | 0.1 | 0.1 | 0.48 | 0.1 | 42.52 | 50 | 20.3 | 38.96 | 15.91 | 0.1 | 0.1 | N | South | PD | 1 | Group name: HIGH_5_SOLAR_1414 - Max to grid 100 MW. Max 50 MWs NQC. (Normal FC) At CPUC - hourly FC - Co-located with HIGHDS_2_H5SBT1
HILAND_7_YOLOWD |  |  | CLEAR LAKE UNIT 1 | CISO | N | NCNB | Eagle Rock, Fulton |  | Hydro | HYDRO | WATER | 3.75 | 3.8 |  |  |  |  | 1 | 24 | 24 |  |  |  |  | 0 | 0 | 0 | 0 | 0 | 0 | 0 | 0 | 0 | 0 | 0 | 0 | N | North | EO
HINSON_6_LBECH1 |  |  | Long Beach Unit 1 | CISO | N | LA Basin | Western |  | Peaker | FTUR | NATURAL GAS | 63 | 70 |  |  |  |  | 1 | 24 | 24 |  |  | 63 | 1 | 63 | 63 | 63 | 63 | 63 | 63 | 63 | 63 | 63 | 63 | 63 | 63 | Y | South | FC
HINSON_6_LBECH2 |  |  | Long Beach Unit 2 | CISO | N | LA Basin | Western |  | Peaker | FTUR | NATURAL GAS | 63 | 70 |  |  |  |  | 1 | 24 | 24 |  |  | 63 | 1 | 63 | 63 | 63 | 63 | 63 | 63 | 63 | 63 | 63 | 63 | 63 | 63 | Y | South | FC
HINSON_6_LBECH3 |  |  | Long Beach Unit 3 | CISO | N | LA Basin | Western |  | Peaker | FTUR | NATURAL GAS | 63 | 70 |  |  |  |  | 1 | 24 | 24 |  |  | 63 | 1 | 63 | 63 | 63 | 63 | 63 | 63 | 63 | 63 | 63 | 63 | 63 | 63 | Y | South | FC
HINSON_6_LBECH4 |  |  | Long Beach Unit 4 | CISO | N | LA Basin | Western |  | Peaker | FTUR | NATURAL GAS | 63 | 70 |  |  |  |  | 1 | 24 | 24 |  |  | 63 | 1 | 63 | 63 | 63 | 63 | 63 | 63 | 63 | 63 | 63 | 63 | 63 | 63 | Y | South | FC
HNTGBH_2_PL1X3 |  |  | Huntington Beach Energy | CISO | N | LA Basin | Western |  | CCGT | COMBINED CYCLE | NATURAL GAS | 673.8 | 0 |  |  |  |  | 1 | 24 | 24 |  |  | 534.64 | 1 | 673.8 | 673.8 | 673.8 | 673.8 | 673.8 | 673.8 | 673.8 | 673.8 | 673.8 | 673.8 | 673.8 | 673.8 | Y | South | FC
HOLGAT_1_BORAX |  |  | U.S. Borax, Unit 1 | CISO | N | CAISO System |  |  | CHP |  | OTHER | 48.2 | 48.2 |  |  |  |  | 1 | 24 | 24 |  |  |  |  | 19.33 | 19 | 18.33 | 14 | 20 | 17.67 | 16.68 | 18.03 | 17 | 16.33 | 23.67 | 21.67 | N | South | FC
HOLSTR_1_SOLAR |  |  | San Benito Smart Park | CISO | N | CAISO System |  |  | Solar_Fixed | PHOTO VOLTAIC | SUN | 1.5 | 1.5 |  |  |  |  | 1 | 24 | 24 |  |  |  |  | 0 | 0 | 0 | 0 | 0 | 0 | 0 | 0 | 0 | 0 | 0 | 0 | N | North | EO
HOLSTR_1_SOLAR2 |  |  | Hollister Solar | CISO | N | CAISO System |  |  | Solar_1Axis | PHOTO VOLTAIC | SUN | 1.5 | 1.5 |  |  |  |  | 1 | 24 | 24 |  |  |  |  | 0.1 | 0.1 | 0.1 | 0.1 | 0.1 | 0.85 | 1.09 | 0.4 | 0.71 | 0.27 | 0.1 | 0.1 | N | North | FC
HUMBPP_1_UNITS3 |  |  | Humboldt Bay Generating Station 3 | CISO | N | Humboldt |  |  | Reciprocating Engine | RECIPROCATING ENGINE | NATURAL GAS | 65.08 | 83.2 |  |  |  |  | 1 | 24 | 24 |  |  | 65.08 | 1 | 65.08 | 65.08 | 65.08 | 65.08 | 65.08 | 65.08 | 65.08 | 65.08 | 65.08 | 65.08 | 65.08 | 65.08 | Y | North | FC
HUMBPP_6_UNITS |  |  | Humboldt Bay Generating Station 1 | CISO | N | Humboldt |  |  | Reciprocating Engine | RECIPROCATING ENGINE | NATURAL GAS | 97.62 | 0 |  |  |  |  | 1 | 24 | 24 |  |  | 97.62 | 1 | 97.62 | 97.62 | 97.62 | 97.62 | 97.62 | 97.62 | 97.62 | 97.62 | 97.62 | 97.62 | 97.62 | 97.62 | Y | North | FC
HURON_6_SOLAR |  |  | Huron Solar Station | CISO | N | Fresno | Coalinga, Panoche 115 kV | Y | Solar_Fixed | PHOTO VOLTAIC | SUN | 20 | 20 |  |  |  |  | 1 | 24 | 24 |  |  |  |  | 0.1 | 0.1 | 0.1 | 0.27 | 0.1 | 7.66 | 11.98 | 4.02 | 8.01 | 3.47 | 0.1 | 0.1 | N | North | FC
HYTTHM_2_UNITS |  |  | HYATT-THERMALITO PUMP-GEN (AGGREGATE) | CISO | N | CAISO System |  |  | Hydro | HYDRO | WATER | 933.1 | 0 |  |  |  |  | 1 | 24 | 24 |  |  | 160 | 1 | 135.13 | 92.67 | 95.07 | 135.98 | 238.55 | 341.56 | 640.81 | 538.25 | 442.28 | 245.53 | 183.46 | 150.11 | Y | North | FC
IGNACO_1_QF |  |  | SMALL QF AGGREGATION - VALLEJO/DINSMORE | CISO | N | NCNB |  |  | CHP | OTHER | OTHER | 0.5 | 1 |  |  |  |  | 1 | 24 | 24 |  |  |  |  | 0.03 | 0.03 | 0.02 | 0.03 | 0.04 | 0.03 | 0.01 | 0.01 | 0.01 | 0 | 0 | 0.01 | N | North | FC
INDIGO_1_UNIT 1 |  |  | INDIGO PEAKER UNIT 1 | CISO | N | LA Basin | Eastern, Valley-Devers |  | Peaker | COMBUSTION TURBINE | NATURAL GAS | 45.3 | 45.3 |  |  |  |  | 1 | 24 | 24 |  |  | 45.3 | 1 | 45.3 | 45.3 | 45.3 | 45.3 | 45.3 | 45.3 | 45.3 | 45.3 | 45.3 | 45.3 | 45.3 | 45.3 | Y | South | FC
INDIGO_1_UNIT 2 |  |  | INDIGO PEAKER UNIT 2 | CISO | N | LA Basin | Eastern, Valley-Devers |  | Peaker | COMBUSTION TURBINE | NATURAL GAS | 45.3 | 45.3 |  |  |  |  | 1 | 24 | 24 |  |  | 45.3 | 1 | 45.3 | 45.3 | 45.3 | 45.3 | 45.3 | 45.3 | 45.3 | 45.3 | 45.3 | 45.3 | 45.3 | 45.3 | Y | South | FC
INDIGO_1_UNIT 3 |  |  | INDIGO PEAKER UNIT 3 | CISO | N | LA Basin | Eastern, Valley-Devers |  | Peaker | COMBUSTION TURBINE | NATURAL GAS | 45.3 | 45.3 |  |  |  |  | 1 | 24 | 24 |  |  | 45.3 | 1 | 45.3 | 45.3 | 45.3 | 45.3 | 45.3 | 45.3 | 45.3 | 45.3 | 45.3 | 45.3 | 45.3 | 45.3 | Y | South | FC
INDVLY_1_UNITS |  |  | Indian Valley Hydro | CISO | N | NCNB | Eagle Rock, Fulton |  | Hydro | HYDRO | WATER | 3.01 | 5 |  |  |  |  | 1 | 24 | 24 |  |  |  |  | 0 | 0 | 0 | 0 | 0 | 1.57 | 1.89 | 1.64 | 0.16 | 0 | 0 | 0 | N | North | FC
INTKEP_2_UNITS |  |  | CCSF Hetch_Hetchy Hydro Aggregate | CISO | N | CAISO System |  |  | Hydro | HYDRO | WATER | 405 | 0 |  |  |  |  | 1 | 24 | 24 |  |  | 110.84 | 1 | 307 | 307 | 307 | 307 | 307 | 307 | 307 | 307 | 307 | 307 | 307 | 307 | Y | North | FC
IVANPA_1_UNIT1 |  |  | Ivanpah 1 | CISO | N | CAISO System |  | Y | Solar_Thermal | STEAM | SUN | 126 | 126 |  |  |  |  | 1 | 24 | 24 |  |  |  |  | 0.1 | 0.1 | 0.1 | 4.32 | 0.1 | 55.01 | 67.47 | 36 | 56.93 | 31.29 | 0.1 | 0.1 | N | South | FC
IVANPA_1_UNIT2 |  |  | Ivanpah 2 | CISO | N | CAISO System |  | Y | Solar_Thermal | STEAM | SUN | 133 | 133.4 |  |  |  |  | 1 | 24 | 24 |  |  |  |  | 0.1 | 0.1 | 0.1 | 4.56 | 0.1 | 58.06 | 71.22 | 38 | 60.1 | 33.03 | 0.1 | 0.1 | N | South | FC
IVANPA_1_UNIT3 |  |  | Ivanpah 3 | CISO | N | CAISO System |  | Y | Solar_Thermal | STEAM | SUN | 133 | 133.4 |  |  |  |  | 1 | 24 | 24 |  |  |  |  | 0.1 | 0.1 | 0.1 | 4.56 | 0.1 | 58.06 | 71.22 | 38 | 60.1 | 33.03 | 0.1 | 0.1 | N | South | FC
IVSLR2_2_SM2SR1 |  |  | Silver Ridge Mount Signal 2 | CISO | N | San Diego-IV |  |  | Solar_1Axis | PHOTO VOLTAIC | SUN | 150 | 150 |  |  |  |  | 1 | 24 | 24 |  |  |  |  | 0.1 | 0.1 | 0.1 | 0.71 | 0.1 | 63.79 | 100.94 | 30.45 | 58.43 | 23.87 | 0.1 | 0.1 | N | South | FC
IVSLRP_2_SOLAR1 |  |  | Silver Ridge Mount Signal | CISO | N | San Diego-IV |  | Y | Solar_Fixed | PHOTO VOLTAIC | SUN | 200 | 200 |  |  |  |  | 1 | 24 | 24 |  |  |  |  | 0.1 | 0.1 | 0.1 | 0.59 | 0.1 | 50.61 | 99.31 | 24.53 | 53.51 | 21.05 | 0.1 | 0.1 | N | South | FC
IVWEST_2_SOLAR1 |  |  | Imperial Valley West ( Q # 608) | CISO | N | San Diego-IV |  | Y | Solar_1Axis | PHOTO VOLTAIC | SUN | 150 | 0 |  |  |  |  | 1 | 24 | 24 |  |  |  |  | 0.1 | 0.1 | 0.1 | 0.71 | 0.1 | 63.79 | 100.94 | 30.45 | 58.43 | 23.87 | 0.1 | 0.1 | N | South | FC
JACMSR_1_JACSR1 |  |  | Jacumba Solar Farm | CISO | N | San Diego-IV |  |  | Solar_1Axis | PHOTO VOLTAIC | SUN | 20 | 19.7 |  |  |  |  | 1 | 24 | 24 |  |  |  |  | 0.1 | 0.1 | 0.1 | 0.1 | 0.1 | 8.5 | 13.46 | 4.06 | 7.79 | 3.18 | 0.1 | 0.1 | N | South | FC
JAVASR_1_JAVSR1 |  |  | Java Solar | CISO | N | Fresno | Herndon, Hanford |  | Solar_1Axis | PHOTO VOLTAIC | SUN | 13.5 | 14 |  |  |  |  | 1 | 24 | 24 |  |  |  |  | 0.1 | 0.1 | 0.1 | 0.18 | 0.1 | 7.66 | 9.85 | 3.61 | 6.41 | 2.45 | 0.1 | 0.1 | N | North | FC
JAWBNE_2_NSRWND |  |  | North Sky River Wind Project | CISO | N | CAISO System |  |  | Wind | WIND | WIND | 160 | 162 |  |  |  |  | 1 | 24 | 24 |  |  |  |  | 13.44 | 32.45 | 36.34 | 58.54 | 65.99 | 60.12 | 59.9 | 55.33 | 33.97 | 16.12 | 10.56 | 10.35 | N | South | FC
JAWBNE_2_SRWND |  |  | Sky River Wind Repower A | CISO | N | CAISO System |  | Y | Wind | WIND | WIND | 30 | 30 |  |  |  |  | 1 | 24 | 24 |  |  |  |  | 2.52 | 6.08 | 6.81 | 10.98 | 12.37 | 11.27 | 11.23 | 10.37 | 6.37 | 3.02 | 1.98 | 1.94 | N | South | FC
JAWBNE_2_SRWWD2 |  |  | Sky River Wind Repower B | CISO | N | CAISO System |  |  | Wind | WIND | WIND | 30.2 | 30.2 |  |  |  |  | 1 | 24 | 24 |  |  |  |  | 2.54 | 6.12 | 6.86 | 11.05 | 12.46 | 11.35 | 11.31 | 10.44 | 6.41 | 3.04 | 1.99 | 1.95 | N | South | FC
JAYNE_6_WLSLR |  |  | Westlands Solar Farm PV 1 | CISO | N | Fresno | Coalinga | Y | Solar_Fixed | PHOTO VOLTAIC | SUN | 18 | 18 |  |  |  |  | 1 | 24 | 24 |  |  |  |  | 0.1 | 0.1 | 0.1 | 0.24 | 0.1 | 6.9 | 10.78 | 3.62 | 7.21 | 3.13 | 0.1 | 0.1 | N | North | ID | 100% | Q633 - 23TPD - Waiting for Manning and many other projects.
JOANEC_2_ST3BT3 |  |  | Santa Ana Storage 3 | CISO | N | LA Basin | Western |  | Battery Storage | OTHER | LESR | 40 | 40 | 0.8 | 160 | 160 | 1 | 1 | 24 | 4 |  | TRUE | 80 | 1 | 40 | 40 | 40 | 40 | 40 | 40 | 40 | 40 | 40 | 40 | 40 | 40 | Y | South | FC
JOANEC_2_STABT1 |  |  | Santa Ana Storage 1 | CISO | N | LA Basin | Western |  | Battery Storage | OTHER | LESR | 20 | 20 | 0.8 | 80 | 80 | 1 | 1 | 24 | 4 |  | TRUE | 36.5 | 1 | 11.25 | 11.25 | 11.25 | 11.25 | 11.25 | 11.25 | 11.25 | 11.25 | 11.25 | 11.25 | 11.25 | 11.25 | Y | South | FC
JOANEC_2_STABT2 |  |  | Santa Ana Storage 2 | CISO | N | LA Basin | Western |  | Battery Storage | OTHER | LESR | 20 | 20 | 0.8 | 80 | 80 | 1 | 1 | 24 | 4 |  | TRUE | 40 | 1 | 20 | 20 | 20 | 20 | 20 | 20 | 20 | 20 | 20 | 20 | 20 | 20 | Y | South | FC
JOHANN_2_JOSBT1 |  |  | Johanna Storage 1 | CISO | N | LA Basin | Western |  | Battery Storage | OTHER | LESR | 10 | 10 | 0.8 | 40 | 40 | 1 | 1 | 24 | 4 |  | TRUE | 20 | 3 | 10 | 10 | 10 | 10 | 10 | 10 | 10 | 10 | 10 | 10 | 10 | 10 | Y | South | FC
JOHANN_2_JOSBT2 |  |  | Johanna Storage 2 | CISO | N | LA Basin | Western |  | Battery Storage | OTHER | LESR | 10 | 10 | 0.8 | 40 | 40 | 1 | 1 | 24 | 4 |  | TRUE | 20 | 2 | 10 | 10 | 10 | 10 | 10 | 10 | 10 | 10 | 10 | 10 | 10 | 10 | Y | South | FC
JOHANN_2_OCEBT2 |  |  | Orange County Energy Storage 2 | CISO | N | LA Basin | Western |  | Battery Storage | OTHER | LESR | 9 | 9 | 0.8 | 36 | 36 | 1 | 1 | 24 | 4 |  | TRUE | 18 | 3 | 9 | 9 | 9 | 9 | 9 | 9 | 9 | 9 | 9 | 9 | 9 | 9 | Y | South | FC
JOHANN_2_OCEBT3 |  |  | Orange County Energy Storage 3 | CISO | N | LA Basin | Western |  | Battery Storage | OTHER | LESR | 6 | 6 | 0.8 | 24 | 24 | 1 | 1 | 24 | 4 |  | TRUE | 12 | 3 | 6 | 6 | 6 | 6 | 6 | 6 | 6 | 6 | 6 | 6 | 6 | 6 | Y | South | FC
KANSAS_6_SOLAR |  |  | RE Kansas South | CISO | N | Fresno |  | Y | Solar_Fixed | PHOTO VOLTAIC | SUN | 20 | 20 |  |  |  |  | 1 | 24 | 24 |  |  |  |  | 0.1 | 0.1 | 0.1 | 0.27 | 0.1 | 7.66 | 11.98 | 4.02 | 8.01 | 3.47 | 0.1 | 0.1 | N | North | ID | 100% | Q637 - 23TPD - Waiting for Manning and many other projects.
KEARNY_6_NESBT1 |  |  | Kearny North Energy Storage | CISO | N | San Diego-IV | San Diego |  | Battery Storage | OTHER | LESR | 10 | 10 | 0.8 | 40 | 40 | 1 | 1 | 24 | 4 |  | TRUE | 19.99 | 1 | 10 | 10 | 10 | 10 | 10 | 10 | 10 | 10 | 10 | 10 | 10 | 10 | Y | South | FC
KEARNY_6_SESBT2 |  |  | Kearny South Energy Storage | CISO | N | San Diego-IV | San Diego |  | Battery Storage | OTHER | LESR | 10 | 10 | 0.8 | 40 | 40 | 1 | 1 | 24 | 4 |  | TRUE | 20 | 1 | 10 | 10 | 10 | 10 | 10 | 10 | 10 | 10 | 10 | 10 | 10 | 10 | Y | South | FC
KEKAWK_6_UNIT |  |  | STS HYDROPOWER LTD. (KEKAWAKA) | CISO | N | Humboldt |  |  | Hydro | HYDRO | WATER | 5.5 | 6 |  |  |  |  | 1 | 24 | 24 |  |  |  |  | 0 | 0 | 0 | 0 | 0 | 0 | 0 | 0 | 0 | 0 | 0 | 0 | N | North | FC
KELSO_2_UNITS |  |  | Mariposa Energy | CISO | N | Bay Area | Contra Costa |  | Peaker | COMBUSTION TURBINE | NATURAL GAS | 198.03 | 0 |  |  |  |  | 1 | 24 | 24 |  |  | 198.03 | 1 | 198.03 | 198.03 | 198.03 | 198.03 | 198.03 | 198.03 | 198.03 | 198.03 | 198.03 | 198.03 | 198.03 | 198.03 | Y | North | FC
KELYRG_6_UNIT |  |  | KELLY RIDGE HYDRO | CISO | N | Sierra | Drum-Rio Oso |  | Hydro | HYDRO | WATER | 11 | 11 |  |  |  |  | 1 | 24 | 24 |  |  | 0 | 1 | 11 | 11 | 11 | 11 | 11 | 11 | 11 | 11 | 11 | 11 | 11 | 11 | Y | North | FC
KERKH2_7_UNIT 1 |  |  | KERKHOFF PH 2 UNIT #1 | CISO | N | Fresno | Herndon, Wilson 115 kV |  | Hydro | HYDRO | WATER | 153.9 | 153.9 |  |  |  |  | 1 | 24 | 24 |  |  | 0 | 1 | 4 | 5.2 | 4 | 73.6 | 112 | 89.04 | 97 | 75 | 73.6 | 0 | 0 | 4 | Y | North | FC
KERMAN_6_SOLAR1 |  |  | Fresno Solar South | CISO | N | Fresno |  | Y | Solar_1Axis | PHOTO VOLTAIC | SUN | 1.5 | 1.5 |  |  |  |  | 1 | 24 | 24 |  |  |  |  | 0 | 0 | 0 | 0 | 0 | 0 | 0 | 0 | 0 | 0 | 0 | 0 | N | North | EO
KERMAN_6_SOLAR2 |  |  | Fresno Solar West | CISO | N | Fresno |  | Y | Solar_1Axis | PHOTO VOLTAIC | SUN | 1.5 | 1.5 |  |  |  |  | 1 | 24 | 24 |  |  |  |  | 0 | 0 | 0 | 0 | 0 | 0 | 0 | 0 | 0 | 0 | 0 | 0 | N | North | EO
KERNEY_6_FCSSR1 |  |  | Fresno Community Solar | CISO | N | Fresno |  |  |  | PHOTO VOLTAIC | SUN | 10 | 10 |  |  |  |  | 1 | 24 | 24 |  |  |  |  | 0 | 0 | 0 | 0 | 0 | 0 | 0 | 0 | 0 | 0 | 0 | 0 | N | North | EO
KERNFT_1_UNITS |  |  | KERN FRONT LIMITED | CISO | N | Kern | South Kern PP | Y | Peaker | COMBUSTION TURBINE | NATURAL GAS | 52.4 | 60 |  |  |  |  | 1 | 24 | 24 |  |  | 32.4 | 1 | 52.4 | 52.4 | 52.4 | 52.4 | 52.4 | 52.4 | 52.4 | 52.4 | 52.4 | 52.4 | 52.4 | 52.4 | Y | North | FC
KERNRG_1_UNITS |  |  | South Belridge Cogen Facility | CISO | N | CAISO System |  | Y | Peaker | COMBUSTION TURBINE | NATURAL GAS | 55.2 | 69.6 |  |  |  |  | 1 | 24 | 24 |  |  |  |  | 12.36 | 8.38 | 8.92 | 7.57 | 26.26 | 7.1 | 13.77 | 14.2 | 12.8 | 12.63 | 6.69 | 7.83 | N | North | FC
KERRGN_1_UNIT 1 |  |  | KERN RIVER HYDRO UNITS 1-4 AGGREGATE | CISO | N | CAISO System |  | Y | Hydro | HYDRO | WATER | 25.6 | 26.3 |  |  |  |  | 1 | 24 | 24 |  |  |  |  | 13.25 | 17.62 | 17.83 | 23.82 | 24.79 | 22.04 | 21.79 | 18.58 | 16.55 | 14 | 13.31 | 15.03 | N | South | FC
KINGCO_1_KINGBR |  |  | Kingsburg Cogen | CISO | N | Fresno | Herndon, Hanford | Y | Peaker | COMBUSTION TURBINE | NATURAL GAS | 34.5 | 34.5 |  |  |  |  | 1 | 24 | 24 |  |  | 12.5 | 1 | 34.5 | 34.5 | 34.5 | 34.5 | 34.5 | 34.5 | 34.5 | 34.5 | 34.5 | 34.5 | 34.5 | 34.5 | Y | North | FC
KINGRV_7_UNIT 1 |  |  | KINGS RIVER HYDRO UNIT 1 | CISO | N | Fresno | Herndon, Reedley |  | Hydro | HYDRO | WATER | 51.2 | 51.2 |  |  |  |  | 1 | 24 | 24 |  |  | 48.96 | 1 | 40.96 | 35.28 | 0 | 32 | 40 | 40 | 39.36 | 43.6 | 48.96 | 40.96 | 40.96 | 40.96 | Y | North | FC
KIRKER_7_KELCYN |  |  | KELLER CANYON LANDFILL GEN FACILICITY | CISO | N | Bay Area | Pittsburg |  | Biogas | RECIPROCATING ENGINE | BIOGAS | 3.56 | 3.8 |  |  |  |  | 1 | 24 | 24 |  |  |  |  | 3.44 | 3.56 | 3.56 | 3.47 | 3.56 | 3.54 | 3.32 | 3.42 | 3.56 | 3.3 | 3.15 | 3.38 | N | North | FC
KNGBRD_2_SOLAR1 |  |  | Kingbird Solar A | CISO | N | CAISO System |  |  | Solar_1Axis | PHOTO VOLTAIC | SUN | 20 | 20 |  |  |  |  | 1 | 24 | 24 |  |  |  |  | 0.1 | 0.1 | 0.1 | 0.1 | 0.1 | 8.5 | 13.46 | 4.06 | 7.79 | 3.18 | 0.1 | 0.1 | N | South | FC
KNGBRD_2_SOLAR2 |  |  | Kingbird Solar B | CISO | N | CAISO System |  |  | Solar_1Axis | PHOTO VOLTAIC | SUN | 20 | 20 |  |  |  |  | 1 | 24 | 24 |  |  |  |  | 0.1 | 0.1 | 0.1 | 0.1 | 0.1 | 8.5 | 13.46 | 4.06 | 7.79 | 3.18 | 0.1 | 0.1 | N | South | FC
KNGBRG_1_KBSLR1 |  |  | Kingsburg1 | CISO | N | Fresno |  |  | Solar_Fixed | PHOTO VOLTAIC | SUN | 1.5 | 1.5 |  |  |  |  | 1 | 24 | 24 |  |  |  |  | 0 | 0 | 0 | 0 | 0 | 0 | 0 | 0 | 0 | 0 | 0 | 0 | N | North | EO
KNGBRG_1_KBSLR2 |  |  | Kingsburg2 | CISO | N | Fresno |  |  | Solar_Fixed | PHOTO VOLTAIC | SUN | 1.5 | 1.5 |  |  |  |  | 1 | 24 | 24 |  |  |  |  | 0 | 0 | 0 | 0 | 0 | 0 | 0 | 0 | 0 | 0 | 0 | 0 | N | North | EO
KNGCTY_6_UNITA1 |  |  | King City Energy Center, Unit 1 | CISO | N | CAISO System |  |  | Peaker | COMBUSTION TURBINE | NATURAL GAS | 44.6 | 49.9 |  |  |  |  | 1 | 24 | 24 |  |  | 44.6 | 1 | 44.6 | 44.6 | 44.6 | 44.6 | 44.6 | 44.6 | 44.6 | 44.6 | 44.6 | 44.6 | 44.6 | 44.6 | Y | North | FC
KNTSTH_6_SOLAR |  |  | Kent South | CISO | N | Fresno |  | Y | Solar_Fixed | PHOTO VOLTAIC | SUN | 20 | 20 |  |  |  |  | 1 | 24 | 24 |  |  |  |  | 0.1 | 0.1 | 0.1 | 0.27 | 0.1 | 7.66 | 11.98 | 4.02 | 8.01 | 3.47 | 0.1 | 0.1 | N | North | ID | 100% | Q650AB - 23TPD - Waiting for Manning and many other projects.
KNTSTH_6_WALSR1 |  |  | Westlands Almond | CISO | N | Fresno |  |  | Solar_1Axis | PHOTO VOLTAIC | SUN | 19.88 | 20 |  |  |  |  | 1 | 24 | 24 |  |  |  |  | 0 | 0 | 0 | 0 | 0 | 0 | 0 | 0 | 0 | 0 | 0 | 0 | N | North | EO
KRAMER_1_R1BX3 |  | KRAMER_1_R1PX3 | Resurgence 1 BESS | CISO | N | CAISO System |  |  | Paired_BattStorage | OTHER | LESR | 75 | 75 | 0.879 | 300 | 300 | 1 | 1 | 24 | 4 | 90 | FALSE | 150 | 1 | 75 | 75 | 75 | 75 | 75 | 75 | 75 | 75 | 75 | 75 | 75 | 75 | Y | South | FC |  | Group name: 0034_CONV - Max to grid 90 MW. Co-located with KRAMER_1_R1PX3.
KRAMER_1_R1PX3 |  | KRAMER_1_R1BX3 | Resurgence 1 PV | CISO | N | CAISO System |  |  | Paired_Solar_1Axis | PHOTO VOLTAIC | SUN | 90 | 90 |  |  |  |  | 1 | 24 | 24 | 90 |  |  |  | 0.1 | 0.1 | 0.1 | 0.43 | 0.1 | 15 | 15 | 15 | 15 | 14.32 | 0.1 | 0.1 | N | South | PD | 1 | Group name: 0034_CONV - Max to grid 90 MW. Max 15 MWs NQC. (Normal FC) At CPUC - hourly FC - Co-located with KRAMER_1_R1BX3.
KRAMER_1_R2BX2 |  | KRAMER_1_R2PX2 | Resurgence 2 BESS | CISO | N | CAISO System |  |  | Paired_BattStorage | OTHER | LESR | 40 | 40 | 0.877 | 160 | 160 | 1 | 1 | 24 | 4 | 60 | FALSE |  |  | 40 | 40 | 40 | 40 | 40 | 40 | 40 | 40 | 40 | 40 | 40 | 40 | Y | South | FC |  | Group name: 0035_CONV - Max to grid 60 MW. Co-located with KRAMER_1_R1PX3.
KRAMER_1_R2PX2 |  | KRAMER_1_R2BX2 | Resurgence 2 PV | CISO | N | CAISO System |  |  | Paired_Solar_1Axis | PHOTO VOLTAIC | SUN | 48 | 0 |  |  |  |  | 1 | 24 | 24 | 60 |  |  |  | 0.1 | 0.1 | 0.1 | 0.23 | 0.1 | 20 | 20 | 9.74 | 18.7 | 7.64 | 0.1 | 0.1 | N | South | PD | 1 | Group name: 0035_CONV - Max to grid 60 MW. Max 20 MWs NQC. (Normal FC) At CPUC - hourly FC - Co-located with KRAMER_1_R1BX3.
KRNCNY_6_UNIT |  |  | KERN CANYON POWERHOUSE | CISO | N | CAISO System |  |  | Hydro | HYDRO | WATER | 10.6 | 11.5 |  |  |  |  | 1 | 24 | 24 |  |  |  |  | 1.89 | 3.73 | 5.06 | 8.62 | 8.66 | 8.94 | 8.45 | 8.02 | 6.99 | 5.56 | 4.87 | 4.87 | N | North | FC
KYCORA_6_KMSBT1 |  |  | Kearny Mesa Storage | CISO | N | San Diego-IV | San Diego |  | Battery Storage | OTHER | LESR | 1 | 1 | 0.8 | 4 | 4 | 1 | 1 | 24 | 4 |  | TRUE |  |  | 0 | 0 | 0 | 0 | 0 | 0 | 0 | 0 | 0 | 0 | 0 | 0 | Y | South | EO
LACIEN_2_VENICE |  |  | MWD Venice Hydroelectric Recovery Plant | CISO | N | LA Basin | Western, El Nido |  | Hydro | HYDRO | WATER | 9.95 | 10.1 |  |  |  |  | 1 | 24 | 24 |  |  |  |  | 0 | 0 | 0 | 0 | 0 | 0 | 0 | 0 | 0 | 0 | 0 | 0 | N | South | FC
LAGBEL_2_CBPBT1 |  |  | CALD BESS I | CISO | N | LA Basin |  |  | Battery Storage | OTHER | LESR | 100 | 100 | 0.8 | 400 | 400 | 1 | 1 | 24 | 4 |  | TRUE | 200 | 1 | 100 | 100 | 100 | 100 | 100 | 100 | 100 | 100 | 100 | 100 | 100 | 100 | Y | South | FC
LAMONT_1_SOLAR1 |  |  | Regulus Solar | CISO | N | Kern | South Kern PP, Kern PWR-Tevis | Y | Solar_1Axis | PHOTO VOLTAIC | SUN | 60 | 60 |  |  |  |  | 1 | 24 | 24 |  |  |  |  | 0.1 | 0.1 | 0.1 | 0.82 | 0.1 | 34.02 | 43.78 | 16.03 | 28.51 | 10.89 | 0.1 | 0.1 | N | North | FC
LAMONT_1_SOLAR2 |  |  | Redwood Solar Farm 4 | CISO | N | Kern | South Kern PP, Kern PWR-Tevis | Y | Solar_1Axis | PHOTO VOLTAIC | SUN | 20 | 20 |  |  |  |  | 1 | 24 | 24 |  |  |  |  | 0.1 | 0.1 | 0.1 | 0.27 | 0.1 | 11.34 | 14.59 | 5.34 | 9.5 | 3.63 | 0.1 | 0.1 | N | North | FC
LAMONT_1_SOLAR3 |  |  | Woodmere Solar Farm | CISO | N | Kern | South Kern PP, Kern PWR-Tevis | Y | Solar_1Axis | PHOTO VOLTAIC | SUN | 14.99 | 15 |  |  |  |  | 1 | 24 | 24 |  |  |  |  | 0.1 | 0.1 | 0.1 | 0.2 | 0.1 | 8.5 | 10.94 | 4.01 | 7.12 | 2.72 | 0.1 | 0.1 | N | North | FC
LAMONT_1_SOLAR4 |  |  | Hayworth Solar Farm | CISO | N | Kern | South Kern PP, Kern PWR-Tevis | Y | Solar_1Axis | PHOTO VOLTAIC | SUN | 26.66 | 27 |  |  |  |  | 1 | 24 | 24 |  |  |  |  | 0.1 | 0.1 | 0.1 | 0.36 | 0.1 | 15.12 | 19.45 | 7.12 | 12.67 | 4.84 | 0.1 | 0.1 | N | North | FC
LAMONT_1_SOLAR5 |  |  | Redcrest Solar Farm | CISO | N | Kern | South Kern PP, Kern PWR-Tevis | Y | Solar_1Axis | PHOTO VOLTAIC | SUN | 16.66 | 20 |  |  |  |  | 1 | 24 | 24 |  |  |  |  | 0.1 | 0.1 | 0.1 | 0.23 | 0.1 | 9.45 | 12.16 | 4.45 | 7.92 | 3.02 | 0.1 | 0.1 | N | North | FC
LAPLMA_2_UNIT 1 |  |  | La Paloma Generating Plant Unit #1 | CISO | N | CAISO System |  |  | CCGT | COMBINED CYCLE | NATURAL GAS | 267 | 295 |  |  |  |  | 1 | 24 | 24 |  |  | 202 | 1 | 267 | 267 | 267 | 267 | 267 | 267 | 267 | 267 | 267 | 267 | 267 | 267 | Y | North | FC
LAPLMA_2_UNIT 2 |  |  | La Paloma Generating Plant Unit #2 | CISO | N | CAISO System |  |  | CCGT | COMBINED CYCLE | NATURAL GAS | 266 | 295 |  |  |  |  | 1 | 24 | 24 |  |  | 201 | 1 | 266 | 266 | 266 | 266 | 266 | 266 | 266 | 266 | 266 | 266 | 266 | 266 | Y | North | FC
LAPLMA_2_UNIT 3 |  |  | La Paloma Generating Plant Unit #3 | CISO | N | CAISO System |  |  | CCGT | COMBINED CYCLE | NATURAL GAS | 266 | 295 |  |  |  |  | 1 | 24 | 24 |  |  | 204 | 1 | 266 | 266 | 266 | 266 | 266 | 266 | 266 | 266 | 266 | 266 | 266 | 266 | Y | North | FC
LAPLMA_2_UNIT 4 |  |  | LA PALOMA GENERATING PLANT, UNIT #4 | CISO | N | CAISO System |  |  | CCGT | COMBINED CYCLE | NATURAL GAS | 267 | 295 |  |  |  |  | 1 | 24 | 24 |  |  | 205 | 1 | 267 | 267 | 267 | 267 | 267 | 267 | 267 | 267 | 267 | 267 | 267 | 267 | Y | North | FC
LARKSP_6_UNIT 1 |  |  | LARKSPUR PEAKER UNIT 1 | CISO | N | San Diego-IV | San Diego, Border |  | Peaker | COMBUSTION TURBINE | NATURAL GAS | 49 | 49 |  |  |  |  | 1 | 24 | 24 |  |  | 49 | 1 | 49 | 49 | 49 | 49 | 49 | 49 | 49 | 49 | 49 | 49 | 49 | 49 | Y | South | FC
LARKSP_6_UNIT 2 |  |  | LARKSPUR PEAKER UNIT 2 | CISO | N | San Diego-IV | San Diego, Border |  | Peaker | COMBUSTION TURBINE | NATURAL GAS | 49 | 49 |  |  |  |  | 1 | 24 | 24 |  |  | 49 | 1 | 49 | 49 | 49 | 49 | 49 | 49 | 49 | 49 | 49 | 49 | 49 | 49 | Y | South | FC
LAROA2_2_UNITA1 |  |  | LR2 | CISO | N | San Diego-IV |  |  | CCGT | COMBINED CYCLE | NATURAL GAS | 322 | 0 |  |  |  |  | 1 | 24 | 24 |  |  | 161 | 1 | 322 | 322 | 322 | 322 | 322 | 322 | 322 | 322 | 322 | 322 | 322 | 322 | Y | South | FC
LASSEN_6_UNITS |  |  | Honey Lake Power | CISO | N | CAISO System |  |  | Biomass/Wood | STEAM | BIOMASS | 30 | 50.4 |  |  |  |  | 1 | 24 | 24 |  |  | 18 | 1 | 30 | 30 | 30 | 30 | 30 | 30 | 30 | 30 | 30 | 30 | 30 | 30 | Y | North | FC
LAWRNC_7_SUNYVL |  |  | City of Sunnyvale Unit 1 and 2 | CISO | N | Bay Area |  | Y | Biogas | RECIPROCATING ENGINE | BIOGAS | 0.3 | 1.6 |  |  |  |  | 1 | 24 | 24 |  |  |  |  | 0 | 0 | 0 | 0 | 0 | 0 | 0 | 0 | 0 | 0 | 0 | 0 | N | North | FC
LCKHT1_2_LH1BT1 |  |  | Lockhart Solar BESS 1 | CISO | N | CAISO System |  |  | Battery Storage | OTHER | LESR | 45 | 45 | 0.8 | 180 | 180 | 1 | 1 | 24 | 4 |  | TRUE | 90 | 1 | 45 | 45 | 45 | 45 | 45 | 45 | 45 | 45 | 45 | 45 | 45 | 45 | Y | South | ID | 100% | 0043CONV-Q1617-Q1775 - Waiting for Mojave Desert RAS and Nort of Lugo C-RAS.
LCKHT1_2_LH1SR1 |  |  | Lockhart Solar 1 PV | CISO | N | CAISO System |  |  | Paired_Solar_1Axis | PHOTO VOLTAIC | SUN | 85 | 85 |  |  |  |  | 1 | 24 | 24 |  |  |  |  | 0 | 0 | 0 | 0 | 0 | 0 | 0 | 0 | 0 | 0 | 0 | 0 | N | South | EO |  | Q1617 -Deliverability will be transferred off resource starting January 2026.
LCKHT1_2_LH1SR2 |  |  | Lockhart Solar 2 | CISO | N | CAISO System |  |  | Solar_1Axis | PHOTO VOLTAIC | SUN | 75 | 75 |  |  |  |  | 1 | 24 | 24 |  |  |  |  | 0 | 0 | 0 | 0 | 0 | 0 | 0 | 0 | 0 | 0 | 0 | 0 | N | South | EO |  | Q1617 -Deliverability will be transferred off resource starting January 2026.
LEBECS_2_UNITS |  |  | Pastoria Energy Facility | CISO | N | Big Creek-Ventura |  |  | CCGT | COMBINED CYCLE | NATURAL GAS | 799.47 | 0 |  |  |  |  | 1 | 24 | 24 |  |  | 635 | 1 | 799.47 | 799.47 | 795 | 785 | 775 | 775 | 775 | 775 | 775 | 785 | 799.47 | 799.47 | Y | South | FC
LECEF_1_UNITS |  |  | LOS ESTEROS ENERGY FACILITY AGGREGATE | CISO | N | Bay Area | San Jose, South Bay-Moss Landing | Y | CCGT | COMBINED CYCLE | NATURAL GAS | 309.84 | 0 |  |  |  |  | 1 | 24 | 24 |  |  | 255 | 1 | 304 | 304 | 304 | 303 | 303 | 302 | 302 | 299 | 302 | 303 | 303 | 303 | Y | North | FC
LECONT_2_LESBT1 |  |  | LeConte Energy Storage | CISO | N | San Diego-IV |  |  | Battery Storage | OTHER | LESR | 125 | 125 | 0.8 | 240 | 240 | 1 | 1 | 24 | 4 |  | TRUE | 165 | 1 | 40 | 40 | 40 | 40 | 40 | 40 | 40 | 40 | 40 | 40 | 40 | 40 | Y | South | PD | 40.4
LEPRFD_1_KANSAS |  |  | Kansas | CISO | N | Fresno | Herndon, Hanford | Y | Solar_Fixed | PHOTO VOLTAIC | SUN | 20 | 20 |  |  |  |  | 1 | 24 | 24 |  |  |  |  | 0.1 | 0.1 | 0.1 | 0.27 | 0.1 | 7.66 | 11.98 | 4.02 | 8.01 | 3.47 | 0.1 | 0.1 | N | North | FC
LGHTHP_6_ICEGEN |  |  | CARSON COGENERATION | CISO | N | LA Basin | Western | Y | CCGT | COMBINED CYCLE | NATURAL GAS | 48 | 54.7 |  |  |  |  | 1 | 24 | 24 |  |  | 20 | 1 | 48 | 48 | 48 | 48 | 48 | 48 | 48 | 48 | 48 | 48 | 48 | 48 | Y | South | FC
LHILLS_6_SOLAR1 |  |  | Lost Hills Solar | CISO | N | CAISO System |  | Y | Solar_1Axis | PHOTO VOLTAIC | SUN | 20 | 20 |  |  |  |  | 1 | 24 | 24 |  |  |  |  | 0.1 | 0.1 | 0.1 | 0.27 | 0.1 | 11.34 | 14.59 | 5.34 | 9.5 | 3.63 | 0.1 | 0.1 | N | North | FC
LILIAC_6_SOLAR |  |  | Mesa Crest | CISO | N | San Diego-IV | San Diego |  | Solar_1Axis | PHOTO VOLTAIC | SUN | 3 | 3 |  |  |  |  | 1 | 24 | 24 |  |  |  |  | 0.1 | 0.1 | 0.1 | 0.1 | 0.1 | 1.28 | 2.02 | 0.61 | 1.17 | 0.48 | 0.1 | 0.1 | N | South | FC
LITLRK_6_GBCSR1 |  |  | Green Beanworks C | CISO | N | Big Creek-Ventura |  |  | Solar_1Axis | PHOTO VOLTAIC | SUN | 3 | 3 |  |  |  |  | 1 | 24 | 24 |  |  |  |  | 0.1 | 0.1 | 0.1 | 0.1 | 0.1 | 1.28 | 2.02 | 0.61 | 1.17 | 0.48 | 0.1 | 0.1 | N | South | FC
LITLRK_6_SEPV01 |  |  | Gestamp Solar 1 | CISO | N | Big Creek-Ventura |  |  | Solar_1Axis | PHOTO VOLTAIC | SUN | 2 | 2 |  |  |  |  | 1 | 24 | 24 |  |  |  |  | 0 | 0 | 0 | 0 | 0 | 0 | 0 | 0 | 0 | 0 | 0 | 0 | N | South | EO
LITLRK_6_SOLAR1 |  |  | Lancaster Little Rock C | CISO | N | Big Creek-Ventura |  |  | Solar_1Axis | PHOTO VOLTAIC | SUN | 5 | 5 |  |  |  |  | 1 | 24 | 24 |  |  |  |  | 0.1 | 0.1 | 0.1 | 0.1 | 0.1 | 2.13 | 3.36 | 1.01 | 1.95 | 0.8 | 0.1 | 0.1 | N | South | FC
LITLRK_6_SOLAR2 |  |  | Palmdale 18 | CISO | N | Big Creek-Ventura |  |  | Solar_1Axis | PHOTO VOLTAIC | SUN | 2 | 2 |  |  |  |  | 1 | 24 | 24 |  |  |  |  | 0.1 | 0.1 | 0.1 | 0.1 | 0.1 | 0.85 | 1.35 | 0.41 | 0.78 | 0.32 | 0.1 | 0.1 | N | South | FC
LITLRK_6_SOLAR3 |  |  | One Ten Partners | CISO | N | Big Creek-Ventura |  |  | Solar_1Axis | PHOTO VOLTAIC | SUN | 2 | 2 |  |  |  |  | 1 | 24 | 24 |  |  |  |  | 0.1 | 0.1 | 0.1 | 0.1 | 0.1 | 0.85 | 1.35 | 0.41 | 0.78 | 0.32 | 0.1 | 0.1 | N | South | FC
LITLRK_6_SOLAR4 |  |  | Little Rock Pham Solar | CISO | N | Big Creek-Ventura |  |  | Solar_1Axis | PHOTO VOLTAIC | SUN | 3 | 3 |  |  |  |  | 1 | 24 | 24 |  |  |  |  | 0.1 | 0.1 | 0.1 | 0.1 | 0.1 | 1.28 | 2.02 | 0.61 | 1.17 | 0.48 | 0.1 | 0.1 | N | South | FC
LIVEOK_6_SOLAR |  |  | Harris | CISO | N | Sierra | Pease |  | Solar_Fixed | PHOTO VOLTAIC | SUN | 1.25 | 1.3 |  |  |  |  | 1 | 24 | 24 |  |  |  |  | 0.04 | 0.04 | 0.04 | 0.04 | 0.04 | 0.28 | 0.36 | 0.13 | 0.24 | 0.09 | 0.04 | 0.04 | N | North | PD | 40% | At CPUC - hourly PD to 40.00 percent.
LIVOAK_1_UNIT 1 |  |  | LIVE OAK LIMITED | CISO | N | Kern | South Kern PP, Kern Oil | Y | Peaker | COMBUSTION TURBINE | NATURAL GAS | 49.7 | 55.3 |  |  |  |  | 1 | 24 | 24 |  |  | 49.7 | 1 | 49.7 | 49.7 | 49.7 | 49.7 | 49.7 | 49.7 | 49.7 | 49.7 | 49.7 | 49.7 | 49.7 | 49.7 | Y | North | FC
LMBEPK_2_UNITA1 |  |  | Lambie Energy Center, Unit #1 | CISO | N | Bay Area | Contra Costa | Y | Peaker | COMBUSTION TURBINE | NATURAL GAS | 47.5 | 49.9 |  |  |  |  | 1 | 24 | 24 |  |  | 47.5 | 1 | 47.5 | 47.5 | 47.5 | 47.5 | 47.5 | 47.5 | 47.5 | 47.5 | 47.5 | 47.5 | 47.5 | 47.5 | Y | North | FC
LMBEPK_2_UNITA2 |  |  | Creed Energy Center, Unit #1 | CISO | N | Bay Area | Contra Costa | Y | Peaker | COMBUSTION TURBINE | NATURAL GAS | 47.6 | 49.9 |  |  |  |  | 1 | 24 | 24 |  |  | 47.6 | 1 | 47.6 | 47.6 | 47.6 | 47.6 | 47.6 | 47.6 | 47.6 | 47.6 | 47.6 | 47.6 | 47.6 | 47.6 | Y | North | FC
LMBEPK_2_UNITA3 |  |  | Goose Haven Energy Center, Unit #1 | CISO | N | Bay Area | Contra Costa | Y | Peaker | COMBUSTION TURBINE | NATURAL GAS | 47.75 | 49.9 |  |  |  |  | 1 | 24 | 24 |  |  | 47.75 | 1 | 47.75 | 47.75 | 47.75 | 47.75 | 47.75 | 47.75 | 47.75 | 47.75 | 47.75 | 47.75 | 47.75 | 47.75 | Y | North | FC
LMEC_1_PL1X3 |  |  | Los Medanos Energy Center AGGREGATE | CISO | N | Bay Area | Pittsburg | Y | CCGT | COMBINED CYCLE | NATURAL GAS | 580 | 0 |  |  |  |  | 1 | 24 | 24 |  |  | 390 | 1 | 580 | 580 | 580 | 580 | 580 | 580 | 580 | 580 | 580 | 580 | 580 | 580 | Y | North | FC
LNCSTR_6_CREST |  |  | Lanacaster Aggregate Solar Resources | CISO | N | Big Creek-Ventura |  |  | Solar_1Axis | PHOTO VOLTAIC | SUN | 5.5 | 5.7 |  |  |  |  | 1 | 24 | 24 |  |  |  |  | 0 | 0 | 0 | 0 | 0 | 0 | 0 | 0 | 0 | 0 | 0 | 0 | N | South | EO
LNCSTR_6_SOLAR2 | LNCSTR_6_SOLAR2_LESR |  | SEPV Sierra NGR | CISO | N | Big Creek-Ventura |  |  | Hybrid_BattStorage | OTHER | HYBD | 7 | 8.25 | 0.9 | 28 | 56 | 2 | 1 | 24 | 8 | 8.25 | TRUE | 12.9 | 2 | 6.8 | 6.8 | 6.8 | 6.8 | 6.8 | 6.8 | 6.8 | 6.8 | 6.8 | 6.8 | 6.8 | 6.8 | Y | South | PD | 6.9 | Hybrid - 8.25 MW max to grid - 3.00 MW Solar PV and 7.00 MW BESS - No ITC limitation.
LNCSTR_6_SOLAR2 | LNCSTR_6_SOLAR2_SUN |  | SEPV Sierra NGR | CISO | N | Big Creek-Ventura |  |  | Hybrid_Solar_1Axis | OTHER | HYBD | 3 | 8.25 |  |  |  |  | 1 | 24 | 24 | 8.25 |  | 12.9 | 2 | 0.1 | 0.1 | 0.1 | 0.1 | 0.1 | 0.1 | 0.1 | 0.1 | 0.1 | 0.1 | 0.1 | 0.1 | Y | South | PD | 6.9 | Hybrid - 8.25 MW max to grid - 3.00 MW Solar PV and 7.00 MW BESS - No ITC limitation.
LOCKFD_1_BEARCK |  |  | Bear Creek Solar | CISO | N | Stockton | Tesla-Bellota |  | Solar_Fixed | PHOTO VOLTAIC | SUN | 1.5 | 2.5 |  |  |  |  | 1 | 24 | 24 |  |  |  |  | 0.1 | 0.1 | 0.1 | 0.1 | 0.1 | 0.57 | 0.9 | 0.3 | 0.6 | 0.26 | 0.1 | 0.1 | N | North | FC
LOCKFD_1_KSOLAR |  |  | Kettleman Solar | CISO | N | Stockton | Tesla-Bellota | Y | Solar_Fixed | PHOTO VOLTAIC | SUN | 1 | 1 |  |  |  |  | 1 | 24 | 24 |  |  |  |  | 0.1 | 0.1 | 0.1 | 0.1 | 0.1 | 0.38 | 0.6 | 0.2 | 0.4 | 0.17 | 0.1 | 0.1 | N | North | FC
LODI25_2_UNIT 1 |  |  | LODI GAS TURBINE | CISO | N | Stockton | Lockeford |  | Peaker | FTUR | NATURAL GAS | 25 | 25.4 |  |  |  |  | 1 | 24 | 24 |  |  | 23.8 | 1 | 23.8 | 23.8 | 23.8 | 23.8 | 23.8 | 23.8 | 23.8 | 23.8 | 23.8 | 23.8 | 23.8 | 23.8 | Y | North | FC
LODIEC_2_PL1X2 |  |  | Lodi Energy Center | CISO | N | Sierra | South of Rio Oso, South of Palermo | Y | CCGT | COMBINED CYCLE | NATURAL GAS | 302.58 | 0 |  |  |  |  | 1 | 24 | 24 |  |  | 202.58 | 1 | 302.58 | 302.58 | 302.58 | 302.58 | 302.58 | 302.58 | 302.58 | 302.58 | 302.58 | 302.58 | 302.58 | 302.58 | Y | North | FC
LOTUS_6_LSFSR1 |  |  | Lotus Solar Farm | CISO | N | Fresno | Borden |  | Solar_1Axis | PHOTO VOLTAIC | SUN | 50 | 50 |  |  |  |  | 1 | 24 | 24 |  |  |  |  | 0.1 | 0.1 | 0.1 | 0.68 | 0.1 | 28.35 | 36.48 | 13.36 | 23.76 | 9.07 | 0.1 | 0.1 | N | North | FC
LOWGAP_1_SUPHR |  |  | Mill & Sulphur Creek Hydro | CISO | N | CAISO System |  |  | Hydro | HYDRO | WATER | 0.99 | 1 |  |  |  |  | 1 | 24 | 24 |  |  |  |  | 0.6 | 0.32 | 0.26 | 0.39 | 0.13 | 0 | 0 | 0 | 0 | 0 | 0.02 | 0.3 | N | North | FC
LOWGAP_7_QFUNTS |  |  | Matthews Dam Hydro | CISO | N | CAISO System |  |  | Hydro | HYDRO | WATER | 1.35 | 3.5 |  |  |  |  | 1 | 24 | 24 |  |  |  |  | 1.24 | 0.92 | 0.76 | 0.89 | 0.59 | 0.24 | 0.14 | 0.13 | 0.19 | 0.14 | 0.16 | 0.68 | N | North | FC
LTBEAR_1_LB3SR3 |  |  | Little Bear 3 Solar | CISO | N | Fresno | Panoche 115 kV, Wilson 115 kV | Y | Solar_1Axis | PHOTO VOLTAIC | SUN | 20 | 20 |  |  |  |  | 1 | 24 | 24 |  |  |  |  | 0.1 | 0.1 | 0.1 | 0.27 | 0.1 | 11.34 | 14.59 | 5.34 | 9.5 | 3.63 | 0.1 | 0.1 | N | North | FC
LTBEAR_1_LB4SR4 |  |  | Little Bear 4 | CISO | N | Fresno | Panoche 115 kV, Wilson 115 kV | Y | Solar_1Axis | PHOTO VOLTAIC | SUN | 50 | 50 |  |  |  |  | 1 | 24 | 24 |  |  |  |  | 0.1 | 0.1 | 0.1 | 0.68 | 0.1 | 28.35 | 36.48 | 13.36 | 23.76 | 9.07 | 0.1 | 0.1 | N | North | FC
LTBEAR_1_LB4SR5 |  |  | Little Bear 4 Solar 5 | CISO | N | Fresno | Panoche 115 kV, Wilson 115 kV | Y | Solar_1Axis | PHOTO VOLTAIC | SUN | 50 | 50 |  |  |  |  | 1 | 24 | 24 |  |  |  |  | 0.1 | 0.1 | 0.1 | 0.68 | 0.1 | 28.35 | 36.48 | 13.36 | 23.76 | 9.07 | 0.1 | 0.1 | N | North | FC
LTBERA_1_LB1SR1 |  |  | Little Bear Solar 1 | CISO | N | Fresno | Panoche 115 kV, Wilson 115 kV | Y | Solar_1Axis | PHOTO VOLTAIC | SUN | 40 | 40 |  |  |  |  | 1 | 24 | 24 |  |  |  |  | 0.1 | 0.1 | 0.1 | 0.54 | 0.1 | 22.68 | 29.19 | 10.69 | 19.01 | 7.26 | 0.1 | 0.1 | N | North | FC
MAGUND_1_BKISR1 |  |  | Bakersfield Industrial 1 | CISO | N | Kern | South Kern PP, Kern Oil | Y | Solar_1Axis | PHOTO VOLTAIC | SUN | 1 | 1 |  |  |  |  | 1 | 24 | 24 |  |  |  |  | 0.1 | 0.1 | 0.1 | 0.1 | 0.1 | 0.57 | 0.73 | 0.27 | 0.48 | 0.18 | 0.1 | 0.1 | N | North | FC
MAGUND_1_BKSSR2 |  |  | Bakersfield Solar 1 | CISO | N | Kern | South Kern PP, Kern Oil | Y | Solar_1Axis | PHOTO VOLTAIC | SUN | 5.25 | 5.3 |  |  |  |  | 1 | 24 | 24 |  |  |  |  | 0.1 | 0.1 | 0.1 | 0.1 | 0.1 | 2.98 | 3.83 | 1.4 | 2.49 | 0.95 | 0.1 | 0.1 | N | North | FC
MALAGA_1_AUCTG1 |  | MALAGA_1_AUCTG2 | Acid Unit 1 | CISO | N | Fresno |  |  | Peaker | COMBUSTION TURBINE | NATURAL GAS | 55.3 | 55.3 |  |  |  |  | 1 | 24 | 24 | 97 |  | 48.43 | 1 | 48.43 | 48.43 | 48.43 | 48.43 | 48.43 | 48.43 | 48.43 | 48.43 | 48.43 | 48.43 | 48.43 | 48.43 | Y | North | FC |  | Group name ACID_0063CONV - Max to grid 97 MW. - Co-located with Acid Unit 2 - MALAGA_1_AUCTG2.
MALAGA_1_AUCTG2 |  | MALAGA_1_AUCTG1 | Acid Unit 2 | CISO | N | Fresno |  |  | Peaker | COMBUSTION TURBINE | NATURAL GAS | 55.3 | 55.3 |  |  |  |  | 1 | 24 | 24 | 97 |  | 48.18 | 1 | 48.18 | 48.18 | 48.18 | 48.18 | 48.18 | 48.18 | 48.18 | 48.18 | 48.18 | 48.18 | 48.18 | 48.18 | Y | North | FC |  | Group name ACID_0063CONV - Max to grid 97 MW. - Co-located with Acid Unit 1 - MALAGA_1_AUCTG1.
MALCHQ_7_UNIT 1 |  |  | MALACHA HYDRO L.P. | CISO | N | CAISO System |  |  | Hydro | HYDRO | WATER | 32.5 | 32.5 |  |  |  |  | 1 | 24 | 24 |  |  |  |  | 16.95 | 11.24 | 14.39 | 17.97 | 14.07 | 4.68 | 2.02 | 0.59 | 0 | 0 | 2.31 | 7.16 | N | North | FC
MANTEC_1_ML1SR1 |  |  | Manteca Land 1 | CISO | N | Stockton | Tesla-Bellota | Y | Solar_1Axis | PHOTO VOLTAIC | SUN | 1 | 1 |  |  |  |  | 1 | 24 | 24 |  |  |  |  | 0 | 0 | 0 | 0 | 0 | 0 | 0 | 0 | 0 | 0 | 0 | 0 | N | North | EO
MANZNA_2_CAMSR1 |  |  | Camino Solar | CISO | N | CAISO System |  |  | Paired_Solar_1Axis | PHOTO VOLTAIC | SUN | 44 | 44 |  |  |  |  | 1 | 24 | 24 |  |  |  |  | 0.1 | 0.1 | 0.1 | 0.21 | 0.1 | 18.71 | 29.61 | 8.93 | 17.14 | 7 | 0.1 | 0.1 | N | South | ID | 100% | Q1419 - 44 MW solar FC part of 44.88 MW solar and 13.4 MW battery - Max to POI 54.28 FC. Waiting for Whirldwind CRAS and Techachapi CRAS.
MANZNA_2_WIND |  |  | Manzana Wind | CISO | N | CAISO System |  |  | Wind | WIND | WIND | 189 | 0 |  |  |  |  | 1 | 24 | 24 |  |  |  |  | 15.88 | 38.33 | 42.93 | 69.15 | 77.96 | 71.02 | 70.76 | 65.35 | 40.13 | 19.04 | 12.48 | 12.22 | N | South | FC
MARCPW_6_SOLAR1 |  |  | Maricopa West Solar PV | CISO | N | CAISO System |  | Y | Solar_1Axis | PHOTO VOLTAIC | SUN | 20 | 20 |  |  |  |  | 1 | 24 | 24 |  |  |  |  | 0.1 | 0.1 | 0.1 | 0.27 | 0.1 | 11.34 | 14.59 | 5.34 | 9.5 | 3.63 | 0.1 | 0.1 | N | North | FC
MARTIN_1_SUNSET |  |  | Sunset Reservoir - North Basin | CISO | N | Bay Area |  |  | Solar_Fixed | PHOTO VOLTAIC | SUN | 4.5 | 4.5 |  |  |  |  | 1 | 24 | 24 |  |  |  |  | 0.1 | 0.1 | 0.1 | 0.1 | 0.1 | 1.72 | 2.7 | 0.9 | 1.8 | 0.78 | 0.1 | 0.1 | N | North | FC
MARVEL_2_MARBT3 |  |  | Marvel 2 | CISO | N | LA Basin | Eastern, Valley-Devers |  | Battery Storage | OTHER | LESR | 74.94 | 75 | 0.83 | 299.76 | 815.7403 | 2.7213 | 1 | 24 | 10.8852 |  | TRUE | 149.88 | 1 | 74.94 | 74.94 | 74.94 | 74.94 | 74.94 | 74.94 | 74.94 | 74.94 | 74.94 | 74.94 | 74.94 | 74.94 | Y | South | FC
MARVEL_2_MARBX2 |  |  | Marvel | CISO | N | LA Basin | Eastern, Valley-Devers |  | Battery Storage | OTHER | LESR | 325 | 325 | 0.83 | 1300 | 3537.7049 | 2.7213 | 1 | 24 | 10.8852 |  | TRUE | 650 | 1 | 325 | 325 | 325 | 325 | 325 | 325 | 325 | 325 | 325 | 325 | 325 | 325 | Y | South | FC
MCARTH_6_FRIVRB |  |  | Fall River Mills Project B | CISO | N | CAISO System |  |  | Solar_Fixed | PHOTO VOLTAIC | SUN | 1.5 | 1.5 |  |  |  |  | 1 | 24 | 24 |  |  |  |  | 0.1 | 0.1 | 0.1 | 0.1 | 0.1 | 0.57 | 0.9 | 0.3 | 0.6 | 0.26 | 0.1 | 0.1 | N | North | FC
MCCALL_1_QF |  |  | Fish Water | CISO | N | Fresno | Herndon |  | Hydro | HYDRO | WATER | 0.52 | 2.5 |  |  |  |  | 1 | 24 | 24 |  |  |  |  | 0.37 | 0.37 | 0.42 | 0.39 | 0.38 | 0.45 | 0.46 | 0.42 | 0.39 | 0.34 | 0.32 | 0.36 | N | North | FC
MCFLND_5_MBSBX2 | MCFLND_5_MBSBX2_LESR |  | McFarland Solar B Hybrid | CISO | N | CAISO System |  |  | Hybrid_BattStorage | OTHER | HYBD | 150 | 0 | 0.8 | 600 | 600 | 1 | 1 | 24 | 4 | 300 | FALSE | 300 | 2 | 150 | 150 | 150 | 150 | 150 | 150 | 150 | 150 | 150 | 150 | 150 | 150 | Y | South | PD | 150 | Group name MCFARLAND_1171 - Max to grid 500 MW. Hybrid - 150 MW 4h battery FCDS with 300 MW solar EO (part of 500 MW solar EO and 435 MW battery FC).
MCFLND_5_MBSBX2 | MCFLND_5_MBSBX2_SUN |  | McFarland Solar B Hybrid | CISO | N | CAISO System |  |  | Hybrid_Solar_1Axis | OTHER | HYBD | 300 | 0 |  |  |  |  | 1 | 24 | 24 | 300 |  | 300 | 2 | 0 | 0 | 0 | 0 | 0 | 0 | 0 | 0 | 0 | 0 | 0 | 0 | Y | South | PD | 150 | Group name MCFARLAND_1171 - Max to grid 500 MW. Hybrid - 150 MW 4h battery FCDS with 300 MW solar EO (part of 500 MW solar EO and 435 MW battery FC).
MCFLND_5_MFSBT1 |  | MCFLND_5_MSCBT1, MCFLND_5_MFSSR1 | McFarland Solar A BESS | CISO | N | CAISO System |  |  | Paired_BattStorage | OTHER | LESR | 100 | 100 | 0.8 | 400 | 400 | 1 | 1 | 24 | 4 | 350 | FALSE | 200 | 2 | 100 | 100 | 100 | 100 | 100 | 100 | 100 | 100 | 100 | 100 | 100 | 100 | Y | South | FC |  | Group name MCFARLAND_1171 - Max to grid 500 MW. 100 MW battery FC (part of 500 MW solar EO and 435 MW battery FC) - Co-located with MCFLND_5_MFSSR1.
MCFLND_5_MFSSR1 |  | MCFLND_5_MSCBT1,MCFLND_5_MFSBT1 | McFarland Solar A PV | CISO | N | CAISO System |  |  | Paired_Solar_1Axis | PHOTO VOLTAIC | SUN | 200 | 200 |  |  |  |  | 1 | 24 | 24 | 350 |  |  |  | 0 | 0 | 0 | 0 | 0 | 0 | 0 | 0 | 0 | 0 | 0 | 0 | N | South | EO |  | Group name MCFARLAND_1171 - Max to grid 500 MW. 200 MW solar EO (part of 500 MW solar EO and 435 MW battery FC) - Co-located with MCFLND_5_MFSBT1.
MCFLND_5_MSCBT1 |  | MCFLND_5_MFSBT1, MCFLND_5_MFSSR1 | McFarland Solar C | CISO | N | CAISO System |  |  | Paired_BattStorage | OTHER | LESR | 185 | 185 | 0.8 | 740 | 740 | 1 | 1 | 24 | 4 | 350 | FALSE | 370 | 2 | 185 | 185 | 185 | 185 | 185 | 185 | 185 | 185 | 185 | 185 | 185 | 185 | Y | South | FC |  | Group name MCFARLAND_1171 - Max to grid 500 MW. 185 MW battery FC (part of 500 MW solar EO and 435 MW battery FC).
MCSWAN_6_UNITS |  |  | MC SWAIN HYDRO | CISO | N | Fresno | Panoche 115 kV, Wilson 115 kV |  | Hydro | HYDRO | WATER | 9 | 10 |  |  |  |  | 1 | 24 | 24 |  |  | 2.32 | 1 | 9 | 9 | 9 | 9 | 9 | 9 | 9 | 9 | 9 | 9 | 9 | 9 | Y | North | FC
MDFKRL_2_PROJCT |  |  | MIDDLE FORK AND RALSTON PSP | CISO | N | Sierra | South of Rio Oso, South of Palermo |  | Hydro | HYDRO | WATER | 210 | 0 |  |  |  |  | 1 | 24 | 24 |  |  | 209.4 | 1 | 168 | 209 | 190 | 190 | 210 | 209.6 | 209.6 | 209.6 | 209.4 | 0 | 162.4 | 168 | Y | North | FC
MELRSE_6_MELBT1 |  |  | Melrose BESS 1 | CISO | N | San Diego-IV |  |  | Battery Storage | OTHER | LESR | 10 | 10 | 0.8 | 40 | 40 | 1 | 1 | 24 | 4 |  | TRUE | 20 | 1 | 10 | 10 | 10 | 10 | 10 | 10 | 10 | 10 | 10 | 10 | 10 | 10 | Y | South | FC
MELRSE_6_MELBT2 |  |  | Melrose BESS 2 | CISO | N | San Diego-IV |  |  | Battery Storage | OTHER | LESR | 10 | 10 | 0.8 | 40 | 40 | 1 | 1 | 24 | 4 |  | TRUE | 20 | 1 | 10 | 10 | 10 | 10 | 10 | 10 | 10 | 10 | 10 | 10 | 10 | 10 | Y | South | FC
MENBIO_6_RENEW1 |  |  | CalRENEW - 1(A) | CISO | N | Fresno | Herndon, Panoche 115 kV, Wilson 115 kV | Y | Solar_Fixed | PHOTO VOLTAIC | SUN | 5 | 5 |  |  |  |  | 1 | 24 | 24 |  |  |  |  | 0.1 | 0.1 | 0.1 | 0.1 | 0.1 | 1.92 | 3 | 1 | 2 | 0.87 | 0.1 | 0.1 | N | North | FC
MERCED_1_SOLAR1 |  |  | Mission Solar | CISO | N | Fresno |  | Y | Solar_1Axis | PHOTO VOLTAIC | SUN | 1.5 | 1.5 |  |  |  |  | 1 | 24 | 24 |  |  |  |  | 0 | 0 | 0 | 0 | 0 | 0 | 0 | 0 | 0 | 0 | 0 | 0 | N | North | EO
MERCED_1_SOLAR2 |  |  | Merced Solar | CISO | N | Fresno |  | Y | Solar_1Axis | PHOTO VOLTAIC | SUN | 1.5 | 1.5 |  |  |  |  | 1 | 24 | 24 |  |  |  |  | 0 | 0 | 0 | 0 | 0 | 0 | 0 | 0 | 0 | 0 | 0 | 0 | N | North | EO
MERCFL_6_UNIT |  |  | Merced Falls Powerhouse | CISO | N | Fresno | Panoche 115 kV, Wilson 115 kV | Y | Hydro | HYDRO | WATER | 3.5 | 3.5 |  |  |  |  | 1 | 24 | 24 |  |  | 0.88 | 1 | 3.5 | 3.5 | 3.5 | 3.5 | 3.5 | 3.5 | 3.5 | 3.5 | 3.5 | 3.5 | 3.5 | 3.5 | Y | North | FC
MESAP_1_QF |  |  | SMALL QF AGGREGATION - SAN LUIS OBISPO | CISO | N | CAISO System |  |  | CHP | OTHER | OTHER | 1 | 1 |  |  |  |  | 1 | 24 | 24 |  |  |  |  | 0 | 0 | 0 | 0 | 0 | 0 | 0 | 0 | 0 | 0 | 0 | 0 | N | North | FC
METEC_2_PL1X3 |  |  | Metcalf Energy Center | CISO | N | Bay Area | South Bay-Moss Landing |  | CCGT | COMBINED CYCLE | NATURAL GAS | 597.05 | 0 |  |  |  |  | 1 | 24 | 24 |  |  | 417.05 | 1 | 597.05 | 597.05 | 597.05 | 597.05 | 597.05 | 597.05 | 597.05 | 597.05 | 597.05 | 597.05 | 597.05 | 597.05 | Y | North | FC
MIDWD_2_WIND2 |  |  | Coram Energy | CISO | N | CAISO System |  |  | Wind | WIND | WIND | 3 | 3 |  |  |  |  | 1 | 24 | 24 |  |  |  |  | 0.25 | 0.61 | 0.68 | 1.1 | 1.24 | 1.13 | 1.12 | 1.04 | 0.64 | 0.3 | 0.2 | 0.19 | N | South | FC
MIDWD_7_CORAMB |  |  | CELLC 7.5 MW Tehachapi Project | CISO | N | CAISO System |  |  | Wind | WIND | WIND | 7.5 | 7.5 |  |  |  |  | 1 | 24 | 24 |  |  |  |  | 0.63 | 1.52 | 1.7 | 2.74 | 3.09 | 2.82 | 2.81 | 2.59 | 1.59 | 0.76 | 0.5 | 0.49 | N | South | FC
MIRLOM_2_CORONA |  |  | MWD Corona Hydroelectric Recovery Plant | CISO | N | LA Basin | Eastern |  | Hydro | HYDRO | WATER | 2.85 | 2.8 |  |  |  |  | 1 | 24 | 24 |  |  |  |  | 1.1 | 0.76 | 0.92 | 1.44 | 1.55 | 1 | 0.73 | 0.48 | 0.87 | 1.36 | 0.78 | 1.29 | N | South | FC
MIRLOM_2_CREST |  |  | Temescal Canyon RV | CISO | N | LA Basin | Eastern |  | Solar_Fixed | PHOTO VOLTAIC | SUN | 1.5 | 1.5 |  |  |  |  | 1 | 24 | 24 |  |  |  |  | 0 | 0 | 0 | 0 | 0 | 0 | 0 | 0 | 0 | 0 | 0 | 0 | N | South | EO
MIRLOM_2_LNDFL |  |  | Milliken Landfill Solar | CISO | N | LA Basin | Eastern | Y | Solar_1Axis | PHOTO VOLTAIC | SUN | 3 | 3 |  |  |  |  | 1 | 24 | 24 |  |  |  |  | 0.1 | 0.1 | 0.1 | 0.1 | 0.1 | 1.28 | 2.02 | 0.61 | 1.17 | 0.48 | 0.1 | 0.1 | N | South | FC
MIRLOM_2_MLBBTA |  |  | Mira Loma BESS A | CISO | N | LA Basin | Eastern | Y | Battery Storage | OTHER | LESR | 10 | 10 | 0.87 | 40 | 111.6578 | 2.7914 | 1 | 24 | 11.1658 |  | TRUE | 20 | 1 | 10 | 10 | 10 | 10 | 10 | 10 | 10 | 10 | 10 | 10 | 10 | 10 | Y | South | FC
MIRLOM_2_MLBBTB |  |  | Mira Loma BESS B | CISO | N | LA Basin | Eastern | Y | Battery Storage | OTHER | LESR | 10 | 10 | 0.87 | 40 | 111.6578 | 2.7914 | 1 | 24 | 11.1658 |  | TRUE | 20 | 1 | 10 | 10 | 10 | 10 | 10 | 10 | 10 | 10 | 10 | 10 | 10 | 10 | Y | South | FC
MIRLOM_2_TEMESC |  |  | MWD Temescal Hydroelectric Recovery Plan | CISO | N | LA Basin | Eastern | Y | Hydro | HYDRO | WATER | 2.85 | 2.8 |  |  |  |  | 1 | 24 | 24 |  |  |  |  | 0.82 | 1.38 | 1.1 | 1.56 | 1.65 | 1.08 | 0.74 | 0.56 | 1.9 | 1.55 | 0.86 | 1.47 | N | South | FC
MIRLOM_6_PEAKER |  |  | Mira Loma Peaker | CISO | N | LA Basin | Eastern | Y | Peaker | COMBUSTION TURBINE | NATURAL GAS | 47.18 | 59 |  |  |  |  | 1 | 24 | 8.9669 |  |  | 47.18 | 1 | 47.18 | 47.18 | 47.18 | 47.18 | 47.18 | 47.18 | 47.18 | 47.18 | 47.18 | 47.18 | 47.18 | 47.18 | Y | South | FC
MIRLOM_7_MWDLKM |  |  | Lake Mathews Hydroelectric Recovery Plan | CISO | N | LA Basin | Eastern |  | Hydro | HYDRO | WATER | 5 | 5 |  |  |  |  | 1 | 24 | 24 |  |  | 0 | 1 | 1.6 | 0 | 0 | 1.6 | 1.6 | 1.6 | 1.6 | 1.6 | 1.2 | 1.2 | 0 | 0 | Y | South | FC
MISSIX_1_QF |  |  | SMALL QF AGGREGATION - SAB FRABCUSCI | CISO | N | Bay Area | Ames |  | CHP | FTUR | NATURAL GAS | 1 | 15 |  |  |  |  | 1 | 24 | 24 |  |  |  |  | 0 | 0.01 | 0.01 | 0.01 | 0.01 | 0.01 | 0.01 | 0.01 | 0 | 0 | 0 | 0 | N | North | FC
MKTRCK_1_UNIT 1 |  |  | MCKITTRICK LIMITED | CISO | N | CAISO System |  | Y | Peaker | COMBUSTION TURBINE | NATURAL GAS | 47.72 | 57.9 |  |  |  |  | 1 | 24 | 24 |  |  | 47.72 | 1 | 47.72 | 47.72 | 47.72 | 47.72 | 47.72 | 47.72 | 47.72 | 47.72 | 47.72 | 47.72 | 47.72 | 47.72 | Y | North | FC
MLPTAS_7_QFUNTS |  |  | MLPTAS_7_QFUNTS | CISO | N | Bay Area | San Jose, South Bay-Moss Landing |  | CHP | OTHER | OTHER | 1 | 2 |  |  |  |  | 1 | 24 | 24 |  |  |  |  | 0 | 0 | 0 | 0 | 0 | 0 | 0 | 0 | 0 | 0 | 0 | 0 | N | North | FC
MNDALY_6_MCGRTH |  |  | McGrath Beach Peaker | CISO | N | Big Creek-Ventura | S.Clara, Moorpark | Y | Peaker | COMBUSTION TURBINE | NATURAL GAS | 48.56 | 59 |  |  |  |  | 1 | 24 | 24 |  |  | 48.56 | 1 | 48.56 | 48.56 | 48.56 | 48.56 | 48.56 | 48.56 | 48.56 | 48.56 | 48.56 | 48.56 | 48.56 | 48.56 | Y | South | FC
MNDOTA_1_SOLAR1 |  |  | North Star Solar 1 | CISO | N | Fresno | Panoche 115 kV, Wilson 115 kV | Y | Solar_1Axis | PHOTO VOLTAIC | SUN | 60 | 60 |  |  |  |  | 1 | 24 | 24 |  |  |  |  | 0.1 | 0.1 | 0.1 | 0.82 | 0.1 | 34.02 | 43.78 | 16.03 | 28.51 | 10.89 | 0.1 | 0.1 | N | North | FC
MNDOTA_1_SOLAR2 |  |  | Citizen Solar B | CISO | N | Fresno |  | Y | Solar_1Axis | PHOTO VOLTAIC | SUN | 5 | 5 |  |  |  |  | 1 | 24 | 24 |  |  |  |  | 0 | 0 | 0 | 0 | 0 | 0 | 0 | 0 | 0 | 0 | 0 | 0 | N | North | EO
MOJAVE_1_SIPHON |  |  | MOJAVE SIPHON POWER PLANT | CISO | N | LA Basin | Eastern | Y | Hydro | HYDRO | WATER | 14.36 | 34.5 |  |  |  |  | 1 | 24 | 24 |  |  | 4 | 1 | 1.35 | 1.75 | 2.42 | 5.16 | 7.14 | 9.94 | 13.63 | 13.96 | 12.23 | 8.08 | 11.53 | 10.57 | Y | South | FC
MOJAVW_2_SOLAR |  |  | Mojave West | CISO | N | CAISO System |  |  | Solar_1Axis | PHOTO VOLTAIC | SUN | 20 | 20 |  |  |  |  | 1 | 24 | 24 |  |  |  |  | 0.1 | 0.1 | 0.1 | 0.1 | 0.1 | 8.5 | 13.46 | 4.06 | 7.79 | 3.18 | 0.1 | 0.1 | N | South | FC
MONTPH_7_UNITS |  |  | MONTICELLO HYDRO AGGREGATE | CISO | N | NCNB | Fulton |  | Hydro | HYDRO | WATER | 12.5 | 0 |  |  |  |  | 1 | 24 | 24 |  |  |  |  | 0.21 | 0.37 | 1.62 | 3.08 | 4.39 | 6.92 | 8.05 | 6.94 | 5.54 | 3.91 | 1.08 | 1.16 | N | North | FC
MOORPK_2_ACOBT1 |  |  | Acorn I BESS | CISO | N | Big Creek-Ventura | Moorpark |  | Battery Storage | OTHER | LESR | 1.95 | 2 | 0.8 | 7.8 | 7.8 | 1 | 1 | 24 | 2 |  | TRUE | 3 | 3 | [12 empty] | Y | South | FC | bar: JAN to DEC
MOORPK_2_CALABS |  |  | Calabasas Gas-to-Energy Facility | CISO | N | Big Creek-Ventura | Moorpark |  | Biogas | COMBUSTION TURBINE | BIOGAS | 6.96 | 13.8 |  |  |  |  | 1 | 24 | 24 |  |  |  |  | 4.3 | 4.24 | 4.09 | 4.27 | 4.24 | 4.22 | 4.14 | 3.84 | 3.97 | 4.21 | 4.13 | 4.23 | N | South | FC
MOORPK_6_QF |  |  | MOORPARK QFS | CISO | N | Big Creek-Ventura | Moorpark |  | CHP | OTHER | OTHER | 0.8 | 35.8 |  |  |  |  | 1 | 24 | 24 |  |  |  |  | 0 | 0 | 0.01 | 0 | 0 | 0.01 | 0.04 | 0.26 | 0.38 | 0.4 | 0.4 | 0.39 | N | South | FC
MORWD_6_QF |  |  | Morwind | CISO | N | CAISO System |  | Y | Wind | WIND | WIND | 38.16 | 56 |  |  |  |  | 1 | 24 | 24 |  |  |  |  | 3.21 | 7.74 | 8.67 | 13.96 | 15.74 | 14.34 | 14.29 | 13.2 | 8.1 | 3.84 | 2.52 | 2.47 | N | South | FC
MOSSLD_2_PSP1 |  |  | MOSS LANDING POWER BLOCK 1 | CISO | N | Bay Area | South Bay-Moss Landing |  | CCGT | COMBINED CYCLE | NATURAL GAS | 510 | 0 |  |  |  |  | 1 | 24 | 24 |  |  | 368.98 | 1 | 510 | 510 | 510 | 510 | 510 | 510 | 510 | 510 | 510 | 510 | 510 | 510 | Y | North | FC
MOSSLD_2_PSP2 |  |  | MOSS LANDING POWER BLOCK 2 | CISO | N | Bay Area | South Bay-Moss Landing |  | CCGT | COMBINED CYCLE | NATURAL GAS | 510 | 0 |  |  |  |  | 1 | 24 | 24 |  |  | 370 | 1 | 510 | 510 | 510 | 510 | 510 | 510 | 510 | 510 | 510 | 510 | 510 | 510 | Y | North | FC
MRCHNT_2_PL1X3 |  |  | Desert Star Energy Center | CISO | N | CAISO System |  |  | CCGT | COMBINED CYCLE | NATURAL GAS | 494.58 | 0 |  |  |  |  | 1 | 24 | 24 |  |  | 239.25 | 1 | 419.25 | 419.25 | 419.25 | 419.25 | 419.25 | 419.25 | 419.25 | 419.25 | 419.25 | 419.25 | 419.25 | 419.25 | Y | South | PD | 419.25
MRGT_6_MEF2 |  |  | Miramar Energy Facility II | CISO | N | San Diego-IV | San Diego |  | Peaker | COMBUSTION TURBINE | NATURAL GAS | 44 | 67.5 |  |  |  |  | 1 | 24 | 24 |  |  | 44 | 1 | 44 | 44 | 44 | 44 | 44 | 44 | 44 | 44 | 44 | 44 | 44 | 44 | Y | South | FC
MRGT_6_MMAREF |  |  | Miramar Energy Facility | CISO | N | San Diego-IV | San Diego |  | Peaker | COMBUSTION TURBINE | NATURAL GAS | 45 | 68 |  |  |  |  | 1 | 24 | 24 |  |  | 45 | 1 | 45 | 45 | 45 | 45 | 45 | 45 | 45 | 45 | 45 | 45 | 45 | 45 | Y | South | FC
MRGT_6_TGEBT1 |  |  | Top Gun Energy Storage | CISO | N | San Diego-IV | San Diego |  | Battery Storage | OTHER | LESR | 30 | 30 | 0.8 | 120 | 120 | 1 | 1 | 24 | 4 |  | TRUE | 60 | 1 | 30 | 30 | 30 | 30 | 30 | 30 | 30 | 30 | 30 | 30 | 30 | 30 | Y | South | FC
MRLSDS_6_SOLAR1 |  |  | Morelos Solar | CISO | N | CAISO System |  | Y | Solar_1Axis | PHOTO VOLTAIC | SUN | 15 | 15 |  |  |  |  | 1 | 24 | 24 |  |  |  |  | 0.1 | 0.1 | 0.1 | 0.2 | 0.1 | 8.51 | 10.94 | 4.01 | 7.13 | 2.72 | 0.1 | 0.1 | N | North | FC
MSHGTS_6_MMARLF |  |  | MIRAMAR LANDFILL | CISO | N | San Diego-IV | San Diego |  | Biogas | RECIPROCATING ENGINE | BIOGAS | 5 | 3 |  |  |  |  | 1 | 24 | 24 |  |  |  |  | 4.06 | 4.14 | 4.18 | 4.55 | 4.73 | 4.61 | 4.44 | 4.57 | 4.55 | 3.94 | 3.69 | 4.01 | N | South | FC
MSOLAR_2_MS4BT1 |  | MSOLAR_2_MS4SR4 | Mesquite Solar 4 BESS | CISO | N | CAISO System |  |  | Battery Storage | OTHER | LESR | 10 | 10 | 0.8 | 40 | 40 | 1 | 1 | 24 | 4 | 300 | TRUE | 20 | 2 | 10 | 10 | 10 | 10 | 10 | 10 | 10 | 10 | 10 | 10 | 10 | 10 | Y | South | FC |  | Group name MESQUITESOLAR4_1291 - Max to grid 300 MW. Phase I - co-located with 52.5 MW solar FC - MSOLAR_2_MS4SR4.
MSOLAR_2_MS4SR4 |  | MSOLAR_2_MS4BT1 | Mesquite Solar 4 | CISO | N | CAISO System |  |  | Solar_1Axis | PHOTO VOLTAIC | SUN | 52.5 | 52.5 |  |  |  |  | 1 | 24 | 24 | 300 |  |  |  | 0.1 | 0.1 | 0.1 | 0.25 | 0.1 | 22.32 | 35.33 | 10.66 | 20.45 | 8.35 | 0.1 | 0.1 | N | South | FC |  | Group name MESQUITESOLAR4_1291 - Max to grid 300 MW. Phase I - co-located with 10 MW (40 MWh) battery FC - MSOLAR_2_MS4BT1.
MSOLAR_2_SOLAR1 |  |  | Mesquite Solar 1 | CISO | N | CAISO System |  |  | Solar_Fixed | PHOTO VOLTAIC | SUN | 165 | 170 |  |  |  |  | 1 | 24 | 24 |  |  |  |  | 0.1 | 0.1 | 0.1 | 0.48 | 0.1 | 41.75 | 81.93 | 20.23 | 44.14 | 17.36 | 0.1 | 0.1 | N | South | FC
MSOLAR_2_SOLAR2 |  |  | Mesquite Solar 2 | CISO | N | CAISO System |  |  | Solar_Fixed | PHOTO VOLTAIC | SUN | 100.81 | 165 |  |  |  |  | 1 | 24 | 24 |  |  |  |  | 0.1 | 0.1 | 0.1 | 0.3 | 0.1 | 25.51 | 50.06 | 12.36 | 26.97 | 10.61 | 0.1 | 0.1 | N | South | FC |  | Hybrid - However Solar is FCDS and BESS is EO
MSOLAR_2_SOLAR3 |  |  | Mesquite Solar 3, LLC | CISO | N | CAISO System |  |  | Solar_Fixed | PHOTO VOLTAIC | SUN | 152 | 152 |  |  |  |  | 1 | 24 | 24 |  |  |  |  | 0.1 | 0.1 | 0.1 | 0.45 | 0.1 | 38.46 | 75.48 | 18.64 | 40.66 | 16 | 0.1 | 0.1 | N | South | FC
MSSION_2_QF |  |  | SMALL QF AGGREGATION - SAN DIEGO | CISO | N | San Diego-IV | San Diego |  | CHP |  | OTHER | 2 | 50 |  |  |  |  | 1 | 24 | 24 |  |  |  |  | 0.25 | 0.25 | 0.25 | 0.25 | 0.25 | 0.25 | 0.25 | 0.25 | 0.25 | 0.25 | 0.25 | 0.25 | N | South | FC
MSTANG_2_MTGBT1 |  | MSTANG_2_SOLAR, MSTANG_2_SOLAR3, MSTANG_2_SOLAR4 | Mustang 1 BESS | CISO | N | Fresno |  |  | Paired_BattStorage | OTHER | LESR | 75 | 75 | 0.8 | 300 | 300 | 1 | 1 | 24 | 4 | 100 | TRUE | 150 | 1 | 75 | 75 | 75 | 75 | 75 | 75 | 75 | 75 | 75 | 75 | 75 | 75 | Y | North | FC |  | Group name: MUSTANG_643W - Max to grid 100 MW.
MSTANG_2_SOLAR |  | MSTANG_2_MTGBT1, MSTANG_2_SOLAR3, MSTANG_2_SOLAR4 | Mustang | CISO | N | Fresno |  | Y | Paired_Solar_1Axis | PHOTO VOLTAIC | SUN | 30 | 30 |  |  |  |  | 1 | 24 | 24 | 100 |  |  |  | 0 | 0 | 0 | 0 | 0 | 0 | 0 | 0 | 0 | 0 | 0 | 0 | N | North | EO |  | Group name: MUSTANG_643W - Max to grid 100 MW.
MSTANG_2_SOLAR3 |  | MSTANG_2_SOLAR, MSTANG_2_MTGBT1, MSTANG_2_SOLAR4 | Mustang 3 | CISO | N | Fresno |  | Y | Paired_Solar_1Axis | PHOTO VOLTAIC | SUN | 40 | 40 |  |  |  |  | 1 | 24 | 24 | 100 |  |  |  | 0.1 | 0.1 | 0.1 | 0.54 | 0.1 | 8.31 | 8.31 | 8.31 | 8.31 | 7.26 | 0.1 | 0.1 | N | North | PD | 37.37% | Group name: MUSTANG_643W - Max to grid 100 MW. Max 8.31 MW NQC. (Normal PD to 37.37 percent) At CPUC - hourly PD to 37.37%.
MSTANG_2_SOLAR4 |  | MSTANG_2_SOLAR, MSTANG_2_MTGBT1, MSTANG_2_SOLAR3 | Mustang 4 | CISO | N | Fresno |  | Y | Paired_Solar_1Axis | PHOTO VOLTAIC | SUN | 30 | 30 |  |  |  |  | 1 | 24 | 24 | 100 |  |  |  | 0.1 | 0.1 | 0.1 | 0.41 | 0.1 | 16.69 | 16.69 | 16.69 | 16.69 | 5.44 | 0.1 | 0.1 | N | North | PD | 100% | Group name: MUSTANG_643W - Max to grid 100 MW. Max 16.69 MW NQC. (Normal FC) At CPUC - hourly FC.
MTNPOS_1_UNIT |  |  | MT.POSO COGENERATION CO. | CISO | N | Kern | South Kern PP, Kern Oil |  | Biomass/Wood | STEAM | BIOMASS | 46.64 | 57 |  |  |  |  | 1 | 24 | 24 |  |  |  |  | 14.11 | 13.23 | 12.67 | 25.1 | 30.97 | 35.84 | 38.72 | 39.4 | 36.1 | 20.22 | 20.45 | 10.8 | N | North | FC
MTWIND_1_MVPWD1 |  |  | Mountain View Power Project I Repower | CISO | N | LA Basin | Eastern, Valley-Devers |  | Wind | WIND | WIND | 66.6 | 66.6 |  |  |  |  | 1 | 24 | 24 |  |  |  |  | 5.6 | 13.51 | 15.13 | 24.37 | 27.47 | 25.03 | 24.94 | 23.03 | 14.14 | 6.71 | 4.4 | 4.31 | N | South | FC
MTWIND_1_UNIT 3 |  |  | Mountain View Power Project III | CISO | N | LA Basin | Eastern, Valley-Devers |  | Wind | WIND | WIND | 22.44 | 22.4 |  |  |  |  | 1 | 24 | 24 |  |  |  |  | 1.89 | 4.55 | 5.1 | 8.21 | 9.26 | 8.43 | 8.4 | 7.76 | 4.76 | 2.26 | 1.48 | 1.45 | N | South | FC
MURRAY_6_UNIT |  |  | Grossmont Hospital | CISO | N | San Diego-IV | San Diego |  | CHP | FTUR | NATURAL GAS | 4.12 | 4.6 |  |  |  |  | 1 | 24 | 24 |  |  |  |  | 0 | 0 | 0 | 0 | 0 | 0 | 0 | 0 | 0 | 0 | 0 | 0 | N | South | EO
NAROW1_2_UNIT |  |  | NARROWS PH 1 UNIT | CISO | N | Sierra |  |  | Hydro | HYDRO | WATER | 12 | 12 |  |  |  |  | 1 | 24 | 24 |  |  | 0 | 1 | 12 | 12 | 12 | 12 | 12 | 12 | 12 | 12 | 12 | 12 | 12 | 12 | Y | North | FC |  | Cannot use - Ambient Not Due to Temp - outage card.
NAROW2_2_UNIT |  |  | Narrows Powerhouse Unit 2 | CISO | N | Sierra |  |  | Hydro | HYDRO | WATER | 55 | 55 |  |  |  |  | 1 | 24 | 24 |  |  | 6.64 | 2 | 55 | 55 | 55 | 55 | 55 | 55 | 55 | 55 | 55 | 55 | 55 | 55 | Y | North | FC |  | Cannot use - Ambient Not Due to Temp - outage card.
NAVYII_2_UNITS |  | BLM W_2_COSBT1, BLM_2_UNITS | COSO POWER DEVELOPER (NAVY II) AGGREGATE | CISO | N | CAISO System |  |  | Geothermal | STEAM | GEOTHERMAL | 47 | 0 |  |  |  |  | 1 | 24 | 24 | 162 |  | 47 | 1 | 47 | 47 | 47 | 47 | 47 | 47 | 47 | 47 | 47 | 47 | 47 | 47 | Y | South | PD | 47 | Group name COSO_0053CONV - Max to grid 162 MW.
NCPA_7_GP1UN1 |  |  | NCPA GEO PLANT 1 UNIT 1 | CISO | N | NCNB |  |  | Geothermal | STEAM | GEOTHERMAL | 38.85 | 55 |  |  |  |  | 1 | 24 | 24 |  |  | 18.85 | 1 | 38.85 | 38.85 | 38.85 | 38.85 | 38.85 | 38.85 | 38.85 | 38.85 | 38.85 | 38.85 | 38.85 | 38.85 | Y | North | FC
NCPA_7_GP1UN2 |  |  | NCPA GEO PLANT 1 UNIT 2 | CISO | N | NCNB |  |  | Geothermal | STEAM | GEOTHERMAL | 50 | 55 |  |  |  |  | 1 | 24 | 24 |  |  | 19.94 | 1 | 39.94 | 39.94 | 39.94 | 39.94 | 39.94 | 39.94 | 39.94 | 39.94 | 39.94 | 39.94 | 39.94 | 39.94 | Y | North | FC
NCPA_7_GP2UN3 |  |  | NCPA GEO PLANT 2 UNIT 3 | CISO | N | NCNB | Fulton |  | Geothermal | STEAM | GEOTHERMAL | 42.42 | 55 |  |  |  |  | 1 | 24 | 24 |  |  | 0 | 1 | 0 | 0 | 0 | 0 | 0 | 0 | 0 | 0 | 0 | 0 | 0 | 0 | Y | North | FC
NCPA_7_GP2UN4 |  |  | NCPA GEO PLANT 2 UNIT 4 | CISO | N | NCNB | Fulton |  | Geothermal | STEAM | GEOTHERMAL | 52.73 | 55 |  |  |  |  | 1 | 24 | 24 |  |  | 37.73 | 1 | 52.73 | 52.73 | 52.73 | 52.73 | 52.73 | 52.73 | 52.73 | 52.73 | 52.73 | 52.73 | 52.73 | 52.73 | Y | North | FC
NEENCH_6_SOLAR |  |  | Alpine Solar | CISO | N | Big Creek-Ventura |  |  | Solar_Fixed | PHOTO VOLTAIC | SUN | 66 | 66 |  |  |  |  | 1 | 24 | 24 |  |  |  |  | 0.1 | 0.1 | 0.1 | 0.19 | 0.1 | 16.7 | 32.77 | 8.09 | 17.66 | 6.95 | 0.1 | 0.1 | N | South | FC
NEWARK_1_QF |  |  | NEWARK 1 QF | CISO | N | Bay Area |  |  | CHP | OTHER | OTHER | 0.1 | 1.1 |  |  |  |  | 1 | 24 | 24 |  |  |  |  | 0.02 | 0.03 | 0.03 | 0.03 | 0.03 | 0.03 | 0.03 | 0.03 | 0.02 | 0.02 | 0.02 | 0.02 | N | North | FC
NHOGAN_6_UNITS |  |  | NEW HOGAN PH AGGREGATE | CISO | N | CAISO System |  |  | Hydro | HYDRO | WATER | 4 | 0 |  |  |  |  | 1 | 24 | 24 |  |  |  |  | 0.66 | 0.37 | 1.26 | 0.39 | 1.28 | 1.86 | 1.79 | 1.54 | 1.19 | 0.25 | 0.4 | 0.53 | N | North | FC
NOAKS_2_PESBT1 |  |  | Placerita BESS | CISO | N | Big Creek-Ventura |  |  | Battery Storage | OTHER | LESR | 80 | 80 | 0.8 | 320 | 320 | 1 | 1 | 24 | 4 |  | TRUE | 160 | 1 | 80 | 80 | 80 | 80 | 80 | 80 | 80 | 80 | 80 | 80 | 80 | 80 | Y | South | FC
NORCNV_1_NCVBT1 |  |  | North Central Valley | CISO | N | Stockton | Tesla-Bellota, Stanislaus |  | Battery Storage | OTHER | LESR | 132 | 132 | 0.873 | 528 | 528 | 1 | 1 | 24 | 4 |  | TRUE | 264 | 1 | 132 | 132 | 132 | 132 | 132 | 132 | 132 | 132 | 132 | 132 | 132 | 132 | Y | North | ID | 100% | Q1109 - Waiting for Vierra Loop-in and possibly other
NORORC_2_NOSBX2 | NORORC_2_NOSBX2_LESR |  | Northern Orchard Solar | CISO | N | CAISO System |  |  | Hybrid_BattStorage | OTHER | HYBD | 92 | 0 | 0.8 | 368 | 368 | 1 | 1 | 24 | 4 | 150 | FALSE | 184 | 1 | 92 | 92 | 92 | 92 | 92 | 92 | 92 | 92 | 92 | 92 | 92 | 92 | Y | North | ID | 92 | Q946, Q1259 - Hybrid 150 MW solar EO with 92 MW battery FC - Max at POI 150 MW. Waiting for Midway 230 kV BAAH conversion and possibly other.
NORORC_2_NOSBX2 | NORORC_2_NOSBX2_SUN |  | Northern Orchard Solar | CISO | N | CAISO System |  |  | Hybrid_Solar_1Axis | OTHER | HYBD | 150 | 0 |  |  |  |  | 1 | 24 | 24 | 150 |  | 184 | 1 | 0 | 0 | 0 | 0 | 0 | 0 | 0 | 0 | 0 | 0 | 0 | 0 | Y | North | ID | 92 | Q946, Q1259 - Hybrid 150 MW solar EO with 92 MW battery FC - Max at POI 150 MW. Waiting for Midway 230 kV BAAH conversion and possibly other.
NOVATO_6_LNDFL |  |  | Redwood Renewable Energy | CISO | N | NCNB |  |  | Biogas | RECIPROCATING ENGINE | BIOGAS | 3.9 | 3.9 |  |  |  |  | 1 | 24 | 24 |  |  |  |  | 2.12 | 2.41 | 1.83 | 2.3 | 2.6 | 1.99 | 1.33 | 1.62 | 0.88 | 0.96 | 1.95 | 2.07 | N | North | FC
NWCSTL_7_UNIT 1 |  |  | NEWCASTLE HYDRO | CISO | N | Sierra | Placer, Gold Hill-Drum, Drum-Rio Oso, South of Rio Oso, South of Palermo |  | Hydro | HYDRO | WATER | 12 | 12 |  |  |  |  | 1 | 24 | 24 |  |  |  |  | 2.34 | 3.89 | 2.81 | 2.27 | 0.64 | 0.68 | 0.09 | 0.54 | 0 | 0.52 | 0 | 2.12 | N | North | FC
NZWIND_2_WDSTR5 |  |  | Windstream 6111 | CISO | N | CAISO System |  |  | Wind | WIND | WIND | 6.31 | 6.5 |  |  |  |  | 1 | 24 | 24 |  |  |  |  | 0.53 | 1.28 | 1.43 | 2.31 | 2.6 | 2.37 | 2.36 | 2.18 | 1.34 | 0.64 | 0.42 | 0.41 | N | South | FC
NZWIND_6_CALWND |  |  | Wind Resource I | CISO | N | CAISO System |  |  | Wind | WIND | WIND | 9 | 8.7 |  |  |  |  | 1 | 24 | 24 |  |  |  |  | 0.76 | 1.83 | 2.04 | 3.29 | 3.71 | 3.38 | 3.37 | 3.11 | 1.91 | 0.91 | 0.59 | 0.58 | N | South | FC
NZWIND_6_WDSTR |  |  | Windstream 39 | CISO | N | CAISO System |  |  | Wind | WIND | WIND | 4.8 | 6.2 |  |  |  |  | 1 | 24 | 24 |  |  |  |  | 0.4 | 0.97 | 1.09 | 1.76 | 1.98 | 1.8 | 1.8 | 1.66 | 1.02 | 0.48 | 0.32 | 0.31 | N | South | FC
NZWIND_6_WDSTR2 |  |  | Windstream 6040 | CISO | N | CAISO System |  |  | Wind | WIND | WIND | 5.72 | 6.9 |  |  |  |  | 1 | 24 | 24 |  |  |  |  | 0.48 | 1.16 | 1.3 | 2.09 | 2.36 | 2.15 | 2.14 | 1.98 | 1.21 | 0.58 | 0.38 | 0.37 | N | South | FC
NZWIND_6_WDSTR3 |  |  | Windstream 6041 | CISO | N | CAISO System |  |  | Wind | WIND | WIND | 6 | 6 |  |  |  |  | 1 | 24 | 24 |  |  |  |  | 0.5 | 1.22 | 1.36 | 2.2 | 2.47 | 2.25 | 2.25 | 2.07 | 1.27 | 0.6 | 0.4 | 0.39 | N | South | FC
NZWIND_6_WDSTR4 |  |  | Windstream 6042 | CISO | N | CAISO System |  |  | Wind | WIND | WIND | 5.91 | 6.8 |  |  |  |  | 1 | 24 | 24 |  |  |  |  | 0.5 | 1.2 | 1.34 | 2.16 | 2.44 | 2.22 | 2.21 | 2.04 | 1.25 | 0.6 | 0.39 | 0.38 | N | South | FC
OAK C_1_EBMUD |  |  | MWWTP PGS 1 - ENGINES | CISO | N | Bay Area | Oakland | Y | Biogas | RECIPROCATING ENGINE | BIOGAS | 6.9 | 6.9 |  |  |  |  | 1 | 24 | 24 |  |  |  |  | 1.72 | 1.08 | 1.32 | 1.68 | 1.8 | 1.65 | 1.32 | 1.6 | 1.68 | 1.92 | 1.66 | 1.37 | N | North | FC
OAK C_7_UNIT 1 |  |  | OAKLAND STATION C GT UNIT 1 | CISO | N | Bay Area | Oakland |  | Peaker | COMBUSTION TURBINE | DISTILLATE | 55 | 55 |  |  |  |  | 1 | 24 | 24 |  |  | 55 | 1 | 55 | 55 | 55 | 55 | 55 | 55 | 55 | 55 | 55 | 55 | 55 | 55 | Y | North | FC
OAK C_7_UNIT 3 |  |  | OAKLAND STATION C GT UNIT 3 | CISO | N | Bay Area | Oakland |  | Peaker | COMBUSTION TURBINE | DISTILLATE | 55 | 55 |  |  |  |  | 1 | 24 | 24 |  |  | 55 | 1 | 55 | 55 | 55 | 55 | 55 | 55 | 55 | 55 | 55 | 55 | 55 | 55 | Y | North | FC
OAK L_1_GTG1 |  |  | MWWTP PGS 2 - Turbine | CISO | N | Bay Area | Oakland | Y | Biogas | COMBUSTION TURBINE | BIOGAS | 4.6 | 5.8 |  |  |  |  | 1 | 24 | 24 |  |  |  |  | 0 | 0 | 0 | 0 | 0 | 0 | 0 | 0 | 0 | 0 | 0 | 0 | N | North | EO
OAKWD_6_QF |  |  | Oak Creek | CISO | N | CAISO System |  |  | Wind | WIND | WIND | 27.87 | 30.3 |  |  |  |  | 1 | 24 | 24 |  |  |  |  | 2.34 | 5.65 | 6.33 | 10.2 | 11.5 | 10.47 | 10.43 | 9.64 | 5.92 | 2.81 | 1.84 | 1.8 | N | South | FC
OAKWD_6_ZEPHWD |  |  | Zephyr Park | CISO | N | CAISO System |  |  | Wind | WIND | WIND | 3.5 | 4.2 |  |  |  |  | 1 | 24 | 24 |  |  |  |  | 0.29 | 0.71 | 0.8 | 1.28 | 1.44 | 1.32 | 1.31 | 1.21 | 0.74 | 0.35 | 0.23 | 0.23 | N | South | FC
OASIS_6_AR4SR3 |  |  | Arrache 4013 | CISO | N | Big Creek-Ventura |  |  |  | PHOTO VOLTAIC | SUN | 1.5 | 1.5 |  |  |  |  | 1 | 24 | 24 |  |  |  |  | 0 | 0 | 0 | 0 | 0 | 0 | 0 | 0 | 0 | 0 | 0 | 0 | N | South | EO
OASIS_6_GBDSR4 |  |  | Green Beanworks D | CISO | N | Big Creek-Ventura |  |  | Solar_1Axis | PHOTO VOLTAIC | SUN | 3 | 3 |  |  |  |  | 1 | 24 | 24 |  |  |  |  | 0.1 | 0.1 | 0.1 | 0.1 | 0.1 | 1.28 | 2.02 | 0.61 | 1.17 | 0.48 | 0.1 | 0.1 | N | South | FC
OASIS_6_SOLAR1 |  |  | Morgan Lancaster I | CISO | N | Big Creek-Ventura |  |  | Solar_2Axis | PHOTO VOLTAIC | SUN | 1.5 | 1.5 |  |  |  |  | 1 | 24 | 24 |  |  |  |  | 0 | 0 | 0 | 0 | 0 | 0 | 0 | 0 | 0 | 0 | 0 | 0 | N | South | EO
OASIS_6_SOLAR2 |  |  | Oasis Solar | CISO | N | Big Creek-Ventura |  |  | Solar_1Axis | PHOTO VOLTAIC | SUN | 20 | 20 |  |  |  |  | 1 | 24 | 24 |  |  |  |  | 0.1 | 0.1 | 0.1 | 0.1 | 0.1 | 8.5 | 13.46 | 4.06 | 7.79 | 3.18 | 0.1 | 0.1 | N | South | FC
OASIS_6_SOLAR3 |  |  | Soccer Center | CISO | N | Big Creek-Ventura |  |  | Solar_1Axis | PHOTO VOLTAIC | SUN | 3 | 3.8 |  |  |  |  | 1 | 24 | 24 |  |  |  |  | 0 | 0 | 0 | 0 | 0 | 0 | 0 | 0 | 0 | 0 | 0 | 0 | N | South | EO
OBERON_5_O1BBX2 |  | OBERON_5_O1SSR3, OBERON_5_O1SSX2 | Oberon 1 BESS | CISO | N | CAISO System |  |  | Paired_BattStorage | OTHER | LESR | 125 | 0 | 0.8 | 500 | 500 | 1 | 1 | 24 | 4 | 250 | FALSE | 250 | 2 | 125 | 125 | 125 | 125 | 125 | 125 | 125 | 125 | 125 | 125 | 125 | 125 | Y | South | ID | 100% | Q1642 - Group name OBERON_1642_1 - Max to grid 250 MW. Waiting for ELM. Co-located with OBERON_5_O1SSX2 and OBERON_5_O1SSR3
OBERON_5_O1SSR3 |  | OBERON_5_O1BBX2, OBERON_5_O1SSX2 | Oberon 1B Solar | CISO | N | CAISO System |  |  | Paired_Solar_1Axis | PHOTO VOLTAIC | SUN | 100 | 100 |  |  |  |  | 1 | 24 | 24 | 250 |  |  |  | 0.1 | 0.1 | 0.1 | 0.48 | 0.1 | 42.52 | 50 | 20.3 | 38.96 | 15.91 | 0.1 | 0.1 | N | South | ID | 5000% | Q1642 - Group name OBERON_1642_1 - Max to grid 250 MW. Normal PD to 94.33 percent. At CPUC - hourly PD to 94.33 percent - Waiting for ELM. Co-located with OBERON_5_O1BBX2 and OBERON_5_O1SSX2
OBERON_5_O1SSX2 |  | OBERON_5_O1SSR3, OBERON_5_O1BBX2 | Oberon 1A Solar | CISO | N | CAISO System |  |  | Paired_Solar_1Axis | PHOTO VOLTAIC | SUN | 150 | 0 |  |  |  |  | 1 | 24 | 24 | 250 |  |  |  | 0.1 | 0.1 | 0.1 | 0.72 | 0.1 | 63.78 | 75 | 30.45 | 58.43 | 23.87 | 0.1 | 0.1 | N | South | ID | 7500% | Q1642 - Group name OBERON_1642_1 - Max to grid 250 MW. Normal PD to 94.33 percent. At CPUC - hourly PD to 94.33 percent - Waiting for ELM. Co-located with OBERON_5_O1BBX2, OBERON_5_O1SSR3
OBERON_5_O2BBX2 |  | OBERON_5_O2SSR4, OBERON_5_O2SSR5 | Oberon 2 BESS | CISO | N | CAISO System |  |  | Paired_BattStorage | OTHER | LESR | 125 | 0 | 0.8 | 500 | 500 | 1 | 1 | 24 | 4 | 250 | FALSE | 250 | 2 | 125 | 125 | 125 | 125 | 125 | 125 | 125 | 125 | 125 | 125 | 125 | 125 | Y | South | ID | 100% | Q1642 - Group name OBERON_1642_2 - Max to grid 250 MW. Waiting for ELM. Co-located with OBERON_5_O2SSR4 and OBERON_5_O2SSR5
OBERON_5_O2SSR4 |  | OBERON_5_O2BBX2, OBERON_5_O2SSR5 | Oberon 2A Solar | CISO | N | CAISO System |  |  | Paired_Solar_1Axis | PHOTO VOLTAIC | SUN | 125 | 125 |  |  |  |  | 1 | 24 | 24 | 250 |  |  |  | 0.1 | 0.1 | 0.1 | 0.6 | 0.1 | 53.15 | 62.5 | 25.38 | 48.69 | 19.89 | 0.1 | 0.1 | N | South | ID | 6250% | Q1642 - Group name OBERON_1642_2 - Max to grid 250 MW. Normal PD to 94.33 percent. At CPUC - hourly PD to 94.33 percent - Waiting for ELM. Co-located with OBERON_5_O2BBX2 and OBERON_5_O2SSR5
OBERON_5_O2SSR5 |  | OBERON_5_O2BBX2, OBERON_5_O2SSR4 | Oberon 2B Solar | CISO | N | CAISO System |  |  | Paired_Solar_1Axis | PHOTO VOLTAIC | SUN | 125 | 125 |  |  |  |  | 1 | 24 | 24 | 250 |  |  |  | 0.1 | 0.1 | 0.1 | 0.6 | 0.1 | 53.15 | 62.5 | 25.38 | 48.69 | 19.89 | 0.1 | 0.1 | N | South | ID | 6250% | Q1642 - Group name OBERON_1642_2 - Max to grid 250 MW. Normal PD to 94.33 percent. At CPUC - hourly PD to 94.33 percent - Waiting for ELM. Co-located with OBERON_5_O2SSR4 and OBERON_5_O2BBX2
OCTILO_5_WIND |  |  | Ocotillo Wind Energy Facility | CISO | N | San Diego-IV |  |  | Wind | WIND | WIND | 265 | 265 |  |  |  |  | 1 | 24 | 24 |  |  |  |  | 22.26 | 53.74 | 60.2 | 96.95 | 109.3 | 99.57 | 99.22 | 91.63 | 56.27 | 26.7 | 17.49 | 17.14 | N | South | FC
OGROVE_6_PL1X2 |  |  | Orange Grove Energy Center | CISO | N | San Diego-IV | San Diego |  | Peaker | COMBUSTION TURBINE | NATURAL GAS | 96 | 0 |  |  |  |  | 1 | 24 | 24 |  |  | 96 | 1 | 96 | 96 | 96 | 96 | 96 | 96 | 96 | 96 | 96 | 96 | 96 | 96 | Y | South | FC
OILFLD_7_QFUNTS |  |  | Nacimiento Hydroelectric Plant | CISO | N | CAISO System |  |  | Hydro | HYDRO | WATER | 3.8 | 4.4 |  |  |  |  | 1 | 24 | 24 |  |  |  |  | 0.86 | 1.02 | 1.98 | 1.56 | 1.44 | 2.22 | 2.1 | 2.46 | 2.29 | 0.96 | 0.15 | 0.08 | N | North | FC
OLDRIV_6_BIOGAS |  |  | Bidart Old River 1 | CISO | N | Kern | South Kern PP, Kern 70 kV |  | Biogas | RECIPROCATING ENGINE | BIOGAS | 2 | 2 |  |  |  |  | 1 | 24 | 24 |  |  |  |  | 1.77 | 1.83 | 1.83 | 1.79 | 1.8 | 1.75 | 1.76 | 1.71 | 1.73 | 1.8 | 1.81 | 1.71 | N | North | FC
OLDRIV_6_CESDBM |  |  | Ces Dairy Biogas | CISO | N | Kern | South Kern PP, Kern 70 kV | Y | Biogas | RECIPROCATING ENGINE | BIOGAS | 1 | 1 |  |  |  |  | 1 | 24 | 24 |  |  |  |  | 0.97 | 0.97 | 0.96 | 0.96 | 0.95 | 0.92 | 0.94 | 0.94 | 0.9 | 0.96 | 0.96 | 0.97 | N | North | FC
OLDRIV_6_LKVBM1 |  |  | Lakeview Dairy Biogas | CISO | N | Kern | South Kern PP, Kern 70 kV |  | Biogas | RECIPROCATING ENGINE | BIOGAS | 1 | 1 |  |  |  |  | 1 | 24 | 24 |  |  |  |  | 0.97 | 0.97 | 0.97 | 0.97 | 0.96 | 0.95 | 0.91 | 0.94 | 0.95 | 0.94 | 0.95 | 0.95 | N | North | FC
OLDRV1_6_SOLAR |  |  | Old River One | CISO | N | Kern | South Kern PP, Kern 70 kV |  | Solar_Fixed | PHOTO VOLTAIC | SUN | 20 | 20 |  |  |  |  | 1 | 24 | 24 |  |  |  |  | 0.1 | 0.1 | 0.1 | 0.27 | 0.1 | 7.66 | 11.98 | 4.02 | 8.01 | 3.47 | 0.1 | 0.1 | N | North | FC
OLINDA_2_COYCRK |  |  | MWD Coyote Creek Hydroelectric Recovery | CISO | N | LA Basin | Western | Y | Hydro | HYDRO | WATER | 3.13 | 3.1 |  |  |  |  | 1 | 24 | 24 |  |  | 0.8 | 1 | 0 | 0 | 0 | 0 | 0 | 0 | 0 | 0 | 0.8 | 0 | 0 | 0 | Y | South | FC
OLINDA_2_LNDFL2 |  |  | Brea Power II | CISO | N | LA Basin | Western |  | Biogas | COMBINED CYCLE | BIOGAS | 28.1 | 35.7 |  |  |  |  | 1 | 24 | 24 |  |  |  |  | 26.22 | 26.28 | 25.92 | 22.44 | 26.31 | 24.23 | 24.17 | 24.75 | 25.12 | 25.17 | 25.35 | 26.2 | N | South | FC
OLINDA_7_BLKSND |  |  | BlackSand Generating Facility | CISO | N | LA Basin | Western |  | Biomass/Wood | COMBUSTION TURBINE | WASTE TO POWER | 5.6 | 8 |  |  |  |  | 1 | 24 | 24 |  |  |  |  | 0 | 0 | 0 | 0 | 0 | 0 | 0 | 0 | 0 | 0 | 0 | 0 | N | South | FC
OLIVEP_1_SOLAR |  |  | White River Solar | CISO | N | CAISO System |  | Y | Solar_Fixed | PHOTO VOLTAIC | SUN | 20 | 20 |  |  |  |  | 1 | 24 | 24 |  |  |  |  | 0.1 | 0.1 | 0.1 | 0.27 | 0.1 | 7.66 | 11.98 | 4.02 | 8.01 | 3.47 | 0.1 | 0.1 | N | North | FC
OLIVEP_1_SOLAR2 |  |  | White River West | CISO | N | CAISO System |  | Y | Solar_Fixed | PHOTO VOLTAIC | SUN | 19.75 | 19.8 |  |  |  |  | 1 | 24 | 24 |  |  |  |  | 0.1 | 0.1 | 0.1 | 0.26 | 0.1 | 7.57 | 11.83 | 3.97 | 7.91 | 3.43 | 0.1 | 0.1 | N | North | FC
OLSEN_2_UNIT |  |  | OLSEN POWER PARTNERS | CISO | N | CAISO System |  |  | Hydro | HYDRO | WATER | 5.5 | 5.8 |  |  |  |  | 1 | 24 | 24 |  |  |  |  | 2.56 | 2.08 | 1.96 | 3.21 | 4.66 | 2.35 | 0.29 | 0.01 | 0 | 0 | 0.09 | 0.89 | N | North | FC
OMAR_2_UNIT 1 |  |  | KERN RIVER COGENERATION CO. UNIT 1 | CISO | N | Big Creek-Ventura |  |  | Peaker | FTUR | NATURAL GAS | 75 | 85 |  |  |  |  | 1 | 24 | 24 |  |  | 73.67 | 1 | 75 | 75 | 75 | 75 | 74.67 | 73.67 | 73 | 72.67 | 73.67 | 74.33 | 75 | 75 | Y | South | FC
OMAR_2_UNIT 2 |  |  | KERN RIVER COGENERATION CO. UNIT 2 | CISO | N | Big Creek-Ventura |  |  | Peaker | FTUR | NATURAL GAS | 75 | 85 |  |  |  |  | 1 | 24 | 24 |  |  | 73.67 | 1 | 75 | 75 | 75 | 75 | 74.67 | 73.67 | 73.33 | 73 | 73.67 | 74.67 | 75 | 75 | Y | South | FC
OMAR_2_UNIT 3 |  |  | KERN RIVER COGENERATION CO. UNIT 3 | CISO | N | Big Creek-Ventura |  |  | Peaker | FTUR | NATURAL GAS | 75 | 85 |  |  |  |  | 1 | 24 | 24 |  |  | 73.67 | 1 | 75 | 75 | 75 | 75 | 73.67 | 73.67 | 73.33 | 73 | 73.67 | 75 | 75 | 75 | Y | South | FC
OMAR_2_UNIT 4 |  |  | KERN RIVER COGENERATION CO. UNIT 4 | CISO | N | Big Creek-Ventura |  |  | CHP | FTUR | NATURAL GAS | 75 | 85 |  |  |  |  | 1 | 24 | 24 |  |  | 0 | 1 | 75 | 75 | 75 | 75 | 74 | 73.33 | 73.67 | 73.67 | 74.33 | 75 | 75 | 75 | Y | South | FC
ONLLPP_6_UNITS |  |  | O'NEILL PUMP-GEN (AGGREGATE) | CISO | N | Fresno |  | Y | Pump |  | WATER | 25.2 | 0 |  |  |  |  | 1 | 24 | 24 |  |  |  |  | 0 | 0.17 | 0 | 0.03 | 11.98 | 0.16 | 0.05 | 0 | 0.21 | 0.9 | 0.15 | 0 | N | North | FC
ORLND_6_SOLAR1 |  |  | Enerparc California 2 | CISO | N | CAISO System |  |  | Solar_1Axis | PHOTO VOLTAIC | SUN | 1.5 | 1.5 |  |  |  |  | 1 | 24 | 24 |  |  |  |  | 0.1 | 0.1 | 0.1 | 0.1 | 0.1 | 0.85 | 1.09 | 0.4 | 0.71 | 0.27 | 0.1 | 0.1 | N | North | FC
OROLOM_1_SOLAR1 |  |  | Oro Loma Solar 1 | CISO | N | Fresno | Panoche 115 kV | Y | Solar_1Axis | PHOTO VOLTAIC | SUN | 10 | 10 |  |  |  |  | 1 | 24 | 24 |  |  |  |  | 0 | 0 | 0 | 0 | 0 | 0 | 0 | 0 | 0 | 0 | 0 | 0 | N | North | EO
OROLOM_1_SOLAR2 |  |  | Oro Loma Solar 2 | CISO | N | Fresno | Panoche 115 kV |  | Solar_1Axis | PHOTO VOLTAIC | SUN | 10 | 10 |  |  |  |  | 1 | 24 | 24 |  |  |  |  | 0 | 0 | 0 | 0 | 0 | 0 | 0 | 0 | 0 | 0 | 0 | 0 | N | North | EO
OROVIL_6_UNIT |  |  | Oroville Cogeneration, LP | CISO | N | Sierra | Drum-Rio Oso |  | CHP | RECIPROCATING ENGINE | NATURAL GAS | 7.5 | 9.8 |  |  |  |  | 1 | 24 | 24 |  |  | 6.5 | 1 | 7.5 | 7.5 | 7.5 | 7.5 | 7.5 | 7.5 | 7.5 | 7.5 | 7.5 | 7.5 | 7.5 | 7.5 | Y | North | FC
ORTGA_6_ME1SL1 |  |  | Merced 1 | CISO | N | Fresno |  |  | Solar_1Axis | PHOTO VOLTAIC | SUN | 3 | 3 |  |  |  |  | 1 | 24 | 24 |  |  |  |  | 0.1 | 0.1 | 0.1 | 0.1 | 0.1 | 1.7 | 2.19 | 0.8 | 1.43 | 0.54 | 0.1 | 0.1 | N | North | FC
OSO_6_NSPIN |  |  | OSO_6_NSPIN | CISO | N | Big Creek-Ventura |  |  | Pump | PUMP | WATER | 70 | 70.8 |  |  |  |  | 1 | 24 | 24 |  |  |  |  | 18 | 18 | 18 | 18 | 18 | 18 | 18 | 18 | 18 | 18 | 18 | 18 | Y | South | FC
OTAY_6_PL1X2 |  |  | Chula Vista Energy Center, LLC | CISO | N | San Diego-IV | San Diego |  | Peaker | COMBUSTION TURBINE | NATURAL GAS | 39.57 | 40 |  |  |  |  | 1 | 24 | 24 |  |  | 37.2 | 1 | 37.2 | 37.2 | 37.2 | 37.2 | 37.2 | 37.2 | 37.2 | 37.2 | 37.2 | 37.2 | 37.2 | 37.2 | Y | South | PD | 37.2 | 2.8 MW expansion is EO
OTMESA_2_PL1X3 |  |  | OTAY MESA ENERGY CENTER | CISO | N | San Diego-IV | San Diego |  | CCGT | COMBINED CYCLE | NATURAL GAS | 603.68 | 689 |  |  |  |  | 1 | 24 | 24 |  |  | 448.6 | 1 | 603.6 | 603.6 | 603.6 | 603.6 | 603.6 | 603.6 | 603.6 | 603.6 | 603.6 | 603.6 | 603.6 | 603.6 | Y | South | FC
OXBOW_6_DRUM |  |  | OXBOW HYDRO | CISO | N | Sierra | Drum-Rio Oso, South of Palermo |  | Hydro | HYDRO | WATER | 5.8 | 6 |  |  |  |  | 1 | 24 | 24 |  |  |  |  | 2.46 | 2.1 | 2.24 | 2.78 | 1.53 | 1.38 | 3.81 | 3.93 | 3.44 | 0.06 | 0.6 | 1.11 | N | North | FC
OXMTN_6_LNDFIL |  |  | Ox Mountain Landfill Generating Plant | CISO | N | Bay Area | Ames |  | Biogas | RECIPROCATING ENGINE | BIOGAS | 10.62 | 13.3 |  |  |  |  | 1 | 24 | 24 |  |  |  |  | 10.51 | 10.3 | 10.43 | 9.93 | 10.62 | 9.8 | 10.27 | 10.56 | 10.62 | 9.75 | 10.37 | 10.62 | N | North | FC
PACLUM_6_UNIT |  |  | Humboldt Redwood | CISO | N | Humboldt |  |  | Biomass/Wood | STEAM | BIOMASS | 28.8 | 28.8 |  |  |  |  | 1 | 24 | 24 |  |  |  |  | 11.79 | 9.63 | 11.95 | 14.54 | 15.64 | 15.49 | 12.93 | 13.49 | 14.01 | 15.43 | 13.53 | 12.69 | N | North | FC
PADUA_2_ONTARO |  |  | ONTARIO/SIERRA HYDRO PSP | CISO | N | LA Basin | Eastern | Y | Hydro | HYDRO | WATER | 1.92 | 1 |  |  |  |  | 1 | 24 | 24 |  |  |  |  | 0.56 | 0.62 | 0.66 | 0.93 | 1.08 | 0.97 | 0.86 | 0.83 | 0.5 | 0.5 | 0.44 | 0.37 | N | South | FC
PADUA_2_SOLAR1 |  |  | Kona Solar - Rancho DC #1 | CISO | N | LA Basin | Eastern | Y | Solar_1Axis | PHOTO VOLTAIC | SUN | 1.75 | 1.8 |  |  |  |  | 1 | 24 | 24 |  |  |  |  | 0 | 0 | 0 | 0 | 0 | 0 | 0 | 0 | 0 | 0 | 0 | 0 | N | South | EO
PADUA_6_MWDSDM |  |  | San Dimas Hydroelectric Recovery Plant | CISO | N | LA Basin | Eastern |  | Hydro | HYDRO | WATER | 9.9 | 9.9 |  |  |  |  | 1 | 24 | 24 |  |  | 0 | 1 | 0 | 0 | 0.8 | 0 | 0 | 0 | 0.8 | 0 | 1.6 | 1.6 | 0 | 0 | Y | South | FC
PADUA_6_QF |  |  | PADUA QFS | CISO | N | LA Basin | Eastern |  | Hydro | OTHER | OTHER | 0.87 | 30.1 |  |  |  |  | 1 | 24 | 24 |  |  |  |  | 0.16 | 0.06 | 0.1 | 0.21 | 0.34 | 0.41 | 0.45 | 0.54 | 0.54 | 0.53 | 0.27 | 0.26 | N | South | FC
PADUA_7_SDIMAS |  |  | San Dimas Wash Hydro | CISO | N | LA Basin | Eastern |  | Hydro | HYDRO | WATER | 1.05 | 2 |  |  |  |  | 1 | 24 | 24 |  |  | 0 | 1 | 0 | 0 | 0 | 0 | 1.05 | 1.05 | 1.05 | 1.05 | 1.05 | 0 | 0 | 0 | Y | South | FC
PAIGES_6_SOLAR |  |  | Paige Solar | CISO | N | Fresno | Coalinga, Panoche 115 kV | Y | Solar_1Axis | PHOTO VOLTAIC | SUN | 20 | 22 |  |  |  |  | 1 | 24 | 24 |  |  |  |  | 0 | 0 | 0 | 0 | 0 | 0 | 0 | 0 | 0 | 0 | 0 | 0 | N | North | EO
PALA_6_PGCBT1 |  |  | Pala Gomez Creek BESS | CISO | N | San Diego-IV |  |  | Battery Storage | OTHER | LESR | 10 | 10 | 0.8 | 40 | 40 | 1 | 1 | 24 | 4 |  | TRUE | 0 | 1 | 0 | 0 | 0 | 0 | 0 | 0 | 0 | 0 | 0 | 0 | 0 | 0 | Y | South | EO
PALOMR_2_PL1X3 |  |  | Palomar Energy Center | CISO | N | San Diego-IV | San Diego |  | CCGT | COMBINED CYCLE | NATURAL GAS | 588.21 | 0 |  |  |  |  | 1 | 24 | 24 |  |  | 363.21 | 1 | 588.21 | 588.21 | 588.21 | 588.21 | 588.21 | 588.21 | 588.21 | 588.21 | 588.21 | 588.21 | 588.21 | 588.21 | Y | South | FC
PALSEL_6_PLSBT1 |  | PALSEL_6_PLSSR1 | Paulsell Solar Energy Center BESS | CISO | N | Stockton |  |  | Paired_BattStorage | OTHER | LESR | 15 | 15 | 0.857 | 60 | 60 | 1 | 1 | 24 | 4 | 20 | FALSE | 30 | 2 | 15 | 15 | 15 | 15 | 15 | 15 | 15 | 15 | 15 | 15 | 15 | 15 | Y | North | ID | 100% | Q1350 - Group name PAULSELL_1350 - Max to grid 20 MW. Waiting for Vierra Loop-in. Co-located with Paulsell Solar Energy Center PV PALSEL_6_PLSSR1.
PALSEL_6_PLSSR1 |  | PALSEL_6_PLSBT1 | Paulsell Solar Energy Center PV | CISO | N | Stockton |  |  | Paired_Solar_1Axis | PHOTO VOLTAIC | SUN | 20 | 20 |  |  |  |  | 1 | 24 | 24 | 20 |  | 0 | 2 | 0.03 | 0.03 | 0.03 | 0.08 | 0.03 | 3.47 | 4.46 | 1.63 | 2.91 | 1.11 | 0.03 | 0.03 | Y | North | ID | 30.58% | Q1350 - Group name PAULSELL_1350 - Max to grid 20 MW. Waiting for Vierra Loop-in. PD to 30.58 percent. At CPUC - hourly PD to 30.58 percent. Co-located with Paulsell Solar Energy Center BESS PALSEL_6_PLSBT1.
PANERO_2_MWPWD1 |  |  | Mesa Wind Project | CISO | N | LA Basin |  |  | Wind | WIND | WIND | 30 | 30 |  |  |  |  | 1 | 24 | 24 |  |  |  |  | 2.52 | 6.08 | 6.81 | 10.98 | 12.37 | 11.27 | 11.23 | 10.37 | 6.37 | 3.02 | 1.98 | 1.94 | N | South | FC
PARDEB_6_UNITS |  |  | Pardee Power House | CISO | N | CAISO System |  |  | Hydro | HYDRO | WATER | 30 | 0 |  |  |  |  | 1 | 24 | 24 |  |  | 14.96 | 1 | 15.76 | 14.96 | 15.76 | 23.6 | 20.56 | 23.76 | 14.96 | 14.96 | 14.96 | 14.96 | 10.96 | 15.76 | Y | North | FC
PARDSE_6_PESBT1 |  |  | Paradise Energy Storage | CISO | N | San Diego-IV |  |  | Battery Storage | OTHER | LESR | 10 | 10 | 0.8 | 40 | 40 | 1 | 1 | 24 | 4 |  | TRUE | 19.75 | 1 | 9.75 | 9.75 | 9.75 | 9.75 | 9.75 | 9.75 | 9.75 | 9.75 | 9.75 | 9.75 | 9.75 | 9.75 | Y | South | FC
PBLOSM_2_SOLAR |  |  | PearBlossom | CISO | N | CAISO System |  | Y | Solar_1Axis | PHOTO VOLTAIC | SUN | 9.5 | 9.5 |  |  |  |  | 1 | 24 | 24 |  |  |  |  | 0.1 | 0.1 | 0.1 | 0.1 | 0.1 | 4.04 | 6.39 | 1.93 | 3.7 | 1.51 | 0.1 | 0.1 | N | South | FC
PEABDY_2_LNDFIL |  |  | G2 Energy Hay Road Power Plant | CISO | N | CAISO System |  | Y | Biogas | RECIPROCATING ENGINE | BIOGAS | 1.6 | 1.6 |  |  |  |  | 1 | 24 | 24 |  |  |  |  | 1.47 | 1.48 | 1.51 | 1.46 | 1.46 | 1.2 | 1.07 | 1.48 | 1.42 | 1.5 | 1.51 | 1.51 | N | North | FC
PEABDY_2_LNDFL1 |  |  | Potrero Hills Energy Producers | CISO | N | CAISO System |  |  | Biogas | RECIPROCATING ENGINE | BIOGAS | 8 | 8 |  |  |  |  | 1 | 24 | 24 |  |  |  |  | 7.11 | 7.4 | 7.42 | 7.16 | 7.09 | 7.36 | 7.13 | 7.37 | 7.29 | 7.16 | 7.35 | 7.45 | N | North | FC
PEARBL_2_NSPIN |  |  | PEARBL_2_NSPIN | CISO | N | CAISO System |  |  | Pump | PUMP | WATER | 118 | 151.2 |  |  |  |  | 1 | 24 | 24 |  |  |  |  | 21 | 21 | 21 | 42 | 46 | 46 | 46 | 46 | 46 | 46 | 46 | 46 | Y | South | FC
PEASE_1_TBEBT1 |  |  | Tierra Buena Energy Storage | CISO | N | Sierra | Pease, Drum-Rio Oso |  | Battery Storage | OTHER | LESR | 5 | 6 | 0.8 | 20 | 20 | 1 | 1 | 24 | 4 |  | TRUE | 11 | 3 | 5 | 5 | 5 | 5 | 5 | 5 | 5 | 5 | 5 | 5 | 5 | 5 | Y | North | PD | 5
PEORIA_1_SOLAR |  |  | Sonora 1 | CISO | N | Stockton | Tesla-Bellota, Stanislaus |  | Solar_Fixed | PHOTO VOLTAIC | SUN | 1.5 | 1.5 |  |  |  |  | 1 | 24 | 24 |  |  |  |  | 0.1 | 0.1 | 0.1 | 0.1 | 0.1 | 0.57 | 0.9 | 0.3 | 0.6 | 0.26 | 0.1 | 0.1 | N | North | FC
PERGRN_2_PRSBT1 |  |  | Peregrine Storage | CISO | N | San Diego-IV |  |  | Battery Storage | OTHER | LESR | 200 | 200 | 0.8 | 800 | 800 | 1 | 1 | 24 | 4 |  | TRUE | 300 | 2 | 100 | 100 | 100 | 100 | 100 | 100 | 100 | 100 | 100 | 100 | 100 | 100 | Y | South | PD | 100 | 200 MW - 400 MWh - battery with 100 MW FC and 100 MW EO.
PHOENX_1_UNIT |  |  | PHOENIX PH | CISO | N | Stockton | Tesla-Bellota, Stanislaus |  | Hydro | HYDRO | WATER | 2 | 2 |  |  |  |  | 1 | 24 | 24 |  |  |  |  | 0.43 | 0.37 | 1.05 | 1.01 | 0.48 | 0.67 | 1.38 | 1.36 | 1.1 | 0.62 | 0.01 | 0 | N | North | FC
PINFLT_7_UNITS |  |  | PINE FLAT HYDRO AGGREGATE | CISO | N | Fresno | Herndon |  | Hydro | HYDRO | WATER | 198.51 | 0 |  |  |  |  | 1 | 24 | 24 |  |  | 0 | 1 | 0 | 0 | 0 | 0 | 51.6 | 128.75 | 149.7 | 98.6 | 39.5 | 0 | 0 | 0 | Y | North | FC
PIOPIC_2_CTG1 |  |  | Pio Pico Unit 1 | CISO | N | San Diego-IV | San Diego |  | Peaker | COMBUSTION TURBINE | NATURAL GAS | 111.3 | 111.3 |  |  |  |  | 1 | 24 | 24 |  |  | 111.3 | 1 | 111.3 | 111.3 | 111.3 | 111.3 | 111.3 | 111.3 | 111.3 | 111.3 | 111.3 | 111.3 | 111.3 | 111.3 | Y | South | FC
PIOPIC_2_CTG2 |  |  | Pio Pico Unit 2 | CISO | N | San Diego-IV | San Diego |  | Peaker | COMBUSTION TURBINE | NATURAL GAS | 112.7 | 112.7 |  |  |  |  | 1 | 24 | 24 |  |  | 112.7 | 1 | 112.7 | 112.7 | 112.7 | 112.7 | 112.7 | 112.7 | 112.7 | 112.7 | 112.7 | 112.7 | 112.7 | 112.7 | Y | South | FC
PIOPIC_2_CTG3 |  |  | Pio Pico Unit 3 | CISO | N | San Diego-IV | San Diego |  | Peaker | COMBUSTION TURBINE | NATURAL GAS | 112 | 112 |  |  |  |  | 1 | 24 | 24 |  |  | 112 | 1 | 112 | 112 | 112 | 112 | 112 | 112 | 112 | 112 | 112 | 112 | 112 | 112 | Y | South | FC
PIT1_6_FRIVRA |  |  | Fall River Mills Project A | CISO | N | CAISO System |  |  | Solar_Fixed | PHOTO VOLTAIC | SUN | 1.5 | 1.5 |  |  |  |  | 1 | 24 | 24 |  |  |  |  | 0.1 | 0.1 | 0.1 | 0.1 | 0.1 | 0.57 | 0.9 | 0.3 | 0.6 | 0.26 | 0.1 | 0.1 | N | North | FC
PIT1_7_UNIT 1 |  |  | PIT PH 1 UNIT 1 | CISO | N | CAISO System |  |  | Hydro | HYDRO | WATER | 32 | 32 |  |  |  |  | 1 | 24 | 24 |  |  | 0 | 1 | 14.4 | 14.4 | 15.68 | 15.52 | 14.4 | 9.6 | 8 | 8 | 8 | 7.2 | 8.88 | 14.4 | Y | North | FC
PIT1_7_UNIT 2 |  |  | PIT PH 1 UNIT 2 | CISO | N | CAISO System |  |  | Hydro | HYDRO | WATER | 32 | 32 |  |  |  |  | 1 | 24 | 24 |  |  | 0 | 1 | 14.4 | 14.4 | 16 | 15.68 | 17.6 | 10.8 | 10.24 | 9.52 | 9.68 | 0 | 14.32 | 14.4 | Y | North | FC
PIT3_7_PL1X3 |  |  | PIT PH 3 UNITS 1, 2 & 3 AGGREGATE | CISO | N | CAISO System |  |  | Hydro | HYDRO | WATER | 70.6 | 0 |  |  |  |  | 1 | 24 | 24 |  |  | 0 | 1 | 32 | 32 | 28 | 36.8 | 48 | 49.6 | 51.6 | 49.6 | 27.4 | 26.4 | 28.8 | 32 | Y | North | FC
PIT4_7_PL1X2 |  |  | PIT PH 4 UNITS 1 & 2 AGGREGATE | CISO | N | CAISO System |  |  | Hydro | HYDRO | WATER | 95 | 0 |  |  |  |  | 1 | 24 | 24 |  |  | 0 | 1 | 40.8 | 38.4 | 40 | 46.4 | 58.6 | 61 | 61.6 | 61 | 36.8 | 39.8 | 44.4 | 48.2 | Y | North | FC
PIT5_7_PL1X2 |  |  | PIT PH 5 UNITS 1 & 2 AGGREGATE | CISO | N | CAISO System |  |  | Hydro | HYDRO | WATER | 82 | 0 |  |  |  |  | 1 | 24 | 24 |  |  | 0 | 1 | 39.2 | 32 | 36 | 33.6 | 47.2 | 40.8 | 36 | 32.8 | 25.6 | 21.6 | 43.2 | 37.8 | Y | North | FC
PIT5_7_PL3X4 |  |  | PIT PH 5 UNITS 3 & 4 AGGREGATE | CISO | N | CAISO System |  |  | Hydro | HYDRO | WATER | 82 | 0 |  |  |  |  | 1 | 24 | 24 |  |  | 0 | 1 | 32 | 32 | 28.8 | 32 | 47.2 | 34.8 | 42.4 | 38.4 | 42.4 | 36.8 | 25.6 | 32 | Y | North | FC
PIT5_7_QFUNTS |  |  | GRASSHOPPER FLAT HYDRO | CISO | N | CAISO System |  |  | Hydro | HYDRO | WATER | 1.1 | 3.8 |  |  |  |  | 1 | 24 | 24 |  |  |  |  | 0.51 | 0.45 | 0.43 | 0.72 | 0.61 | 0.17 | 0.01 | 0 | 0 | 0 | 0.02 | 0.13 | N | North | FC
PIT6_7_UNIT 1 |  |  | PIT PH 6 UNIT 1 | CISO | N | CAISO System |  |  | Hydro | HYDRO | WATER | 39 | 39 |  |  |  |  | 1 | 24 | 24 |  |  | 30.32 | 1 | 30.8 | 30.88 | 30.96 | 37.88 | 36.72 | 29.84 | 30.4 | 30.24 | 30.32 | 29.6 | 29.44 | 30.56 | Y | North | FC
PIT6_7_UNIT 2 |  |  | PIT PH 6 UNIT 2 | CISO | N | CAISO System |  |  | Hydro | HYDRO | WATER | 40 | 40 |  |  |  |  | 1 | 24 | 24 |  |  | 30.48 | 1 | 30.96 | 37.8 | 38.4 | 37.8 | 30.88 | 30.32 | 30.4 | 30.32 | 30.48 | 29.28 | 29.92 | 30.64 | Y | North | FC
PIT7_7_UNIT 1 |  |  | PIT PH 7 UNIT 1 | CISO | N | CAISO System |  |  | Hydro | HYDRO | WATER | 55.7 | 55.7 |  |  |  |  | 1 | 24 | 24 |  |  | 53.4 | 1 | 43.12 | 52.28 | 42 | 41.6 | 42 | 42.4 | 52.88 | 53.58 | 53.4 | 42.4 | 42.4 | 52.5 | Y | North | FC
PIT7_7_UNIT 2 |  |  | PIT PH 7 UNIT 2 | CISO | N | CAISO System |  |  | Hydro | HYDRO | WATER | 54.6 | 54.6 |  |  |  |  | 1 | 24 | 24 |  |  | 53.26 | 1 | 40.8 | 41.76 | 41.04 | 40.8 | 41.6 | 40.8 | 41.76 | 53.32 | 53.26 | 52.78 | 42.72 | 40.8 | Y | North | FC
PIUTE_6_GNBSR1 |  |  | Green Beanworks B | CISO | N | Big Creek-Ventura |  | Y | Solar_1Axis | PHOTO VOLTAIC | SUN | 3 | 3 |  |  |  |  | 1 | 24 | 24 |  |  |  |  | 0.1 | 0.1 | 0.1 | 0.1 | 0.1 | 1.28 | 2.02 | 0.61 | 1.17 | 0.48 | 0.1 | 0.1 | N | South | FC
PLACVL_1_CHILIB |  |  | Chili Bar Powerhouse | CISO | N | Sierra | Gold Hill-Drum, South of Rio Oso, South of Palermo |  | Hydro | HYDRO | WATER | 8.34 | 8.4 |  |  |  |  | 1 | 24 | 24 |  |  |  |  | 4 | 4.83 | 5.7 | 6.61 | 6.17 | 3.71 | 2.83 | 1.89 | 2.61 | 0.93 | 0.55 | 2.08 | N | North | FC
PLACVL_1_RCKCRE |  |  | Rock Creek Hydro | CISO | N | Sierra | South of Rio Oso, South of Palermo |  | Hydro | HYDRO | WATER | 5 | 3.6 |  |  |  |  | 1 | 24 | 24 |  |  |  |  | 0.13 | 0.04 | 0.15 | 0.21 | 0.02 | 0 | 0 | 0 | 0 | 0 | 0 | 0 | N | North | FC
PLAINV_6_BSOLAR |  |  | Western Antelope Blue Sky Ranch A | CISO | N | Big Creek-Ventura |  |  | Solar_Fixed | PHOTO VOLTAIC | SUN | 20 | 20 |  |  |  |  | 1 | 24 | 24 |  |  |  |  | 0 | 0 | 0 | 0 | 0 | 0 | 0 | 0 | 0 | 0 | 0 | 0 | N | South | EO
PLAINV_6_DSOLAR |  |  | Western Antelope Dry Ranch | CISO | N | Big Creek-Ventura |  |  | Solar_1Axis | PHOTO VOLTAIC | SUN | 10 | 10 |  |  |  |  | 1 | 24 | 24 |  |  |  |  | 0.1 | 0.1 | 0.1 | 0.1 | 0.1 | 4.25 | 6.73 | 2.03 | 3.9 | 1.59 | 0.1 | 0.1 | N | South | FC
PLAINV_6_NLRSR1 |  |  | North Lancaster Ranch | CISO | N | Big Creek-Ventura |  |  | Solar_1Axis | PHOTO VOLTAIC | SUN | 20 | 20 |  |  |  |  | 1 | 24 | 24 |  |  |  |  | 0 | 0 | 0 | 0 | 0 | 0 | 0 | 0 | 0 | 0 | 0 | 0 | N | South | EO
PLAINV_6_SOLAR3 |  |  | Sierra Solar Greenworks LLC | CISO | N | Big Creek-Ventura |  |  | Solar_1Axis | PHOTO VOLTAIC | SUN | 20 | 20 |  |  |  |  | 1 | 24 | 24 |  |  |  |  | 0 | 0 | 0 | 0 | 0 | 0 | 0 | 0 | 0 | 0 | 0 | 0 | N | South | EO
PLAINV_6_SOLARC |  |  | Central Antelope Dry Ranch C | CISO | N | Big Creek-Ventura |  |  | Solar_1Axis | PHOTO VOLTAIC | SUN | 20 | 20 |  |  |  |  | 1 | 24 | 24 |  |  |  |  | 0 | 0 | 0 | 0 | 0 | 0 | 0 | 0 | 0 | 0 | 0 | 0 | N | South | EO
PLMSSR_6_HISIER |  |  | High Sierra Cogeneration Aggregate | CISO | N | CAISO System |  |  | CHP | RECIPROCATING ENGINE | NATURAL GAS | 6 | 6 |  |  |  |  | 1 | 24 | 24 |  |  | 6 | 1 | 6 | 6 | 6 | 6 | 6 | 6 | 6 | 6 | 6 | 6 | 6 | 6 | Y | North | FC
PLSNTG_7_LNCLND |  |  | Lincoln Landfill Power Plant | CISO | N | Sierra | Drum-Rio Oso, South of Rio Oso, South of Palermo |  | Biogas | RECIPROCATING ENGINE | BIOGAS | 4.98 | 5 |  |  |  |  | 1 | 24 | 24 |  |  |  |  | 3.76 | 3.6 | 3.86 | 3.86 | 3.82 | 3.85 | 3.68 | 3.33 | 3.08 | 3.57 | 3.72 | 3.59 | N | North | FC
PMDLET_6_SOLAR1 |  |  | SEPV Palmdale East, LLC | CISO | N | Big Creek-Ventura |  |  | Solar_1Axis | PHOTO VOLTAIC | SUN | 10 | 10 |  |  |  |  | 1 | 24 | 24 |  |  |  |  | 0.1 | 0.1 | 0.1 | 0.1 | 0.1 | 4.25 | 6.73 | 2.03 | 3.9 | 1.59 | 0.1 | 0.1 | N | South | FC
PMPJCK_1_RB2SLR |  |  | Rio Bravo Solar 2 | CISO | N | CAISO System |  | Y | Solar_1Axis | PHOTO VOLTAIC | SUN | 20 | 20 |  |  |  |  | 1 | 24 | 24 |  |  |  |  | 0.1 | 0.1 | 0.1 | 0.27 | 0.1 | 11.34 | 14.59 | 5.34 | 9.5 | 3.63 | 0.1 | 0.1 | N | North | FC
PMPJCK_1_SOLAR1 |  |  | Pumpjack Solar I | CISO | N | CAISO System |  | Y | Solar_1Axis | PHOTO VOLTAIC | SUN | 20 | 20 |  |  |  |  | 1 | 24 | 24 |  |  |  |  | 0.1 | 0.1 | 0.1 | 0.27 | 0.1 | 11.34 | 14.59 | 5.34 | 9.5 | 3.63 | 0.1 | 0.1 | N | North | FC
PMPJCK_1_SOLAR2 |  |  | Rio Bravo Solar 1 | CISO | N | CAISO System |  | Y | Solar_1Axis | PHOTO VOLTAIC | SUN | 20 | 20 |  |  |  |  | 1 | 24 | 24 |  |  |  |  | 0.1 | 0.1 | 0.1 | 0.27 | 0.1 | 11.34 | 14.59 | 5.34 | 9.5 | 3.63 | 0.1 | 0.1 | N | North | FC
PNCHEG_2_PL1X4 |  |  | PANOCHE ENERGY CENTER (Aggregated) | CISO | N | CAISO System |  | Y | Peaker | COMBUSTION TURBINE | NATURAL GAS | 417 | 0 |  |  |  |  | 1 | 24 | 24 |  |  | 414 | 1 | 417 | 416.03 | 415.18 | 417 | 414.62 | 406.36 | 395.2 | 400.21 | 410.61 | 415.28 | 417 | 417 | Y | North | ID | 100% | Q1484 - 401 MW with FCDS priority. The rest C11 waiting for Dos Amigos-Panoche Reconductor and possibly other.
PNCHPP_1_PL1X2 |  |  | Midway Peaking Aggregate | CISO | N | Fresno | Panoche 115 kV | Y | Peaker | COMBUSTION TURBINE | NATURAL GAS | 119.91 | 0 |  |  |  |  | 1 | 24 | 24 |  |  | 119.91 | 1 | 119.91 | 119.91 | 119.91 | 119.91 | 119.91 | 119.91 | 119.91 | 119.91 | 119.91 | 119.91 | 119.91 | 119.91 | Y | North | FC
PNCHVS_2_SOLAR |  |  | Panoche Valley Solar | CISO | N | CAISO System |  |  | Solar_1Axis | PHOTO VOLTAIC | SUN | 140 | 0 |  |  |  |  | 1 | 24 | 24 |  |  |  |  | 0.1 | 0.1 | 0.1 | 1.91 | 0.1 | 79.39 | 102.15 | 37.41 | 66.52 | 25.41 | 0.1 | 0.1 | N | North | FC
PNOCHE_1_PL1X2 |  |  | Panoche Peaker | CISO | N | Fresno | Herndon, Panoche 115 kV | Y | Peaker | COMBUSTION TURBINE | NATURAL GAS | 49.97 | 0 |  |  |  |  | 1 | 24 | 24 |  |  | 49.97 | 1 | 49.97 | 49.97 | 49.97 | 49.97 | 49.97 | 49.97 | 49.97 | 49.97 | 49.97 | 49.97 | 49.97 | 49.97 | Y | North | FC
PNOCHE_1_UNITA1 |  |  | CalPeak Power Panoche Unit 1 | CISO | N | Fresno | Panoche 115 kV | Y | Peaker | COMBUSTION TURBINE | NATURAL GAS | 52.3 | 57 |  |  |  |  | 1 | 24 | 24 |  |  | 52.01 | 1 | 52.01 | 52.01 | 52.01 | 52.01 | 52.01 | 52.01 | 52.01 | 52.01 | 52.01 | 52.01 | 52.01 | 52.01 | Y | North | PD | 52.01
POEPH_7_UNIT 1 |  |  | POE HYDRO UNIT 1 | CISO | N | Sierra | South of Palermo |  | Hydro | HYDRO | WATER | 68 | 68 |  |  |  |  | 1 | 24 | 24 |  |  | 0 | 1 | 40.56 | 38.72 | 48.4 | 49 | 48.4 | 42.24 | 40 | 42.64 | 33.84 | 14.88 | 0 | 0 | Y | North | FC
POEPH_7_UNIT 2 |  |  | POE HYDRO UNIT 2 | CISO | N | Sierra | South of Palermo |  | Hydro | HYDRO | WATER | 68.5 | 68.5 |  |  |  |  | 1 | 24 | 24 |  |  | 0 | 1 | 8 | 28.56 | 44 | 48 | 43.52 | 20 | 26.4 | 42.64 | 42.64 | 20.4 | 1.6 | 8 | Y | North | FC
POLRIS_2_ASEBT1 |  | POLRIS_2_ASESR1, POLRIS_2_ASRBT1, POLRIS_2_ASRSR1 | Antelope Solar 2 Estrella BESS | CISO | N | Big Creek-Ventura |  |  | Paired_BattStorage | OTHER | LESR | 28 | 28 | 0.84 | 112 | 112 | 1 | 1 | 24 | 4 | 650 | FALSE |  |  | 28 | 28 | 28 | 28 | 28 | 28 | 28 | 28 | 28 | 28 | 28 | 28 | Y | South | ID | 100% | Q1208 - Group name ANTELOPE_1208 - Max to grid 650 MW, Waiting for Tehachapi CRAS. Co-located with POLRIS_2_ASESR1.
POLRIS_2_ASESR1 |  | POLRIS_2_ASRBT1, POLRIS_2_ASRSR1, POLRIS_2_ASEBT1 | Antelope Solar 2 Estrella | CISO | N | Big Creek-Ventura |  |  | Paired_Solar_1Axis | PHOTO VOLTAIC | SUN | 56 | 56 |  |  |  |  | 1 | 24 | 24 | 650 |  |  |  | 0.1 | 0.1 | 0.1 | 0.27 | 0.1 | 23.81 | 37.69 | 11.37 | 21.81 | 8.91 | 0.1 | 0.1 | N | South | ID | 100% | Q1208 - Group name ANTELOPE_1208 - Max to grid 650 MW, Waiting for Tehachapi CRAS. Co-located with POLRIS_2_ASEBT1.
POLRIS_2_ASRBT1 |  | POLRIS_2_ASRSR1, POLRIS_2_ASEBT1, POLRIS_2_ASESR1 | Antelope Solar 2 Raceway BESS | CISO | N | Big Creek-Ventura |  |  | Paired_BattStorage | OTHER | LESR | 80 | 80 | 0.8 | 320 | 320 | 1 | 1 | 24 | 4 | 650 | FALSE | 160 | 2 | 80 | 80 | 80 | 80 | 80 | 80 | 80 | 80 | 80 | 80 | 80 | 80 | Y | South | ID | 100% | Q1208 - Group name ANTELOPE_1208 - Max to grid 650 MW, Waiting for Tehachapi CRAS. Co-located with POLRIS_2_ASRSR1.
POLRIS_2_ASRSR1 |  | POLRIS_2_ASEBT1, POLRIS_2_ASESR1, POLRIS_2_ASRBT1 | Antelope Solar 2 Raceway | CISO | N | Big Creek-Ventura |  |  | Paired_Solar_1Axis | PHOTO VOLTAIC | SUN | 125 | 125 |  |  |  |  | 1 | 24 | 24 | 650 |  |  |  | 0.1 | 0.1 | 0.1 | 0.6 | 0.1 | 53.15 | 84.12 | 25.37 | 48.69 | 19.89 | 0.1 | 0.1 | N | South | ID | 100% | Q1208 - Group name ANTELOPE_1208 - Max to grid 650 MW, Waiting for Tehachapi CRAS. Co-located with POLRIS_2_ASRBT1.
PRCTVY_1_MIGBT1 |  |  | Miguel BESS | CISO | N | San Diego-IV | San Diego |  | Battery Storage | OTHER | LESR | 2 | 2 | 0.8 | 8 | 8 | 1 | 1 | 24 | 4 |  | TRUE |  |  | 0 | 0 | 0 | 0 | 0 | 0 | 0 | 0 | 0 | 0 | 0 | 0 | N | South | EO
PRIMM_2_SOLAR1 |  | PRIMM_2_SSSBT1 | Silver State South | CISO | N | CAISO System |  |  | Solar_1Axis | PHOTO VOLTAIC | SUN | 250 | 250 |  |  |  |  | 1 | 24 | 24 | 250 |  |  |  | 0.1 | 0.1 | 0.1 | 0.73 | 0.1 | 50 | 50 | 30.66 | 50 | 26.31 | 0.1 | 0.1 | N | South | PD | 100% | Q467, Q502 - Group name: SILVER_STATE_467_502 - Max to grid 250 MW. 250 MW solar FC. At CPUC hourly FC. Co-located with PRIMM_2_SSSBT1. Waiting for Lugo-Victorville CRAS.
PRIMM_2_SSSBT1 |  | PRIMM_2_SOLAR1 | Silver State South Solar Project Storage | CISO | N | CAISO System |  |  | Paired_BattStorage | OTHER | LESR | 200 | 200 | 0.8 | 800 | 800 | 1 | 1 | 24 | 4 | 250 | FALSE | 400 | 1 | 200 | 200 | 200 | 200 | 200 | 200 | 200 | 200 | 200 | 200 | 200 | 200 | Y | South | ID | 100% | Q467, Q502 - Group name: SILVER_STATE_467_502 - Max to grid 250 MW. 200 MW 800 MWhs battery. Co-located with PRIMM_2_SOLAR1. Waiting for Lugo-Victorville CRAS.
PROXSR_2_PROSR1 |  | PROXSR_2_PS2BT3 | Proxima Solar | CISO | N | CAISO System |  |  | Paired_Solar_1Axis | PHOTO VOLTAIC | SUN | 120 | 120 |  |  |  |  | 1 | 24 | 24 | 150 |  |  |  | 0.01 | 0.01 | 0.01 | 0.14 | 0.01 | 5.75 | 7.4 | 2.71 | 4.82 | 1.84 | 0.01 | 0.01 | N | North | PD | 8.45% | Group name: PROXIMA_1244_2 - Max to grid 150 MW. At CPUC - hourly PD to 8.45 percent. Co-located with PROXSR_2_PS2BT3.
PROXSR_2_PS1BT1 |  |  | Proxima Solar BESS 1A | CISO | N | CAISO System |  |  | Paired_BattStorage | OTHER | LESR | 40 | 40 | 0.83 | 160 | 435.4098 | 2.7213 | 1 | 24 | 10.8852 | 40 | TRUE | 80 | 1 | 40 | 40 | 40 | 40 | 40 | 40 | 40 | 40 | 40 | 40 | 40 | 40 | Y | North | FC |  | Group name: PROXIMA_1244_3 - Max to grid 40 MW.
PROXSR_2_PS1BT2 |  | PROXSR_2_PS1SR2 | Proxima Solar BESS 1B | CISO | N | CAISO System |  |  | Paired_BattStorage | OTHER | LESR | 32 | 32 | 0.88 | 128 | 128 | 1 | 1 | 24 | 4 | 70 | TRUE | 64 | 2 | 32 | 32 | 32 | 32 | 32 | 32 | 32 | 32 | 32 | 32 | 32 | 32 | Y | North | FC |  | Group name: PROXIMA_1244_1 - Max to grid 70 MW. Co-located with PROXSR_2_PS1SR2.
PROXSR_2_PS1SR2 |  | PROXSR_2_PS1BT2 | Proxima Solar 1B | CISO | N | CAISO System |  |  | Paired_Solar_1Axis | PHOTO VOLTAIC | SUN | 69.74 | 70 |  |  |  |  | 1 | 24 | 24 | 70 |  |  |  | 0.1 | 0.1 | 0.1 | 0.95 | 0.1 | 38 | 38 | 18.63 | 33.14 | 12.66 | 0.1 | 0.1 | N | North | PD | 100% | Group name: PROXIMA_1244_1 - Max to grid 70 MW. Max 38 MW NQC. (Normal FC) At CPUC - hourly FC - Co-located with PROXSR_2_PS1BT2.
PROXSR_2_PS2BT3 |  | PROXSR_2_PROSR1 | Proxima Solar BESS 2 | CISO | N | CAISO System |  |  | Paired_BattStorage | OTHER | LESR | 90 | 90 | 0.85 | 360 | 720 | 2 | 1 | 24 | 8 | 150 | FALSE | 180 | 1 | 90 | 90 | 90 | 90 | 90 | 90 | 90 | 90 | 90 | 90 | 90 | 90 | Y | North | FC |  | Group name: PROXIMA_1244_2 - Max to grid 150 MW. Co-located with PROXSR_2_PROSR1.
PSWEET_1_STCRUZ |  |  | Santa Cruz Energy LLC | CISO | N | CAISO System |  |  | Biogas | RECIPROCATING ENGINE | BIOGAS | 1.6 | 1.6 |  |  |  |  | 1 | 24 | 24 |  |  | 0 | 1 | 0 | 0 | 0 | 0 | 0 | 0 | 0 | 0 | 0 | 0 | 0 | 0 | Y | North | EO
PUTHCR_1_PCNSB1 | PUTHCR_1_PCNSB1_LESR |  | Putah Creek Solar Farm North | CISO | N | CAISO System |  |  | Hybrid_BattStorage | OTHER | HYBD | 3 | 3 | 0.869 | 12 | 12 | 1 | 1 | 24 | 4 | 3 | FALSE |  |  | 2.9 | 2.9 | 2.9 | 2.9 | 2.9 | 2.9 | 2.9 | 2.9 | 2.9 | 2.9 | 2.9 | 2.9 | Y | North | FC |  | Hybrid - PV 3.00 MW and ESS 3.00 MW with Max output 3.00 MW.
PUTHCR_1_PCNSB1 | PUTHCR_1_PCNSB1_SUN |  | Putah Creek Solar Farm North | CISO | N | CAISO System |  |  | Hybrid_Solar_1Axis | OTHER | HYBD | 3 | 3 |  |  |  |  | 1 | 24 | 24 | 3 |  |  |  | 0.1 | 0.1 | 0.1 | 0.1 | 0.1 | 0.1 | 0.1 | 0.1 | 0.1 | 0.1 | 0.1 | 0.1 | Y | North | FC |  | Hybrid - PV 3.00 MW and ESS 3.00 MW with Max output 3.00 MW.
PUTHCR_1_SOLAR1 |  |  | Putah Creek Solar Farm | CISO | N | CAISO System |  |  | Solar_Fixed | PHOTO VOLTAIC | SUN | 1.98 | 2 |  |  |  |  | 1 | 24 | 24 |  |  |  |  | 0.1 | 0.1 | 0.1 | 0.1 | 0.1 | 0.76 | 1.19 | 0.4 | 0.79 | 0.34 | 0.1 | 0.1 | N | North | FC
PWEST_1_UNIT |  |  | PACIFIC WEST 1 WIND GENERATION | CISO | N | LA Basin | Western |  | Wind | WIND | WIND | 2.1 | 2.1 |  |  |  |  | 1 | 24 | 24 |  |  |  |  | 0.18 | 0.43 | 0.48 | 0.77 | 0.87 | 0.79 | 0.79 | 0.73 | 0.45 | 0.21 | 0.14 | 0.14 | N | South | FC
RATSKE_2_NROSR1 |  |  | North Rosamond Solar | CISO | N | CAISO System |  |  | Solar_1Axis | PHOTO VOLTAIC | SUN | 150 | 150 |  |  |  |  | 1 | 24 | 24 |  |  |  |  | 0.1 | 0.1 | 0.1 | 0.71 | 0.1 | 63.79 | 100.94 | 30.45 | 58.43 | 23.87 | 0.1 | 0.1 | N | South | FC
RATSKE_2_RBSSB1 | RATSKE_2_RBSSB1_LESR |  | Rabbitbrush Solar 1 | CISO | N | CAISO System |  |  | Hybrid_BattStorage | OTHER | HYBD | 7.5 | 60 | 0.8 | 30 | 30 | 1 | 1 | 24 | 4 | 60 | FALSE | 7.5 | 2 | 7.5 | 7.5 | 7.5 | 7.5 | 7.5 | 7.5 | 7.5 | 7.5 | 7.5 | 7.5 | 7.5 | 7.5 | Y | South | FC
RATSKE_2_RBSSB1 | RATSKE_2_RBSSB1_SUN |  | Rabbitbrush Solar 1 | CISO | N | CAISO System |  |  | Hybrid_Solar_1Axis | OTHER | HYBD | 60 | 60 |  |  |  |  | 1 | 24 | 24 | 60 |  | 7.5 | 2 | 0.1 | 0.1 | 0.1 | 0.29 | 0.1 | 25.51 | 40.38 | 12.18 | 23.37 | 9.55 | 0.1 | 0.1 | Y | South | FC
RATSKE_2_RBSSB2 | RATSKE_2_RBSSB2_LESR |  | Rabbitbrush Solar 2 | CISO | N | CAISO System |  |  | Hybrid_BattStorage | OTHER | HYBD | 5 | 40 | 0.87 | 20 | 40 | 2 | 1 | 24 | 8 | 40 | FALSE | 5 | 2 | 5 | 5 | 5 | 5 | 5 | 5 | 5 | 5 | 5 | 5 | 5 | 5 | Y | South | FC
RATSKE_2_RBSSB2 | RATSKE_2_RBSSB2_SUN |  | Rabbitbrush Solar 2 | CISO | N | CAISO System |  |  | Hybrid_Solar_1Axis | OTHER | HYBD | 40 | 40 |  |  |  |  | 1 | 24 | 24 | 40 |  | 5 | 2 | 0.1 | 0.1 | 0.1 | 0.19 | 0.1 | 17.01 | 26.92 | 8.12 | 15.58 | 6.37 | 0.1 | 0.1 | Y | South | FC
RATSKE_2_WAVBT1 |  |  | Willy 9 Antelope Valley Complex | CISO | N | CAISO System |  |  | Battery Storage | OTHER | LESR | 125.96 | 126 | 0.8 | 503.84 | 503.84 | 1 | 1 | 24 | 4 |  | TRUE | 251.96 | 2 | 125.96 | 125.96 | 125.96 | 125.96 | 125.96 | 125.96 | 125.96 | 125.96 | 125.96 | 125.96 | 125.96 | 125.96 | Y | South | FC
RCKCRK_7_UNIT 1 |  |  | ROCK CREEK HYDRO UNIT 1 | CISO | N | Sierra | South of Palermo |  | Hydro | HYDRO | WATER | 57 | 57 |  |  |  |  | 1 | 24 | 24 |  |  | 0 | 1 | 24 | 16 | 33.6 | 40.48 | 5.68 | 10.8 | 23.6 | 24.88 | 23.6 | 0 | 0 | 7.2 | Y | North | FC
RCKCRK_7_UNIT 2 |  |  | ROCK CREEK HYDRO UNIT 2 | CISO | N | Sierra | South of Palermo |  | Hydro | HYDRO | WATER | 56.9 | 56.9 |  |  |  |  | 1 | 24 | 24 |  |  | 0 | 1 | 30.88 | 30.4 | 42 | 41.44 | 24 | 37.2 | 40.72 | 44.02 | 44 | 0 | 0 | 16.56 | Y | North | FC
RDWAY_1_CREST |  |  | CREST Contracts | CISO | N | CAISO System |  |  | Solar_1Axis | PHOTO VOLTAIC | SUN | 4.5 | 8.5 |  |  |  |  | 1 | 24 | 24 |  |  |  |  | 0 | 0 | 0 | 0 | 0 | 0 | 0 | 0 | 0 | 0 | 0 | 0 | N | South | EO
RDWAY_1_SCKSR1 |  |  | Sheep Creek | CISO | N | CAISO System |  |  | Solar_1Axis | PHOTO VOLTAIC | SUN | 3 | 3 |  |  |  |  | 1 | 24 | 24 |  |  |  |  | 0 | 0 | 0 | 0 | 0 | 0 | 0 | 0 | 0 | 0 | 0 | 0 | N | South | EO
RDWAY_1_WA2SR3 |  |  | Watts II | CISO | N | CAISO System |  |  | Solar_1Axis | PHOTO VOLTAIC | SUN | 0.5 | 0.5 |  |  |  |  | 1 | 24 | 24 |  |  |  |  | 0 | 0 | 0 | 0 | 0 | 0 | 0 | 0 | 0 | 0 | 0 | 0 | N | South | EO
RECTOR_2_CREST |  |  | Rector Aggregate Solar Resources | CISO | N | Big Creek-Ventura | Rector, Vestal |  | Solar_Fixed | PHOTO VOLTAIC | SUN | 10.5 | 17.3 |  |  |  |  | 1 | 24 | 24 |  |  |  |  | 0 | 0 | 0 | 0 | 0 | 0 | 0 | 0 | 0 | 0 | 0 | 0 | N | South | EO
RECTOR_2_IVANPV |  |  | Ivanhoe Tulare PV | CISO | N | Big Creek-Ventura | Rector, Vestal | Y | Solar_Fixed | PHOTO VOLTAIC | SUN | 3.5 | 3.5 |  |  |  |  | 1 | 24 | 24 |  |  |  |  | 0 | 0 | 0 | 0 | 0 | 0 | 0 | 0 | 0 | 0 | 0 | 0 | N | South | EO
RECTOR_2_KAWEAH |  |  | KAWEAH PH 2 & 3 PSP AGGREGATE | CISO | N | Big Creek-Ventura | Rector, Vestal |  | Hydro | HYDRO | WATER | 6.55 | 6.6 |  |  |  |  | 1 | 24 | 24 |  |  |  |  | 0.04 | 0.14 | 0.56 | 0.37 | 0.38 | 0.38 | 0.06 | 0.04 | 0 | 0 | 0.16 | 0.15 | N | South | FC
RECTOR_2_KAWH 1 |  |  | KAWEAH PH 1 UNIT 1 | CISO | N | Big Creek-Ventura | Rector, Vestal |  | Hydro | HYDRO | WATER | 2.25 | 2.3 |  |  |  |  | 1 | 24 | 24 |  |  |  |  | 0 | 0 | 0 | 0 | 0 | 0.1 | 0.04 | 0.03 | 0 | 0 | 0 | 0 | N | South | FC
RECTOR_2_QF |  |  | Kaweah Unit 1 | CISO | N | Big Creek-Ventura | Rector, Vestal |  | Hydro | HYDRO | WATER | 20.09 | 20.09 |  |  |  |  | 1 | 24 | 24 |  |  |  |  | 0 | 0 | 0 | 0 | 0 | 7.36 | 6.4 | 0 | 0 | 0 | 0 | 0 | Y | South | FC
RECTOR_2_TFDBM1 |  |  | Two Fiets Dairy Digester | CISO | N | Big Creek-Ventura | Rector, Vestal |  | Biogas | RECIPROCATING ENGINE | BIOGAS | 0.8 | 0.8 |  |  |  |  | 1 | 24 | 24 |  |  |  |  | 0 | 0 | 0 | 0 | 0 | 0 | 0 | 0 | 0 | 0 | 0 | 0 | N | South | EO
RECTOR_2_VISSR1 |  |  | Visalia CSG | CISO | N | Big Creek-Ventura |  |  |  | PHOTO VOLTAIC | SUN | 3 | 3 |  |  |  |  | 1 | 24 | 24 |  |  |  |  | 0 | 0 | 0 | 0 | 0 | 0 | 0 | 0 | 0 | 0 | 0 | 0 | N | South | EO
RECTOR_7_TULARE |  |  | MM Tulare | CISO | N | Big Creek-Ventura | Rector, Vestal | Y | Biomass/Wood | RECIPROCATING ENGINE | BIOMASS | 1.5 | 1.5 |  |  |  |  | 1 | 24 | 24 |  |  |  |  | 0 | 0 | 0 | 0 | 0 | 0 | 0 | 0 | 0 | 0 | 0 | 0 | N | South | EO
REDBLF_6_UNIT |  |  | RED BLUFF PEAKER PLANT | CISO | N | CAISO System |  |  | Reciprocating Engine | RECIPROCATING ENGINE | NATURAL GAS | 44 | 44 |  |  |  |  | 1 | 24 | 24 |  |  | 44 | 1 | 44 | 44 | 44 | 44 | 44 | 44 | 44 | 44 | 44 | 44 | 44 | 44 | Y | North | FC
REDMAN_2_SOLAR |  |  | Lancaster East Avenue F | CISO | N | Big Creek-Ventura |  |  | Solar_1Axis | PHOTO VOLTAIC | SUN | 3.75 | 3.8 |  |  |  |  | 1 | 24 | 24 |  |  |  |  | 0.1 | 0.1 | 0.1 | 0.1 | 0.1 | 1.59 | 2.52 | 0.76 | 1.46 | 0.6 | 0.1 | 0.1 | N | South | FC
REDMAN_6_AVSSR1 |  |  | Antelope Valley Solar | CISO | N | Big Creek-Ventura |  |  | Solar_1Axis | PHOTO VOLTAIC | SUN | 3 | 3 |  |  |  |  | 1 | 24 | 24 |  |  |  |  | 0.1 | 0.1 | 0.1 | 0.1 | 0.1 | 1.28 | 2.02 | 0.61 | 1.17 | 0.48 | 0.1 | 0.1 | N | South | FC
REEDLY_6_SOLAR |  |  | Terzian | CISO | N | Fresno | Herndon, Reedley | Y | Solar_2Axis | PHOTO VOLTAIC | SUN | 1.23 | 1.3 |  |  |  |  | 1 | 24 | 24 |  |  |  |  | 0 | 0 | 0 | 0 | 0 | 0 | 0 | 0 | 0 | 0 | 0 | 0 | N | North | EO
RENWD_1_QF |  |  | Renwind re-powering project | CISO | N | LA Basin | Eastern, Valley-Devers |  | Wind | WIND | WIND | 10.5 | 10.5 |  |  |  |  | 1 | 24 | 24 |  |  |  |  | 0.88 | 2.13 | 2.39 | 3.84 | 4.33 | 3.95 | 3.93 | 3.63 | 2.23 | 1.06 | 0.69 | 0.68 | N | South | FC
REXFRD_2_RSFBX2 |  | REXFRD_2_RSFSX2 | Rexford Solar Farm BESS | CISO | N | Big Creek-Ventura |  |  | Paired_BattStorage | OTHER | LESR | 240 | 0 | 0.8 | 960 | 960 | 1 | 1 | 24 | 4 | 300 | FALSE |  |  | 239.99 | 239.99 | 239.99 | 239.99 | 239.99 | 239.99 | 239.99 | 239.99 | 239.99 | 239.99 | 239.99 | 239.99 | Y | South | ID | 100% | Q1516 - Group name REXFORD_1516 - Max to grid 300 MW. 240 MWs 960 MWhs battery FC - Waiting for Pardee-Sylmar line rating increase and maybe other. Co-located with REXFRD_2_RSFSX2.
REXFRD_2_RSFSX2 |  | REXFRD_2_RSFBX2 | Rexford Solar Farm | CISO | N | Big Creek-Ventura |  |  | Paired_Solar_1Axis | PHOTO VOLTAIC | SUN | 300 | 0 |  |  |  |  | 1 | 24 | 24 | 300 |  |  |  | 0.1 | 0.1 | 0.1 | 1.44 | 0.1 | 60 | 60 | 60 | 60 | 47.74 | 0.1 | 0.1 | N | South | ID | 100% | Q1516 - Group name REXFORD_1516 - Max to grid 300 MW. 300 MWs FC. At CPUC - hourly FC - Waiting for Pardee-Sylmar line rating increase and maybe other. Co-located with REXFRD_2_RSFBX2.
RICHMN_1_CHVSR2 |  |  | Chevron 8.5 | CISO | N | Bay Area |  |  | Solar_1Axis | PHOTO VOLTAIC | SUN | 8.5 | 8.5 |  |  |  |  | 1 | 24 | 24 |  |  |  |  | 0.1 | 0.1 | 0.1 | 0.12 | 0.1 | 4.82 | 6.2 | 2.27 | 4.04 | 1.54 | 0.1 | 0.1 | N | North | ID | 100% | PGEWD1157 - 16DGD Waiting for Moraga-Castro Valley 230 kV Line Capacity Increase and possibly other
RICHMN_1_SOLAR |  |  | Chevron 2 | CISO | N | Bay Area |  |  | Solar_1Axis | PHOTO VOLTAIC | SUN | 2 | 2 |  |  |  |  | 1 | 24 | 24 |  |  |  |  | 0.1 | 0.1 | 0.1 | 0.1 | 0.1 | 1.13 | 1.46 | 0.53 | 0.95 | 0.36 | 0.1 | 0.1 | N | North | ID | 100% | PGEWD1122 - 16DGD Waiting for Moraga-Castro Valley 230 kV Line Capacity Increase and possibly other
RICHMN_7_BAYENV |  |  | BAY ENVIRONMENTAL (NOVE POWER) | CISO | N | Bay Area |  | Y | Biogas | RECIPROCATING ENGINE | BIOGAS | 2.5 | 2.5 |  |  |  |  | 1 | 24 | 24 |  |  |  |  | 0.26 | 0.29 | 0 | 0 | 0 | 0 | 0 | 0 | 0 | 0 | 0 | 0 | N | North | FC
RIOBRV_6_UNIT 1 |  |  | RIO BRAVO HYDRO | CISO | N | CAISO System |  |  | Hydro | HYDRO | WATER | 14 | 14 |  |  |  |  | 1 | 24 | 24 |  |  |  |  | 0.6 | 0.32 | 1.33 | 4.01 | 4.5 | 4.59 | 4.98 | 4.21 | 2.9 | 1.66 | 1.66 | 1.1 | N | North | FC
RIOOSO_1_QF |  |  | SMALL QF AGGREGATION - GRASS VALLEY | CISO | N | Sierra | Drum-Rio Oso, South of Palermo |  | Hydro | HYDRO | WATER | 1.11 | 2.5 |  |  |  |  | 1 | 24 | 24 |  |  |  |  | 0.03 | 0.04 | 0.05 | 0.09 | 0.24 | 0.29 | 0.3 | 0.28 | 0.27 | 0.14 | 0.03 | 0.03 | N | North | FC
RNDMTN_2_SLSPHY1 |  |  | Silver Springs | CISO | N | CAISO System |  |  | Hydro | HYDRO | WATER | 0.6 | 0.6 |  |  |  |  | 1 | 24 | 24 |  |  |  |  | 0.2 | 0.17 | 0.18 | 0.28 | 0.24 | 0.21 | 0.18 | 0.18 | 0.17 | 0.16 | 0.13 | 0.1 | N | North | FC
RNDSBG_1_HZASR1 |  |  | Hazel A | CISO | N | CAISO System |  |  | Solar_1Axis | PHOTO VOLTAIC | SUN | 2.99 | 3 |  |  |  |  | 1 | 24 | 24 |  |  |  |  | 0.1 | 0.1 | 0.1 | 0.1 | 0.1 | 1.27 | 2.01 | 0.61 | 1.16 | 0.48 | 0.1 | 0.1 | N | South | FC
ROLLIN_6_UNIT |  |  | ROLLINS HYDRO | CISO | N | Sierra | Drum-Rio Oso, South of Palermo |  | Hydro | HYDRO | WATER | 13.5 | 13.5 |  |  |  |  | 1 | 24 | 24 |  |  | 0 | 2 | 6.72 | 5.4 | 6.98 | 9.34 | 7.72 | 5.56 | 6.42 | 6.52 | 4.6 | 0 | 1.12 | 6.74 | Y | North | FC
ROMOLA_5_MPBBT1 |  |  | Menifee Power Bank | CISO | N | LA Basin |  |  | Battery Storage | OTHER | LESR | 230 | 230 | 0.8 | 920 | 920 | 1 | 1 | 24 | 4 |  | TRUE | 460 | 1 | 230 | 230 | 230 | 230 | 230 | 230 | 230 | 230 | 230 | 230 | 230 | 230 | Y | South | FC
ROMOLA_5_MPBBT2 |  |  | Menifee Power Bank 2 | CISO | N | LA Basin |  |  | Battery Storage | OTHER | LESR | 230 | 230 | 0.8 | 920 | 920 | 1 | 1 | 24 | 4 |  | TRUE | 460 | 1 | 230 | 230 | 230 | 230 | 230 | 230 | 230 | 230 | 230 | 230 | 230 | 230 | Y | South | FC
ROMOLA_5_MPBBT3 |  |  | Menifee Power Bank 3 | CISO | N | LA Basin |  |  | Battery Storage | OTHER | LESR | 50 | 50 | 0.8 | 200 | 200 | 1 | 1 | 24 | 4 |  | TRUE | 100 | 1 | 50 | 50 | 50 | 50 | 50 | 50 | 50 | 50 | 50 | 50 | 50 | 50 | Y | South | FC
ROMOLA_5_MPBBT4 |  |  | Menifee Power Bank 4 | CISO | N | LA Basin |  |  | Battery Storage | OTHER | LESR | 110 | 110 | 0.8 | 440 | 440 | 1 | 1 | 24 | 4 |  | TRUE | 220 | 1 | 110 | 110 | 110 | 110 | 110 | 110 | 110 | 110 | 110 | 110 | 110 | 110 | Y | South | FC
ROSMDW_2_WIND1 |  |  | Pacific Wind - Phase 1 | CISO | N | CAISO System |  |  | Wind | WIND | WIND | 140 | 141.3 |  |  |  |  | 1 | 24 | 24 |  |  |  |  | 11.76 | 28.39 | 31.8 | 51.22 | 57.75 | 52.61 | 52.42 | 48.41 | 29.73 | 14.11 | 9.24 | 9.05 | N | South | FC
ROSMND_6_SOLAR |  |  | Lancaster B | CISO | N | Big Creek-Ventura |  |  | Solar_1Axis | PHOTO VOLTAIC | SUN | 3 | 3 |  |  |  |  | 1 | 24 | 24 |  |  |  |  | 0.1 | 0.1 | 0.1 | 0.1 | 0.1 | 1.28 | 2.02 | 0.61 | 1.17 | 0.48 | 0.1 | 0.1 | N | South | FC
RSMSLR_6_SOLAR1 |  |  | Rosamond One | CISO | N | Big Creek-Ventura |  |  | Solar_Fixed | PHOTO VOLTAIC | SUN | 20 | 20 |  |  |  |  | 1 | 24 | 24 |  |  |  |  | 0.1 | 0.1 | 0.1 | 0.1 | 0.1 | 5.06 | 9.93 | 2.45 | 5.35 | 2.1 | 0.1 | 0.1 | N | South | FC
RSMSLR_6_SOLAR2 |  |  | Rosamond Two | CISO | N | Big Creek-Ventura |  |  | Solar_1Axis | PHOTO VOLTAIC | SUN | 20 | 20 |  |  |  |  | 1 | 24 | 24 |  |  |  |  | 0.1 | 0.1 | 0.1 | 0.1 | 0.1 | 8.5 | 13.46 | 4.06 | 7.79 | 3.18 | 0.1 | 0.1 | N | South | FC
RTEDDY_2_RWSBT1 |  | RTEDDY_2_RWSBT2, RTEDDY_2_RWSBT3, RTEDDY_2_SEBSR4, RTEDDY_2_SEBSR3 | Rosamond West Solar Central BESS A1 | CISO | N | CAISO System |  |  | Paired_BattStorage | OTHER | LESR | 30 | 30 | 0.8 | 120 | 120 | 1 | 1 | 24 | 4 | 112 | FALSE | 60 | 1 | 30 | 30 | 30 | 30 | 30 | 30 | 30 | 30 | 30 | 30 | 30 | 30 | Y | South | FC |  | Group name: ROSAMOND_WEST_506_1 - Max to grid 112 MW. 30 MW 120 MWhs battery FC. Co-located with RTEDDY_2_SEBSR3 and RTEDDY_2_SEBSR4.
RTEDDY_2_RWSBT2 |  | RTEDDY_2_RWSBT1, RTEDDY_2_RWSBT3, RTEDDY_2_SEBSR4, RTEDDY_2_SEBSR3 | Rosamond West Solar Central BESS A2 | CISO | N | CAISO System |  |  | Paired_BattStorage | OTHER | LESR | 30 | 30 | 0.8 | 120 | 120 | 1 | 1 | 24 | 4 | 112 | FALSE | 60 | 1 | 30 | 30 | 30 | 30 | 30 | 30 | 30 | 30 | 30 | 30 | 30 | 30 | Y | South | FC |  | Group name: ROSAMOND_WEST_506_1 - Max to grid 112 MW. 30 MW 120 MWhs battery FC. Co-located with RTEDDY_2_SEBSR3 and RTEDDY_2_SEBSR4.
RTEDDY_2_RWSBT3 |  | RTEDDY_2_RWSBT1, RTEDDY_2_RWSBT2, RTEDDY_2_SEBSR4, RTEDDY_2_SEBSR3 | Rosamond West Solar Central BESS A3 | CISO | N | CAISO System |  |  | Paired_BattStorage | OTHER | LESR | 45 | 45 | 0.8 | 180 | 180 | 1 | 1 | 24 | 4 | 112 | FALSE | 90 | 1 | 45 | 45 | 45 | 45 | 45 | 45 | 45 | 45 | 45 | 45 | 45 | 45 | Y | South | FC |  | Group name: ROSAMOND_WEST_506_1 - Max to grid 112 MW. 45 MW 180 MWhs battery FC. Co-located with RTEDDY_2_SEBSR3 and RTEDDY_2_SEBSR4.
RTEDDY_2_RWSBT4 |  | RTEDDY_2_SC1SR3 | Rosamond West Solar Central BESS B | CISO | N | CAISO System |  |  | Paired_BattStorage | OTHER | LESR | 30 | 30 | 0.8 | 120 | 120 | 1 | 1 | 24 | 4 | 40 | FALSE | 60 | 1 | 30 | 30 | 30 | 30 | 30 | 30 | 30 | 30 | 30 | 30 | 30 | 30 | Y | South | FC |  | Group name: ROSAMOND_WEST_506_2 - Max to grid 40 MW. 30 MW 120 MWhs battery FC. Co-located with RTEDDY_2_SC1SR3.
RTEDDY_2_RWSBT5 |  | RTEDDY_2_SRXSR4 | Rosamond West Solar Central BESS C | CISO | N | CAISO System |  |  | Paired_BattStorage | OTHER | LESR | 12 | 12 | 0.8 | 48 | 48 | 1 | 1 | 24 | 4 | 13.6 | FALSE | 24 | 1 | 12 | 12 | 12 | 12 | 12 | 12 | 12 | 12 | 12 | 12 | 12 | 12 | Y | South | FC |  | Group name: ROSAMOND_WEST_506_3 - Max to grid 13.6 MW. 12 MW 48 MWhs battery FC. Co-located with RTEDDY_2_SRXSR4.
RTEDDY_2_SC1SR3 |  | RTEDDY_2_RWSBT4 | Rosamond West Solar Clean | CISO | N | CAISO System |  |  | Paired_Solar_1Axis | PHOTO VOLTAIC | SUN | 40 | 40 |  |  |  |  | 1 | 24 | 24 | 40 |  |  |  | 0.1 | 0.1 | 0.1 | 0.19 | 0.1 | 10 | 10 | 8.12 | 10 | 6.37 | 0.1 | 0.1 | N | South | PD | 100% | Group name: ROSAMOND_WEST_506_2 - Max to grid 40 MW. Max NQC 10 MW. 40 MW solar FC. At CPUC - hourly FC. Co-located with RTEDDY_2_RWSBT4.
RTEDDY_2_SEBSR3 |  | RTEDDY_2_RWSBT1, RTEDDY_2_RWSBT2, RTEDDY_2_RWSBT3, RTEDDY_2_SEBSR4 | Rosamond West Solar East Bay 3 | CISO | N | CAISO System |  |  | Paired_Solar_1Axis | PHOTO VOLTAIC | SUN | 56 | 56 |  |  |  |  | 1 | 24 | 24 | 112 |  |  |  | 0.1 | 0.1 | 0.1 | 0.27 | 0.1 | 3.5 | 3.5 | 3.5 | 3.5 | 3.5 | 0.1 | 0.1 | N | South | PD | 100% | Group name: ROSAMOND_WEST_506_1 - Max to grid 112 MW. Max NQC 3.5 MW. 56 MW solar FC. At the CPUC - hourly FC. Co-located with RTEDDY_2_RWSBT1, RTEDDY_2_RWSBT2, RTEDDY_2_RWSBT3.
RTEDDY_2_SEBSR4 |  | RTEDDY_2_RWSBT1, RTEDDY_2_RWSBT2, RTEDDY_2_RWSBT3, RTEDDY_2_SEBSR3 | Rosamond West Solar East Bay 4 | CISO | N | CAISO System |  |  | Paired_Solar_1Axis | PHOTO VOLTAIC | SUN | 56 | 56 |  |  |  |  | 1 | 24 | 24 | 112 |  |  |  | 0.1 | 0.1 | 0.1 | 0.27 | 0.1 | 3.5 | 3.5 | 3.5 | 3.5 | 3.5 | 0.1 | 0.1 | N | South | PD | 100% | Group name: ROSAMOND_WEST_506_1 - Max to grid 112 MW. Max NQC 3.5 MW. 56 MW solar FC. At the CPUC - hourly FC. Co-located with RTEDDY_2_RWSBT1, RTEDDY_2_RWSBT2, RTEDDY_2_RWSBT3.
RTEDDY_2_SOLAR1 |  |  | Rosamond West Solar 1 | CISO | N | CAISO System |  |  | Solar_1Axis | PHOTO VOLTAIC | SUN | 54 | 55 |  |  |  |  | 1 | 24 | 24 |  |  |  |  | 0.1 | 0.1 | 0.1 | 0.26 | 0.1 | 22.96 | 36.34 | 10.96 | 21.04 | 8.59 | 0.1 | 0.1 | N | South | FC |  | Group name: ROSAMOND_WEST_506 - Max to grid 299.6 MW - not binding. 54 MW solar FC.
RTEDDY_2_SOLAR2 |  |  | Rosamond West Solar 2 | CISO | N | CAISO System |  |  | Solar_1Axis | PHOTO VOLTAIC | SUN | 54 | 55 |  |  |  |  | 1 | 24 | 24 |  |  |  |  | 0.1 | 0.1 | 0.1 | 0.26 | 0.1 | 22.96 | 36.34 | 10.96 | 21.04 | 8.59 | 0.1 | 0.1 | N | South | FC |  | Group name: ROSAMOND_WEST_506 - Max to grid 299.6 MW - not binding. 54 MW solar FC.
RTEDDY_2_SPASR4 |  | RTEDDY_2_RWSBT2, RTEDDY_2_RWSBT3, RTEDDY_2_RWSBT4, RTEDDY_2_RWSBT5, RTEDDY_2_SC1SR3, RTEDDY_2_SEBSR3, RTEDDY_2_SEBSR4, RTEDDY_2_RWSBT1, RTEDDY_2_SRXSR4 | Rosamond West Solar Palo Alto | CISO | N | CAISO System |  |  | Paired_Solar_1Axis | PHOTO VOLTAIC | SUN | 26 | 26 |  |  |  |  | 1 | 24 | 24 | 299.6 |  |  |  | 0.1 | 0.1 | 0.1 | 0.12 | 0.1 | 11.06 | 17.5 | 5.28 | 10.13 | 4.14 | 0.1 | 0.1 | N | South | FC |  | Group name: ROSAMOND_WEST_506 - Max to grid 299.6 MW - not binding. 26 MW solar FC.
RTEDDY_2_SRXSR4 |  | RTEDDY_2_RWSBT5 | Rosamond West Solar Rosie X | CISO | N | CAISO System |  |  | Paired_Solar_1Axis | PHOTO VOLTAIC | SUN | 13.6 | 13.6 |  |  |  |  | 1 | 24 | 24 | 13.6 |  |  |  | 0.1 | 0.1 | 0.1 | 0.1 | 0.1 | 1.6 | 1.6 | 1.6 | 1.6 | 1.6 | 0.1 | 0.1 | N | South | PD | 100% | Group name: ROSAMOND_WEST_506_3 - Max to grid 13.6 MW. Max NQC 1.6 MW. 13.6 MW solar FC. At CPUC - hourly FC. Co-located with RTEDDY_2_RWSBT5.
RTREE_2_WIND1 |  |  | Rising Tree 1 | CISO | N | CAISO System |  |  | Wind | WIND | WIND | 79.2 | 79.2 |  |  |  |  | 1 | 24 | 24 |  |  |  |  | 6.65 | 16.06 | 17.99 | 28.98 | 32.67 | 29.76 | 29.65 | 27.39 | 16.82 | 7.98 | 5.23 | 5.12 | N | South | FC
RTREE_2_WIND2 |  |  | Rising Tree 2 | CISO | N | CAISO System |  |  | Wind | WIND | WIND | 19.8 | 19.8 |  |  |  |  | 1 | 24 | 24 |  |  |  |  | 1.66 | 4.02 | 4.5 | 7.24 | 8.17 | 7.44 | 7.41 | 6.85 | 4.2 | 1.99 | 1.31 | 1.28 | N | South | FC
RTREE_2_WIND3 |  |  | Rising Tree 3 | CISO | N | CAISO System |  |  | Wind | WIND | WIND | 99 | 99 |  |  |  |  | 1 | 24 | 24 |  |  |  |  | 8.32 | 20.08 | 22.49 | 36.22 | 40.83 | 37.2 | 37.07 | 34.23 | 21.02 | 9.97 | 6.54 | 6.4 | N | South | FC
RUSCTY_2_UNITS |  |  | Russell City Energy Center | CISO | N | Bay Area | Ames | Y | CCGT | COMBINED CYCLE | NATURAL GAS | 615.18 | 0 |  |  |  |  | 1 | 24 | 24 |  |  | 420 | 1 | 615.18 | 615.18 | 615.18 | 612.7 | 607.7 | 598 | 593 | 593 | 595 | 606.1 | 615.18 | 615.18 | Y | North | FC
RUSSELL_2_SOLANO1 |  |  | Solano Renewables 1 | CISO | N | Bay Area |  |  | Wind | WIND | WIND | 229.98 | 0 |  |  |  |  | 1 | 24 | 24 |  |  |  |  | 13.05 | 19.53 | 40.75 | 80.78 | 110.15 | 98.13 | 98.76 | 69.88 | 56.59 | 16.49 | 9.26 | 12.71 | N | North | ID | 100% | Q108-Q1463-Repower(PREC0527) - 139.2 MWs with FC priority - Waiting for North Dublin - Cayatano 230 kV Reconductoring.
RVRVEW_1_UNITA1 |  |  | Riverview Energy Center (GP Antioch) | CISO | N | Bay Area | Contra Costa |  | Peaker | COMBUSTION TURBINE | NATURAL GAS | 48.7 | 50 |  |  |  |  | 1 | 24 | 24 |  |  | 47.6 | 1 | 47.6 | 47.6 | 47.6 | 47.6 | 47.6 | 47.6 | 47.6 | 47.6 | 47.6 | 47.6 | 47.6 | 47.6 | Y | North | FC
RVSIDE_2_RERCU3 |  |  | Riverside Energy Res. Ctr Unit 3 | CISO | N | LA Basin | Eastern | Y | Peaker | COMBUSTION TURBINE | NATURAL GAS | 49 | 71 |  |  |  |  | 1 | 24 | 24 |  |  | 49 | 1 | 49 | 49 | 49 | 49 | 49 | 49 | 49 | 49 | 49 | 49 | 49 | 49 | Y | South | FC
RVSIDE_2_RERCU4 |  |  | Riverside Energy Res. Ctr Unit 4 | CISO | N | LA Basin | Eastern | Y | Peaker | COMBUSTION TURBINE | NATURAL GAS | 49 | 71.2 |  |  |  |  | 1 | 24 | 24 |  |  | 49 | 1 | 49 | 49 | 49 | 49 | 49 | 49 | 49 | 49 | 49 | 49 | 49 | 49 | Y | South | FC
RVSIDE_6_RERCU1 |  |  | Riverside Energy Res. Ctr Unit 1 | CISO | N | LA Basin | Eastern | Y | Peaker | COMBUSTION TURBINE | NATURAL GAS | 48.35 | 48.5 |  |  |  |  | 1 | 24 | 24 |  |  | 48.35 | 1 | 48.35 | 48.35 | 48.35 | 48.35 | 48.35 | 48.35 | 48.35 | 48.35 | 48.35 | 48.35 | 48.35 | 48.35 | Y | South | FC
RVSIDE_6_RERCU2 |  |  | Riverside Energy Res. Ctr Unit 2 | CISO | N | LA Basin | Eastern | Y | Peaker | COMBUSTION TURBINE | NATURAL GAS | 48.5 | 48.5 |  |  |  |  | 1 | 24 | 24 |  |  | 48.5 | 1 | 48.5 | 48.5 | 48.5 | 48.5 | 48.5 | 48.5 | 48.5 | 48.5 | 48.5 | 48.5 | 48.5 | 48.5 | Y | South | FC
RVSIDE_6_SOLAR1 |  |  | Tequesquite Landfill Solar Project | CISO | N | LA Basin | Eastern | Y | Solar_1Axis | PHOTO VOLTAIC | SUN | 7.5 | 7.5 |  |  |  |  | 1 | 24 | 24 |  |  |  |  | 0.1 | 0.1 | 0.1 | 0.1 | 0.1 | 3.19 | 5.05 | 1.52 | 2.92 | 1.19 | 0.1 | 0.1 | N | South | FC
RVSIDE_6_SPRING |  |  | SPRINGS GENERATION PROJECT AGGREGATE | CISO | N | LA Basin | Eastern |  | Peaker | FTUR | NATURAL GAS | 36 | 0 |  |  |  |  | 1 | 24 | 24 |  |  | 28 | 1 | 36 | 36 | 36 | 36 | 36 | 36 | 36 | 36 | 36 | 36 | 36 | 36 | Y | South | FC
S_RITA_6_SOLAR1 |  |  | Sun Harvest Solar | CISO | N | Fresno |  | Y | Solar_1Axis | PHOTO VOLTAIC | SUN | 1.5 | 1.5 |  |  |  |  | 1 | 24 | 24 |  |  |  |  | 0 | 0 | 0 | 0 | 0 | 0 | 0 | 0 | 0 | 0 | 0 | 0 | N | North | EO
SALIRV_2_UNIT |  |  | Salinas River Cogeneration | CISO | N | CAISO System |  | Y | CHP | FTUR | NATURAL GAS | 39 | 57 |  |  |  |  | 1 | 24 | 24 |  |  |  |  | 23.99 | 23.24 | 20.45 | 21.91 | 15.03 | 19.39 | 18.83 | 18.33 | 16.17 | 16.43 | 18.44 | 19.01 | Y | North | FC
SALTSP_7_UNITS |  |  | SALT SPRINGS HYDRO AGGREGATE | CISO | N | CAISO System |  |  | Hydro | HYDRO | WATER | 46 | 0 |  |  |  |  | 1 | 24 | 24 |  |  | 0 | 1 | 0.8 | 0.96 | 2.88 | 0 | 22.4 | 19.76 | 19.6 | 23.46 | 5.44 | 3.36 | 3.2 | 20.4 | Y | North | FC
SANBRN_2_EESSB2 | SANBRN_2_EESSB2_LESR |  | Edsan 2 Edwards Sanborn E1B | CISO | N | CAISO System |  |  | Hybrid_BattStorage | OTHER | HYBD | 85 | 166 | 0.85 | 340 | 340 | 1 | 1 | 24 | 4 | 166 | FALSE | 85 | 2 | 85 | 85 | 85 | 85 | 85 | 85 | 85 | 85 | 85 | 85 | 85 | 85 | Y | South | ID | 1 | Q1324_1424 - Group name EDSAN_1324_1424 - Max to grid 800 MW. Hybrid 166 MW Pmax including 130 MW solar FC with 85 MW 340 MWhs battery FC - overall FC. Waiting for Tehachapi cRAS.
SANBRN_2_EESSB2 | SANBRN_2_EESSB2_SUN |  | Edsan 2 Edwards Sanborn E1B | CISO | N | CAISO System |  |  | Hybrid_Solar_1Axis | OTHER | HYBD | 130 | 166 |  |  |  |  | 1 | 24 | 24 | 166 |  | 85 | 2 | 0.1 | 0.1 | 0.1 | 0.62 | 0.1 | 55.28 | 81 | 26.39 | 50.64 | 20.69 | 0.1 | 0.1 | Y | South | ID | 1 | Q1324_1424 - Group name EDSAN_1324_1424 - Max to grid 800 MW. Hybrid 166 MW Pmax including 130 MW solar FC with 85 MW 340 MWhs battery FC - overall FC. Waiting for Tehachapi cRAS.
SANBRN_2_ES1BT3 | SANBRN_2_ES1BT3_LESR |  | EdSan 1 Edwards 1 | CISO | N | CAISO System |  |  | Hybrid_BattStorage | OTHER | HYBD | 22 | 51 | 0.85 | 81.32 | 81.32 | 1 | 1 | 24 | 4 | 50.43 | FALSE | 20.71 | 2 | 21.1975 | 21.1975 | 21.1975 | 21.1975 | 21.1975 | 21.1975 | 21.1975 | 21.1975 | 21.1975 | 21.1975 | 21.1975 | 21.1975 | Y | South | ID | 100% | Q1324_1424 - Group name EDSAN_1324_1424 - Max to grid 800 MW. Hybrid 50.43 MW Pmax including 40 MW solar FC with 22 MW 81.32 MWhs battery FC - overall FC. Waiting for Tehachapi cRAS.
SANBRN_2_ES1BT3 | SANBRN_2_ES1BT3_SUN |  | EdSan 1 Edwards 1 | CISO | N | CAISO System |  |  | Hybrid_Solar_1Axis | OTHER | HYBD | 40 | 51 |  |  |  |  | 1 | 24 | 24 | 50.43 |  | 20.71 | 2 | 0.1 | 0.1 | 0.1 | 0.19 | 0.1 | 17.01 | 26.92 | 8.12 | 15.58 | 6.37 | 0.1 | 0.1 | Y | South | ID | 100% | Q1324_1424 - Group name EDSAN_1324_1424 - Max to grid 800 MW. Hybrid 50.43 MW Pmax including 40 MW solar FC with 22 MW 81.32 MWhs battery FC - overall FC. Waiting for Tehachapi cRAS.
SANBRN_2_ES2SB3 | SANBRN_2_ES2SB3_LESR |  | EdSan 2 Sanborn 3 | CISO | N | CAISO System |  |  | Hybrid_BattStorage | OTHER | HYBD | 18 | 42 | 0.85 | 66.99 | 66.99 | 1 | 1 | 24 | 4 | 42 | FALSE | 17.16 | 2 | 17.665 | 17.665 | 17.665 | 17.665 | 17.665 | 17.665 | 17.665 | 17.665 | 17.665 | 17.665 | 17.665 | 17.665 | Y | South | ID | 100% | Q1324_1424 - Group name EDSAN_1324_1424 - Max to grid 800 MW. Hybrid 42 MWs Pmax including 33 MW solar FC with 18 MW 66.99 MWhs battery FC - overall FC. Waiting for Tehachapi cRAS.
SANBRN_2_ES2SB3 | SANBRN_2_ES2SB3_SUN |  | EdSan 2 Sanborn 3 | CISO | N | CAISO System |  |  | Hybrid_Solar_1Axis | OTHER | HYBD | 33 | 42 |  |  |  |  | 1 | 24 | 24 | 42 |  | 17.16 | 2 | 0.1 | 0.1 | 0.1 | 0.16 | 0.1 | 14.03 | 22.21 | 6.7 | 12.86 | 5.25 | 0.1 | 0.1 | Y | South | ID | 100% | Q1324_1424 - Group name EDSAN_1324_1424 - Max to grid 800 MW. Hybrid 42 MWs Pmax including 33 MW solar FC with 18 MW 66.99 MWhs battery FC - overall FC. Waiting for Tehachapi cRAS.
SANBRN_2_ESABT1 |  |  | EdSan 1A | CISO | N | CAISO System |  |  | Battery Storage | OTHER | LESR | 100 | 100 | 0.8 | 200 | 200 | 1 | 1 | 24 | 2 | 100 | TRUE | 160 | 2 | 50 | 50 | 50 | 50 | 50 | 50 | 50 | 50 | 50 | 50 | 50 | 50 | Y | South | ID | 50 | Q1324_1424 - Group name EDSAN_1324_1424 - Max to grid 800 MW. 100 MW 200 MWs battery PD to 50 MWs. Waiting for Tehachapi cRAS
SANBRN_2_ESBBT1 |  |  | EdSan 1B | CISO | N | CAISO System |  |  | Battery Storage | OTHER | LESR | 100 | 100 | 0.85 | 400 | 400 | 1 | 1 | 24 | 4 | 100 | TRUE | 200 | 2 | 100 | 100 | 100 | 100 | 100 | 100 | 100 | 100 | 100 | 100 | 100 | 100 | Y | South | ID | 100% | Q1324_1424 - Group name EDSAN_1324_1424 - Max to grid 800 MW. 100 MW 400 MWhs battery FC. Waiting for Tehachapi cRAS
SANBRN_2_SS2BT3 |  |  | Sanborn Solar 2 SBESS 3 | CISO | N | CAISO System |  |  | Battery Storage | OTHER | LESR | 169 | 169 | 0.8 | 676 | 676 | 1 | 1 | 24 | 4 | 169 | TRUE | 338 | 1 | 169 | 169 | 169 | 169 | 169 | 169 | 169 | 169 | 169 | 169 | 169 | 169 | Y | South | ID | 100% | Q1518 - Group name SANBORN_SOLAR2_1518 - Max to grid 500 MW. 169 MW 676 MWh battery FC. Waiting for Windhub CRAS, Tehachapi CRAS and possibly other.
SANBRN_2_SS2BT4 |  |  | Sanborn Solar 2 SBESS 4 | CISO | N | CAISO System |  |  | Battery Storage | OTHER | LESR | 47 | 47 | 0.8 | 188 | 188 | 1 | 1 | 24 | 4 | 47 | TRUE | 94 | 2 | 47 | 47 | 47 | 47 | 47 | 47 | 47 | 47 | 47 | 47 | 47 | 47 | Y | South | ID | 100% | Q1518 - Group name SANBORN_SOLAR2_1518 - Max to grid 500 MW. 47 MW 188 MWh battery FC. Waiting for Windhub CRAS, Tehachapi CRAS and possibly other.
SANBRN_2_SS2SB4 | SANBRN_2_SS2SB4_LESR |  | Sanborn Solar 2 Edwards Sanborn S4 | CISO | N | CAISO System |  |  | Hybrid_BattStorage | OTHER | HYBD | 18 | 36 | 0.85 | 13.75 | 13.75 | 1 | 1 | 24 | 4 | 36 | FALSE | 4.36 | 2 | 4.355 | 4.355 | 4.355 | 4.355 | 4.355 | 4.355 | 4.355 | 4.355 | 4.355 | 4.355 | 4.355 | 4.355 | Y | South | ID | 100% | Q1518 - Group name SANBORN_SOLAR2_1518 - Max to grid 500 MW. Hybrid 36 MW Pmax including 36 MW solar and 18 MW 13.75 MWh battery (PD to 4.5 MWs) - overall FC - Waiting for Windhub CRAS, Tehachapi CRAS and possibly other.
SANBRN_2_SS2SB4 | SANBRN_2_SS2SB4_SUN |  | Sanborn Solar 2 Edwards Sanborn S4 | CISO | N | CAISO System |  |  | Hybrid_Solar_1Axis | OTHER | HYBD | 36 | 36 |  |  |  |  | 1 | 24 | 24 | 36 |  | 4.36 | 2 | 0.1 | 0.1 | 0.1 | 0.17 | 0.1 | 15.31 | 24.23 | 7.31 | 14.02 | 5.73 | 0.1 | 0.1 | Y | South | ID | 100% | Q1518 - Group name SANBORN_SOLAR2_1518 - Max to grid 500 MW. Hybrid 36 MW Pmax including 36 MW solar and 18 MW 13.75 MWh battery (PD to 4.5 MWs) - overall FC - Waiting for Windhub CRAS, Tehachapi CRAS and possibly other.
SANDLT_2_SUNITS |  |  | Mojave Solar | CISO | N | CAISO System |  |  | Solar_Thermal | STEAM | SUN | 275 | 0 |  |  |  |  | 1 | 24 | 24 |  |  |  |  | 0.1 | 0.1 | 0.1 | 9.43 | 0.1 | 120.05 | 147.26 | 78.56 | 124.26 | 68.29 | 0.1 | 0.1 | N | South | FC
SANDRN_2_SS1SR1 |  |  | Sandrini Sol 1 | CISO | N | CAISO System |  |  | Solar_1Axis | PHOTO VOLTAIC | SUN | 100 | 100 |  |  |  |  | 1 | 24 | 24 |  |  |  |  | 0.1 | 0.1 | 0 | 0 | 0 | 0 | 0 | 0 | 0 | 0 | 0 | 0 | N | North | FC |  | Q1397 - 100 MW solar EO part of 100 MW EO solar with 92 MW battery FC - ususing deliverability from battery for Jan-Feb only - Max at POI 100 MW.
SANDRN_2_SS2SR2 |  |  | Sandrini Sol 2 | CISO | N | CAISO System |  |  | Solar_1Axis | PHOTO VOLTAIC | SUN | 200 | 200 |  |  |  |  | 1 | 24 | 24 |  |  |  |  | 0.1 | 0.1 | 0.1 | 2.72 | 0.1 | 113.41 | 145.93 | 53.44 | 95.03 | 36.29 | 0.1 | 0.1 | N | North | FC
SANITR_6_UNITS |  |  | LACSD CARSON WATER POLLUTION AGGREGATE | CISO | N | LA Basin | Eastern | Y | CCGT | COMBINED CYCLE | NATURAL GAS | 8 | 0 |  |  |  |  | 1 | 24 | 24 |  |  |  |  | 0.62 | 0.62 | 0.79 | 0.66 | 0.65 | 0.77 | 0.69 | 0.9 | 0.69 | 0.69 | 0.91 | 0.76 | N | South | FC
SANLOB_1_LNDFIL |  |  | Cold Canyon | CISO | N | CAISO System |  |  | Biogas | RECIPROCATING ENGINE | BIOGAS | 1.5 | 5 |  |  |  |  | 1 | 24 | 24 |  |  |  |  | 0 | 0 | 0 | 0 | 0 | 0 | 0 | 0 | 0 | 0 | 0 | 0 | N | North | EO
SANLOB_1_OSFBM1 |  |  | Old Santa Fe Road | CISO | N | CAISO System |  |  | Biogas | RECIPROCATING ENGINE | BIOGAS | 0.85 | 0 |  |  |  |  | 1 | 24 | 24 |  |  |  |  | 0 | 0 | 0 | 0 | 0 | 0 | 0 | 0 | 0 | 0 | 0 | 0 | Y | North | EO
SANTFG_7_UNITS |  |  | GEYSERS CALISTOGA AGGREGATE | CISO | N | NCNB |  |  | Geothermal | STEAM | GEOTHERMAL | 72 | 0 |  |  |  |  | 1 | 24 | 24 |  |  | 42 | 1 | 72 | 72 | 72 | 72 | 72 | 72 | 72 | 72 | 72 | 72 | 72 | 72 | Y | North | FC
SANTGO_2_LNDFL1 |  |  | Bowerman Power | CISO | N | LA Basin | Western |  | Biogas | RECIPROCATING ENGINE | BIOGAS | 19.6 | 20 |  |  |  |  | 1 | 24 | 24 |  |  |  |  | 18.82 | 18.98 | 18.84 | 18.81 | 18.31 | 19.6 | 18.18 | 18.59 | 17.98 | 18.2 | 19.35 | 19.59 | N | South | FC
SANWD_1_QF |  |  | San Gorgonio Farms Wind Farm | CISO | N | LA Basin | Eastern, Valley-Devers |  | Wind | WIND | WIND | 31 | 32 |  |  |  |  | 1 | 24 | 24 |  |  |  |  | 2.6 | 6.29 | 7.04 | 11.34 | 12.79 | 11.65 | 11.61 | 10.72 | 6.58 | 3.12 | 2.05 | 2.01 | N | South | FC
SAUGUS_2_SPESBT1 |  |  | Santa Paula Energy Storage | CISO | N | Big Creek-Ventura |  |  | Battery Storage | OTHER | LESR | 30 | 30 | 0.8 | 120 | 120 | 1 | 1 | 24 | 4 |  | TRUE | 45 | 3 | 15 | 15 | 15 | 15 | 15 | 15 | 15 | 15 | 15 | 15 | 15 | 15 | Y | South | FC
SAUGUS_6_CREST |  |  | East Portal Hydro | CISO | N | Big Creek-Ventura |  |  | Hydro | HYDRO | WATER | 1 | 1 |  |  |  |  | 1 | 24 | 24 |  |  |  |  | 0 | 0 | 0 | 0 | 0 | 0 | 0 | 0 | 0 | 0 | 0 | 0 | N | South | EO
SAUGUS_6_MWDFTH |  |  | Foothill Hydroelectric Recovery Plant | CISO | N | Big Creek-Ventura |  |  | Hydro | HYDRO | WATER | 9.1 | 9.1 |  |  |  |  | 1 | 24 | 24 |  |  | 0 | 1 | 0 | 0 | 1.6 | 3.2 | 4.8 | 4 | 4 | 3.2 | 4 | 4 | 4 | 2.4 | Y | South | FC
SAUGUS_6_QF |  |  | SAUGUS QFS | CISO | N | Big Creek-Ventura |  |  | CHP | OTHER | OTHER | 2.19 | 8.9 |  |  |  |  | 1 | 24 | 24 |  |  |  |  | 0.01 | 0.14 | 0.03 | 0.03 | 0.42 | 0.58 | 0.24 | 0.82 | 0.94 | 0.96 | 1 | 0.97 | N | South | FC
SAUGUS_7_CHIQCN |  |  | Chiquita Canyon Landfill Fac | CISO | N | Big Creek-Ventura |  |  | Biogas | COMBUSTION TURBINE | BIOGAS | 8 | 9.2 |  |  |  |  | 1 | 24 | 24 |  |  |  |  | 5.06 | 3.73 | 3.5 | 3.51 | 3.83 | 3.61 | 3.23 | 3.23 | 3.2 | 3.53 | 3.81 | 3.86 | N | South | FC
SBERDO_2_PSP3 |  |  | Mountainview Gen Sta. Unit 3 | CISO | N | LA Basin | Eastern, West of Devers |  | CCGT | COMBINED CYCLE | NATURAL GAS | 555 | 0 |  |  |  |  | 1 | 24 | 24 |  |  | 457 | 1 | 555 | 555 | 555 | 555 | 555 | 555 | 555 | 555 | 555 | 555 | 555 | 555 | Y | South | FC
SBERDO_2_PSP4 |  |  | Mountainview Gen Sta. Unit 4 | CISO | N | LA Basin | Eastern, West of Devers |  | CCGT | COMBINED CYCLE | NATURAL GAS | 555 | 0 |  |  |  |  | 1 | 24 | 24 |  |  | 457 | 1 | 555 | 555 | 555 | 555 | 555 | 555 | 555 | 555 | 555 | 555 | 555 | 555 | Y | South | FC
SBERDO_2_SNTANA |  |  | SANTA ANA PSP | CISO | N | LA Basin | Eastern, West of Devers |  | Hydro | HYDRO | WATER | 6.95 | 7 |  |  |  |  | 1 | 24 | 24 |  |  |  |  | 0 | 0.11 | 0.29 | 0.32 | 0.15 | 0 | 0.05 | 0.17 | 0 | 0 | 0 | 0 | N | South | FC
SBERDO_6_MILLCK |  |  | MILL CREEK PSP | CISO | N | LA Basin | Eastern, West of Devers |  | Hydro | HYDRO | WATER | 3.93 | 4 |  |  |  |  | 1 | 24 | 24 |  |  |  |  | 0.97 | 1.26 | 1.24 | 1.44 | 1.59 | 0.85 | 1.23 | 0.9 | 1.04 | 1.05 | 1.14 | 1.12 | N | South | FC
SCARLT_2_SS2BT1 |  | SCARLT_2_SS2SR1 | Scarlet Solar 2 BESS | CISO | N | Fresno |  |  | Paired_BattStorage | OTHER | LESR | 150 | 150 | 0.8 | 600 | 600 | 1 | 1 | 24 | 4 | 400 | FALSE | 300 | 2 | 150 | 150 | 150 | 150 | 150 | 150 | 150 | 150 | 150 | 150 | 150 | 150 | Y | North | ID | 100% | Q1135 - Group name SCARLET_1135_3 - Max to grid 200 MW. C8 - Waiting for Reconductor Panoche-Padre Flat 230 kV, QC8RAS-08 RAS and possibly other. Co-located with SCARLT_2_SS2SR1.
SCARLT_2_SS2SR1 |  | SCARLT_2_SS2BT1 | Scarlet Solar 2 PV | CISO | N | Fresno |  |  | Paired_Solar_1Axis | PHOTO VOLTAIC | SUN | 200 | 200 |  |  |  |  | 1 | 24 | 24 | 400 |  |  |  | 0.1 | 0.1 | 0.1 | 0.95 | 0.1 | 50 | 50 | 40.59 | 50 | 31.83 | 0.1 | 0 | N | North | ID | 100% | Q1135 - Group name SCARLET_1135_3 - Max to grid 200 MW. Max 50 MW NQC. (Normal FC) At CPUC - hourly FC - move to EO starting in Dec 2026 - C8 - Waiting for Reconductor Panoche-Padre Flat 230 kV, QC8RAS-08 RAS and possibly other. Co-located with SCARLT_2_SS2BT1.
SCARLT_2_SSABT1 |  | SCARLT_2_SSASR1 | Scarlet Solar CA 1A | CISO | N | Fresno |  |  | Paired_BattStorage | OTHER | LESR | 10 | 10 | 0.8 | 40 | 40 | 1 | 1 | 24 | 4 | 100 | FALSE | 20 | 2 | 10 | 10 | 10 | 10 | 10 | 10 | 10 | 10 | 10 | 10 | 10 | 10 | Y | North | ID | 100% | Q1135 - Group name SCARLET_1135_1 - Max to grid 100 MW. C8 - Waiting for Reconductor Panoche-Padre Flat 230 kV, QC8RAS-08 RAS and possibly other. Co-located with SCARLT_2_SSASR1.
SCARLT_2_SSASR1 |  | SCARLT_2_SSABT1 | Scarlet Solar CA 1A PV | CISO | N | Fresno |  |  | Paired_Solar_1Axis | PHOTO VOLTAIC | SUN | 100 | 100 |  |  |  |  | 1 | 24 | 24 | 100 |  |  |  | 0.1 | 0.1 | 0.1 | 1.36 | 0.1 | 56.7 | 72.97 | 26.72 | 47.51 | 18.15 | 0.1 | 0 | N | North | ID | 100% | Q1135 - Group name SCARLET_1135_1 - Max to grid 100 MW. Move to EO starting in Dec 2026 - C8 - Waiting for Reconductor Panoche-Padre Flat 230 kV, QC8RAS-08 RAS and possibly other. Co-located with SCARLT_2_SSABT1.
SCARLT_2_SSBBT1 |  | SCARLT_2_SSBSR1 | Scarlet Solar CA 1B | CISO | N | Fresno |  |  | Paired_BattStorage | OTHER | LESR | 30 | 30 | 0.8 | 120 | 120 | 1 | 1 | 24 | 4 | 100 | FALSE | 60 | 2 | 30 | 30 | 30 | 30 | 30 | 30 | 30 | 30 | 30 | 30 | 30 | 30 | Y | North | ID | 100% | Q1135 - Group name SCARLET_1135_2 - Max to grid 100 MW. C8 - Waiting for Reconductor Panoche-Padre Flat 230 kV, QC8RAS-08 RAS and possibly other. Co-located with SCARLT_2_SSBSSR1.
SCARLT_2_SSBSR1 |  | SCARLT_2_SSBBT1 | Scarlet Solar CA 1B PV | CISO | N | Fresno |  |  | Paired_Solar_1Axis | PHOTO VOLTAIC | SUN | 100 | 100 |  |  |  |  | 1 | 24 | 24 | 100 |  |  |  | 0.1 | 0.1 | 0.1 | 1.36 | 0.1 | 56.7 | 70 | 26.72 | 47.51 | 18.15 | 0.1 | 0 | N | North | ID | 100% | Q1135 - Group name SCARLET_1135_2 - Max to grid 100 MW. Max 70 MW NQC. (Normal FC) At CPUC - hourly FC - move to EO starting in Dec 2026 - C8 - Waiting for Reconductor Panoche-Padre Flat 230 kV, QC8RAS-08 RAS and possibly other. Co-located with SCARLT_2_SSBBT1.
SCHLTE_1_PL1X3 |  |  | Tracy Combined Cycle Power Plant | CISO | N | Stockton | Tesla-Bellota |  | CCGT | COMBINED CYCLE | NATURAL GAS | 336.04 | 0 |  |  |  |  | 1 | 24 | 24 |  |  | 247.24 | 1 | 336.04 | 336.04 | 336.04 | 336.04 | 336.04 | 336.04 | 336.04 | 336.04 | 336.04 | 336.04 | 336.04 | 336.04 | Y | North | FC
SCHNDR_1_FIVPTS |  |  | Five Points Solar Station | CISO | N | Fresno | Coalinga, Panoche 115 kV | Y | Solar_Fixed | PHOTO VOLTAIC | SUN | 15 | 15 |  |  |  |  | 1 | 24 | 24 |  |  |  |  | 0.1 | 0.1 | 0.1 | 0.2 | 0.1 | 5.75 | 8.99 | 3.01 | 6.01 | 2.6 | 0.1 | 0.1 | N | North | FC
SCHNDR_1_WSTSDE |  |  | Westside Solar Station | CISO | N | Fresno | Coalinga, Panoche 115 kV | Y | Solar_Fixed | PHOTO VOLTAIC | SUN | 15 | 15 |  |  |  |  | 1 | 24 | 24 |  |  |  |  | 0.1 | 0.1 | 0.1 | 0.2 | 0.1 | 5.75 | 8.99 | 3.01 | 6.01 | 2.6 | 0.1 | 0.1 | N | North | FC
SEARLS_1_TS3SR1 |  |  | Trona Solar III | CISO | N | CAISO System |  |  | Solar_1Axis | PHOTO VOLTAIC | SUN | 2 | 2 |  |  |  |  | 1 | 24 | 24 |  |  |  |  | 0 | 0 | 0 | 0 | 0 | 0 | 0 | 0 | 0 | 0 | 0 | 0 | N | South | EO
SEARLS_7_ARGUS |  |  | Argus Cogeneration | CISO | N | CAISO System |  |  | CHP |  | OTHER | 19 | 62.5 |  |  |  |  | 1 | 24 | 24 |  |  |  |  | 2.25 | 2.58 | 2.39 | 3.12 | 2.31 | 1.5 | 1.75 | 3.21 | 1.62 | 1.48 | 0.84 | 0.83 | N | South | FC
SEAWND_2_AMWWD1 |  |  | Alta Mesa Wind | CISO | N | LA Basin |  |  | Wind | WIND | WIND | 27 | 27 |  |  |  |  | 1 | 24 | 24 |  |  |  |  | 2.27 | 5.48 | 6.13 | 9.88 | 11.14 | 10.15 | 10.11 | 9.34 | 5.73 | 2.72 | 1.78 | 1.75 | N | South | FC
SEGS_1_SR2SL2 |  |  | Sunray 2 | CISO | N | CAISO System |  | Y | Solar_1Axis | PHOTO VOLTAIC | SUN | 20 | 20 |  |  |  |  | 1 | 24 | 24 |  |  |  |  | 0.1 | 0.1 | 0.1 | 0.1 | 0.1 | 8.5 | 13.46 | 4.06 | 7.79 | 3.18 | 0.1 | 0.1 | N | South | FC
SENTNL_2_CTG1 |  |  | Sentinel Unit 1 | CISO | N | LA Basin | Eastern, Valley-Devers |  | Peaker | COMBUSTION TURBINE | NATURAL GAS | 107.68 | 131.8 |  |  |  |  | 1 | 24 | 24 |  |  | 107.68 | 1 | 107.68 | 107.68 | 107.68 | 107.68 | 107.68 | 107.68 | 107.68 | 107.68 | 107.68 | 107.68 | 107.68 | 107.68 | Y | South | FC
SENTNL_2_CTG2 |  |  | Sentinel Unit 2 | CISO | N | LA Basin | Eastern, Valley-Devers |  | Peaker | COMBUSTION TURBINE | NATURAL GAS | 104.19 | 131.8 |  |  |  |  | 1 | 24 | 24 |  |  | 103.98 | 1 | 103.98 | 103.98 | 103.98 | 103.98 | 103.98 | 103.98 | 103.98 | 103.98 | 103.98 | 103.98 | 103.98 | 103.98 | Y | South | FC
SENTNL_2_CTG3 |  |  | Sentinel Unit 3 | CISO | N | LA Basin | Eastern, Valley-Devers |  | Peaker | COMBUSTION TURBINE | NATURAL GAS | 105.69 | 131.8 |  |  |  |  | 1 | 24 | 24 |  |  | 105.69 | 1 | 105.69 | 105.69 | 105.69 | 105.69 | 105.69 | 105.69 | 105.69 | 105.69 | 105.69 | 105.69 | 105.69 | 105.69 | Y | South | FC
SENTNL_2_CTG4 |  |  | Sentinel Unit 4 | CISO | N | LA Basin | Eastern, Valley-Devers |  | Peaker | COMBUSTION TURBINE | NATURAL GAS | 106.55 | 131.8 |  |  |  |  | 1 | 24 | 24 |  |  | 106.55 | 1 | 106.55 | 106.55 | 106.55 | 106.55 | 106.55 | 106.55 | 106.55 | 106.55 | 106.55 | 106.55 | 106.55 | 106.55 | Y | South | FC
SENTNL_2_CTG5 |  |  | Sentinel Unit 5 | CISO | N | LA Basin | Eastern, Valley-Devers |  | Peaker | COMBUSTION TURBINE | NATURAL GAS | 107.52 | 131.8 |  |  |  |  | 1 | 24 | 24 |  |  | 107.52 | 1 | 107.52 | 107.52 | 107.52 | 107.52 | 107.52 | 107.52 | 107.52 | 107.52 | 107.52 | 107.52 | 107.52 | 107.52 | Y | South | FC
SENTNL_2_CTG6 |  |  | Sentinel Unit 6 | CISO | N | LA Basin | Eastern, Valley-Devers |  | Peaker | COMBUSTION TURBINE | NATURAL GAS | 105 | 131.8 |  |  |  |  | 1 | 24 | 24 |  |  | 105 | 1 | 105 | 105 | 105 | 105 | 105 | 105 | 105 | 105 | 105 | 105 | 105 | 105 | Y | South | FC
SENTNL_2_CTG7 |  |  | Sentinel Unit 7 | CISO | N | LA Basin | Eastern, Valley-Devers |  | Peaker | COMBUSTION TURBINE | NATURAL GAS | 106.73 | 131.8 |  |  |  |  | 1 | 24 | 24 |  |  | 106.73 | 1 | 106.73 | 106.73 | 106.73 | 106.73 | 106.73 | 106.73 | 106.73 | 106.73 | 106.73 | 106.73 | 106.73 | 106.73 | Y | South | FC
SENTNL_2_CTG8 |  |  | Sentinel Unit 8 | CISO | N | LA Basin | Eastern, Valley-Devers |  | Peaker | COMBUSTION TURBINE | NATURAL GAS | 106.85 | 131.8 |  |  |  |  | 1 | 24 | 24 |  |  | 106.85 | 1 | 106.85 | 106.85 | 106.85 | 106.85 | 106.85 | 106.85 | 106.85 | 106.85 | 106.85 | 106.85 | 106.85 | 106.85 | Y | South | FC
SGREGY_6_SANGER |  |  | Algonquin Power Sanger 2 | CISO | N | Fresno | Herndon | Y | CCGT | COMBINED CYCLE | NATURAL GAS | 48.3 | 48.3 |  |  |  |  | 1 | 24 | 24 |  |  | 33.08 | 1 | 48.08 | 48.08 | 48.08 | 48.08 | 48.08 | 48.08 | 48.08 | 48.08 | 48.08 | 48.08 | 48.08 | 48.08 | Y | North | FC
SHAFTR_1_HWYSR1 |  |  | Highway 43 | CISO | N | CAISO System |  |  | Solar_Fixed | PHOTO VOLTAIC | SUN | 2.25 | 2.25 |  |  |  |  | 1 | 24 | 24 |  |  |  |  | 0 | 0 | 0 | 0 | 0 | 0 | 0 | 0 | 0 | 0 | 0 | 0 | N | North | EO
SHELRF_1_UNITS |  |  | SHELL OIL REFINERY AGGREGATE | CISO | N | Bay Area | Pittsburg | Y | CCGT | COMBINED CYCLE | NATURAL GAS | 100 | 0 |  |  |  |  | 1 | 24 | 24 |  |  |  |  | 53.32 | 53.32 | 53.32 | 53.32 | 53.32 | 53.32 | 53.32 | 53.32 | 53.32 | 20 | 33.32 | 33.32 | N | North | FC
SHUTLE_6_RUISR1 |  |  | Rutan 1 | CISO | N | Big Creek-Ventura |  |  |  | PHOTO VOLTAIC | SUN | 1.5 | 1.5 |  |  |  |  | 1 | 24 | 24 |  |  |  |  | 0 | 0 | 0 | 0 | 0 | 0 | 0 | 0 | 0 | 0 | 0 | 0 | N | South | EO
SIERRA_1_UNITS |  |  | HIGH SIERRA LIMITED | CISO | N | Kern | South Kern PP | Y | Peaker | COMBUSTION TURBINE | NATURAL GAS | 52.43 | 60.3 |  |  |  |  | 1 | 24 | 24 |  |  | 32.43 | 1 | 52.43 | 52.43 | 52.43 | 52.43 | 52.43 | 52.43 | 52.43 | 52.43 | 52.43 | 52.43 | 52.43 | 52.43 | Y | North | FC
SISPRG_2_DS3BT1 |  | SISPRG_2_DS3SR1 | Daggett Solar 3 a BESS | CISO | N | CAISO System |  |  | Paired_BattStorage | OTHER | LESR | 61.5 | 61.5 | 0.845 | 246 | 246 | 1 | 1 | 24 | 4 | 123 | FALSE |  |  | 61.5 | 61.5 | 61.5 | 61.5 | 61.5 | 61.5 | 61.5 | 61.5 | 61.5 | 61.5 | 61.5 | 61.5 | Y | South | ID | 100% | Q1314 - Group name DAGGETT_SOLAR3_1314_1 - Max to grid 123 MW. Waiting for Mojave RAS. Co-located with SISPRG_2_DS3SR1
SISPRG_2_DS3BT2 |  | SISPRG_2_DS3SR2 | Daggett Solar 3 b BESS | CISO | N | CAISO System |  |  | Paired_BattStorage | OTHER | LESR | 60 | 60 | 0.8 | 240 | 240 | 1 | 1 | 24 | 4 | 110 | FALSE | 120 | 2 | 60 | 60 | 60 | 60 | 60 | 60 | 60 | 60 | 60 | 60 | 60 | 60 | Y | South | ID | 100% | Q1314 - Group name DAGGETT_SOLAR3_1314_2 - Max to grid 110 MW. Waiting for Mojave RAS. Co-located with SISPRG_2_DS3SR2
SISPRG_2_DS3BT3 |  | SISPRG_2_DS3SR3 | Daggett Solar 3 cd BESS | CISO | N | CAISO System |  |  | Paired_BattStorage | OTHER | LESR | 12.5 | 12.5 | 0.8 | 50 | 50 | 1 | 1 | 24 | 4 | 50 | FALSE | 25 | 2 | 12.5 | 12.5 | 12.5 | 12.5 | 12.5 | 12.5 | 12.5 | 12.5 | 12.5 | 12.5 | 12.5 | 12.5 | Y | South | ID | 100% | Q1314 - Group name DAGGETT_SOLAR3_1314_3 - Max to grid 50 MW. Waiting for Mojave RAS. Co-located with SISPRG_2_DS3SR3
SISPRG_2_DS3BT4 |  | SISPRG_2_DS3SR4 | Daggett Solar 3 e BESS | CISO | N | CAISO System |  |  | Paired_BattStorage | OTHER | LESR | 15 | 15 | 0.865 | 60 | 60 | 1 | 1 | 24 | 4 | 17 | FALSE | 30 | 1 | 15 | 15 | 15 | 15 | 15 | 15 | 15 | 15 | 15 | 15 | 15 | 15 | Y | South | ID | 100% | Q1314 - Group name DAGGETT_SOLAR3_1314_4 - Max to grid 17 MW. Waiting for Mojave RAS. Co-located with SISPRG_2_DS3SR4
SISPRG_2_DS3SR1 |  | SISPRG_2_DS3BT1 | Daggett Solar 3 a PV | CISO | N | CAISO System |  |  | Paired_Solar_1Axis | PHOTO VOLTAIC | SUN | 123 | 123 |  |  |  |  | 1 | 24 | 24 | 123 |  |  |  | 0.1 | 0.1 | 0.1 | 0.59 | 0.1 | 52.3 | 61.5 | 24.97 | 47.91 | 19.57 | 0.1 | 0.1 | N | South | ID | 100% | Q1314 - Group name DAGGETT_SOLAR3_1314_1 - Max to grid 123 MW. Max 61.50 MW NQC. (Normal FC) At CPUC - hourly FC - Waiting for Mojave RAS. Co-located with SISPRG_2_DS3BT1
SISPRG_2_DS3SR2 |  | SISPRG_2_DS3BT2 | Daggett Solar 3 b PV | CISO | N | CAISO System |  |  | Paired_Solar_1Axis | PHOTO VOLTAIC | SUN | 110 | 110 |  |  |  |  | 1 | 24 | 24 | 110 |  |  |  | 0.1 | 0.1 | 0.1 | 0.52 | 0.1 | 46.78 | 50 | 22.33 | 42.85 | 17.51 | 0.1 | 0.1 | N | South | ID | 100% | Q1314 - Group name DAGGETT_SOLAR3_1314_2 - Max to grid 110 MW. Max 50.00 MW NQC. (Normal FC) At CPUC - hourly FC - Waiting for Mojave RAS. Co-located with SISPRG_2_DS3BT2
SISPRG_2_DS3SR3 |  | SISPRG_2_DS3BT3 | Daggett Solar 3 cd PV | CISO | N | CAISO System |  |  | Paired_Solar_1Axis | PHOTO VOLTAIC | SUN | 50 | 50 |  |  |  |  | 1 | 24 | 24 | 50 |  |  |  | 0.1 | 0.1 | 0.1 | 0.24 | 0.1 | 21.26 | 33.65 | 10.15 | 19.48 | 7.96 | 0.1 | 0.1 | N | South | FC |  | Q1314 - Group name DAGGETT_SOLAR3_1314_3 - Max to grid 50 MW. Max 37.5 MW NQC. Waiting for Mojave RAS. Co-located with SISPRG_2_DS3BT3.
SISPRG_2_DS3SR4 |  | SISPRG_2_DS3BT4 | Daggett Solar 3 e PV | CISO | N | CAISO System |  |  | Paired_Solar_1Axis | PHOTO VOLTAIC | SUN | 17 | 17 |  |  |  |  | 1 | 24 | 24 | 17 |  |  |  | 0.1 | 0.1 | 0.1 | 0.1 | 0.1 | 2 | 2 | 2 | 2 | 2 | 0.1 | 0.1 | N | South | ID | 100% | Q1314 - Group name DAGGETT_SOLAR3_1314_4 - Max to grid 17 MW. Max 2 MW NQC. (Normal FC) At CPUC - hourly FC - Waiting for Mojave RAS. Co-located with SISPRG_2_DS3BT4.
SISQUC_1_SMARIA |  |  | Santa Maria II LFG Power Plant | CISO | N | CAISO System |  |  | Biogas | RECIPROCATING ENGINE | BIOGAS | 1.42 | 1.5 |  |  |  |  | 1 | 24 | 24 |  |  |  |  | 0.57 | 0.51 | 0.6 | 0.59 | 0.48 | 0.56 | 0.6 | 0.4 | 0.34 | 0.74 | 0.57 | 0.52 | N | North | FC
SKERN_6_SOLAR1 |  |  | South Kern Solar PV Plant | CISO | N | Kern | South Kern PP, Kern 70 kV | Y | Solar_1Axis | PHOTO VOLTAIC | SUN | 20 | 20 |  |  |  |  | 1 | 24 | 24 |  |  |  |  | 0.1 | 0.1 | 0.1 | 0.27 | 0.1 | 11.34 | 14.59 | 5.34 | 9.5 | 3.63 | 0.1 | 0.1 | N | North | FC
SKERN_6_SOLAR2 |  |  | SKIC Solar | CISO | N | Kern | South Kern PP, Kern 70 kV | Y | Solar_1Axis | PHOTO VOLTAIC | SUN | 10 | 10 |  |  |  |  | 1 | 24 | 24 |  |  |  |  | 0.1 | 0.1 | 0.1 | 0.14 | 0.1 | 5.67 | 7.3 | 2.67 | 4.75 | 1.81 | 0.1 | 0.1 | N | North | FC
SLATE_2_SLASR1 |  |  | Slate | CISO | N | Fresno |  | Y | Solar_1Axis | PHOTO VOLTAIC | SUN | 50.5 | 50.5 |  |  |  |  | 1 | 24 | 24 |  |  |  |  | 0.1 | 0.1 | 0.1 | 0.69 | 0.1 | 28.64 | 36.85 | 13.49 | 23.99 | 9.16 | 0.1 | 0.1 | N | North | FC
SLATE_2_SLASR2 | SLATE_2_SLASR2_LESR |  | SLATE_2 | CISO | N | Fresno |  |  | Hybrid_BattStorage | OTHER | HYBD | 46.5 | 93 | 0.88 | 186 | 186 | 1 | 1 | 24 | 4 | 93 | FALSE | 46.5 | 2 | 46.5 | 46.5 | 46.5 | 46.5 | 46.5 | 46.5 | 46.5 | 46.5 | 46.5 | 46.5 | 46.5 | 46.5 | Y | North | FC |  | Hybrid - PV 93.00 MW and ESS 46.50 MW
SLATE_2_SLASR2 | SLATE_2_SLASR2_SUN |  | SLATE_2 | CISO | N | Fresno |  |  | Hybrid_Solar_1Axis | OTHER | HYBD | 93 | 93 |  |  |  |  | 1 | 24 | 24 | 93 |  | 46.5 | 2 | 0.1 | 0.1 | 0.1 | 1.27 | 0.1 | 46.5 | 46.5 | 24.85 | 44.19 | 16.88 | 0.1 | 0.1 | Y | North | FC |  | Hybrid - PV 93.00 MW and ESS 46.50 MW
SLATE_2_SLASR3 | SLATE_2_SLASR3_LESR |  | SLATE_3 | CISO | N | Fresno |  |  | Hybrid_BattStorage | OTHER | HYBD | 33.75 | 67.5 | 0.8 | 135 | 135 | 1 | 1 | 24 | 4 | 67.5 | FALSE | 33.75 | 2 | 33.75 | 33.75 | 33.75 | 33.75 | 33.75 | 33.75 | 33.75 | 33.75 | 33.75 | 33.75 | 33.75 | 33.75 | Y | North | FC |  | Hybrid - PV 67.50 MW and ESS 33.75 MW with Max 67.5 MW at POI.
SLATE_2_SLASR3 | SLATE_2_SLASR3_SUN |  | SLATE_3 | CISO | N | Fresno |  |  | Hybrid_Solar_Fixed | OTHER | HYBD | 67.5 | 67.5 |  |  |  |  | 1 | 24 | 24 | 67.5 |  | 33.75 | 2 | 0.1 | 0.1 | 0.1 | 0.91 | 0.1 | 25.86 | 33.75 | 13.56 | 27.05 | 11.72 | 0.1 | 0.1 | Y | North | FC |  | Hybrid - PV 67.50 MW and ESS 33.75 MW with Max 67.5 MW at POI.
SLATE_2_SLASR4 | SLATE_2_SLASR4_LESR |  | SLATE_4 | CISO | N | Fresno |  |  | Hybrid_BattStorage | OTHER | HYBD | 50 | 63 | 0.8 | 200 | 200 | 1 | 1 | 24 | 4 | 63 | FALSE | 50 | 3 | 50 | 50 | 50 | 50 | 50 | 50 | 50 | 50 | 50 | 50 | 50 | 50 | Y | North | FC |  | Hybrid - PV 63.00 MW and ESS 50.00 MW with Max 63 MW at POI.
SLATE_2_SLASR4 | SLATE_2_SLASR4_SUN |  | SLATE_4 | CISO | N | Fresno |  |  | Hybrid_Solar_1Axis | OTHER | HYBD | 63 | 63 |  |  |  |  | 1 | 24 | 24 | 63 |  | 50 | 3 | 0.1 | 0.1 | 0.1 | 0.84 | 0.1 | 13 | 13 | 12.66 | 13 | 10.94 | 0.1 | 0.1 | Y | North | FC |  | Hybrid - PV 63.00 MW and ESS 50.00 MW with Max 63 MW at POI.
SLATE_2_SLASR5 | SLATE_2_SLASR5_LESR |  | Slate 5 | CISO | N | Fresno |  |  | Hybrid_BattStorage | OTHER | HYBD | 10 | 26 | 0.8 | 40 | 40 | 1 | 1 | 24 | 4 | 26 | FALSE | 10 | 2 | 10 | 10 | 10 | 10 | 10 | 10 | 10 | 10 | 10 | 10 | 10 | 10 | Y | North | FC |  | Hybrid - PV 26.00 MW and ESS 10.00 MW with Max 26 MW at POI.
SLATE_2_SLASR5 | SLATE_2_SLASR5_SUN |  | Slate 5 | CISO | N | Fresno |  |  | Hybrid_Solar_1Axis | OTHER | HYBD | 26 | 26 |  |  |  |  | 1 | 24 | 24 | 26 |  | 10 | 2 | 0.1 | 0.1 | 0.1 | 0.35 | 0.1 | 9.96 | 15.58 | 5.22 | 10.42 | 4.51 | 0.1 | 0.1 | Y | North | FC |  | Hybrid - PV 26.00 MW and ESS 10.00 MW with Max 26 MW at POI.
SLRMS3_2_SRMSR1 |  |  | SILVER RIDGE MOUNT SIGNAL 3 | CISO | N | San Diego-IV |  | Y | Solar_1Axis | PHOTO VOLTAIC | SUN | 250 | 250 |  |  |  |  | 1 | 24 | 24 |  |  |  |  | 0.1 | 0.1 | 0.1 | 1.19 | 0.1 | 106.31 | 168.24 | 50.74 | 97.39 | 39.79 | 0.1 | 0.1 | N | South | FC
SLST13_2_SOLAR1 |  |  | Quinto Solar PV Project | CISO | N | CAISO System |  | Y | Solar_1Axis | PHOTO VOLTAIC | SUN | 107.6 | 107.6 |  |  |  |  | 1 | 24 | 24 |  |  |  |  | 0.1 | 0.1 | 0.1 | 1.47 | 0.1 | 61.01 | 78.51 | 28.75 | 51.12 | 19.53 | 0.1 | 0.1 | N | North | FC
SLSTR1_2_SOLAR1 |  |  | Solar Star 1 | CISO | N | CAISO System |  |  | Solar_1Axis | PHOTO VOLTAIC | SUN | 310 | 0 |  |  |  |  | 1 | 24 | 24 |  |  |  |  | 0.1 | 0.1 | 0.1 | 1.48 | 0.1 | 131.82 | 208.61 | 62.92 | 120.76 | 49.33 | 0.1 | 0.1 | N | South | FC
SLSTR2_2_SOLAR2 |  |  | Solar Star 2 | CISO | N | CAISO System |  |  | Solar_1Axis | PHOTO VOLTAIC | SUN | 276 | 0 |  |  |  |  | 1 | 24 | 24 |  |  |  |  | 0.1 | 0.1 | 0.1 | 1.31 | 0.1 | 117.36 | 185.73 | 56.02 | 107.52 | 43.92 | 0.1 | 0.1 | N | South | FC
SLUISP_2_UNITS |  |  | SAN LUIS (GIANELLI) PUMP-GEN (AGGREGATE) | CISO | N | CAISO System |  | Y | Pump | PUMPED STORAGE | WATER | 374.43 | 0 |  |  |  |  | 1 | 24 | 24 |  |  |  |  | 0 | 0 | 0 | 24.45 | 40.7 | 73.25 | 62.84 | 39.75 | 43.38 | 67.1 | 22.4 | 0 | N | North | FC
SLYCRK_1_UNIT 1 |  |  | SLY CREEK HYDRO | CISO | N | Sierra | Drum-Rio Oso |  | Hydro | HYDRO | WATER | 13 | 13 |  |  |  |  | 1 | 24 | 24 |  |  | 7.2 | 1 | 13 | 13 | 13 | 13 | 13 | 13 | 13 | 13 | 13 | 13 | 13 | 13 | Y | North | FC
SMPRIP_1_SMPSON |  |  | Ripon Cogeneration Unit 1 | CISO | N | CAISO System |  | Y | CHP | COMBUSTION TURBINE | NATURAL GAS | 46.05 | 56.9 |  |  |  |  | 1 | 24 | 24 |  |  | 46.05 | 1 | 46.05 | 46.05 | 46.05 | 46.05 | 46.05 | 46.05 | 46.05 | 46.05 | 46.05 | 46.05 | 46.05 | 46.05 | Y | North | FC
SMRCOS_6_LNDFIL |  |  | San Marcos Energy | CISO | N | San Diego-IV | San Diego |  | Biogas | RECIPROCATING ENGINE | BIOGAS | 1.5 | 2 |  |  |  |  | 1 | 24 | 24 |  |  |  |  | 1.5 | 1.47 | 1.5 | 1.5 | 1.47 | 1.49 | 1.26 | 1.47 | 1.47 | 1.47 | 1.46 | 1.49 | N | South | FC
SMUDGO_7_UNIT 1 |  |  | SONOMA POWER PLANT | CISO | N | NCNB |  |  | Geothermal | STEAM | GEOTHERMAL | 64.8 | 78 |  |  |  |  | 1 | 24 | 24 |  |  | 32 | 1 | 47 | 47 | 47 | 47 | 47 | 47 | 47 | 47 | 47 | 47 | 47 | 47 | Y | North | FC
SMYRNA_1_DL1SR1 |  |  | Delano Land 1 | CISO | N | CAISO System |  | Y | Solar_1Axis | PHOTO VOLTAIC | SUN | 1 | 1 |  |  |  |  | 1 | 24 | 24 |  |  |  |  | 0.1 | 0.1 | 0.1 | 0.1 | 0.1 | 0.57 | 0.73 | 0.27 | 0.48 | 0.18 | 0.1 | 0.1 | N | North | FC
SNCLRA_2_HOWLNG |  |  | Houwelings Nurseries Oxnard, Inc | CISO | N | Big Creek-Ventura | S.Clara, Moorpark |  | CHP | RECIPROCATING ENGINE | NATURAL GAS | 12.71 | 13.2 |  |  |  |  | 1 | 24 | 24 |  |  |  |  | 6.75 | 5 | 5.41 | 4.59 | 3.83 | 6.73 | 6.2 | 6.6 | 8.09 | 4.61 | 7.22 | 6.17 | N | South | FC
SNCLRA_2_SILBT1 |  |  | Silverstrand BESS | CISO | N | Big Creek-Ventura | S.Clara, Moorpark |  | Battery Storage | OTHER | LESR | 11 | 11 | 0.8 | 44 | 44 | 1 | 1 | 24 | 4 |  | TRUE | 22 | 3 | 11 | 11 | 11 | 11 | 11 | 11 | 11 | 11 | 11 | 11 | 11 | 11 | Y | South | FC
SNCLRA_2_SPRHYD |  |  | Springville Hydroelectric Generator | CISO | N | Big Creek-Ventura | S.Clara, Moorpark |  | Hydro | HYDRO | WATER | 1 | 1 |  |  |  |  | 1 | 24 | 24 |  |  |  |  | 0 | 0.02 | 0.04 | 0.01 | 0.01 | 0.02 | 0.05 | 0.04 | 0.04 | 0.06 | 0.03 | 0.01 | N | South | FC
SNCLRA_2_UNIT |  |  | Channel Islands Power | CISO | N | Big Creek-Ventura | S.Clara, Moorpark |  | CHP | COMBINED CYCLE | NATURAL GAS | 27.5 | 28 |  |  |  |  | 1 | 24 | 24 |  |  | 0.01 | 1 | 27.5 | 27.5 | 27.5 | 27.5 | 27.5 | 27.5 | 27.5 | 27.5 | 27.5 | 27.5 | 27.5 | 27.5 | Y | South | FC
SNCLRA_2_UNIT1 |  |  | New Indy Oxnard | CISO | N | Big Creek-Ventura | S.Clara, Moorpark | Y | CHP | FTUR | NATURAL GAS | 27.8 | 29 |  |  |  |  | 1 | 24 | 24 |  |  |  |  | 27.8 | 27.8 | 27.8 | 27.8 | 27.8 | 27.8 | 27.8 | 27.8 | 27.8 | 27.8 | 27.8 | 27.8 | Y | South | FC
SNCLRA_2_VESBT1 |  |  | Ventura Energy Storage | CISO | N | Big Creek-Ventura | S.Clara, Moorpark |  | Battery Storage | OTHER | LESR | 100 | 100 | 0.8 | 400 | 400 | 1 | 1 | 24 | 4 |  | TRUE | 200 | 3 | 100 | 100 | 100 | 100 | 100 | 100 | 100 | 100 | 100 | 100 | 100 | 100 | Y | South | FC
SNCLRA_6_OXGEN |  |  | OXGEN | CISO | N | Big Creek-Ventura | S.Clara, Moorpark | Y | CHP | COMBUSTION TURBINE | NATURAL GAS | 47.7 | 47.7 |  |  |  |  | 1 | 24 | 24 |  |  | 47.7 | 2 | 47.7 | 47.7 | 47.7 | 47.7 | 47.7 | 47.7 | 47.7 | 47.7 | 47.7 | 47.7 | 47.7 | 47.7 | Y | South | FC
SNCLRA_6_PROCGN |  |  | Procter and Gamble Oxnard 2 | CISO | N | Big Creek-Ventura | S.Clara, Moorpark | Y | CHP | FTUR | NATURAL GAS | 47.9 | 49.5 |  |  |  |  | 1 | 24 | 24 |  |  |  |  | 20.03 | 16.17 | 20.05 | 20.01 | 18.82 | 19.42 | 19.58 | 19.31 | 19.52 | 18.77 | 18.74 | 18.92 | N | South | FC
SNCLRA_6_QF |  |  | SANTA CLARA QFS | CISO | N | Big Creek-Ventura | S.Clara, Moorpark | Y | CHP | OTHER | OTHER | 1.65 | 15 |  |  |  |  | 1 | 24 | 24 |  |  |  |  | 0.67 | 0.67 | 0.6 | 0.64 | 0.64 | 0.75 | 0.58 | 0.73 | 0.64 | 0.57 | 0.45 | 0.46 | N | South | FC
SNDBAR_7_UNIT 1 |  |  | SANDBAR | CISO | N | Stockton | Tesla-Bellota, Stanislaus |  | Hydro | HYDRO | WATER | 16.2 | 18.6 |  |  |  |  | 1 | 24 | 24 |  |  |  |  | 11.83 | 10.62 | 8.14 | 12.42 | 13.42 | 14.33 | 13.44 | 9.66 | 10.63 | 4.26 | 3.04 | 8.93 | N | North | FC
SNMALF_6_UNITS |  |  | Sonoma County Landfill | CISO | N | NCNB | Fulton |  | Biogas | RECIPROCATING ENGINE | BIOGAS | 5 | 8 |  |  |  |  | 1 | 24 | 24 |  |  |  |  | 2.17 | 2.02 | 2.45 | 2.28 | 1.97 | 1.85 | 1.73 | 2.31 | 2.92 | 3 | 3 | 3.1 | N | North | FC
SOLBLU_2_WSBBX2 |  | SOLBLU_2_WSBSX2 | Westlands Solar Blue BESS | CISO | N | CAISO System |  |  | Paired_BattStorage | OTHER | LESR | 225 | 0 | 0.8 | 900 | 900 | 1 | 1 | 24 | 4 | 250 | TRUE | 450 | 2 | 225 | 225 | 225 | 225 | 225 | 225 | 225 | 225 | 225 | 225 | 225 | 225 | Y | North | ID | 100% | Q1139 - Group name: WESTLANDS_1139 - Max to grid 250 MW - 23TPD - Waiting for Manning and possibly other. Co-located with SOLBLU_2_WSBSX2.
SOLBLU_2_WSBSX2 |  | SOLBLU_2_WSBBX2 | Westlands Solar Blue | CISO | N | CAISO System |  |  | Paired_Solar_1Axis | PHOTO VOLTAIC | SUN | 250 | 0 |  |  |  |  | 1 | 24 | 24 | 250 |  |  |  | 0.1 | 0.1 | 0.1 | 3.4 | 0.1 | 25 | 25 | 25 | 25 | 25 | 0.1 | 0.1 | N | North | PD | 100% | Group name: WESTLANDS_1139 - Max to grid 250 MW. Max 25 MW NQC. (Normal FC) At CPUC - hourly FC - Co-located with SOLBLU_2_WSBBX2.
SOUTH_2_UNIT |  |  | SOUTH HYDRO | CISO | N | CAISO System |  |  | Hydro | HYDRO | WATER | 7.1 | 7.1 |  |  |  |  | 1 | 24 | 24 |  |  |  |  | 2.39 | 2.53 | 2.75 | 0.83 | 1.56 | 1.8 | 2.06 | 1.63 | 1.43 | 1.56 | 1.62 | 1.87 | N | North | FC
SPAULD_6_UNIT 3 |  |  | SPAULDING HYDRO PH 3 UNIT | CISO | N | Sierra | Drum-Rio Oso, South of Palermo |  | Hydro | HYDRO | WATER | 6.5 | 6.5 |  |  |  |  | 1 | 24 | 24 |  |  |  |  | 0.6 | 0.57 | 0.73 | 1.1 | 3.01 | 0.36 | 1.66 | 5.06 | 4.79 | 2.55 | 0.71 | 1.04 | N | North | FC
SPAULD_6_UNIT12 |  |  | SPAULDING HYDRO PH 1 & 2 AGGREGATE | CISO | N | Sierra | Drum-Rio Oso, South of Palermo |  | Hydro | HYDRO | WATER | 11.4 | 0 |  |  |  |  | 1 | 24 | 24 |  |  | 0 | 1 | 2.4 | 1.2 | 1.2 | 0.16 | 4 | 4.08 | 4 | 3.6 | 1.12 | 1.2 | 1.6 | 3.3 | Y | North | FC
SPBURN_2_UNIT 1 |  |  | Burney Biomass | CISO | N | CAISO System |  |  | Biomass/Wood | STEAM | BIOMASS | 22 | 22 |  |  |  |  | 1 | 24 | 24 |  |  |  |  | 9.99 | 9.2 | 8.7 | 7.66 | 6.8 | 11.58 | 11.82 | 10.88 | 11.8 | 7.49 | 8.65 | 10.49 | N | North | FC
SPBURN_7_SNOWMT |  |  | Burney Creek Hydro | CISO | N | CAISO System |  |  | Hydro | HYDRO | WATER | 3 | 3 |  |  |  |  | 1 | 24 | 24 |  |  |  |  | 0.58 | 0.66 | 1.52 | 2.23 | 1.86 | 0.41 | 0 | 0 | 0 | 0 | 0.26 | 0.35 | N | North | FC
SPI LI_2_UNIT 1 |  |  | Lincoln Biomass | CISO | N | Sierra | Drum-Rio Oso, South of Rio Oso, South of Palermo |  | Biomass/Wood | STEAM | BIOMASS | 17.2 | 19.2 |  |  |  |  | 1 | 24 | 24 |  |  |  |  | 6.87 | 6.27 | 6.42 | 5.66 | 7.6 | 9.12 | 9.15 | 9.08 | 9.29 | 7.06 | 7.41 | 7.09 | N | North | FC
SPIAND_1_ANDSN2 |  |  | SPI Anderson 2 | CISO | N | CAISO System |  |  | Biomass/Wood | STEAM | BIOMASS | 27.15 | 30.1 |  |  |  |  | 1 | 24 | 24 |  |  |  |  | 12.13 | 12.66 | 14.38 | 9.92 | 12.86 | 17.46 | 17.11 | 17.07 | 16.8 | 13.18 | 7.05 | 10.87 | N | North | FC
SPICER_1_UNITS |  |  | SPICER HYDRO UNITS 1-3 AGGREGATE | CISO | N | CAISO System |  |  | Hydro | HYDRO | WATER | 6 | 0 |  |  |  |  | 1 | 24 | 24 |  |  | 1.84 | 1 | 6 | 6 | 6 | 6 | 6 | 6 | 6 | 6 | 6 | 6 | 6 | 6 | Y | North | FC
SPIFBD_1_PL1X2 |  |  | SIERRA PACIFIC IND. (SONORA) | CISO | N | Stockton | Tesla-Bellota, Stanislaus |  | Biomass/Wood | STEAM | BIOMASS | 7.5 | 7.5 |  |  |  |  | 1 | 24 | 24 |  |  |  |  | 2.48 | 2.38 | 2.32 | 1.87 | 2.65 | 3.43 | 3.33 | 3.48 | 3.52 | 2.96 | 2.19 | 1.85 | N | North | FC
SPQUIN_6_SRPCQU |  |  | Quincy Biomass | CISO | N | CAISO System |  |  | Biomass/Wood | STEAM | BIOMASS | 24 | 24 |  |  |  |  | 1 | 24 | 24 |  |  |  |  | 18.57 | 18.11 | 17.73 | 14.26 | 18.94 | 16.32 | 23.32 | 23.1 | 22.99 | 14.7 | 14.2 | 19.1 | N | North | FC
SPRGAP_1_UNIT 1 |  |  | SPRING GAP HYDRO | CISO | N | Stockton | Tesla-Bellota, Stanislaus |  | Hydro | HYDRO | WATER | 7 | 7 |  |  |  |  | 1 | 24 | 24 |  |  |  |  | 4.85 | 4.62 | 4.95 | 5.34 | 4.36 | 2.29 | 1.68 | 0.38 | 3.73 | 2.93 | 3.4 | 3.16 | N | North | FC
SPRGVL_2_CREST |  |  | Springerville Aggregate Solar Resources | CISO | N | Big Creek-Ventura | Rector, Vestal |  | Solar_Fixed | PHOTO VOLTAIC | SUN | 3 | 18.5 |  |  |  |  | 1 | 24 | 24 |  |  |  |  | 0 | 0 | 0 | 0 | 0 | 0 | 0 | 0 | 0 | 0 | 0 | 0 | N | South | EO
SPRGVL_2_EXETPV |  |  | Exeter Tulare PV | CISO | N | Big Creek-Ventura | Rector, Vestal |  | Solar_Fixed | PHOTO VOLTAIC | SUN | 3.5 | 3.5 |  |  |  |  | 1 | 24 | 24 |  |  |  |  | 0 | 0 | 0 | 0 | 0 | 0 | 0 | 0 | 0 | 0 | 0 | 0 | N | South | EO
SPRGVL_2_LINDPV |  |  | Lindsay Tulare PV | CISO | N | Big Creek-Ventura | Rector, Vestal | Y | Solar_Fixed | PHOTO VOLTAIC | SUN | 4 | 4 |  |  |  |  | 1 | 24 | 24 |  |  |  |  | 0 | 0 | 0 | 0 | 0 | 0 | 0 | 0 | 0 | 0 | 0 | 0 | N | South | EO
SPRGVL_2_PORTPV |  |  | Porterville Tulare PV | CISO | N | Big Creek-Ventura | Rector, Vestal |  | Solar_Fixed | PHOTO VOLTAIC | SUN | 3.5 | 3.5 |  |  |  |  | 1 | 24 | 24 |  |  |  |  | 0 | 0 | 0 | 0 | 0 | 0 | 0 | 0 | 0 | 0 | 0 | 0 | N | South | EO
SPRGVL_2_SUCCES |  |  | Success Power Plant | CISO | N | Big Creek-Ventura |  |  | Hydro | HYDRO | WATER | 1.4 | 1.4 |  |  |  |  | 1 | 24 | 24 |  |  |  |  | 0 | 0 | 0 | 0 | 1 | 1 | 1 | 1 | 0 | 0 | 0 | 0 | Y | South | FC
SPRGVL_2_TULESC |  |  | TULE RIVER HYDRO PLANT (SCE) | CISO | N | Big Creek-Ventura | Rector, Vestal |  | Hydro | HYDRO | WATER | 2.5 | 2.5 |  |  |  |  | 1 | 24 | 24 |  |  |  |  | 0 | 0 | 0 | 0 | 0 | 0 | 0 | 0 | 0 | 0 | 0 | 0 | N | South | FC
SRINTL_6_UNIT |  |  | SRI INTERNATIONAL | CISO | N | Bay Area |  |  | CHP | COMBUSTION TURBINE | NATURAL GAS | 6.9 | 6.9 |  |  |  |  | 1 | 24 | 24 |  |  |  |  | 1.18 | 1.22 | 1.25 | 1.29 | 1.24 | 1.13 | 1.02 | 0.88 | 0.8 | 0.91 | 1.11 | 1.04 | N | North | FC
STANIS_7_UNIT 1 |  |  | STANISLAUS HYDRO | CISO | N | Stockton | Tesla-Bellota, Stanislaus |  | Hydro | HYDRO | WATER | 91 | 95 |  |  |  |  | 1 | 24 | 24 |  |  | 0 | 1 | 56.8 | 54.1 | 51.52 | 49.76 | 48 | 52 | 61 | 64 | 49.62 | 0 | 0 | 62.84 | Y | North | FC
STANTN_2_SBEBX2 |  |  | Stanton Battery Energy Storage | CISO | N | LA Basin | Western |  | Battery Storage | OTHER | LESR | 68.8 | 0 | 0.8 | 275.2 | 275.2 | 1 | 1 | 24 | 4 |  | TRUE | 133.5 | 1 | 68.8 | 68.8 | 68.8 | 68.8 | 68.8 | 68.8 | 68.8 | 68.8 | 68.8 | 68.8 | 68.8 | 68.8 | Y | South | FC
STANTN_2_STAGT1 |  |  | Stanton 1 | CISO | N | LA Basin | Western |  | Peaker | OTHER | NATURAL GAS | 49.65 | 50 |  |  |  |  | 1 | 24 | 24 |  |  | 49.65 | 1 | 49.65 | 49.65 | 49.65 | 49.65 | 49.65 | 49.65 | 49.65 | 49.65 | 49.65 | 49.65 | 49.65 | 49.65 | Y | South | FC
STANTN_2_STAGT2 |  |  | Stanton 2 | CISO | N | LA Basin | Western |  | Peaker | OTHER | NATURAL GAS | 49.65 | 50 |  |  |  |  | 1 | 24 | 24 |  |  | 49.65 | 1 | 49.65 | 49.65 | 49.65 | 49.65 | 49.65 | 49.65 | 49.65 | 49.65 | 49.65 | 49.65 | 49.65 | 49.65 | Y | South | FC
STIGCT_2_LODI |  |  | LODI STIG UNIT | CISO | N | Sierra | South of Rio Oso, South of Palermo | Y | Peaker | COMBUSTION TURBINE | NATURAL GAS | 49.9 | 51.2 |  |  |  |  | 1 | 24 | 24 |  |  | 14.5 | 1 | 49.5 | 49.5 | 49.5 | 49.5 | 49.5 | 49.5 | 49.5 | 49.5 | 49.5 | 49.5 | 49.5 | 49.5 | Y | North | FC
STOILS_1_UNITS |  |  | Chevron Richmond Refinery | CISO | N | Bay Area | Pittsburg |  | CHP | COMBINED CYCLE | NATURAL GAS | 56.2 | 0 |  |  |  |  | 1 | 24 | 24 |  |  |  |  | 0.01 | 0.03 | 1.92 | 0.01 | 1.23 | 0 | 0 | 0.59 | 0 | 0 | 0.43 | 0.02 | N | North | FC
STOREY_2_MDRCH2 |  |  | Madera Chowchilla 2 | CISO | N | Fresno |  |  | Hydro | HYDRO | WATER | 0.56 | 0.6 |  |  |  |  | 1 | 24 | 24 |  |  |  |  | 0 | 0.07 | 0.04 | 0.18 | 0.26 | 0.28 | 0.4 | 0.3 | 0.15 | 0.13 | 0.04 | 0 | N | North | FC
STOREY_2_MDRCH3 |  |  | Madera Chowchilla 3 | CISO | N | Fresno |  |  | Hydro | HYDRO | WATER | 0.42 | 0.5 |  |  |  |  | 1 | 24 | 24 |  |  |  |  | 0 | 0 | 0 | 0.05 | 0.19 | 0.21 | 0.3 | 0.18 | 0.11 | 0.05 | 0.04 | 0 | N | North | FC
STOREY_2_MDRCH4 |  |  | Madera Chowchilla 4 | CISO | N | Fresno |  |  | Hydro | HYDRO | WATER | 0.92 | 1 |  |  |  |  | 1 | 24 | 24 |  |  |  |  | 0 | 0.08 | 0.05 | 0.25 | 0.51 | 0.43 | 0.55 | 0.42 | 0.19 | 0.1 | 0.04 | 0 | N | North | FC
STOREY_7_MDRCHW |  |  | Madera Canal Site 980 | CISO | N | Fresno |  |  | Hydro | HYDRO | WATER | 1.84 | 3.8 |  |  |  |  | 1 | 24 | 24 |  |  |  |  | 0 | 0 | 0 | 0.43 | 0.72 | 0.85 | 1.05 | 0.46 | 0.44 | 0.25 | 0.04 | 0 | N | North | FC
STRAUS_1_STRWD1 |  |  | Strauss Wind, LLC | CISO | N | CAISO System |  |  | Wind | WIND | WIND | 95.25 | 99 |  |  |  |  | 1 | 24 | 24 |  |  |  |  | 8 | 19.32 | 21.64 | 34.85 | 39.29 | 35.79 | 35.66 | 32.94 | 20.23 | 9.6 | 6.29 | 6.16 | N | North | FC
STROUD_6_SOLAR |  |  | Stroud Solar Station | CISO | N | Fresno | Herndon | Y | Solar_Fixed | PHOTO VOLTAIC | SUN | 20 | 20 |  |  |  |  | 1 | 24 | 24 |  |  |  |  | 0.1 | 0.1 | 0.1 | 0.27 | 0.1 | 7.66 | 11.98 | 4.02 | 8.01 | 3.47 | 0.1 | 0.1 | N | North | FC
STROUD_6_WWHSR1 |  |  | Winter Wheat Solar Farm | CISO | N | Fresno | Herndon |  | Solar_1Axis | PHOTO VOLTAIC | SUN | 1.5 | 1.5 |  |  |  |  | 1 | 24 | 24 |  |  |  |  | 0 | 0 | 0 | 0 | 0 | 0 | 0 | 0 | 0 | 0 | 0 | 0 | N | North | EO
SUMWHT_6_SWSSR1 |  |  | Summer Wheat Solar Farm | CISO | N | Fresno |  | Y | Solar_1Axis | PHOTO VOLTAIC | SUN | 18.5 | 18.5 |  |  |  |  | 1 | 24 | 24 |  |  |  |  | 0.1 | 0.1 | 0.1 | 0.25 | 0.1 | 10.49 | 13.5 | 4.94 | 8.79 | 3.36 | 0.1 | 0.1 | N | North | FC
SUNCAT_2_A1ABT1 |  | ARLNTN_2_ASUSR1, SUNCAT_2_A1BBT1 | Arlington Solar Unit 1A BESS | CISO | N | CAISO System |  |  | Paired_BattStorage | OTHER | LESR | 47 | 47 | 0.876 | 188 | 188 | 1 | 1 | 24 | 4 | 131 | FALSE | 94 | 2 | 47 | 47 | 47 | 47 | 47 | 47 | 47 | 47 | 47 | 47 | 47 | 47 | Y | South | FC |  | Group name: ARLINGTON_1196_1 - Max to grid 131 MW. Co-located with ARLNTN_2_ASUSR1, SUNCAT_2_A1BBT1
SUNCAT_2_A1BBT1 |  | ARLNTN_2_ASUSR1, SUNCAT_2_A1ABT1 | Arlington Solar Unit 1B BESS | CISO | N | CAISO System |  |  | Paired_BattStorage | OTHER | LESR | 63 | 63 | 0.87 | 252 | 252 | 1 | 1 | 24 | 4 | 131 | FALSE | 126 | 2 | 63 | 63 | 63 | 63 | 63 | 63 | 63 | 63 | 63 | 63 | 63 | 63 | Y | South | FC |  | Group name: ARLINGTON_1196_1 - Max to grid 131 MW. Co-located with ARLNTN_2_ASUSR1, SUNCAT_2_A1ABT1
SUNCAT_2_A2ABT2 |  | ARLNTN_2_AR1SR1, SUNCAT_2_A2BSR2 | Arlington Solar Unit 2A BESS | CISO | N | CAISO System |  |  | Paired_BattStorage | OTHER | LESR | 132 | 132 | 0.885 | 528 | 528 | 1 | 1 | 24 | 4 | 269 | FALSE | 264 | 2 | 132 | 132 | 132 | 132 | 132 | 132 | 132 | 132 | 132 | 132 | 132 | 132 | Y | South | FC |  | Group name: ARLINGTON_1196_2 - Max to grid 269 MW. Co-located with SUNCAT_2_A2ABT2, ARLNTN_2_AR1SR1
SUNCAT_2_A2BSR2 |  | ARLNTN_2_AR1SR1, SUNCAT_2_A2ABT2 | Arlington Solar Unit 2B | CISO | N | CAISO System |  |  | Paired_Solar_1Axis | PHOTO VOLTAIC | SUN | 133 | 133 |  |  |  |  | 1 | 24 | 24 | 269 |  |  |  | 0.1 | 0.1 | 0.1 | 0.64 | 0.1 | 56.55 | 79.95 | 27 | 51.81 | 21.17 | 0.1 | 0.1 | N | South | PD | 100% | Group name: ARLINGTON_1196_2 - Max to grid 269 MW. Max NQC 79.95. At CPUC - hourly FC. Co-located with SUNCAT_2_A2ABT2, ARLNTN_2_AR1SR1
SUNRIS_2_PL1X3 |  |  | Sunrise Power Project AGGREGATE II | CISO | N | CAISO System |  | Y | CCGT | COMBINED CYCLE | NATURAL GAS | 586.02 | 0 |  |  |  |  | 1 | 24 | 24 |  |  | 491.02 | 1 | 586.02 | 586.02 | 586.02 | 586.02 | 586.02 | 586.02 | 586.02 | 586.02 | 586.02 | 586.02 | 586.02 | 586.02 | Y | North | FC
SUNSET_2_UNITS |  |  | MIDWAY SUNSET COGENERATION PLANT | CISO | N | CAISO System |  | Y | CHP | FTUR | NATURAL GAS | 248 | 291 |  |  |  |  | 1 | 24 | 24 |  |  | 231 | 1 | 248 | 248 | 248 | 245 | 240 | 234 | 229 | 229 | 231 | 243 | 246 | 248 | Y | North | FC
SUNSHN_2_LNDFL |  |  | Sunshine Gas Producers | CISO | N | Big Creek-Ventura |  |  | Biogas | COMBUSTION TURBINE | BIOGAS | 20 | 0 |  |  |  |  | 1 | 24 | 24 |  |  |  |  | 16.58 | 16.15 | 15.86 | 12.57 | 14.93 | 12.55 | 14.82 | 15.26 | 15.34 | 11.18 | 13.84 | 16.49 | N | South | FC
SUNSLR_1_SSVSR1 |  |  | Sunshine Valley Solar 1 | CISO | N | CAISO System |  |  | Solar_1Axis | PHOTO VOLTAIC | SUN | 100 | 100 |  |  |  |  | 1 | 24 | 24 |  |  |  |  | 0.1 | 0.1 | 0.1 | 0.48 | 0.1 | 42.52 | 67.29 | 20.3 | 38.96 | 15.91 | 0.1 | 0.1 | N | South | FC
SUNSPT_2_WNASR1 |  |  | Windhub Solar A | CISO | N | CAISO System |  |  | Solar_1Axis | PHOTO VOLTAIC | SUN | 20 | 20 |  |  |  |  | 1 | 24 | 24 |  |  |  |  | 0.1 | 0.1 | 0.1 | 0.1 | 0.1 | 8.5 | 13.46 | 4.06 | 7.79 | 3.18 | 0.1 | 0.1 | N | South | FC
SUNST2_5_SS2SR1 |  |  | Sun Streams Solar 2 | CISO | N | CAISO System |  |  | Solar_1Axis | PHOTO VOLTAIC | SUN | 150 | 150 |  |  |  |  | 1 | 24 | 24 |  |  |  |  | 0.1 | 0.1 | 0.1 | 0.71 | 0.1 | 63.79 | 100.94 | 30.45 | 58.43 | 23.87 | 0.1 | 0.1 | N | South | FC
SYCAMR_2_UNIT 1 |  |  | Sycamore Cogeneration Unit 1 | CISO | N | Big Creek-Ventura |  |  | CHP | FTUR | NATURAL GAS | 74 | 90 |  |  |  |  | 1 | 24 | 24 |  |  | 73.69 | 1 | 74 | 74 | 74 | 74 | 74 | 74 | 74 | 74 | 73.69 | 74 | 72.76 | 73.93 | Y | South | FC
SYCAMR_2_UNIT 2 |  |  | Sycamore Cogeneration Unit 2 | CISO | N | Big Creek-Ventura |  |  | Peaker | FTUR | NATURAL GAS | 76 | 90 |  |  |  |  | 1 | 24 | 24 |  |  | 4 | 1 | 76 | 76 | 76 | 76 | 76 | 76 | 76 | 76 | 76 | 76 | 76 | 76 | Y | South | FC
SYCAMR_2_UNIT 3 |  |  | Sycamore Cogeneration Unit 3 | CISO | N | Big Creek-Ventura |  |  | CHP | FTUR | NATURAL GAS | 74 | 90 |  |  |  |  | 1 | 24 | 24 |  |  | 74 | 1 | 74 | 74 | 74 | 74 | 74 | 74 | 74 | 74 | 74 | 74 | 74 | 74 | Y | South | FC
SYCAMR_2_UNIT 4 |  |  | Sycamore Cogeneration Unit 4 | CISO | N | Big Creek-Ventura |  |  | Peaker | FTUR | NATURAL GAS | 76 | 90 |  |  |  |  | 1 | 24 | 24 |  |  | 76 | 1 | 76 | 76 | 76 | 76 | 76 | 76 | 76 | 76 | 76 | 76 | 76 | 76 | Y | South | FC
TAHOE_2_THOBT1 |  |  | Tahoe 1 | CISO | N | CAISO System |  |  | Battery Storage | OTHER | LESR | 60.04 | 60 | 0.8 | 240.16 | 240.16 | 1 | 1 | 24 | 4 |  | TRUE | 120.14 | 1 | 60 | 60 | 60 | 60 | 60 | 60 | 60 | 60 | 60 | 60 | 60 | 60 | Y | South | ID | 60 | Q1339 - PCDS to 60 MWs - Waiting for Lugo Victorville CRAS.
TAHOE_2_THOBT2 |  |  | Tahoe 2 | CISO | N | CAISO System |  |  | Battery Storage | OTHER | LESR | 109.06 | 109 | 0.8 | 436.24 | 436.24 | 1 | 1 | 24 | 4 |  | TRUE | 218.02 | 1 | 109 | 109 | 109 | 109 | 109 | 109 | 109 | 109 | 109 | 109 | 109 | 109 | Y | South | ID | 109 | Q1339 - PCDS to 109 MWs - Waiting for Lugo Victorville CRAS.
TAHOE_2_THOBT3 |  |  | Tahoe 3 | CISO | N | CAISO System |  |  | Battery Storage | OTHER | LESR | 110.1 | 110 | 0.8 | 440.4 | 440.4 | 1 | 1 | 24 | 4 |  | TRUE | 220.68 | 1 | 110 | 110 | 110 | 110 | 110 | 110 | 110 | 110 | 110 | 110 | 110 | 110 | Y | South | ID | 110 | Q1339 - PCDS to 110 MWs - Waiting for Lugo Victorville CRAS.
TANHIL_6_SOLART |  |  | Berry Cogen 18 | CISO | N | CAISO System |  | Y | CHP | FTUR | NATURAL GAS | 17 | 17 |  |  |  |  | 1 | 24 | 24 |  |  |  |  | 11.26 | 11.46 | 11.52 | 12.13 | 12.2 | 11.91 | 11.67 | 11.51 | 11.3 | 11.7 | 11.15 | 11.52 | N | North | FC
TBLMTN_6_QF |  |  | SMALL QF AGGREGATION - PARADISE | CISO | N | CAISO System |  |  | Hydro | HYDRO | WATER | 1.7 | 5.8 |  |  |  |  | 1 | 24 | 24 |  |  |  |  | 0.33 | 0.31 | 0.32 | 0.35 | 0.31 | 0.18 | 0.17 | 0.2 | 0.22 | 0.19 | 0.21 | 0.29 | N | North | FC
TEHAPI_2_PW1WD1 |  |  | Point Wind 1 | CISO | N | CAISO System |  |  | Wind | WIND | WIND | 47.49 | 47.5 |  |  |  |  | 1 | 24 | 24 |  |  |  |  | 3.99 | 9.63 | 10.79 | 17.38 | 19.59 | 17.85 | 17.78 | 16.42 | 10.08 | 4.78 | 3.13 | 3.07 | N | South | FC
TEHAPI_2_PW2WD2 |  |  | Point Wind 2 | CISO | N | CAISO System |  |  | Wind | WIND | WIND | 14.4 | 14.4 |  |  |  |  | 1 | 24 | 24 |  |  |  |  | 1.21 | 2.92 | 3.27 | 5.27 | 5.94 | 5.41 | 5.39 | 4.98 | 3.06 | 1.45 | 0.95 | 0.93 | N | South | FC
TEHAPI_2_WIND1 |  |  | Wind Wall Monolith 1 | CISO | N | CAISO System |  |  | Wind | WIND | WIND | 19.85 | 19.85 |  |  |  |  | 1 | 24 | 24 |  |  |  |  | 1.67 | 4.03 | 4.51 | 7.26 | 8.19 | 7.46 | 7.43 | 6.86 | 4.21 | 2 | 1.31 | 1.28 | N | South | FC
TEHAPI_2_WIND2 |  |  | Wind Wall Monolith 2 | CISO | N | CAISO System |  |  | Wind | WIND | WIND | 23.66 | 22.5 |  |  |  |  | 1 | 24 | 24 |  |  |  |  | 1.99 | 4.8 | 5.37 | 8.66 | 9.76 | 8.89 | 8.86 | 8.18 | 5.02 | 2.38 | 1.56 | 1.53 | N | South | FC
TENGEN_2_PL1X2 |  |  | Placerita Canyon Cogen | CISO | N | Big Creek-Ventura |  |  | CHP | COMBUSTION TURBINE | NATURAL GAS | 37.7 | 0 |  |  |  |  | 1 | 24 | 24 |  |  |  |  | 37.7 | 37.7 | 37.7 | 37.7 | 37.7 | 37.7 | 37.7 | 37.7 | 37.7 | 37.7 | 37.7 | 37.7 | Y | South | FC
TERMEX_2_PL1X3 |  |  | TDM | CISO | N | San Diego-IV |  |  | CCGT | COMBINED CYCLE | NATURAL GAS | 625 | 0 |  |  |  |  | 1 | 24 | 24 |  |  | 436 | 1 | 605 | 605 | 605 | 605 | 601 | 593 | 591 | 593 | 596 | 605 | 605 | 605 | Y | South | FC
TESLA_1_QF |  |  | SMALL QF AGGREGATION - STOCKTON | CISO | N | CAISO System |  |  | CHP | OTHER | OTHER | 2 | 5 |  |  |  |  | 1 | 24 | 24 |  |  |  |  | 0.28 | 0.39 | 0.47 | 0.4 | 0.3 | 0.31 | 0.21 | 0.18 | 0.17 | 0.11 | 0.06 | 0.09 | N | North | FC
TIDWTR_2_UNITS |  |  | MARTINEZ COGEN LIMITED PARTNERSHIP | CISO | N | Bay Area | Pittsburg | Y | CHP | FTUR | NATURAL GAS | 114.8 | 114.8 |  |  |  |  | 1 | 24 | 24 |  |  |  |  | 40.49 | 49.03 | 48.62 | 48.29 | 52.71 | 46.03 | 48.19 | 63.9 | 67.89 | 66.25 | 46.94 | 42.01 | N | North | FC
TIFFNY_1_DILLON |  |  | TIFFNY_1_DILLON | CISO | N | LA Basin | Eastern, Valley-Devers |  | Wind | WIND | WIND | 45 | 45 |  |  |  |  | 1 | 24 | 24 |  |  |  |  | 3.78 | 9.13 | 10.22 | 16.46 | 18.56 | 16.91 | 16.85 | 15.56 | 9.56 | 4.53 | 2.97 | 2.91 | N | South | FC
TIGRCK_7_UNITS |  |  | TIGER CREEK HYDRO AGGREGATE | CISO | N | CAISO System |  |  | Hydro | HYDRO | WATER | 62 | 0 |  |  |  |  | 1 | 24 | 24 |  |  | 0 | 1 | 22.4 | 12.8 | 6.72 | 0 | 16 | 36.1 | 32.5 | 40 | 34.32 | 27.44 | 27.28 | 26.66 | Y | North | FC
TKOPWR_6_HYDRO |  |  | Bear Creek Hydroelectric Project | CISO | N | CAISO System |  |  | Hydro | HYDRO | WATER | 2.83 | 3.2 |  |  |  |  | 1 | 24 | 24 |  |  |  |  | 1.36 | 1.16 | 1.44 | 1.34 | 0.5 | 0.01 | 0 | 0 | 0 | 0 | 0.22 | 0.68 | N | North | FC
TMPLTN_2_SOLAR |  |  | Vintner Solar | CISO | N | CAISO System |  |  | Solar_Fixed | PHOTO VOLTAIC | SUN | 1.5 | 1.5 |  |  |  |  | 1 | 24 | 24 |  |  |  |  | 0.1 | 0.1 | 0.1 | 0.1 | 0.1 | 0.57 | 0.9 | 0.3 | 0.6 | 0.26 | 0.1 | 0.1 | N | North | FC
TOADTW_6_UNIT |  |  | TOAD TOWN | CISO | N | CAISO System |  |  | Hydro | HYDRO | WATER | 1.5 | 1.5 |  |  |  |  | 1 | 24 | 24 |  |  |  |  | 0.21 | 0.36 | 0.39 | 0.37 | 0.28 | 0.6 | 0.63 | 0.63 | 0.2 | 0 | 0.02 | 0.13 | N | North | FC
TOPAZ_2_SOLAR |  |  | Topaz Solar Farms | CISO | N | CAISO System |  |  | Solar_Fixed | PHOTO VOLTAIC | SUN | 550 | 550 |  |  |  |  | 1 | 24 | 24 |  |  |  |  | 0.1 | 0.1 | 0.11 | 7.37 | 0.1 | 210.72 | 329.52 | 110.53 | 220.4 | 95.5 | 0.1 | 0.1 | N | North | FC
TORTLA_1_SOLAR |  |  | Longboat Solar | CISO | N | CAISO System |  | Y | Solar_1Axis | PHOTO VOLTAIC | SUN | 20 | 20 |  |  |  |  | 1 | 24 | 24 |  |  |  |  | 0.1 | 0.1 | 0.1 | 0.1 | 0.1 | 8.5 | 13.46 | 4.06 | 7.79 | 3.18 | 0.1 | 0.1 | N | South | FC
TRNQL8_2_AMASR1 |  |  | Tranquillity 8 Amarillo | CISO | N | Fresno |  |  | Solar_1Axis | PHOTO VOLTAIC | SUN | 20 | 20 |  |  |  |  | 1 | 24 | 24 |  |  |  |  | 0.1 | 0.1 | 0.1 | 0.27 | 0.1 | 11.34 | 14.59 | 5.34 | 9.5 | 3.63 | 0.1 | 0.1 | N | North | FC
TRNQL8_2_AZUSR1 |  |  | Tranquillity 8 Azul | CISO | N | Fresno |  |  | Solar_1Axis | PHOTO VOLTAIC | SUN | 20 | 20 |  |  |  |  | 1 | 24 | 24 |  |  |  |  | 0.1 | 0.1 | 0.1 | 0.27 | 0.1 | 11.34 | 14.59 | 5.34 | 9.5 | 3.63 | 0.1 | 0.1 | N | North | FC
TRNQL8_2_ROJSR1 |  |  | Tranquillity 8 Rojo | CISO | N | Fresno |  |  | Solar_1Axis | PHOTO VOLTAIC | SUN | 100 | 100 |  |  |  |  | 1 | 24 | 24 |  |  |  |  | 0.1 | 0.1 | 0.1 | 1.36 | 0.1 | 56.7 | 72.97 | 26.72 | 47.51 | 18.15 | 0.1 | 0.1 | N | North | FC
TRNQL8_2_VERSR1 |  |  | Tranquillity 8 Verde | CISO | N | Fresno |  |  | Solar_1Axis | PHOTO VOLTAIC | SUN | 60 | 60 |  |  |  |  | 1 | 24 | 24 |  |  |  |  | 0.1 | 0.1 | 0.1 | 0.82 | 0.1 | 34.02 | 43.78 | 16.03 | 28.51 | 10.89 | 0.1 | 0.1 | N | North | FC
TRNQLT_2_RETBT1 |  | TRNQLT_2_SOLAR | RE Tranquillity BESS | CISO | N | Fresno |  |  | Paired_BattStorage | OTHER | LESR | 72 | 0 | 0.8759 | 288 | 806.8422 | 2.8015 | 1 | 24 | 11.2061 | 200 | FALSE | 144 | 1 | 72 | 72 | 72 | 72 | 72 | 72 | 72 | 72 | 72 | 72 | 72 | 72 | Y | North | FC |  | Group name: TRANQUILLITY_643W - Max to grid 200 MW. Co-located with TRNQLT_2_SOLAR
TRNQLT_2_SOLAR |  | TRNQLT_2_RETBT1 | Tranquillity | CISO | N | Fresno |  | Y | Paired_Solar_Fixed | PHOTO VOLTAIC | SUN | 200 | 200 |  |  |  |  | 1 | 24 | 24 | 200 |  |  |  | 0.1 | 0.1 | 0.1 | 2.68 | 0.1 | 76.62 | 119.83 | 40.19 | 80.14 | 34.73 | 0.1 | 0.1 | N | North | FC |  | Group name: TRANQUILLITY_643W - Max to grid 200 MW. Co-located with TRNQLT_2_RETBT1
TRNSWD_1_QF |  |  | FPL Energy C Wind | CISO | N | LA Basin | Eastern, Valley-Devers |  | Wind | WIND | WIND | 38.97 | 40 |  |  |  |  | 1 | 24 | 24 |  |  |  |  | 3.27 | 7.9 | 8.85 | 14.26 | 16.07 | 14.64 | 14.59 | 13.48 | 8.27 | 3.93 | 2.57 | 2.52 | N | South | FC
TULARE_2_TULBM1 |  |  | Tulare BioMAT Fuel Cell | CISO | N | Big Creek-Ventura |  |  | Biogas | OTHER | BIOGAS | 2.8 | 2.8 |  |  |  |  | 1 | 24 | 24 |  |  |  |  | 0 | 0 | 0 | 0 | 0 | 0 | 0 | 0 | 0 | 0 | 0 | 0 | N | South | EO
TULEWD_1_TULWD1 |  |  | Tule Wind | CISO | N | San Diego-IV | Eastern, Valley-Devers |  | Wind | WIND | WIND | 130.5 | 131.1 |  |  |  |  | 1 | 24 | 24 |  |  |  |  | 10.96 | 26.46 | 29.64 | 47.74 | 53.83 | 49.04 | 48.86 | 45.12 | 27.71 | 13.15 | 8.62 | 8.44 | N | South | FC |  | Phase I (131.1 MW) is FC, Phase II (69 MW) will be EO
TULLCK_7_UNITS |  |  | Tullock Hydro | CISO | N | Stockton | Tesla-Bellota |  | Hydro |  | WATER | 25.9 | 0 |  |  |  |  | 1 | 24 | 24 |  |  |  |  | 5.64 | 7.12 | 15.15 | 16.67 | 21.69 | 23.6 | 21.39 | 17.44 | 10.09 | 7.25 | 1.95 | 2.04 | N | North | FC
TUMBWD_2_WISBT3 |  |  | Willow Springs Solar 3 | CISO | N | CAISO System |  |  | Battery Storage | OTHER | LESR | 50 | 50 | 0.8 | 200 | 200 | 1 | 1 | 24 | 4 |  | TRUE | 100 | 2 | 50 | 50 | 50 | 50 | 50 | 50 | 50 | 50 | 50 | 50 | 50 | 50 | Y | South | FC
TUMBWD_2_WISBT4 |  |  | Willow Springs Solar 4 | CISO | N | CAISO System |  |  | Battery Storage | OTHER | LESR | 74.97 | 75 | 0.8 | 299.88 | 299.88 | 1 | 1 | 24 | 4 |  | TRUE | 149.82 | 1 | 74.97 | 74.97 | 74.97 | 74.97 | 74.97 | 74.97 | 74.97 | 74.97 | 74.97 | 74.97 | 74.97 | 74.97 | Y | South | FC
TUPMAN_1_BIOGAS |  |  | ABEC Bidart-Stockale #1 | CISO | N | CAISO System |  |  | Biogas | RECIPROCATING ENGINE | BIOGAS | 0.6 | 0.6 |  |  |  |  | 1 | 24 | 24 |  |  |  |  | 0.29 | 0.32 | 0.3 | 0.31 | 0.32 | 0.31 | 0.31 | 0.32 | 0.28 | 0.17 | 0.21 | 0.18 | N | North | FC
TVYVLY_6_KRSHY1 |  |  | Kings River Syphon | CISO | N | Fresno |  |  | Hydro | HYDRO | WATER | 1.3 | 1.3 |  |  |  |  | 1 | 24 | 24 |  |  |  |  | 0 | 0 | 0 | 0 | 0 | 0 | 0 | 0.16 | 0 | 0 | 0 | 0 | Y | North | FC
TWISSL_6_SOLAR |  |  | Nickel 1 ("NLH1") | CISO | N | CAISO System |  | Y | Solar_Fixed | PHOTO VOLTAIC | SUN | 1.5 | 1.5 |  |  |  |  | 1 | 24 | 24 |  |  |  |  | 0.1 | 0.1 | 0.1 | 0.1 | 0.1 | 0.57 | 0.9 | 0.3 | 0.6 | 0.26 | 0.1 | 0.1 | N | North | FC
TWISSL_6_SOLAR1 |  |  | Coronal Lost Hills | CISO | N | CAISO System |  | Y | Solar_1Axis | PHOTO VOLTAIC | SUN | 20 | 20 |  |  |  |  | 1 | 24 | 24 |  |  |  |  | 0.1 | 0.1 | 0.1 | 0.27 | 0.1 | 11.34 | 14.59 | 5.34 | 9.5 | 3.63 | 0.1 | 0.1 | N | North | FC
TX-ELK_6_ECKSR2 |  |  | Eagle Creek | CISO | N | CAISO System |  |  | Solar_1Axis | PHOTO VOLTAIC | SUN | 3 | 3 |  |  |  |  | 1 | 24 | 24 |  |  |  |  | 0 | 0 | 0 | 0 | 0 | 0 | 0 | 0 | 0 | 0 | 0 | 0 | N | North | EO
TX-ELK_6_SOLAR1 |  |  | Castor | CISO | N | CAISO System |  | Y | Solar_1Axis | PHOTO VOLTAIC | SUN | 1.5 | 1.5 |  |  |  |  | 1 | 24 | 24 |  |  |  |  | 0 | 0 | 0 | 0 | 0 | 0 | 0 | 0 | 0 | 0 | 0 | 0 | N | North | EO
TXMCKT_6_UNIT |  |  | McKittrick Cogen | CISO | N | CAISO System |  | Y | CHP | FTUR | NATURAL GAS | 11.2 | 11.2 |  |  |  |  | 1 | 24 | 24 |  |  |  |  | 3.79 | 4.11 | 3.51 | 4.61 | 4.44 | 4.4 | 4.27 | 4.07 | 3.08 | 2.93 | 3.02 | 3.72 | N | North | FC
UKIAH_7_LAKEMN |  |  | UKIAH LAKE MENDOCINO HYDRO | CISO | N | NCNB | Eagle Rock, Fulton |  | Hydro | HYDRO | WATER | 3.5 | 3.5 |  |  |  |  | 1 | 24 | 24 |  |  | 0.8 | 1 | 1.7 | 1.7 | 1.7 | 1.7 | 1.7 | 1.7 | 1.7 | 1.7 | 1.7 | 1.7 | 1.7 | 1.7 | Y | North | FC
ULTPCH_1_UNIT 1 |  |  | Pacific Ultrapower Chinese Station | CISO | N | Stockton | Tesla-Bellota, Stanislaus |  | Biomass/Wood | STEAM | BIOMASS | 18 | 25.3 |  |  |  |  | 1 | 24 | 24 |  |  |  |  | 15.1 | 17.13 | 16.27 | 15.76 | 17.26 | 14.05 | 17.62 | 17.41 | 17.18 | 15.29 | 14.8 | 17.82 | N | North | FC
ULTPFR_1_UNIT 1 |  |  | Rio Bravo Fresno | CISO | N | Fresno | Herndon | Y | Biomass/Wood | STEAM | BIOMASS | 24.3 | 30.5 |  |  |  |  | 1 | 24 | 24 |  |  |  |  | 20.24 | 21.66 | 22.67 | 12.19 | 22.01 | 18.13 | 17.63 | 16 | 16.76 | 9.13 | 10.02 | 14.52 | N | North | FC
ULTRCK_2_UNIT |  |  | Rio Bravo Rocklin | CISO | N | Sierra | Drum-Rio Oso, South of Rio Oso, South of Palermo |  | Biomass/Wood | STEAM | BIOMASS | 24.4 | 28.8 |  |  |  |  | 1 | 24 | 24 |  |  |  |  | 22.58 | 22.75 | 23.34 | 11.73 | 21.69 | 23.58 | 23.15 | 22.26 | 20.99 | 11.8 | 23.8 | 21.67 | N | North | FC
UNOCAL_1_UNITS |  |  | TOSCO (RODEO PLANT) | CISO | N | Bay Area | Pittsburg | Y | CHP | FTUR | NATURAL GAS | 49.85 | 57.3 |  |  |  |  | 1 | 24 | 24 |  |  |  |  | 3.72 | 5.35 | 5.37 | 5.33 | 4.2 | 3.15 | 0.54 | 1.07 | 0.5 | 1.46 | 1.57 | 3.84 | N | North | FC
UNVRSY_1_UNIT 1 |  |  | Berry Cogen 38 - Unit 1 | CISO | N | CAISO System |  | Y | CHP | FTUR | NATURAL GAS | 38 | 38 |  |  |  |  | 1 | 24 | 24 |  |  |  |  | 32.47 | 31.96 | 24.98 | 29.19 | 34.12 | 33.6 | 27.49 | 33.39 | 30.91 | 33.69 | 32.68 | 31.87 | N | North | FC
USWND2_1_WIND1 |  |  | Golden Hills A | CISO | N | CAISO System |  |  | Wind | WIND | WIND | 42.96 | 43 |  |  |  |  | 1 | 24 | 24 |  |  |  |  | 2.44 | 3.65 | 7.61 | 15.09 | 20.58 | 18.33 | 18.45 | 13.05 | 10.57 | 3.08 | 1.73 | 2.37 | N | North | FC
USWND2_1_WIND2 |  |  | Golden Hills B | CISO | N | CAISO System |  |  | Wind | WIND | WIND | 42.96 | 43 |  |  |  |  | 1 | 24 | 24 |  |  |  |  | 2.44 | 3.65 | 7.61 | 15.09 | 20.58 | 18.33 | 18.45 | 13.05 | 10.57 | 3.08 | 1.73 | 2.37 | N | North | FC
USWND2_1_WIND3 |  |  | Golden Hills C | CISO | N | CAISO System |  |  | Wind | WIND | WIND | 46 | 46 |  |  |  |  | 1 | 24 | 24 |  |  |  |  | 2.61 | 3.91 | 8.15 | 16.16 | 22.03 | 19.63 | 19.75 | 13.98 | 11.32 | 3.3 | 1.85 | 2.54 | N | North | FC
USWND4_2_UNIT2 |  |  | Altamont Landfill Gas to Energy | CISO | N | CAISO System |  |  | Biogas | COMBUSTION TURBINE | BIOGAS | 7.4 | 7.4 |  |  |  |  | 1 | 24 | 24 |  |  | 7.4 | 1 | 7.4 | 7.4 | 7.35 | 6.41 | 7.4 | 7.4 | 7.4 | 7.4 | 7.4 | 7.23 | 7.4 | 7.4 | Y | North | FC
USWNDR_2_LABWD1 |  |  | LaBrisa Wind Project | CISO | N | Bay Area | Contra Costa | Y | Wind | WIND | WIND | 9 | 9 |  |  |  |  | 1 | 24 | 24 |  |  |  |  | 0.51 | 0.76 | 1.59 | 3.16 | 4.31 | 3.84 | 3.86 | 2.73 | 2.21 | 0.65 | 0.36 | 0.5 | N | North | FC
USWPFK_6_FRICK |  |  | Frick Summit Wind Repower | CISO | N | Bay Area | Contra Costa |  | Wind | WIND | WIND | 10 | 10 |  |  |  |  | 1 | 24 | 24 |  |  |  |  | 0.57 | 0.85 | 1.77 | 3.51 | 4.79 | 4.27 | 4.29 | 3.04 | 2.46 | 0.72 | 0.4 | 0.55 | N | North | FC
USWPJR_2_UNITS |  |  | Vasco Wind | CISO | N | Bay Area | Contra Costa |  | Wind | WIND | WIND | 78.2 | 78.2 |  |  |  |  | 1 | 24 | 24 |  |  |  |  | 4.44 | 6.64 | 13.86 | 27.47 | 37.45 | 33.37 | 33.58 | 23.76 | 19.24 | 5.61 | 3.15 | 4.32 | N | North | FC
VACADX_1_SOLAR |  |  | Vaca-Dixon Solar Station | CISO | N | CAISO System |  |  | Solar_Fixed | PHOTO VOLTAIC | SUN | 2.5 | 2.5 |  |  |  |  | 1 | 24 | 24 |  |  |  |  | 0.1 | 0.1 | 0.1 | 0.1 | 0.1 | 0.96 | 1.5 | 0.5 | 1 | 0.43 | 0.1 | 0.1 | N | North | FC
VACADX_1_UNITA1 |  |  | CalPeak Power Vaca Dixon Unit 1 | CISO | N | CAISO System |  |  | Peaker | COMBUSTION TURBINE | NATURAL GAS | 51.91 | 57 |  |  |  |  | 1 | 24 | 24 |  |  | 50.61 | 1 | 50.61 | 50.61 | 50.61 | 50.61 | 50.61 | 50.61 | 50.61 | 50.61 | 50.61 | 50.61 | 50.61 | 50.61 | Y | North | PD | 50.61
VALLEY_5_PERRIS |  |  | MWD Perris Hydroelectric Recovery Plant | CISO | N | LA Basin | Eastern, Valley, Valley-Devers |  | Hydro | HYDRO | WATER | 7.94 | 7.9 |  |  |  |  | 1 | 24 | 24 |  |  | 0 | 1 | 0 | 0 | 0 | 0 | 0 | 0 | 0 | 0 | 0 | 0 | 0 | 0 | Y | South | FC
VALLEY_5_REDMTN |  |  | MWD Red Mountain Hydroelectric Recovery | CISO | N | LA Basin | Eastern, Valley, Valley-Devers |  | Hydro | HYDRO | WATER | 5.9 | 5.9 |  |  |  |  | 1 | 24 | 24 |  |  |  |  | 3.04 | 2.9 | 1.83 | 2.55 | 3.74 | 4.09 | 3.64 | 2.97 | 3.08 | 1.89 | 1.03 | 1.48 | N | South | FC
VALLEY_5_SOLAR1 |  |  | Kona Solar - Meridian #1 | CISO | N | LA Basin | Eastern, Valley, Valley-Devers | Y | Solar_1Axis | PHOTO VOLTAIC | SUN | 1.49 | 1.5 |  |  |  |  | 1 | 24 | 24 |  |  |  |  | 0 | 0 | 0 | 0 | 0 | 0 | 0 | 0 | 0 | 0 | 0 | 0 | N | South | EO
VALLEY_5_SOLAR2 |  |  | AP North Lake Solar | CISO | N | LA Basin | Eastern, Valley, Valley-Devers |  | Solar_1Axis | PHOTO VOLTAIC | SUN | 20 | 20 |  |  |  |  | 1 | 24 | 24 |  |  |  |  | 0.1 | 0.1 | 0.1 | 0.1 | 0.1 | 8.5 | 13.46 | 4.06 | 7.79 | 3.18 | 0.1 | 0.1 | N | South | FC
VALTNE_2_AVASR1 |  |  | Valentine Solar | CISO | N | CAISO System |  |  | Solar_1Axis | PHOTO VOLTAIC | SUN | 100 | 100 |  |  |  |  | 1 | 24 | 24 |  |  |  |  | 0.1 | 0.1 | 0.1 | 0.48 | 0.1 | 42.52 | 67.29 | 20.3 | 38.96 | 15.91 | 0.1 | 0.1 | N | South | FC
VEAVST_1_SOLAR |  |  | Community Solar | CISO | N | CAISO System |  |  | Solar_Fixed | PHOTO VOLTAIC | SUN | 14.4 | 15 |  |  |  |  | 1 | 24 | 24 |  |  |  |  | 0 | 0 | 0 | 0 | 0 | 0 | 0 | 0 | 0 | 0 | 0 | 0 | N | South | EO
VEDDER_1_SEKERN |  |  | TEXACO EXPLORATION & PROD (SE KERN RIVER | CISO | N | Kern | South Kern PP, Kern Oil | Y | CHP | FTUR | NATURAL GAS | 34.47 | 39.7 |  |  |  |  | 1 | 24 | 24 |  |  |  |  | 1.69 | 0.67 | 0.93 | 1.07 | 1.04 | 1.28 | 0.99 | 0.9 | 0.8 | 0.5 | 0.8 | 0.73 | N | North | FC
VEGA_6_SOLAR1 |  |  | Vega Solar | CISO | N | Fresno |  | Y | Solar_1Axis | PHOTO VOLTAIC | SUN | 20 | 20 |  |  |  |  | 1 | 24 | 24 |  |  |  |  | 0 | 0 | 0 | 0 | 0 | 0 | 0 | 0 | 0 | 0 | 0 | 0 | N | North | EO
VENWD_1_WIND3 |  |  | Painted Hills | CISO | N | LA Basin | Eastern, Valley-Devers |  | Wind | WIND | WIND | 44.53 | 44.6 |  |  |  |  | 1 | 24 | 24 |  |  |  |  | 3.74 | 9.03 | 10.12 | 16.29 | 18.37 | 16.73 | 16.67 | 15.4 | 9.45 | 4.49 | 2.94 | 2.88 | N | South | FC
VERNON_6_GONZL1 |  |  | H. Gonzales Unit #1 | CISO | N | LA Basin | Western |  | Peaker | FTUR | NATURAL GAS | 5.75 | 5.5 |  |  |  |  | 1 | 24 | 24 |  |  | 5.75 | 1 | 5.75 | 5.75 | 5.75 | 5.75 | 5.75 | 5.75 | 5.75 | 5.75 | 5.75 | 5.75 | 5.75 | 5.75 | Y | South | FC
VERNON_6_GONZL2 |  |  | H. Gonzales Unit #2 | CISO | N | LA Basin | Western |  | Peaker | FTUR | NATURAL GAS | 5.75 | 5.5 |  |  |  |  | 1 | 24 | 24 |  |  | 5.75 | 1 | 5.75 | 5.75 | 5.75 | 5.75 | 5.75 | 5.75 | 5.75 | 5.75 | 5.75 | 5.75 | 5.75 | 5.75 | Y | South | FC
VERNON_6_MALBRG |  |  | Malburg Generating Station | CISO | N | LA Basin | Western | Y | CCGT | COMBINED CYCLE | NATURAL GAS | 139 | 0 |  |  |  |  | 1 | 24 | 24 |  |  | 105 | 1 | 139 | 139 | 139 | 139 | 139 | 139 | 139 | 139 | 139 | 139 | 139 | 139 | Y | South | FC
VESTAL_2_BTNBT1 |  |  | Bottleneck Energy Storage | CISO | N | Big Creek-Ventura |  |  | Battery Storage | OTHER | LESR | 80 | 80 | 0.8 | 320 | 320 | 1 | 1 | 24 | 4 |  | TRUE | 160 | 1 | 80 | 80 | 80 | 80 | 80 | 80 | 80 | 80 | 80 | 80 | 80 | 80 | Y | South | FC
VESTAL_2_KERN |  |  | KERN RIVER PH 3 UNITS 1 & 2 AGGREGATE | CISO | N | Big Creek-Ventura | Vestal |  | Hydro | HYDRO | WATER | 36.8 | 0 |  |  |  |  | 1 | 24 | 24 |  |  |  |  | 13.26 | 15.9 | 12.39 | 25.31 | 24.68 | 21.14 | 19.36 | 12.22 | 12.07 | 9.05 | 10.72 | 12.98 | N | South | FC
VESTAL_2_RTS042 |  |  | SPVP042 Porterville Solar | CISO | N | Big Creek-Ventura | Vestal | Y | Solar_Fixed | PHOTO VOLTAIC | SUN | 5 | 5 |  |  |  |  | 1 | 24 | 24 |  |  |  |  | 0 | 0 | 0 | 0 | 0 | 0 | 0 | 0 | 0 | 0 | 0 | 0 | N | South | EO
VESTAL_2_SOLAR1 |  |  | NICOLIS | CISO | N | Big Creek-Ventura | Vestal | Y | Solar_1Axis | PHOTO VOLTAIC | SUN | 20 | 20 |  |  |  |  | 1 | 24 | 24 |  |  |  |  | 0.1 | 0.1 | 0.1 | 0.1 | 0.1 | 8.5 | 13.46 | 4.06 | 7.79 | 3.18 | 0.1 | 0.1 | N | South | FC
VESTAL_2_SOLAR2 |  |  | TROPICO | CISO | N | Big Creek-Ventura | Vestal | Y | Solar_1Axis | PHOTO VOLTAIC | SUN | 14 | 14 |  |  |  |  | 1 | 24 | 24 |  |  |  |  | 0.1 | 0.1 | 0.1 | 0.1 | 0.1 | 5.95 | 9.42 | 2.84 | 5.45 | 2.23 | 0.1 | 0.1 | N | South | FC
VESTAL_2_TS5SR1 |  |  | Tulare Solar 5 | CISO | N | Big Creek-Ventura | Vestal |  | Solar_1Axis | PHOTO VOLTAIC | SUN | 55.83 | 55.9 |  |  |  |  | 1 | 24 | 24 |  |  |  |  | 0.1 | 0.1 | 0.1 | 0.27 | 0.1 | 23.74 | 37.57 | 11.33 | 21.75 | 8.88 | 0.1 | 0.1 | N | South | FC
VESTAL_2_UNIT1 |  |  | CALGREN-PIXLEY | CISO | N | Big Creek-Ventura | Vestal | Y | CHP | FTUR | NATURAL GAS | 5 | 11.2 |  |  |  |  | 1 | 24 | 24 |  |  |  |  | 1.62 | 1.74 | 1.49 | 2.2 | 1.28 | 1.16 | 2.17 | 2.58 | 3.13 | 3.46 | 3.26 | 3.29 | N | South | FC
VESTAL_2_WELLHD |  |  | Wellhead Power Delano | CISO | N | Big Creek-Ventura | Vestal | Y | Peaker | COMBUSTION TURBINE | NATURAL GAS | 49 | 49.5 |  |  |  |  | 1 | 24 | 24 |  |  | 49 | 1 | 49 | 49 | 49 | 49 | 49 | 49 | 49 | 49 | 49 | 49 | 49 | 49 | Y | South | FC
VESTAL_6_QF |  |  | Isabella Hydro Dam 1 | CISO | N | Big Creek-Ventura | Vestal | Y | Hydro | HYDRO | WATER | 11.95 | 12 |  |  |  |  | 1 | 24 | 24 |  |  |  |  | 0.21 | 0.7 | 1.38 | 2.07 | 3.47 | 4.35 | 3.93 | 3.15 | 1.31 | 0.53 | 0 | 0.27 | N | South | FC
VICPAS_2_SLOBT1 |  | VICPAS_2_SOCSR1 | Sloth BESS | CISO | N | CAISO System |  |  | Paired_BattStorage | OTHER | LESR | 15 | 15 | 0.8 | 60 | 60 | 1 | 1 | 24 | 4 | 49.5 | FALSE | 30 | 1 | 15 | 15 | 15 | 15 | 15 | 15 | 15 | 15 | 15 | 15 | 15 | 15 | Y | South | FC |  | Group name SLOTH_421 - Max to grid 49.5 MW. 15 MW 60 MWh battery FC. Co-located with 49.5 MW EO VICPAS_2_SLOSR1.
VICPAS_2_SLOSR1 |  | VICPAS_2_SLOBT1 | Sloth | CISO | N | CAISO System |  |  | Paired_Solar_1Axis | PHOTO VOLTAIC | SUN | 49.5 | 49.5 |  |  |  |  | 1 | 24 | 24 | 49.5 |  |  |  | 0 | 0 | 0 | 0 | 0 | 0 | 0 | 0 | 0 | 0 | 0 | 0 | N | South | EO |  | Group name SLOTH_421 - Max to grid 49.5 MW. Co-located with VICPAS_2_SLOBT1.
VICPAS_2_SOCBT1 |  | VICPAS_2_SOCSR1 | Sol Catcher BESS 1 | CISO | N | CAISO System |  |  | Paired_BattStorage | OTHER | LESR | 50 | 50 | 0.8 | 200 | 200 | 1 | 1 | 24 | 4 | 100 | FALSE | 100 | 1 | 50 | 50 | 50 | 50 | 50 | 50 | 50 | 50 | 50 | 50 | 50 | 50 | Y | South | FC |  | Group name SOL_CATCHER_1302_1 - Max to grid 100 MW. 50 MW 200 MWs battery FC. Co-located with 100 MW EO VICPAS_2_SOCSR1.
VICPAS_2_SOCBT2 |  | VICPAS_2_SOCSR2 | Sol Catcher BESS 2 | CISO | N | CAISO System |  |  | Paired_BattStorage | OTHER | LESR | 71 | 71 | 0.845 | 284 | 284 | 1 | 1 | 24 | 4 | 93.5 | FALSE |  |  | 71 | 71 | 71 | 71 | 71 | 71 | 71 | 71 | 71 | 71 | 71 | 71 | Y | South | FC |  | Group name SOL_CATCHER_1302_2 - Max to grid 93.5 MW. 71 MW 284 MWh battery FC. Co-located with 93.5 MW EO VICPAS_2_SOCSR2.
VICPAS_2_SOCSR1 |  | VICPAS_2_SOCBT1 | Sol Catcher BESS PV1 | CISO | N | CAISO System |  |  | Paired_Solar_1Axis | PHOTO VOLTAIC | SUN | 100 | 100 |  |  |  |  | 1 | 24 | 24 | 100 |  |  |  | 0 | 0 | 0 | 0 | 0 | 0 | 0 | 0 | 0 | 0 | 0 | 0 | N | South | EO |  | Group name SOL_CATCHER_1302_1 - Max to grid 100 MW. 100 MW EO Solar. Co-located with VICPAS_2_SOCBT1.
VICPAS_2_SOCSR2 |  | VICPAS_2_SOCBT2 | Sol Catcher BESS PV2 | CISO | N | CAISO System |  |  | Paired_Solar_1Axis | PHOTO VOLTAIC | SUN | 93.5 | 93.5 |  |  |  |  | 1 | 24 | 24 | 93.5 |  |  |  | 0 | 0 | 0 | 0 | 0 | 0 | 0 | 0 | 0 | 0 | 0 | 0 | N | South | EO |  | Group name SOL_CATCHER_1302_2 - Max to grid 93.5 MW. Co-located with VICPAS_2_SOCBT2.
VICPAS_2_SOCSR3 |  |  | Sol Catcher BESS PV3 | CISO | N | CAISO System |  |  |  | PHOTO VOLTAIC | SUN | 20 | 20 |  |  |  |  | 1 | 24 | 24 |  |  |  |  | 0 | 0 | 0 | 0 | 0 | 0 | 0 | 0 | 0 | 0 | 0 | 0 | N | South | EO |  | Group name SOL_CATCHER_1302 - Max to grid 213.5 MW - not binding.
VICPAS_2_VPSBT1 |  | VICPAS_2_VPSSR1 | Victory Pass Solar BESS | CISO | N | CAISO System |  |  | Paired_BattStorage | OTHER | LESR | 50 | 50 | 0.8 | 200 | 200 | 1 | 1 | 24 | 4 | 200 | FALSE | 100 | 2 | 50 | 50 | 50 | 50 | 50 | 50 | 50 | 50 | 50 | 50 | 50 | 50 | Y | South | FC |  | Group name: VICTORY_PASS_1200 - Max to grid 200 MW. 50 MW 200 MWh battery FC. Co-located with 200 MW EO VICPAS_2_VPSSR1.
VICPAS_2_VPSSR1 |  | VICPAS_2_VPSBT1 | Victory Pass Solar | CISO | N | CAISO System |  |  | Paired_Solar_1Axis | PHOTO VOLTAIC | SUN | 200 | 200 |  |  |  |  | 1 | 24 | 24 | 200 |  |  |  | 0 | 0 | 0 | 0 | 0 | 0 | 0 | 0 | 0 | 0 | 0 | 0 | N | South | EO |  | Group name: VICTORY_PASS_1200 - Max to grid 200 MW. Co-located with VICPAS_2_VPSBT1.
VICTOR_1_CREST |  |  | Victor Aggregate Solar Resources | CISO | N | CAISO System |  |  | Solar_Fixed | PHOTO VOLTAIC | SUN | 11.99 | 38.2 |  |  |  |  | 1 | 24 | 24 |  |  |  |  | 0 | 0 | 0 | 0 | 0 | 0 | 0 | 0 | 0 | 0 | 0 | 0 | N | South | EO
VICTOR_1_EXSLRA |  |  | Expressway Solar A | CISO | N | CAISO System |  | Y | Solar_Fixed | PHOTO VOLTAIC | SUN | 2 | 2 |  |  |  |  | 1 | 24 | 24 |  |  |  |  | 0.1 | 0.1 | 0.1 | 0.1 | 0.1 | 0.51 | 0.99 | 0.25 | 0.54 | 0.21 | 0.1 | 0.1 | N | South | FC
VICTOR_1_EXSLRB |  |  | Expressway Solar B | CISO | N | CAISO System |  | Y | Solar_Fixed | PHOTO VOLTAIC | SUN | 2 | 2 |  |  |  |  | 1 | 24 | 24 |  |  |  |  | 0.1 | 0.1 | 0.1 | 0.1 | 0.1 | 0.51 | 0.99 | 0.25 | 0.54 | 0.21 | 0.1 | 0.1 | N | South | FC
VICTOR_1_LVSLR1 |  |  | Lone Valley Solar Park 1 | CISO | N | CAISO System |  |  | Solar_1Axis | PHOTO VOLTAIC | SUN | 10 | 10 |  |  |  |  | 1 | 24 | 24 |  |  |  |  | 0 | 0 | 0 | 0 | 0 | 0 | 0 | 0 | 0 | 0 | 0 | 0 | N | South | EO
VICTOR_1_LVSLR2 |  |  | Lone Valley Solar Park 2 | CISO | N | CAISO System |  |  | Solar_Fixed | PHOTO VOLTAIC | SUN | 20 | 20 |  |  |  |  | 1 | 24 | 24 |  |  |  |  | 0 | 0 | 0 | 0 | 0 | 0 | 0 | 0 | 0 | 0 | 0 | 0 | N | South | EO
VICTOR_1_SLRHES |  |  | Sunedison - Hesperia | CISO | N | CAISO System |  |  | Solar_Fixed | PHOTO VOLTAIC | SUN | 1.5 | 1.5 |  |  |  |  | 1 | 24 | 24 |  |  |  |  | 0 | 0 | 0 | 0 | 0 | 0 | 0 | 0 | 0 | 0 | 0 | 0 | N | South | EO
VICTOR_1_SOLAR1 |  |  | Victor Phelan Solar One | CISO | N | CAISO System |  | Y | Solar_1Axis | PHOTO VOLTAIC | SUN | 17.5 | 17.5 |  |  |  |  | 1 | 24 | 24 |  |  |  |  | 0 | 0 | 0 | 0 | 0 | 0 | 0 | 0 | 0 | 0 | 0 | 0 | N | South | EO
VICTOR_1_SOLAR2 |  |  | Alamo Solar | CISO | N | CAISO System |  | Y | Solar_1Axis | PHOTO VOLTAIC | SUN | 20 | 20 |  |  |  |  | 1 | 24 | 24 |  |  |  |  | 0 | 0 | 0 | 0 | 0 | 0 | 0 | 0 | 0 | 0 | 0 | 0 | N | South | EO
VICTOR_1_SOLAR3 |  |  | Adelanto Solar 2 | CISO | N | CAISO System |  |  | Solar_1Axis | PHOTO VOLTAIC | SUN | 7 | 7 |  |  |  |  | 1 | 24 | 24 |  |  |  |  | 0.1 | 0.1 | 0.1 | 0.1 | 0.1 | 2.98 | 4.71 | 1.42 | 2.73 | 1.11 | 0.1 | 0.1 | N | South | FC
VICTOR_1_SOLAR4 |  |  | Adelanto Solar | CISO | N | CAISO System |  |  | Solar_1Axis | PHOTO VOLTAIC | SUN | 20 | 20 |  |  |  |  | 1 | 24 | 24 |  |  |  |  | 0 | 0 | 0 | 0 | 0 | 0 | 0 | 0 | 0 | 0 | 0 | 0 | N | South | EO
VICTOR_1_VDRYFA |  |  | Victor Dry Farm Ranch A | CISO | N | CAISO System |  |  | Solar_1Axis | PHOTO VOLTAIC | SUN | 5 | 5 |  |  |  |  | 1 | 24 | 24 |  |  |  |  | 0.1 | 0.1 | 0.1 | 0.1 | 0.1 | 2.13 | 3.36 | 1.01 | 1.95 | 0.8 | 0.1 | 0.1 | N | South | FC
VICTOR_1_VDRYFB |  |  | Victor Dry Farm Ranch B | CISO | N | CAISO System |  |  | Solar_1Axis | PHOTO VOLTAIC | SUN | 5 | 5 |  |  |  |  | 1 | 24 | 24 |  |  |  |  | 0 | 0 | 0 | 0 | 0 | 0 | 0 | 0 | 0 | 0 | 0 | 0 | N | South | EO
VILLPK_2_VALLYV |  |  | MWD Valley View Hydroelectric Recovery P | CISO | N | LA Basin | Western |  | Hydro | HYDRO | WATER | 4.1 | 4.1 |  |  |  |  | 1 | 24 | 24 |  |  | 0 | 1 | 0 | 0 | 0 | 0 | 0 | 0 | 0 | 0 | 0 | 0 | 0 | 0 | Y | South | FC
VILLPK_6_MWDYOR |  |  | Yorba Linda Hydroelectric Recovery Plant | CISO | N | LA Basin | Western |  | Hydro | HYDRO | WATER | 5.1 | 5.1 |  |  |  |  | 1 | 24 | 24 |  |  | 0 | 1 | 0 | 0 | 0 | 0 | 0 | 0 | 0 | 1.6 | 2.4 | 0 | 0 | 0 | Y | South | FC
VISTA_6_QF |  |  | VISTA QFS | CISO | N | LA Basin | Eastern |  | CHP | OTHER | OTHER | 0.18 | 0.6 |  |  |  |  | 1 | 24 | 24 |  |  |  |  | 0.01 | 0.01 | 0.02 | 0.02 | 0.04 | 0.09 | 0.07 | 0.08 | 0.06 | 0.03 | 0.03 | 0.02 | N | South | FC
VISTRA_5_DALBT1 |  |  | Dallas Energy Storage | CISO | N | Bay Area | South Bay-Moss Landing |  | Battery Storage | OTHER | LESR | 100 | 100 | 0.8 | 400 | 400 | 1 | 1 | 24 | 4 |  | TRUE | 200 | 1 | 100 | 100 | 100 | 100 | 100 | 100 | 100 | 100 | 100 | 100 | 100 | 100 | Y | North | FC
VISTRA_5_DALBT2 |  |  | Dallas Energy Storage 2 | CISO | N | Bay Area | South Bay-Moss Landing |  | Battery Storage | OTHER | LESR | 100 | 100 | 0.8 | 400 | 400 | 1 | 1 | 24 | 4 |  | TRUE | 200 | 1 | 100 | 100 | 100 | 100 | 100 | 100 | 100 | 100 | 100 | 100 | 100 | 100 | Y | North | FC
VISTRA_5_DALBT3 |  |  | Dallas Energy Storage 3 | CISO | N | Bay Area | South Bay-Moss Landing |  | Battery Storage | OTHER | LESR | 100 | 100 | 0.8 | 400 | 400 | 1 | 1 | 24 | 4 |  | TRUE | 200 | 1 | 100 | 100 | 100 | 100 | 100 | 100 | 100 | 100 | 100 | 100 | 100 | 100 | Y | North | FC
VISTRA_5_DALBT4 |  |  | Dallas Energy Storage 4 | CISO | N | Bay Area | South Bay-Moss Landing |  | Battery Storage | OTHER | LESR | 100 | 100 | 0.8 | 400 | 400 | 1 | 1 | 24 | 4 |  | TRUE | 200 | 1 | 100 | 100 | 100 | 100 | 100 | 100 | 100 | 100 | 100 | 100 | 100 | 100 | Y | North | FC
VISTRA_5_PLABT1 |  |  | Plano Storage 1 | CISO | N | Bay Area | South Bay-Moss Landing |  | Battery Storage | OTHER | LESR | 100.4 | 100.4 | 0.8 | 401.6 | 401.6 | 1 | 1 | 24 | 4 |  | TRUE | 200.8 | 1 | 100.4 | 100.4 | 100.4 | 100.4 | 100.4 | 100.4 | 100.4 | 100.4 | 100.4 | 100.4 | 100.4 | 100.4 | Y | North | FC
VISTRA_5_PLABT2 |  |  | Plano Storage 2 | CISO | N | Bay Area | South Bay-Moss Landing |  | Battery Storage | OTHER | LESR | 100.4 | 100.4 | 0.8 | 401.6 | 401.6 | 1 | 1 | 24 | 4 |  | TRUE | 200.8 | 1 | 100.4 | 100.4 | 100.4 | 100.4 | 100.4 | 100.4 | 100.4 | 100.4 | 100.4 | 100.4 | 100.4 | 100.4 | Y | North | FC
VISTRA_5_PLABT3 |  |  | Plano Storage 3 | CISO | N | Bay Area | South Bay-Moss Landing |  | Battery Storage | OTHER | LESR | 74.6 | 74.6 | 0.8 | 298.4 | 298.4 | 1 | 1 | 24 | 4 |  | TRUE | 149.2 | 1 | 74.6 | 74.6 | 74.6 | 74.6 | 74.6 | 74.6 | 74.6 | 74.6 | 74.6 | 74.6 | 74.6 | 74.6 | Y | North | FC
VISTRA_5_PLABT4 |  |  | Plano Storage 4 | CISO | N | Bay Area | South Bay-Moss Landing |  | Battery Storage | OTHER | LESR | 74.6 | 74.6 | 0.8 | 298.4 | 298.4 | 1 | 1 | 24 | 4 |  | TRUE | 149.2 | 1 | 74.6 | 74.6 | 74.6 | 74.6 | 74.6 | 74.6 | 74.6 | 74.6 | 74.6 | 74.6 | 74.6 | 74.6 | Y | North | FC
VLCNTR_6_VCEBT1 |  | VLCNTR_6_VCEBT2 | Valley Center Energy Storage | CISO | N | San Diego-IV | San Diego |  | Paired_BattStorage | OTHER | LESR | 54 | 54 | 0.8 | 216 | 216 | 1 | 1 | 24 | 4 | 139 | TRUE | 108 | 1 | 54 | 54 | 54 | 54 | 54 | 54 | 54 | 54 | 54 | 54 | 54 | 54 | Y | South | PD | 54 | Group name: VALLEY_CENTER_1191 - Max to grid 139 MW. VLCNTR_6_VCEBT1 and VLCNTR_6_VCEBT2, combined PD 104 MW
VLCNTR_6_VCEBT2 |  | VLCNTR_6_VCEBT1 | Valley Center Energy Storage B | CISO | N | San Diego-IV | San Diego |  | Paired_BattStorage | OTHER | LESR | 85 | 85 | 0.8 | 225 | 225 | 1 | 1 | 24 | 4 | 139 | TRUE | 136.49 | 2 | 50 | 50 | 50 | 50 | 50 | 50 | 50 | 50 | 50 | 50 | 50 | 50 | Y | South | PD | 50 | Group name: VALLEY_CENTER_1191 - Max to grid 139 MW. VLCNTR_6_VCEBT1 and VLCNTR_6_VCEBT2, combined PD 104 MW
VLCNTR_6_VCSLR |  |  | Cole Grade | CISO | N | San Diego-IV | San Diego |  | Solar_1Axis | PHOTO VOLTAIC | SUN | 2.33 | 2.4 |  |  |  |  | 1 | 24 | 24 |  |  |  |  | 0.1 | 0.1 | 0.1 | 0.1 | 0.1 | 0.99 | 1.57 | 0.47 | 0.91 | 0.37 | 0.1 | 0.1 | N | South | FC
VLCNTR_6_VCSLR1 |  |  | Valley Center 1 | CISO | N | San Diego-IV | San Diego |  | Solar_Fixed | PHOTO VOLTAIC | SUN | 2.5 | 2.5 |  |  |  |  | 1 | 24 | 24 |  |  |  |  | 0.1 | 0.1 | 0.1 | 0.1 | 0.1 | 0.63 | 1.24 | 0.31 | 0.67 | 0.26 | 0.1 | 0.1 | N | South | FC
VLCNTR_6_VCSLR2 |  |  | Valley Center 2 | CISO | N | San Diego-IV | San Diego |  | Solar_Fixed | PHOTO VOLTAIC | SUN | 5 | 5 |  |  |  |  | 1 | 24 | 24 |  |  |  |  | 0.1 | 0.1 | 0.1 | 0.1 | 0.1 | 1.27 | 2.48 | 0.61 | 1.34 | 0.53 | 0.1 | 0.1 | N | South | FC
VLYHOM_7_SSJID |  |  | Woodward Power Plant | CISO | N | Stockton | Tesla-Bellota, Stanislaus |  | Hydro | HYDRO | WATER | 3 | 5 |  |  |  |  | 1 | 24 | 24 |  |  |  |  | 0 | 0 | 0 | 0 | 0 | 0 | 0 | 0 | 0 | 0 | 0 | 0 | N | North | FC
VOLTA_2_UNIT 1 |  |  | VOLTA HYDRO UNIT 1 | CISO | N | CAISO System |  |  | Hydro | HYDRO | WATER | 9.1 | 9.1 |  |  |  |  | 1 | 24 | 24 |  |  |  |  | 1.36 | 1.25 | 0 | 0 | 0 | 0 | 0 | 0.61 | 0.18 | 0 | 0 | 0 | N | North | FC
VOLTA_2_UNIT 2 |  |  | Volta Hydro Unit 2 | CISO | N | CAISO System |  |  | Hydro | HYDRO | WATER | 1 | 1 |  |  |  |  | 1 | 24 | 24 |  |  |  |  | 0.42 | 0.44 | 0.42 | 0.08 | 0.39 | 0.34 | 0.31 | 0.31 | 0.28 | 0.29 | 0.3 | 0.29 | N | North | FC
VOLTA_6_BAILCK |  |  | Bailey Creek Ranch | CISO | N | CAISO System |  |  | Hydro | HYDRO | WATER | 0.63 | 0.6 |  |  |  |  | 1 | 24 | 24 |  |  |  |  | 0 | 0 | 0 | 0 | 0 | 0 | 0 | 0 | 0 | 0 | 0 | 0 | N | North | EO
VOLTA_7_PONHY1 |  |  | Ponderosa Bailey Hydroelectric | CISO | N | CAISO System |  |  | Hydro | HYDRO | WATER | 1.25 | 1.25 |  |  |  |  | 1 | 24 | 24 |  |  |  |  | 0.18 | 0.12 | 0.33 | 0.41 | 0.66 | 0.76 | 0.23 | 0 | 0 | 0 | 0.05 | 0.12 | N | North | FC
VOLTA_7_QFUNTS |  |  | VOLTA_7_QFUNTS | CISO | N | CAISO System |  |  | Hydro | HYDRO | WATER | 0.15 | 2.3 |  |  |  |  | 1 | 24 | 24 |  |  |  |  | 0.06 | 0.06 | 0.06 | 0.04 | 0.07 | 0.04 | 0.04 | 0.03 | 0.03 | 0.04 | 0.03 | 0.04 | N | North | FC
VOYAGR_2_VOAWD5 |  |  | Voyager Wind Oasis Alta | CISO | N | CAISO System |  |  | Wind | WIND | WIND | 13.98 | 14 |  |  |  |  | 1 | 24 | 24 |  |  |  |  | 1.17 | 2.84 | 3.18 | 5.12 | 5.77 | 5.25 | 5.23 | 4.83 | 2.97 | 1.41 | 0.92 | 0.9 | N | South | FC
VOYAGR_2_VOYWD1 |  |  | Voyager 1 | CISO | N | CAISO System |  |  | Wind | WIND | WIND | 128.91 | 131.1 |  |  |  |  | 1 | 24 | 24 |  |  |  |  | 10.83 | 26.14 | 29.29 | 47.17 | 53.17 | 48.44 | 48.26 | 44.58 | 27.37 | 12.99 | 8.51 | 8.34 | N | South | FC
VOYAGR_2_VOYWD2 |  |  | Voyager Wind 2 | CISO | N | CAISO System |  |  | Wind | WIND | WIND | 126.35 | 128.7 |  |  |  |  | 1 | 24 | 24 |  |  |  |  | 10.61 | 25.62 | 28.71 | 46.23 | 52.12 | 47.48 | 47.31 | 43.69 | 26.82 | 12.73 | 8.34 | 8.17 | N | South | FC
VOYAGR_2_VOYWD3 |  |  | Voyager Wind 3 | CISO | N | CAISO System |  |  | Wind | WIND | WIND | 42.45 | 43.2 |  |  |  |  | 1 | 24 | 24 |  |  |  |  | 3.57 | 8.61 | 9.64 | 15.53 | 17.51 | 15.95 | 15.89 | 14.68 | 9.01 | 4.28 | 2.8 | 2.75 | N | South | FC
VOYAGR_2_VOYWD4 |  |  | Voyager Wind 4 | CISO | N | CAISO System |  |  | Wind | WIND | WIND | 21.01 | 21.6 |  |  |  |  | 1 | 24 | 24 |  |  |  |  | 1.76 | 4.26 | 4.77 | 7.69 | 8.67 | 7.9 | 7.87 | 7.27 | 4.46 | 2.12 | 1.39 | 1.36 | N | South | FC
VSTAES_6_VESBT1 |  |  | Vista Energy Storage | CISO | N | San Diego-IV | San Diego |  | Battery Storage | OTHER | LESR | 32 | 40 | 0.8 | 32 | 32 | 1 | 1 | 24 | 4 |  | TRUE | 50 | 1 | 10 | 10 | 10 | 10 | 10 | 10 | 10 | 10 | 10 | 10 | 10 | 10 | Y | South | PD | 30
WADHAM_6_UNIT |  |  | Wadham Energy LP | CISO | N | CAISO System |  |  | Biomass/Wood | STEAM | WASTE TO POWER | 29.07 | 32 |  |  |  |  | 1 | 24 | 24 |  |  |  |  | 21.02 | 16.19 | 9.39 | 9.81 | 5 | 22.3 | 23.9 | 23.32 | 23.42 | 22.66 | 15.39 | 24.15 | N | North | FC
WALCRK_2_CTG1 |  |  | Walnut Creek Energy Park Unit 1 | CISO | N | LA Basin | Western | Y | Peaker | COMBUSTION TURBINE | NATURAL GAS | 100.1 | 102.5 |  |  |  |  | 1 | 24 | 24 |  |  | 100.1 | 1 | 100.1 | 100.1 | 100.1 | 100.1 | 100.1 | 100.1 | 100.1 | 100.1 | 100.1 | 100.1 | 100.1 | 100.1 | Y | South | FC
WALCRK_2_CTG2 |  |  | Walnut Creek Energy Park Unit 2 | CISO | N | LA Basin | Western | Y | Peaker | COMBUSTION TURBINE | NATURAL GAS | 100.1 | 102.5 |  |  |  |  | 1 | 24 | 24 |  |  | 100.1 | 1 | 100.1 | 100.1 | 100.1 | 100.1 | 100.1 | 100.1 | 100.1 | 100.1 | 100.1 | 100.1 | 100.1 | 100.1 | Y | South | FC
WALCRK_2_CTG3 |  |  | Walnut Creek Energy Park Unit 3 | CISO | N | LA Basin | Western | Y | Peaker | COMBUSTION TURBINE | NATURAL GAS | 100.1 | 102.5 |  |  |  |  | 1 | 24 | 24 |  |  | 100.1 | 1 | 100.1 | 100.1 | 100.1 | 100.1 | 100.1 | 100.1 | 100.1 | 100.1 | 100.1 | 100.1 | 100.1 | 100.1 | Y | South | FC
WALCRK_2_CTG4 |  |  | Walnut Creek Energy Park Unit 4 | CISO | N | LA Basin | Western | Y | Peaker | COMBUSTION TURBINE | NATURAL GAS | 100.1 | 102.5 |  |  |  |  | 1 | 24 | 24 |  |  | 100.1 | 1 | 100.1 | 100.1 | 100.1 | 100.1 | 100.1 | 100.1 | 100.1 | 100.1 | 100.1 | 100.1 | 100.1 | 100.1 | Y | South | FC
WALCRK_2_CTG5 |  |  | Walnut Creek Energy Park Unit 5 | CISO | N | LA Basin | Western | Y | Peaker | COMBUSTION TURBINE | NATURAL GAS | 100.1 | 102.5 |  |  |  |  | 1 | 24 | 24 |  |  | 100.1 | 1 | 100.1 | 100.1 | 100.1 | 100.1 | 100.1 | 100.1 | 100.1 | 100.1 | 100.1 | 100.1 | 100.1 | 100.1 | Y | South | FC
WALNUT_2_SOLAR |  |  | Industry MetroLink PV 1 | CISO | N | LA Basin | Western |  | Solar_Fixed | PHOTO VOLTAIC | SUN | 1.5 | 1.6 |  |  |  |  | 1 | 24 | 24 |  |  |  |  | 0 | 0 | 0 | 0 | 0 | 0 | 0 | 0 | 0 | 0 | 0 | 0 | N | South | EO
WALNUT_6_HILLGEN |  |  | Puente Hills | CISO | N | LA Basin | Western |  | Biogas | OTHER | BIOGAS | 47 | 50 |  |  |  |  | 1 | 24 | 24 |  |  |  |  | 19.15 | 19.31 | 19.21 | 15.94 | 18.88 | 19.52 | 19.2 | 18.9 | 18.81 | 15.69 | 18.04 | 17.93 | N | South | FC
WALNUT_7_WCOVST |  |  | MM West Covina - ST Unit | CISO | N | LA Basin | Western |  | Biogas | STEAM | BIOGAS | 6.5 | 6.5 |  |  |  |  | 1 | 24 | 24 |  |  |  |  | 4.3 | 3.9 | 2.95 | 4.51 | 4.74 | 4.71 | 4.53 | 4.58 | 4.88 | 4.64 | 4.54 | 4.77 | N | South | FC
WARNE_2_UNIT |  |  | WARNE HYDRO AGGREGATE | CISO | N | Big Creek-Ventura |  |  | Hydro | HYDRO | WATER | 76 | 0 |  |  |  |  | 1 | 24 | 24 |  |  | 36 | 1 | 41.5 | 41.05 | 41.29 | 42.26 | 40.33 | 41.81 | 41.39 | 39.12 | 34.82 | 41.44 | 42.52 | 34.73 | Y | South | FC
WASCO_6_TERSR1 |  |  | Terry | CISO | N | CAISO System |  |  | Solar_1Axis | PHOTO VOLTAIC | SUN | 4.62 | 4.63 |  |  |  |  | 1 | 24 | 24 |  |  |  |  | 0 | 0 | 0 | 0 | 0 | 0 | 0 | 0 | 0 | 0 | 0 | 0 | N | North | EO
WAUKNA_1_SOLAR |  |  | Corcoran Solar | CISO | N | Fresno | Herndon, Hanford | Y | Solar_Fixed | PHOTO VOLTAIC | SUN | 20 | 20 |  |  |  |  | 1 | 24 | 24 |  |  |  |  | 0.1 | 0.1 | 0.1 | 0.27 | 0.1 | 7.66 | 11.98 | 4.02 | 8.01 | 3.47 | 0.1 | 0.1 | N | North | FC
WAUKNA_1_SOLAR2 |  |  | Corcoran 2 | CISO | N | Fresno | Herndon, Hanford | Y | Solar_1Axis | PHOTO VOLTAIC | SUN | 19.75 | 19.8 |  |  |  |  | 1 | 24 | 24 |  |  |  |  | 0.1 | 0.1 | 0.1 | 0.27 | 0.1 | 11.2 | 14.41 | 5.28 | 9.38 | 3.58 | 0.1 | 0.1 | N | North | FC
WDFRDF_2_WFFBT1 |  |  | West Ford Flat Energy Storage | CISO | N | NCNB |  |  | Battery Storage | OTHER | LESR | 25 | 25 | 0.8 | 100 | 100 | 1 | 1 | 24 | 4 |  | TRUE | 50 | 1 | 25 | 25 | 25 | 25 | 25 | 25 | 25 | 25 | 25 | 25 | 25 | 25 | Y | North | FC
WDLEAF_7_UNIT 1 |  |  | WOODLEAF HYDRO | CISO | N | Sierra | Drum-Rio Oso |  | Hydro | HYDRO | WATER | 60 | 60 |  |  |  |  | 1 | 24 | 24 |  |  | 48 | 1 | 60 | 60 | 60 | 60 | 60 | 60 | 60 | 60 | 60 | 60 | 60 | 60 | Y | North | FC
WEBER_6_FORWRD |  |  | Forward | CISO | N | CAISO System |  | Y | Biogas | RECIPROCATING ENGINE | BIOGAS | 4.2 | 4.3 |  |  |  |  | 1 | 24 | 24 |  |  |  |  | 4.04 | 4.06 | 3.8 | 3.61 | 4.02 | 3.98 | 3.87 | 3.95 | 3.89 | 4.02 | 4.03 | 4 | N | North | FC
WEEDPC_6_KNSSR1 |  |  | Kern Sunset | CISO | N | CAISO System |  |  | Solar_Fixed | PHOTO VOLTAIC | SUN | 2.37 | 2.37 |  |  |  |  | 1 | 24 | 24 |  |  |  |  | 0 | 0 | 0 | 0 | 0 | 0 | 0 | 0 | 0 | 0 | 0 | 0 | N | North | EO
WESCAN_2_BDSBT1 |  |  | Bateria Del Sur | CISO | N | San Diego-IV |  |  | Battery Storage | OTHER | LESR | 131 | 131 | 0.8 | 524 | 524 | 1 | 1 | 24 | 4 |  | TRUE | 262 | 1 | 131 | 131 | 131 | 131 | 131 | 131 | 131 | 131 | 131 | 131 | 131 | 131 | Y | South | PD | 131
WESCN2_2_BDSBT1 |  |  | Bateria Del Sur 2A | CISO | N | San Diego-IV |  |  | Battery Storage | OTHER | LESR | 119 | 119 | 0.8 | 476 | 476 | 1 | 1 | 24 | 4 |  | TRUE | 238 | 2 | 119 | 119 | 119 | 119 | 119 | 119 | 119 | 119 | 119 | 119 | 119 | 119 | Y | South | ID | 100% | Q1531 - 119 MW battery FCDS - Total Q is for 350 MWs FCDS - Waiting for 2022-2023 TPP approved upgrades.
WESTPT_2_UNIT |  |  | West Point Hydro Plant | CISO | N | CAISO System |  |  | Hydro | HYDRO | WATER | 14 | 14 |  |  |  |  | 1 | 24 | 24 |  |  | 0 | 1 | 8.4 | 5.36 | 8.26 | 1.6 | 0 | 10.5 | 10.4 | 11.62 | 9.86 | 9.92 | 9.66 | 9.28 | Y | North | FC
WFRESN_1_SOLAR |  |  | Joya Del Sol | CISO | N | Fresno |  | Y | Solar_Fixed | PHOTO VOLTAIC | SUN | 1.5 | 1.5 |  |  |  |  | 1 | 24 | 24 |  |  |  |  | 0 | 0 | 0 | 0 | 0 | 0 | 0 | 0 | 0 | 0 | 0 | 0 | N | North | EO
WHEATL_6_LNDFIL |  |  | G2 ENERGY, OSTROM ROAD LLC | CISO | N | Sierra |  |  | Biogas | RECIPROCATING ENGINE | BIOGAS | 3.55 | 3.55 |  |  |  |  | 1 | 24 | 24 |  |  |  |  | 3.17 | 3.2 | 3.32 | 2.68 | 3.21 | 3.25 | 3.03 | 3.21 | 3.18 | 3.35 | 3.26 | 3.17 | N | North | FC
WHITNY_6_SOLAR |  |  | Whitney Point Solar | CISO | N | Fresno | Coalinga, Panoche 115 kV | Y | Solar_1Axis | PHOTO VOLTAIC | SUN | 20 | 20 |  |  |  |  | 1 | 24 | 24 |  |  |  |  | 0 | 0 | 0 | 0 | 0 | 0 | 0 | 0 | 0 | 0 | 0 | 0 | N | North | EO
WHTWTR_1_WINDA1 |  |  | Whitewater Hill Wind Project | CISO | N | LA Basin | Eastern, Valley-Devers |  | Wind | WIND | WIND | 57 | 61.5 |  |  |  |  | 1 | 24 | 24 |  |  |  |  | 4.79 | 11.56 | 12.95 | 20.86 | 23.51 | 21.42 | 21.34 | 19.71 | 12.1 | 5.74 | 3.76 | 3.69 | N | South | FC
WILLMS_6_ARBBM1 |  |  | Abel Road Bioenergy | CISO | N | CAISO System |  |  |  | OTHER | BIOMASS | 3 | 3 |  |  |  |  | 1 | 24 | 24 |  |  |  |  | 0 | 0 | 0 | 0 | 0 | 0 | 0 | 0 | 0 | 0 | 0 | 0 | N | North | EO
WISE_1_UNIT 1 |  |  | Wise Hydro Unit 1 | CISO | N | Sierra | Placer, Gold Hill-Drum, Drum-Rio Oso, South of Rio Oso, South of Palermo |  | Hydro | HYDRO | WATER | 14.5 | 14.5 |  |  |  |  | 1 | 24 | 24 |  |  | 0 | 1 | 3.44 | 4.9 | 4.58 | 6.36 | 8.22 | 7.38 | 7.92 | 9.26 | 7.24 | 0 | 0 | 4.16 | Y | North | FC
WISE_1_UNIT 2 |  |  | WISE HYDRO UNIT 2 | CISO | N | Sierra | Placer, Gold Hill-Drum, Drum-Rio Oso, South of Rio Oso, South of Palermo |  | Hydro | HYDRO | WATER | 3.2 | 3.2 |  |  |  |  | 1 | 24 | 24 |  |  | 0 | 1 | 0 | 0 | 0 | 0 | 0 | 0 | 0 | 0 | 0 | 0 | 0 | 0 | Y | North | FC
WISHON_6_UNITS |  |  | Wishon/San Joaquin #1-A AGGREGATE | CISO | N | Fresno | Borden |  | Hydro | HYDRO | WATER | 18.4 | 0 |  |  |  |  | 1 | 24 | 24 |  |  | 0 | 2 | 1.12 | 1.6 | 2.4 | 2 | 0.48 | 0.32 | 0 | 0 | 0 | 2.4 | 5.6 | 1.52 | Y | North | FC
WISTRA_2_WRSSR1 |  |  | Wistaria Ranch Solar | CISO | N | San Diego-IV |  | Y | Solar_1Axis | PHOTO VOLTAIC | SUN | 100 | 100 |  |  |  |  | 1 | 24 | 24 |  |  |  |  | 0.1 | 0.1 | 0.1 | 0.48 | 0.1 | 42.52 | 67.29 | 20.3 | 38.96 | 15.91 | 0.1 | 0.1 | N | South | FC
WLDWD_1_SOLAR1 |  |  | Wildwood Solar I | CISO | N | CAISO System |  | Y | Solar_1Axis | PHOTO VOLTAIC | SUN | 20 | 20 |  |  |  |  | 1 | 24 | 24 |  |  |  |  | 0.1 | 0.1 | 0.1 | 0.27 | 0.1 | 11.34 | 14.59 | 5.34 | 9.5 | 3.63 | 0.1 | 0.1 | N | North | FC
WLDWD_1_SOLAR2 |  |  | Wildwood Solar 2 | CISO | N | CAISO System |  | Y | Solar_1Axis | PHOTO VOLTAIC | SUN | 15 | 15 |  |  |  |  | 1 | 24 | 24 |  |  |  |  | 0.1 | 0.1 | 0.1 | 0.2 | 0.1 | 8.51 | 10.94 | 4.01 | 7.13 | 2.72 | 0.1 | 0.1 | N | North | FC
WNDMAS_2_UNIT 1 |  |  | BUENA VISTA ENERGY, LLC | CISO | N | Bay Area | Contra Costa |  | Wind | WIND | WIND | 38 | 36 |  |  |  |  | 1 | 24 | 24 |  |  |  |  | 2.16 | 3.23 | 6.73 | 13.35 | 18.2 | 16.21 | 16.32 | 11.55 | 9.35 | 2.72 | 1.53 | 2.1 | N | North | FC
WNDSTR_2_WIND |  |  | Windstar | CISO | N | CAISO System |  |  | Wind | WIND | WIND | 120 | 120 |  |  |  |  | 1 | 24 | 24 |  |  |  |  | 10.08 | 24.33 | 27.26 | 43.9 | 49.5 | 45.09 | 44.93 | 41.49 | 25.48 | 12.09 | 7.92 | 7.76 | N | South | FC
WOLFSK_1_UNITA1 |  |  | Wolfskill Energy Center | CISO | N | CAISO System |  | Y | Peaker | COMBUSTION TURBINE | NATURAL GAS | 48.68 | 49.9 |  |  |  |  | 1 | 24 | 24 |  |  | 46.9 | 1 | 46.9 | 46.9 | 46.9 | 46.9 | 46.9 | 46.9 | 46.9 | 46.9 | 46.9 | 46.9 | 46.9 | 46.9 | Y | North | FC
WOODWR_1_HYDRO |  |  | Quinten Luallen | CISO | N | Fresno | Herndon |  | Hydro | HYDRO | WATER | 7.3 | 7.3 |  |  |  |  | 1 | 24 | 24 |  |  |  |  | 0 | 0 | 0 | 0 | 0 | 0 | 0 | 0 | 0 | 0 | 0 | 0 | N | North | EO
WRGTSR_2_WSFSR1 |  |  | Wright Solar Freeman | CISO | N | CAISO System |  | Y | Hybrid_Solar_Fixed | PHOTO VOLTAIC | SUN | 200 | 200 |  |  |  |  | 1 | 24 | 24 |  |  |  |  | 0.1 | 0.1 | 0.1 | 2.68 | 0.1 | 76.62 | 119.83 | 40.19 | 80.14 | 34.73 | 0.1 | 0.1 | N | North | FC
WSENGY_1_UNIT 1 |  |  | Wheelabrator Shasta | CISO | N | CAISO System |  |  | Biomass/Wood | STEAM | BIOMASS | 50 | 50 |  |  |  |  | 1 | 24 | 24 |  |  |  |  | 34.06 | 34.05 | 33.96 | 25.86 | 34.05 | 34.06 | 34.22 | 35.94 | 35.27 | 33.93 | 33.59 | 34.06 | N | North | FC
WSTWND_2_M89BT2 |  | WSTWND_2_M89WD2 | Mojave 89 BESS 2B | CISO | N | CAISO System |  |  | Paired_BattStorage | OTHER | LESR | 70.6 | 70.6 | 0.8 | 282.4 | 282.4 | 1 | 1 | 24 | 4 | 82.65 | FALSE |  |  | 0 | 0 | 0 | 0 | 0 | 0 | 0 | 0 | 0 | 0 | 0 | 0 | Y | South | EO |  | Group name - MOJAVE89_0041CONV - Max to grid 82.65 MW.
WSTWND_2_M89WD2 |  | WSTWND_2_M89BT2 | Mojave 89 Wind | CISO | N | CAISO System |  |  | Wind | WIND | WIND | 58.3 | 82.7 |  |  |  |  | 1 | 24 | 24 | 82.65 |  |  |  | 4.8552 | 11.7218 | 13.1322 | 21.149 | 23.8406 | 21.7212 | 21.6403 | 19.9872 | 12.2709 | 5.8236 | 3.8148 | 3.7397 | N | South | FC |  | Group name: MOJAVE89_0041CONV - Max to grid 82.65 MW.
WSTWND_2_M90WD2 |  |  | Mojave 90 | CISO | N | CAISO System |  |  | Wind | WIND | WIND | 64.82 | 64.9 |  |  |  |  | 1 | 24 | 24 |  |  |  |  | 5.44 | 13.15 | 14.73 | 23.72 | 26.74 | 24.36 | 24.27 | 22.41 | 13.76 | 6.53 | 4.28 | 4.19 | N | South | FC
WSTWND_2_SBSBT1 |  |  | Sagebrush Solar 2 | CISO | N | CAISO System |  |  | Battery Storage | OTHER | LESR | 80 | 80 | 0.8 | 320 | 320 | 1 | 1 | 24 | 4 |  | TRUE | 160 | 1 | 80 | 80 | 80 | 80 | 80 | 80 | 80 | 80 | 80 | 80 | 80 | 80 | Y | South | FC
WSTWND_2_SBSBT2 |  |  | Sagebrush Solar 2 ESS 40 | CISO | N | CAISO System |  |  | Battery Storage | OTHER | LESR | 40 | 40 | 0.8 | 160 | 160 | 1 | 1 | 24 | 4 |  | TRUE | 80 | 2 | 40 | 40 | 40 | 40 | 40 | 40 | 40 | 40 | 40 | 40 | 40 | 40 | Y | South | FC
WSTWND_2_SBSBT3 |  |  | Sagebrush Solar 2 ESS 59 | CISO | N | CAISO System |  |  | Battery Storage | OTHER | LESR | 59 | 59 | 0.8 | 236 | 236 | 1 | 1 | 24 | 4 |  | TRUE | 118 | 2 | 59 | 59 | 59 | 59 | 59 | 59 | 59 | 59 | 59 | 59 | 59 | 59 | Y | South | FC
YELPIN_2_YP2BT1 |  | YELPIN_2_YP2SR1 | Yellow Pine 2 BESS | CISO | N | CAISO System |  |  | Paired_BattStorage | OTHER | LESR | 65 | 65 | 0.865 | 260 | 260 | 1 | 1 | 24 | 4 | 125 | FALSE | 130 | 1 | 65 | 65 | 65 | 65 | 65 | 65 | 65 | 65 | 65 | 65 | 65 | 65 | Y | South | ID | 100% | Q1341 - Group name: YELLOW_PINE_1341_1 - Max to grid 125 MW. Waiting for Lugo-Victorville CRAS - Co-located with 125 MW solar YELPIN_2_YP2SR1
YELPIN_2_YP2BT2 |  | YELPIN_2_YP2SR2 | Yellow Pine 2 A BESS | CISO | N | CAISO System |  |  | Paired_BattStorage | OTHER | LESR | 28 | 53 | 0.875 | 112 | 112 | 1 | 1 | 24 | 4 | 60 | FALSE | 106 | 2 | 53 | 53 | 53 | 53 | 53 | 53 | 53 | 53 | 53 | 53 | 53 | 53 | Y | South | ID | 100% | Q1341 - Group name YELLOW_PINE_1341_2 - Max to grid 60 MW. Waiting for Lugo Victorville CRAS and possibly other (25 MW del. transferred from later Q possition.) - Co-located with 60 MW solar YELP_2_YP2SR2.
YELPIN_2_YP2BT3 |  | YELPIN_2_YP2SR3 | Yellow Pine 2 B BESS | CISO | N | CAISO System |  |  | Paired_BattStorage | OTHER | LESR | 32 | 32 | 0.859 | 128 | 128 | 1 | 1 | 24 | 4 | 65 | TRUE | 64 | 2 | 32 | 32 | 32 | 32 | 32 | 32 | 32 | 32 | 32 | 32 | 32 | 32 | Y | South | ID | 100% | Q1341 - Group name: YELLOW_PINE_1341_3 - Max to grid 65 MW. Waiting for Lugo Victorville CRAS - Co-located with 65 MW solar YELP_2_YP2SR3.
YELPIN_2_YP2SR1 |  | YELPIN_2_YP2BT1 | Yellow Pine 2 | CISO | N | CAISO System |  |  | Paired_Solar_1Axis | PHOTO VOLTAIC | SUN | 125 | 125 |  |  |  |  | 1 | 24 | 24 | 125 |  |  |  | 0.1 | 0.1 | 0.1 | 0.6 | 0.1 | 53.15 | 60 | 25.37 | 48.69 | 19.89 | 0.1 | 0.1 | N | South | ID | 100% | Q1341 - Group name: YELLOW_PINE_1341_1 - Max to grid 125 MW. Max 60 MW NQC. (Normal FC) At CPUC - hourly FC - Waiting for Lugo-Victorville CRAS - Co-located with 65 MW battery YELPIN_2_YP2BT1
YELPIN_2_YP2SR2 |  | YELPIN_2_YP2BT2 | Yellow Pine 2 A PV | CISO | N | CAISO System |  |  | Paired_Solar_1Axis | PHOTO VOLTAIC | SUN | 60 | 60 |  |  |  |  | 1 | 24 | 24 | 85 |  |  |  | 0.1 | 0.1 | 0.1 | 0.29 | 0.1 | 7 | 7 | 7 | 7 | 7 | 0.1 | 0.1 | N | South | ID | 100% | Q1341 - Group name: YELLOW_PINE_1341_2 - Max to grid 60 MW. Max 7 MW NQC. (Normal FC) At CPUC - hourly FC - Waiting for Lugo Victorville CRAS - Co-located with YELP_2_YP2BT2.
YELPIN_2_YP2SR3 |  | YELPIN_2_YP2BT3 | Yellow Pine 2 B PV | CISO | N | CAISO System |  |  | Paired_Solar_1Axis | PHOTO VOLTAIC | SUN | 65 | 65 |  |  |  |  | 1 | 24 | 24 | 65 |  |  |  | 0.1 | 0.1 | 0.1 | 0.31 | 0.1 | 27.64 | 33 | 13.19 | 25.32 | 10.34 | 0.1 | 0.1 | N | South | ID | 100% | Q1341 - Group name: YELLOW_PINE_1341_3 - Max to grid 65 MW. Max 33 MW NQC. (Normal FC) At CPUC - hourly FC - Waiting for Lugo Victorville CRAS - Co-located with 32 MW battery YELP_2_YP2BT3.
YUBACT_1_SUNSWT |  |  | YUBA CITY COGEN | CISO | N | Sierra | Pease, Drum-Rio Oso |  | CHP | COMBUSTION TURBINE | NATURAL GAS | 49.97 | 49 |  |  |  |  | 1 | 24 | 24 |  |  | 0 | 1 | 49.97 | 49.97 | 49.97 | 49.97 | 49.97 | 49.97 | 49.97 | 49.97 | 49.97 | 49.97 | 49.97 | 49.97 | Y | North | FC
YUBACT_6_UNITA1 |  |  | Yuba City Energy Center (Calpine) | CISO | N | Sierra | Pease, Drum-Rio Oso |  | Peaker | COMBUSTION TURBINE | NATURAL GAS | 47.16 | 49.9 |  |  |  |  | 1 | 24 | 24 |  |  | 47.16 | 1 | 47.16 | 47.16 | 47.16 | 47.16 | 47.16 | 47.16 | 47.16 | 47.16 | 47.16 | 47.16 | 47.16 | 47.16 | Y | North | FC
ZOND_6_UNIT |  |  | ZOND WINDSYSTEMS INC. | CISO | N | Bay Area | Contra Costa |  | Wind | WIND | WIND | 17.1 | 21.87 |  |  |  |  | 1 | 24 | 24 |  |  |  |  | 0.97 | 1.45 | 3.03 | 6.01 | 8.19 | 7.3 | 7.34 | 5.2 | 4.21 | 1.23 | 0.69 | 0.95 | N | North | FC
ALHMBR_1_ALHSLR |  |  | SG Alhambra | IID | Y | Import |  |  | Solar_1Axis | PHOTO VOLTAIC | SUN | 50 | 50 |  |  |  |  | 1 | 24 | 24 |  |  |  |  | 0.1 | 0.1 | 0.1 | 0.24 | 0.1 | 21.26 | 33.65 | 10.15 | 19.48 | 7.96 | 0.1 | 0.1 |  | South
ANZA_6_SOLAR1 |  |  | Seville Solar One | IID | Y | Import |  |  | Solar_1Axis | PHOTO VOLTAIC | SUN | 20 | 20 |  |  |  |  | 1 | 24 | 24 |  |  |  |  | 0.1 | 0.1 | 0.1 | 0.1 | 0.1 | 8.5 | 13.46 | 4.06 | 7.79 | 3.18 | 0.1 | 0.1 |  | South
ARKANS_1_ARKSLR |  |  | SG Arkansas | IID | Y | Import |  |  | Solar_1Axis | PHOTO VOLTAIC | SUN | 50 | 50 |  |  |  |  | 1 | 24 | 24 |  |  |  |  | 0.1 | 0.1 | 0.1 | 0.24 | 0.1 | 21.26 | 33.65 | 10.15 | 19.48 | 7.96 | 0.1 | 0.1 |  | South
ARLINT_5_SCEDYN |  |  | Arlington Valley CC | AZPS | Y | Import |  |  | CCGT | COMBINED CYCLE | NATURAL GAS | 565 | 0 |  |  |  |  | 1 | 24 | 24 |  |  |  |  | 565 | 565 | 565 | 565 | 565 | 565 | 565 | 565 | 565 | 565 | 565 | 565 |  | South
ARLVAL_5_SOLAR |  |  | Arlington Valley Solar Energy II | SRP | Y | Import |  |  | Solar_Fixed | PHOTO VOLTAIC | SUN | 127 | 127 |  |  |  |  | 1 | 24 | 24 |  |  |  |  | 0.1 | 0.1 | 3.43 | 13.76 | 0.1 | 68.89 | 85.21 | 55.08 | 73.85 | 13.36 | 0.1 | 0.1 |  | South
BCTSYS_5_PWXDYN |  |  | BCTSYS_5_PWXDYN | BPAT | Y | Import |  |  | Hydro |  | WATER | 428 | 0 |  |  |  |  | 1 | 24 | 24 |  |  |  |  | 428 | 428 | 428 | 428 | 428 | 428 | 428 | 428 | 428 | 428 | 428 | 428 |  | North
BEJNLS_5_BV2SCEDYN |  |  | Broadview 2 | AZPS | Y | Import |  |  | Wind | WIND | WIND | 167 | 0 |  |  |  |  | 1 | 24 | 24 |  |  |  |  | 68.89 | 82.1 | 86.84 | 85.17 | 68.3 | 73.91 | 56.78 | 51.77 | 50.1 | 55.11 | 51.37 | 63.46 |  | South
BEKWJS_5_BV1SCEDYN |  |  | Broadview 1 | AZPS | Y | Import |  |  | Wind | WIND | WIND | 130 | 0 |  |  |  |  | 1 | 24 | 24 |  |  |  |  | 53.63 | 63.91 | 67.6 | 66.3 | 53.17 | 57.54 | 44.2 | 40.3 | 39 | 42.9 | 39.99 | 49.4 |  | South
CALPSS_6_SOLAR1 |  |  | Calipatria Solar Farm | IID | Y | Import |  | Y | Solar_1Axis | PHOTO VOLTAIC | SUN | 19.9 | 20 |  |  |  |  | 1 | 24 | 24 |  |  |  |  | 0.1 | 0.1 | 0.1 | 0.1 | 0.1 | 8.46 | 13.39 | 4.04 | 7.75 | 3.17 | 0.1 | 0.1 |  | South
CLINESCO_3_PVDYN |  |  | CLINES CORNERS | PNM | Y | Import |  |  | Wind | WIND | WIND | 129.94 | 0 |  |  |  |  | 1 | 24 | 24 |  |  |  |  | 53.6 | 63.88 | 67.57 | 66.27 | 53.15 | 57.51 | 44.18 | 40.28 | 38.98 | 42.88 | 39.97 | 49.38 |  | South
CLINESCO_3_WBDYN |  |  | CLINES CORNERS B | PNM | Y | Import |  |  | Wind | WIND | WIND | 194.28 | 0 |  |  |  |  | 1 | 24 | 24 |  |  |  |  | 80.14 | 95.51 | 101.03 | 99.08 | 79.46 | 85.99 | 66.06 | 60.23 | 58.28 | 64.11 | 59.76 | 73.83 |  | South
COLGNS_2_CNSSR1 |  |  | ColGreen North Shore | IID | Y | Import |  | Y | Solar_1Axis | PHOTO VOLTAIC | SUN | 74.8 | 74.8 |  |  |  |  | 1 | 24 | 24 |  |  |  |  | 0.1 | 0.1 | 0.1 | 0.36 | 0.1 | 31.81 | 50.34 | 15.18 | 29.14 | 11.9 | 0.1 | 0.1 |  | South
DLN_5_HARQSCEDYN |  |  | Harq | AZPS | Y | Import |  |  | Solar_1Axis | PHOTO VOLTAIC | SUN | 150 | 0 |  |  |  |  | 1 | 24 | 24 |  |  |  |  | 0.1 | 0.1 | 0.1 | 0.71 | 0.1 | 63.79 | 100.94 | 30.45 | 58.43 | 23.87 | 0.1 | 0.1 |  | South
DURNMESA_3_WBDYN |  |  | DURAN MESA | PNM | Y | Import |  |  | Wind | WIND | WIND | 105.08 | 0 |  |  |  |  | 1 | 24 | 24 |  |  |  |  | 43.35 | 51.66 | 54.64 | 53.59 | 42.98 | 46.51 | 35.73 | 32.57 | 31.52 | 34.68 | 32.32 | 39.93 |  | South
ELCABO_5_ECWSCEDYN |  |  | El Cabo Wind | PNM | Y | Import |  |  | Wind | WIND | WIND | 298 | 0 |  |  |  |  | 1 | 24 | 24 |  |  |  |  | 122.93 | 146.5 | 154.96 | 151.98 | 121.88 | 131.89 | 101.32 | 92.38 | 89.4 | 98.34 | 91.66 | 113.24 |  | South
GRADYW_5_GDYWD1 |  |  | Grady Wind | AZPS | Y | Import |  |  | Wind | WIND | WIND | 200 | 220.5 |  |  |  |  | 1 | 24 | 24 |  |  |  |  | 82.5 | 98.32 | 104 | 102 | 81.8 | 88.52 | 68 | 62 | 60 | 66 | 61.52 | 76 |  | South
GRIFFI_2_LSPDYN |  |  | Griffith Energy | WALC | Y | Import |  |  | CCGT | COMBINED CYCLE | NATURAL GAS | 570 | 0 |  |  |  |  | 1 | 24 | 24 |  |  |  |  | 570 | 570 | 570 | 570 | 570 | 570 | 570 | 570 | 570 | 570 | 570 | 570 |  | South
HOOV_2_ANAPT |  |  | Hoover Power Plant | WALC | Y | Import |  |  | Hydro | HYDRO | WATER | 40.39 | 41 |  |  |  |  | 1 | 24 | 24 |  |  | 40.39 | 1 | 40.39 | 40.39 | 40.39 | 40.39 | 40.39 | 40.39 | 40.39 | 40.39 | 40.39 | 40.39 | 40.39 | 40.39 |  | South
HOOVER_2_MWDPT |  |  | HOOVER MWD | WALC | Y | Import |  |  | Hydro | HYDRO | WATER | 249 | 250 |  |  |  |  | 1 | 24 | 24 |  |  | 249 | 1 | 249 | 249 | 249 | 249 | 249 | 249 | 249 | 249 | 249 | 249 | 249 | 249 |  | South
HOOVER_2_SCEPT |  |  | Hoover DAM - SCE Share | WALC | Y | Import |  |  | Hydro | HYDRO | WATER | 287 | 288 |  |  |  |  | 1 | 24 | 24 |  |  | 283 | 1 | 287 | 287 | 287 | 287 | 287 | 287 | 287 | 287 | 287 | 287 | 287 | 287 |  | South
HOOVER_2_VEAPT |  |  | HOOVER VEA | WALC | Y | Import |  |  | Hydro | HYDRO | WATER | 16 | 18 |  |  |  |  | 1 | 24 | 24 |  |  | 16 | 1 | 16 | 16 | 16 | 16 | 16 | 16 | 16 | 16 | 16 | 16 | 16 | 16 |  | South
INTMNT_3_ANAHEIM |  |  | Intermountain Power Project | LADWP | Y | Import |  |  | Coal | STEAM | COAL | 234 | 0 |  |  |  |  | 1 | 24 | 24 |  |  | 236 | 1 | 234 | 234 | 234 | 234 | 234 | 234 | 234 | 234 | 234 | 234 | 234 | 234 |  | South
INTMNT_3_PASADENA |  |  | Intermountain Power Project | LADWP | Y | Import |  |  | Coal | STEAM | COAL | 107 | 0 |  |  |  |  | 1 | 24 | 24 |  |  |  |  | 107 | 107 | 107 | 107 | 107 | 107 | 107 | 107 | 107 | 107 | 107 | 107 |  | South
INTMNT_3_RIVERSIDE |  |  | IPPDYN | LADWP | Y | Import |  |  | Coal | STEAM | COAL | 135 | 0 |  |  |  |  | 1 | 24 | 24 |  |  | 136 | 1 | 136 | 136 | 136 | 136 | 136 | 136 | 136 | 136 | 136 | 136 | 136 | 136 |  | South
MAGNLA_6_ANAHEIM |  |  | Magnolia Power Plant Anaheim | LADWP | Y | Import |  |  | CCGT | COMBINED CYCLE | NATURAL GAS | 115 | 0 |  |  |  |  | 1 | 24 | 24 |  |  | 109 | 1 | 109 | 109 | 109 | 109 | 109 | 109 | 109 | 109 | 109 | 109 | 109 | 109 |  | South
MAGNLA_6_CERRITOS |  |  | Magnolia Power Plant Cerritos | LADWP | Y | Import |  |  | CCGT | COMBINED CYCLE | NATURAL GAS | 12 | 0 |  |  |  |  | 1 | 24 | 24 |  |  |  |  | 12 | 12 | 12 | 12 | 12 | 12 | 12 | 12 | 12 | 12 | 12 | 12 |  | South
MAGNLA_6_COLTON |  |  | Magnolia Power Project | LADWP | Y | Import |  |  | CCGT | COMBINED CYCLE | NATURAL GAS | 12 | 0 |  |  |  |  | 1 | 24 | 24 |  |  |  |  | 12 | 12 | 12 | 12 | 12 | 12 | 12 | 12 | 12 | 12 | 12 | 12 |  | South
MAGNLA_6_PASADENA |  |  | Magnolia Power Plant - PASADENA | LADWP | Y | Import |  |  | CCGT | COMBINED CYCLE | NATURAL GAS | 18 | 0 |  |  |  |  | 1 | 24 | 24 |  |  |  |  | 18 | 18 | 18 | 18 | 18 | 18 | 18 | 18 | 18 | 18 | 18 | 18 |  | South
MALIN_5_BPADYN |  |  | MALIN_5_BPADYN | BPAT | Y | Import |  |  | Hydro |  | WATER | 700 | 0 |  |  |  |  | 1 | 24 | 24 |  |  |  |  | 700 | 700 | 700 | 700 | 700 | 700 | 700 | 700 | 700 | 700 | 700 | 700 |  | North
MALIN_5_GCPDDYN |  |  | Grant County Hydro Facilities | BPAT | Y | Import |  |  | Hydro | HYDRO | WATER | 125 | 0 |  |  |  |  | 1 | 24 | 24 |  |  |  |  | 125 | 125 | 125 | 125 | 125 | 125 | 125 | 125 | 125 | 125 | 125 | 125 |  | North
MALIN_5_HERMDYN |  |  | MALIN_5_HERMDYN | BPAT | Y | Import |  |  | CCGT | COMBINED CYCLE | NATURAL GAS | 308 | 0 |  |  |  |  | 1 | 24 | 24 |  |  |  |  | 308 | 308 | 308 | 308 | 308 | 308 | 308 | 308 | 308 | 308 | 308 | 308 |  | North
MALIN_5_IBERDR |  |  | Iberdrola Centroid Sytem Resource | BPAT | Y | Import |  |  | Wind | WIND | WIND | 100 | 0 |  |  |  |  | 1 | 24 | 24 |  |  |  |  | 10 | 22.5 | 17 | 44.71 | 35.5 | 36 | 9 | 12 | 13.5 | 12.5 | 9 | 9 |  | North
MALIN_5_INHRED |  |  | CSF Columbia Gorge | BPAT | Y | Import |  |  | Wind | WIND | WIND | 50 | 0 |  |  |  |  | 1 | 24 | 24 |  |  |  |  | 5 | 11.25 | 8.5 | 22.36 | 17.75 | 18 | 4.5 | 6 | 6.75 | 6.25 | 4.5 | 4.5 |  | North
MALIN_5_INHRPG |  |  | BIGLOW CANYON | BPAT | Y | Import |  |  | Wind | WIND | WIND | 50 | 0 |  |  |  |  | 1 | 24 | 24 |  |  |  |  | 5 | 11.25 | 8.5 | 22.36 | 17.75 | 18 | 4.5 | 6 | 6.75 | 6.25 | 4.5 | 4.5 |  | North
MIDWY3_2_MDSSR1 |  |  | Midway South Solar Farm | IID | Y | Import |  | Y | Solar_Fixed | PHOTO VOLTAIC | SUN | 20 | 20 |  |  |  |  | 1 | 24 | 24 |  |  |  |  | 0.1 | 0.1 | 0.1 | 0.06 | 0.1 | 5.06 | 9.93 | 2.45 | 5.35 | 2.1 | 0.1 | 0.1 |  | South
MIDWYS_2_MIDSL1 |  |  | Midway Solar Farm | IID | Y | Import |  | Y | Solar_Fixed | PHOTO VOLTAIC | SUN | 49.9 | 50 |  |  |  |  | 1 | 24 | 24 |  |  |  |  | 0.1 | 0.1 | 0.1 | 0.15 | 0.1 | 12.63 | 24.78 | 6.12 | 13.35 | 5.25 | 0.1 | 0.1 |  | South
MILFRD_7_PASADENA |  |  | Milford I | LADWP | Y | Import |  |  | Wind | WIND | WIND | 5 | 0 |  |  |  |  | 1 | 24 | 24 |  |  |  |  | 0.42 | 1.01 | 1.14 | 1.83 | 2.06 | 1.88 | 1.87 | 1.73 | 1.06 | 0.5 | 0.33 | 0.32 |  | South
MSQUIT_5_SERDYN |  |  | MSQUIT_5_SERDYN | SRP | Y | Import |  |  | CCGT | COMBINED CYCLE | NATURAL GAS | 625 | 0 |  |  |  |  | 1 | 24 | 24 |  |  | 625 | 1 | 625 | 625 | 625 | 625 | 625 | 625 | 625 | 625 | 625 | 625 | 625 | 625 |  | South
NGILAA_5_SDGDYN |  |  | NGILAA_5_SDGDYN | AZPS | Y | Import |  |  | CCGT | COMBINED CYCLE | NATURAL GAS | 55 | 0 |  |  |  |  | 1 | 24 | 24 |  |  | 0 | 2 | 57 | 57 | 57 | 57 | 57 | 57 | 57 | 57 | 57 | 57 | 57 | 57 |  | South
PVERDE_5_SCEDYN |  |  | PVERDE_5_SCEDYN | SRP | Y | Import |  |  | Nuclear |  | URANIUM | 635 | 0 |  |  |  |  | 1 | 24 | 24 |  |  |  |  | 635 | 635 | 635 | 635 | 635 | 635 | 635 | 635 | 635 | 635 | 635 | 635 |  | South
RAMON_2_SCEDYN |  |  | RAMON_2_SCEDYN | IID | Y | Import |  |  | Geothermal | OTHER | GEOTHERMAL | 106.18 | 0 |  |  |  |  | 1 | 24 | 24 |  |  |  |  | 106.18 | 106.18 | 106.18 | 106.18 | 106.18 | 106.18 | 106.18 | 106.18 | 106.18 | 106.18 | 106.18 | 106.18 |  | South
RANCHO_2_SMUDSYSDYN |  |  | SMUD Regulation Market | BANC | Y | Import |  |  | CCGT | OTHER | OTHER | 124 | 0 |  |  |  |  | 1 | 24 | 24 |  |  |  |  | 124 | 124 | 124 | 124 | 124 | 124 | 124 | 124 | 124 | 124 | 124 | 124 |  | North
SIGHEB_6_HE2SCEDYN |  |  | Heber 2 | IID | Y | Import |  |  | Geothermal | COMBUSTION TURBINE | GEOTHERMAL | 28 | 0 |  |  |  |  | 1 | 24 | 24 |  |  |  |  | 28 | 28 | 28 | 28 | 28 | 28 | 28 | 28 | 28 | 28 | 28 | 28 |  | South
SIGHEB_6_MIRDYN |  |  | Heber South | IID | Y | Import |  |  | Geothermal | COMBUSTION TURBINE | GEOTHERMAL | 17 | 0 |  |  |  |  | 1 | 24 | 24 |  |  |  |  | 17 | 17 | 17 | 17 | 17 | 17 | 17 | 17 | 17 | 17 | 17 | 17 |  | South
SNORA_2_SNRSLR |  |  | SG Sorrento | IID | Y | Import |  |  | Solar_1Axis | PHOTO VOLTAIC | SUN | 50 | 0 |  |  |  |  | 1 | 24 | 24 |  |  |  |  | 0.1 | 0.1 | 0.1 | 0.24 | 0.1 | 21.26 | 33.65 | 10.15 | 19.48 | 7.96 | 0.1 | 0.1 |  | South
SUNSTR_5_SS1SCEDYN |  |  | Sunstream Solar 1 | AZPS | Y | Import |  |  | Solar_1Axis | PHOTO VOLTAIC | SUN | 150 | 0 |  |  |  |  | 1 | 24 | 24 |  |  |  |  | 0.1 | 0.1 | 0.1 | 0.71 | 0.1 | 63.79 | 100.94 | 30.45 | 58.43 | 23.87 | 0.1 | 0.1 |  | South
SUTTER_2_CISO |  |  | Sutter Power Plant Pseudo-CISO | BANC | Y | Import |  |  | CCGT | COMBINED CYCLE | NATURAL GAS | 275 | 280 |  |  |  |  | 1 | 24 | 24 |  |  | 0 | 1 | 275 | 275 | 275 | 275 | 275 | 275 | 275 | 275 | 275 | 275 | 275 | 275 |  | North
TECOLOTE_3_WBDYN |  |  | TECOLOTE WIND | PNM | Y | Import |  |  | Wind | WIND | WIND | 271.68 | 0 |  |  |  |  | 1 | 24 | 24 |  |  |  |  | 112.07 | 133.56 | 141.27 | 138.56 | 111.12 | 120.25 | 92.37 | 84.22 | 81.5 | 89.65 | 83.57 | 103.24 |  | South
TITANS_2_TTSSR1 |  |  | Titan Solar 1 Pseudo | IID | Y | Import |  |  | Solar_1Axis | PHOTO VOLTAIC | SUN | 70 | 70 |  |  |  |  | 1 | 24 | 24 |  |  |  |  | 0.1 | 0.1 | 0.1 | 0.33 | 0.1 | 29.77 | 47.11 | 14.21 | 27.27 | 11.14 | 0.1 | 0.1 |  | South
VIKING_2_VCSSR1 |  | VIKING_2_VCBBT1 | Vikings Co-located PV | IID | Y | Import |  |  | Paired_Solar_1Axis | PHOTO VOLTAIC | SUN | 132.1 | 130 |  |  |  |  | 1 | 24 | 24 | 237.48 |  |  |  | 0.1 | 0.1 | 0.1 | 0.62 | 0.1 | 55.28 | 87.48 | 26.39 | 50.64 | 21.02 | 0.1 | 0.1 |  | South
VIKING_2_VCBBT1 |  | VIKING_2_VCSSR1 | Vikings Co-located BESS | IID | Y | Import |  |  | Paired_BattStorage | OTHER | LESR | 149.88 | 150 | 0.8 | 599.52 | 599.52 | 1 | 1 | 24 | 4 | 237.48 | TRUE | 450 | 2 | 150 | 150 | 150 | 150 | 150 | 150 | 150 | 150 | 150 | 150 | 150 | 150 |  | South
WHITEH_2_MEADDYN1 |  |  | White Hills A | WALC | Y | Import |  |  | Wind | WIND | WIND | 50 | 50 |  |  |  |  | 1 | 24 | 24 |  |  |  |  | 11.5 | 16 | 23.5 | 22 | 18.5 | 19.5 | 17 | 12 | 12.5 | 12 | 10 | 10.5 |  | South
WHITEH_2_MEADDYN2 |  |  | White Hills B | WALC | Y | Import |  |  | Wind | WIND | WIND | 300 | 300 |  |  |  |  | 1 | 24 | 24 |  |  |  |  | 69 | 96 | 141 | 132 | 111 | 117 | 102 | 72 | 75 | 72 | 60 | 63 |  | South
WISTER_2_WISSR1 |  |  | Wister Solar | IID | Y | Import |  |  | Solar_1Axis | PHOTO VOLTAIC | SUN | 20 | 20 |  |  |  |  | 1 | 24 | 24 |  |  |  |  | 0.1 | 0.1 | 0.1 | 0.1 | 0.1 | 5.06 | 9.93 | 2.45 | 5.35 | 2.1 | 0.1 | 0.1 |  | South
WSNR_2_CVPDYN |  |  | Central Valley 1 | BANC | Y | Import |  |  | Hydro | HYDRO | WATER | 10 | 0 |  |  |  |  | 1 | 24 | 24 |  |  |  |  | 10 | 10 | 10 | 10 | 10 | 10 | 10 | 10 | 10 | 10 | 10 | 10 |  | North
WSNR_2_TESLADYN |  |  | Central Valley Tesla | BANC | Y | Import |  |  | Hydro | HYDRO | WATER | 10 | 0 |  |  |  |  | 1 | 24 | 24 |  |  |  |  | 10 | 10 | 10 | 10 | 10 | 10 | 10 | 10 | 10 | 10 | 10 | 10 |  | North
WSNR_5_TRCYDYN |  |  | Central Valley Tracy | BANC | Y | Import |  |  | Hydro | HYDRO | WATER | 10 | 0 |  |  |  |  | 1 | 24 | 24 |  |  |  |  | 10 | 10 | 10 | 10 | 10 | 10 | 10 | 10 | 10 | 10 | 10 | 10 |  | North
TOWNSITE_2_MEADDYN | TOWNSITE_2_MEADDYN_LESR |  | Townsite Solar BESS | WALC | Y | Import |  |  | Hybrid_BattStorage | OTHER | HYBD | 90 | 0 | 0.8 | 360 | 360 | 1 | 1 | 24 | 4 | 180 | FALSE | 90 | 2 | 90 | 90 | 90 | 90 | 90 | 90 | 90 | 90 | 90 | 90 | 90 | 90 |  | South
TOWNSITE_2_MEADDYN | TOWNSITE_2_MEADDYN_SUN |  | Townsite Solar BESS | WALC | Y | Import |  |  | Hybrid_Solar_1Axis | OTHER | HYBD | 180 | 0 |  |  |  |  | 1 | 24 | 24 | 180 |  | 90 | 2 | 0.1 | 0.1 | 0.1 | 0.86 | 0.1 | 76.54 | 90 | 36.53 | 70.12 | 28.65 | 0.1 | 0.1 |  | South
OCOTLO_6_OCWSB1 | OCOTLO_6_OCWSB1_LESR |  | Ocotillo Wells Solar and BESS | IID | Y | Import |  |  | Hybrid_BattStorage | OTHER | HYBD | 49.89 | 50 | 0.8 | 199.56 | 199.56 | 1 | 1 | 24 | 4 | 50 | FALSE | 45 | 2 | 49.89 | 49.89 | 49.89 | 49.89 | 49.89 | 49.89 | 49.89 | 49.89 | 49.89 | 49.89 | 49.89 | 49.89 |  | South
OCOTLO_6_OCWSB1 | OCOTLO_6_OCWSB1_SUN |  | Ocotillo Wells Solar and BESS | IID | Y | Import |  |  | Hybrid_Solar_1Axis | OTHER | HYBD | 50 | 50 |  |  |  |  | 1 | 24 | 24 | 50 |  | 45 | 2 | 0 | 0 | 0 | 0 | 0 | 0 | 0 | 0 | 0 | 0 | 0 | 0 |  | South
GWFPWR_1_LDCTG1 |  |  | LEAD UNIT 1 | CISO | N | Fresno |  |  | CCGT | COMBUSTION TURBINE | NATURAL GAS | 55.3 | 55.3 |  |  |  |  | 1 | 24 | 24 |  |  |  |  | 49.49 | 49.49 | 49.49 | 49.49 | 49.49 | 49.49 | 49.49 | 49.49 | 49.49 | 49.49 | 49.49 | 49.49 | Y | North | FC |  | Group name HANFORD_0071CONV - Max to grid 99.4 MWs. Co-locate with GWFPWR_1_LDCTG2.
GWFPWR_1_LDCTG2 |  |  | LEAD UNIT 2 | CISO | N | Fresno |  |  | CCGT | COMBUSTION TURBINE | NATURAL GAS | 55.3 | 55.3 |  |  |  |  | 1 | 24 | 24 |  |  |  |  | 48.97 | 48.97 | 48.97 | 48.97 | 48.97 | 48.97 | 48.97 | 48.97 | 48.97 | 48.97 | 48.97 | 48.97 | Y | North | FC |  | Group name HANFORD_0071CONV - Max to grid 99.4 MWs. Co-locate with GWFPWR_1_LDCTG1.
KOLA_2_KLBBT1 |  |  | Kola | CISO | N | CAISO System |  |  | Battery Storage | OTHER | LESR | 275 | 275 | 0.8 | 1100 | 1100 | 1 | 1 | 24 | 4 |  | TRUE |  |  | 275 | 275 | 275 | 275 | 275 | 275 | 275 | 275 | 275 | 275 | 275 | 275 | Y | North | ID | 1 | Q1275 - 275 MW 1100 MWs battery FC - Waiting for RNUs, DNUs, PNUs per LGIA
KOLA_2_KLBBT2 |  |  | Kola BESS 2 | CISO | N | CAISO System |  |  | Battery Storage | OTHER | LESR | 125 | 125 | 0.8 | 500 | 500 | 1 | 1 | 24 | 4 |  | TRUE |  |  | 125 | 125 | 125 | 125 | 125 | 125 | 125 | 125 | 125 | 125 | 125 | 125 | Y | North | ID | 1 | Q1275 - 125 MW 500 MWs battery FC - Waiting for RNUs, DNUs, PNUs per LGIA
RSMNDS_2_CSRBT1 |  | RSMNDS_2_CSRBT2, RSMNDS_2_CSRSR1 | Cyclone Solar Rosamond South I BESS 1 | CISO | N | CAISO System |  |  | Paired_BattStorage | OTHER | LESR | 15 | 15 | 0.8 | 60 | 60 | 1 | 1 | 24 | 4 | 40 | FALSE |  |  | 15 | 15 | 15 | 15 | 15 | 15 | 15 | 15 | 15 | 15 | 15 | 15 | Y | South | ID | 1 | Q1327 - Group name CYCLONE_1327 Max to gird 40 MWs - 4 resource IDs. 15 MW 60 MWhs battery FC co-located with 30 MW solar FC RSMNDS_2_CSRSR1 - Waiting for Whirldwind CRAS and Techachapi CRAS.
RSMNDS_2_CSRBT2 |  | RSMNDS_2_CSRBT1, RSMNDS_2_CSRSR1 | Cyclone Solar Rosamond South I BESS 3 | CISO | N | CAISO System |  |  | Paired_BattStorage | OTHER | LESR | 10 | 10 | 0.8 | 40 | 40 | 1 | 1 | 24 | 4 | 40 | FALSE |  |  | 10 | 10 | 10 | 10 | 10 | 10 | 10 | 10 | 10 | 10 | 10 | 10 | Y | South | ID | 1 | Q1327 - Group name CYCLONE_1327 Max to gird 40 MWs - 4 resource IDs. 10 MW 40 MWhs battery FC co-located with 10 MW solar FC RSMNDS_2_CSRSR2 - Waiting for Whirldwind CRAS and Techachapi CRAS.
RSMNDS_2_CSRSR1 |  | RSMNDS_2_CSRBT2, RSMNDS_2_CSRSB1 | Cyclone Solar | CISO | N | CAISO System |  |  | Paired_Solar_1Axis | PHOTO VOLTAIC | SUN | 30 | 30 |  |  |  |  | 1 | 24 | 24 | 40 |  |  |  | 0.1 | 0.1 | 0.1 | 0.14 | 0.1 | 11.25 | 11.25 | 6.09 | 11.25 | 4.77 | 0.1 | 0.1 | N | South | ID | 11.25 | Q1327 - Group name CYCLONE_1327 Max to gird 40 MWs - 4 resource IDs. 30 MW solar FC - At CPUC - hourly FC - limited to PD to 11.25 MW due to Max at POI - co-located with 15 MW 60 MWhs battery FC FC RSMNDS_2_CSRBT1 - Waiting for Whirldwind CRAS and Techachapi CRAS.
RSMNDS_2_CSRSR2 |  |  | Cyclone Solar Rosamond South I PV3 | CISO | N | CAISO System |  |  |  | PHOTO VOLTAIC | SUN | 10 | 10 |  |  |  |  | 1 | 24 | 24 |  |  |  |  | 0.1 | 0.1 | 0.1 | 0.1 | 0.1 | 3.75 | 3.75 | 2.03 | 3.75 | 1.59 | 0.1 | 0.1 | N | South | ID | 3.75 | Q1327 - Group name CYCLONE_1327 Max to gird 40 MWs - 4 resource IDs. 10 MW solar FC - At CPUC - hourly FC - limited to PD to 3.75 MW due to Max at POI - co-located with 10 MW 40 MWhs battery FC FC RSMNDS_2_CSRBT2 - Waiting for Whirldwind CRAS and Techachapi CRAS.
VALLEY_5_ORTBT1 |  |  | Ortega Grid | CISO | N | LA Basin |  |  | Battery Storage | OTHER | LESR | 20 | 20 | 0.8 | 80 | 80 | 1 | 1 | 24 | 4 |  | TRUE |  |  | 10 | 10 | 10 | 10 | 10 | 10 | 10 | 10 | 10 | 10 | 10 | 10 | Y | South | PD | 10
VALTNE_2_TSASR1 |  | VALTNE_2_TSBBT1 | Tropico Solar Big Beau A | CISO | N | CAISO System |  |  | Paired_Solar_1Axis | PHOTO VOLTAIC | SUN | 58 | 58 |  |  |  |  | 1 | 24 | 24 | 58 |  |  |  | 0.1 | 0.1 | 0.1 | 0.28 | 0.1 | 24.66 | 39.03 | 11.77 | 22.59 | 9.23 | 0.1 | 0.1 | N | South | ID | 1 | Q1329-Q602 - 58 MW solar - Co-located with 18 MW 72 MWh BESS VALTNE_2_TSBBT1 - Max 58 at POI - Waiting for Tehachapi cRAS and Whirlwind cRAS.
VALTNE_2_TSASR2 |  | VALTNE_2_TSBBT2 | Tropico Solar A | CISO | N | CAISO System |  |  | Paired_Solar_1Axis | PHOTO VOLTAIC | SUN | 70 | 70 |  |  |  |  | 1 | 24 | 24 | 70 |  |  |  | 0.1 | 0.1 | 0.1 | 0.34 | 0.1 | 29.76 | 47.11 | 14.21 | 27.27 | 11.14 | 0.1 | 0.1 | N | South | ID | 1 | Q1329 - 70 MW solar Co-located with VALTNE_2_TSBBT2 a 22 MW 88 MWh BESS - Max at POI 70 MW - Waiting for Tehachapi cRAS and Whirlwind cRAS
VALTNE_2_TSBBT1 |  | VALTNE_2_TSASR1 | Tropico Solar Big Beau B | CISO | N | CAISO System |  |  | Paired_BattStorage | OTHER | LESR | 18 | 18 | 0.8 | 72 | 72 | 1 | 1 | 24 | 4 | 58 | FALSE |  |  | 18 | 18 | 18 | 18 | 18 | 18 | 18 | 18 | 18 | 18 | 18 | 18 | Y | South | ID | 1 | Q1329-Q602 - 18 MW 72 MWh BESS - Co-located with 58 MW solar VALTNE_2_TSASR1 - Max 58 at POI - Waiting for Tehachapi cRAS and Whirlwind cRAS.
VALTNE_2_TSBBT2 |  | VALTNE_2_TSASR2 | Tropico Solar B | CISO | N | CAISO System |  |  | Paired_BattStorage | OTHER | LESR | 22 | 22 | 0.8 | 88 | 88 | 1 | 1 | 24 | 4 | 70 | FALSE |  |  | 22 | 22 | 22 | 22 | 22 | 22 | 22 | 22 | 22 | 22 | 22 | 22 | Y | South | ID | 1 | Q1329 - 22 MW 88 MWh BESS Co-located with VALTNE_2_TSASR2 a 70 MW solar - Max at POI 70 MW - Waiting for Tehachapi cRAS and Whirlwind cRAS

## 2026 NQC List
Resource ID | Local Area | Generator Name | JAN | FEB | MAR | APR | MAY | JUN | JUL | AUG | SEP | OCT | NOV | DEC | Dispatchable | Path Designation | Deliverability Status | Deliverability MW | Comments
7STDRD_1_SOLAR1 | Kern | Shafter Solar | 0.1 | 0.1 | 0.1 | 0.27 | 0.1 | 11.34 | 14.59 | 5.34 | 9.5 | 3.63 | 0.1 | 0.1 | N | North | FC
ACACIA_6_SOLAR | Big Creek-Ventura | West Antelope Solar | 0.1 | 0.1 | 0.1 | 0.1 | 0.1 | 5.06 | 9.93 | 2.45 | 5.35 | 2.1 | 0.1 | 0.1 | N | South | FC
ADERA_1_SOLAR1 | Fresno | Adera Solar | 0 | 0 | 0 | 0 | 0 | 0 | 0 | 0 | 0 | 0 | 0 | 0 | N | North | EO
ADLIN_1_UNITS | NCNB | GEYSERS AIDLIN AGGREGATE | 22 | 22 | 22 | 22 | 22 | 22 | 22 | 22 | 22 | 22 | 22 | 22 | Y | North | FC
ADMEST_6_SOLAR | Fresno | Adams East | 0.1 | 0.1 | 0.1 | 0.25 | 0.1 | 7.28 | 11.38 | 3.82 | 7.61 | 3.3 | 0.1 | 0.1 | N | North | ID | 100% | Q632 - 23TPD - Waiting for Manning and many other projects.
ADOBEE_1_SOLAR | CAISO System | Adobe Solar | 0.1 | 0.1 | 0.1 | 0.27 | 0.1 | 11.34 | 14.59 | 5.34 | 9.5 | 3.63 | 0.1 | 0.1 | N | North | FC
AGRICO_6_PL3N5 | Fresno | Fresno Peaker | 22.69 | 22.69 | 22.69 | 22.69 | 22.69 | 22.69 | 22.69 | 22.69 | 22.69 | 22.69 | 22.69 | 22.69 | Y | North | FC
AGRICO_7_UNIT | Fresno | Fresno Cogen | 50.6 | 50.6 | 50.6 | 50.6 | 50.6 | 50.6 | 50.6 | 50.6 | 50.6 | 50.6 | 50.6 | 50.6 | Y | North | FC
AGUCAL_5_SOLAR1 | CAISO System | Agua Caliente Solar | 0 | 0 | 0 | 0 | 0 | 0 | 0 | 0 | 0 | 0 | 0 | 0 | N | South | EO
AKINGS_6_AMESR1 | Fresno | American Kings Solar | 0.1 | 0.1 | 0.1 | 1.68 | 0.1 | 69.75 | 89.75 | 32.87 | 58.44 | 22.32 | 0.1 | 0.1 | N | North | FC
ALAMIT_2_AESBT2 | LA Basin | Alamitos Energy Storage 2 | 82 | 82 | 82 | 82 | 82 | 82 | 82 | 82 | 82 | 82 | 82 | 82 | Y | South | FC
ALAMIT_2_PL1X3 | LA Basin | Alamitos Energy Center Unit 7 | 674.7 | 674.7 | 674.7 | 674.7 | 674.7 | 674.7 | 674.7 | 674.7 | 674.7 | 674.7 | 674.7 | 674.7 | Y | South | FC
ALAMIT_7_ES1 | LA Basin | Alamitos Energy Storage | 100 | 100 | 100 | 100 | 100 | 100 | 100 | 100 | 100 | 100 | 100 | 100 | Y | South | FC
ALAMIT_7_UNIT 3 | LA Basin | ALAMITOS GEN STA. UNIT 3 | 326.76 | 326.76 | 326.76 | 326.76 | 326.76 | 326.76 | 326.76 | 326.76 | 326.76 | 326.76 | 326.76 | 326.76 | Y | South | FC
ALAMIT_7_UNIT 4 | LA Basin | ALAMITOS GEN STA. UNIT 4 | 334.43 | 334.43 | 334.43 | 334.43 | 334.43 | 334.43 | 334.43 | 334.43 | 334.43 | 334.43 | 334.43 | 334.43 | Y | South | FC
ALAMIT_7_UNIT 5 | LA Basin | ALAMITOS GEN STA. UNIT 5 | 480 | 480 | 480 | 480 | 480 | 480 | 480 | 480 | 480 | 480 | 480 | 480 | Y | South | FC
ALAMO_6_UNIT | Big Creek-Ventura | ALAMO POWER PLANT | 2.97 | 3.49 | 4.71 | 7.92 | 10.79 | 14 | 14 | 14 | 9.54 | 11.18 | 14 | 12.91 | Y | South | FC
ALLGNY_6_HYDRO1 | Sierra | Salmon Creek Hydroelectric Project | 0.35 | 0.45 | 0.41 | 0.49 | 0.51 | 0.18 | 0.16 | 0.03 | 0.01 | 0 | 0.04 | 0.18 | N | North | FC
ALMASL_2_AL6BT6 | CAISO System | Almasol 6 BES | 50 | 50 | 50 | 50 | 50 | 50 | 50 | 50 | 50 | 50 | 50 | 50 | Y | South | FC |  | Group name ALMASOL_365 - Max to grid 500 MW, Co-located with ALMASL_2_GS6SR6
ALMASL_2_GS1SR1 | CAISO System | Almasol Generating Station 1 | 0.1 | 0.1 | 0.1 | 0.6 | 0.1 | 53.15 | 84.12 | 25.37 | 48.69 | 19.89 | 0.1 | 0.1 | N | South | FC |  | Group name ALMASOL_365 - Max to grid 500 MW.
ALMASL_2_GS4SR4 | CAISO System | Almasol Generating Station 4 | 0.1 | 0.1 | 0.1 | 0.48 | 0.1 | 42.52 | 67.29 | 20.3 | 38.96 | 15.91 | 0.1 | 0.1 | N | South | FC |  | Group name ALMASOL_365 - Max to grid 500 MW.
ALMASL_2_GS6SR6 | CAISO System | Almasol Generating Station 6 | 0.1 | 0.1 | 0.1 | 0.48 | 0.1 | 42.52 | 67.29 | 20.3 | 38.96 | 15.91 | 0.1 | 0.1 | N | South | FC |  | Group name ALMASOL_365 - Max to grid 500 MW, Co-located with ALMASL_2_AL6BT6
ALMASL_2_GS7SR7 | CAISO System | Almasol Generating Station 7 | 0.1 | 0.1 | 0.1 | 0.63 | 0.1 | 56.13 | 88.83 | 26.79 | 51.42 | 21.01 | 0.1 | 0.1 | N | South | FC |  | Group name ALMASOL_365 - Max to grid 500 MW.
ALMEGT_1_UNIT 1 | Bay Area | ALAMEDA GT UNIT 1 | 23.4 | 23.4 | 23.4 | 23.4 | 23.4 | 23.4 | 23.4 | 23.4 | 23.4 | 23.4 | 23.4 | 23.4 | Y | North | FC
ALMEGT_1_UNIT 2 | Bay Area | ALAMEDA GT UNIT 2 | 23.5 | 23.5 | 23.5 | 23.5 | 23.5 | 23.5 | 23.5 | 23.5 | 23.5 | 23.5 | 23.5 | 23.5 | Y | North | FC
ALPAUG_1_TUDSR1 | CAISO System | Tulare DAC Solar | 0 | 0 | 0 | 0 | 0 | 0 | 0 | 0 | 0 | 0 | 0 | 0 | N | North | EO
ALPSLR_1_NTHSLR | CAISO System | Alpaugh North, LLC | 0.1 | 0.1 | 0.1 | 0.27 | 0.1 | 7.66 | 11.98 | 4.02 | 8.01 | 3.47 | 0.1 | 0.1 | N | North | FC
ALPSLR_1_SPSSLR | CAISO System | Alpaugh 50 LLC | 0.1 | 0.1 | 0.1 | 0.67 | 0.1 | 19.16 | 29.96 | 10.05 | 20.04 | 8.68 | 0.1 | 0.1 | N | North | FC
ALT6DN_2_WIND7 | CAISO System | Pinyon Pines 1 | 13.8 | 33.32 | 37.32 | 60.11 | 67.77 | 61.74 | 61.52 | 56.82 | 34.89 | 16.56 | 10.85 | 10.63 | N | South | FC
ALT6DS_2_WIND9 | CAISO System | Pinyon Pines 2 | 11.09 | 26.77 | 29.98 | 48.29 | 54.45 | 49.6 | 49.42 | 45.64 | 28.03 | 13.3 | 8.71 | 8.54 | N | South | FC
ALTA3A_2_CPCE4 | CAISO System | Alta Wind 4 | 8.57 | 20.68 | 23.17 | 37.32 | 42.07 | 38.33 | 38.19 | 35.27 | 21.66 | 10.28 | 6.73 | 6.6 | N | South | FC
ALTA3A_2_CPCE5 | CAISO System | Alta Wind 5 | 14.11 | 34.07 | 38.16 | 61.46 | 69.29 | 63.13 | 62.9 | 58.09 | 35.67 | 16.93 | 11.09 | 10.87 | N | South | FC
ALTA3A_2_CPCE8 | CAISO System | Alta Wind 8 | 12.6 | 30.42 | 34.07 | 54.88 | 61.87 | 56.36 | 56.16 | 51.87 | 31.85 | 15.11 | 9.9 | 9.7 | N | South | FC
ALTA4A_2_CPCW1 | CAISO System | Alta Wind 1 | 12.6 | 30.42 | 34.07 | 54.88 | 61.87 | 56.36 | 56.16 | 51.87 | 31.85 | 15.11 | 9.9 | 9.7 | N | South | FC
ALTA4B_2_CPCW2 | CAISO System | Alta Wind 2 | 12.6 | 30.42 | 34.07 | 54.88 | 61.87 | 56.36 | 56.16 | 51.87 | 31.85 | 15.11 | 9.9 | 9.7 | N | South | FC
ALTA4B_2_CPCW3 | CAISO System | Alta Wind 3 | 12.6 | 30.42 | 34.07 | 54.88 | 61.87 | 56.36 | 56.16 | 51.87 | 31.85 | 15.11 | 9.9 | 9.7 | N | South | FC
ALTA4B_2_CPCW6 | CAISO System | Mustang Hills | 12.6 | 30.42 | 34.07 | 54.88 | 61.87 | 56.36 | 56.16 | 51.87 | 31.85 | 15.11 | 9.9 | 9.7 | N | South | FC
ALTA6B_2_WIND11 | CAISO System | Alta Wind 11 | 7.41 | 17.88 | 20.02 | 32.25 | 36.36 | 33.12 | 33 | 30.48 | 18.72 | 8.88 | 5.82 | 5.7 | N | South | FC
ALTA6E_2_WIND10 | CAISO System | Alta Wind 10 | 11.33 | 27.34 | 30.63 | 49.33 | 55.62 | 50.67 | 50.48 | 46.63 | 28.63 | 13.59 | 8.9 | 8.72 | N | South | FC
ALTWD_2_AT3WD3 | LA Basin | Altech 3 | 0.82 | 1.99 | 2.23 | 3.59 | 4.04 | 3.68 | 3.67 | 3.39 | 2.08 | 0.99 | 0.65 | 0.63 | N | South | FC
ALTWD_2_COAWD1 | LA Basin | Coachella 1 | 4.23 | 10.22 | 11.45 | 18.44 | 20.79 | 18.94 | 18.87 | 17.43 | 10.7 | 5.08 | 3.33 | 3.26 | N | South | FC
ANAHM_2_CANYN1 | LA Basin | CANYON POWER PLANT UNIT 1 | 49.21 | 49.21 | 49.21 | 49.21 | 49.21 | 49.21 | 49.21 | 49.21 | 49.21 | 49.21 | 49.21 | 49.21 | Y | South | FC
ANAHM_2_CANYN2 | LA Basin | CANYON POWER PLANT UNIT 2 | 48.04 | 48.04 | 48.04 | 48.04 | 48.04 | 48.04 | 48.04 | 48.04 | 48.04 | 48.04 | 48.04 | 48.04 | Y | South | FC
ANAHM_2_CANYN3 | LA Basin | CANYON POWER PLANT UNIT 3 | 46.49 | 46.49 | 46.49 | 46.49 | 46.49 | 46.49 | 46.49 | 46.49 | 46.49 | 46.49 | 46.49 | 46.49 | Y | South | FC
ANAHM_2_CANYN4 | LA Basin | CANYON POWER PLANT UNIT 4 | 49.8 | 49.8 | 49.8 | 49.8 | 49.8 | 49.8 | 49.8 | 49.8 | 49.8 | 49.8 | 49.8 | 49.8 | Y | South | FC
APLHIL_1_SFKHY1 | Sierra | South Fork Powerhouse | 0 | 0 | 0 | 0 | 0 | 0 | 0 | 0 | 0 | 0 | 0 | 0 | Y | North | EO
AQUAWS_2_AQWSR1 | CAISO System | Aquamarine Westside | 0.1 | 0.1 | 0.1 | 3.4 | 0.1 | 141.76 | 182.41 | 66.8 | 118.78 | 45.37 | 0.1 | 0.1 | N | North | FC
ARBWD_6_QF | CAISO System | Wind Resource II | 1.68 | 4.05 | 4.53 | 7.3 | 8.23 | 7.5 | 7.47 | 6.9 | 4.24 | 2.01 | 1.32 | 1.29 | N | South | FC
ARCOGN_2_UNITS | LA Basin | WATSON COGENERATION | 263 | 263 | 263 | 263 | 263 | 263 | 263 | 263 | 263 | 263 | 263 | 263 | Y | South | FC
ARLNTN_2_AR1SR1 | CAISO System | Arlington | 0.1 | 0.1 | 0.1 | 0.48 | 0.1 | 42.52 | 57.05 | 20.3 | 38.96 | 15.91 | 0.1 | 0.1 | N | South | PD | 57.05 | Group name: ARLINGTON_1196_2 - Max to grid 269 MW. Max NQC 57.05. At CPUC - hourly FC. Co-located with SUNCAT_2_A2ABT2, SUNCAT_2_A2BSR2
ARLNTN_2_ASUSR1 | CAISO System | Arlington Solar Unit 1 | 0.1 | 0.1 | 0.1 | 0.63 | 0.1 | 21 | 21 | 21 | 21 | 20.85 | 0.1 | 0.1 | N | South | PD | 21 | Group name: ARLINGTON_1196_1 - Max to grid 131 MW. Max 20 MW NQC. At CPUC - hourly PD to 59.19% - Co-located with SUNCAT_2_A1BBT1, SUNCAT_2_A1ABT1
ARVINN_6_ORION1 | CAISO System | Orion 1 Solar | 0.1 | 0.1 | 0.1 | 0.16 | 0.1 | 4.6 | 7.19 | 2.41 | 4.81 | 2.08 | 0.1 | 0.1 | N | North | FC
ARVINN_6_ORION2 | CAISO System | Orion 2 Solar | 0.1 | 0.1 | 0.1 | 0.11 | 0.1 | 4.54 | 5.84 | 2.14 | 3.8 | 1.45 | 0.1 | 0.1 | N | North | FC
ASTORA_2_SOLAR1 | CAISO System | Astoria 1 | 0.1 | 0.1 | 0.1 | 0.48 | 0.1 | 42.52 | 67.29 | 20.3 | 38.96 | 15.91 | 0.1 | 0.1 | N | South | FC
ASTORA_2_SOLAR2 | CAISO System | Astoria 2 | 0.1 | 0.1 | 0.1 | 0.36 | 0.1 | 31.89 | 50.47 | 15.23 | 29.22 | 11.94 | 0.1 | 0.1 | N | South | FC
ATHOS_5_AP1X2 | CAISO System | Athos Power Plant | 0.1 | 0.1 | 0.1 | 1.19 | 0.1 | 106.31 | 168.24 | 50.74 | 97.39 | 39.79 | 0.1 | 0.1 | N | South | FC |  | Group name ATHOS_1405_0 - Max to grid 450 MW. Including future Athos Power Plant BESS. Pre-cut for NOV-DEC 2026 to 26.5 MWs Max. At CPUC hourly FC.
ATHOS_5_AP2X2 | CAISO System | Athos Power Plant 2 | 0.1 | 0.1 | 0.1 | 0.95 | 0.1 | 85.05 | 134.59 | 40.59 | 77.91 | 31.83 | 0.1 | 0.1 | N | South | FC |  | Group name ATHOS_1405_0 - Max to grid 450 MW. Including future Athos Power Plant BESS. Pre-cut for NOV-DEC 2026 to 21.2 MWs Max. At CPUC hourly FC.
ATWEL2_1_SOLAR1 | CAISO System | Atwell West | 0.1 | 0.1 | 0.1 | 0.27 | 0.1 | 11.34 | 14.59 | 5.34 | 9.5 | 3.63 | 0.1 | 0.1 | N | North | FC
ATWELL_1_SOLAR | CAISO System | Atwell Island PV Solar Generating Faci. | 0.1 | 0.1 | 0.1 | 0.27 | 0.1 | 7.66 | 11.98 | 4.02 | 8.01 | 3.47 | 0.1 | 0.1 | N | North | FC
AVENAL_6_AVPARK | Fresno | Avenal Park Solar Project | 0.1 | 0.1 | 0.1 | 0.1 | 0.1 | 2.3 | 3.59 | 1.21 | 2.4 | 1.04 | 0.1 | 0.1 | N | North | ID | 100% | PGEWD0029 - 18DGD Waiting for Reconductor Los Banos-Padre Flat-Panoche 230 kV and possibly other
AVENAL_6_AVSLR1 | Fresno | Avenal Solar 1 | 0 | 0 | 0 | 0 | 0 | 0 | 0 | 0 | 0 | 0 | 0 | 0 | N | North | EO
AVENAL_6_AVSLR2 | Fresno | Avenal Solar 2 | 0 | 0 | 0 | 0 | 0 | 0 | 0 | 0 | 0 | 0 | 0 | 0 | N | North | EO
AVENAL_6_SANDDG | Fresno | Sand Drag Solar Project | 0.08 | 0.08 | 0.08 | 0.22 | 0.08 | 9 | 11.59 | 4.25 | 7.55 | 2.88 | 0.08 | 0.08 | N | North | ID | 83.58% | PGEWD0036 - 18DGD (83.58% or 15.88 MW of 19 MW) At CPUC - hourly PD to 83.58 percent - Waiting for Reconductor Los Banos-Padre Flat-Panoche 230 kV and possibly other
AVENAL_6_SUNCTY | Fresno | Sun City Solar Project | 0.1 | 0.1 | 0.1 | 0.27 | 0.1 | 7.66 | 11.98 | 4.02 | 8.01 | 3.47 | 0.1 | 0.1 | N | North | ID | 100% | PGEWD0035 - 18DGD Waiting for Reconductor Los Banos-Padre Flat-Panoche 230 kV and possibly other
AVSOLR_2_SOLAR | CAISO System | AV SOLAR RANCH 1 | 0.1 | 0.1 | 0.1 | 0.71 | 0.1 | 61.11 | 119.92 | 29.62 | 64.61 | 25.41 | 0.1 | 0.1 | N | South | FC
BAHIA_2_LKHSR1 | CAISO System | Lake Herman Solar | 0 | 0 | 0 | 0 | 0 | 0 | 0 | 0 | 0 | 0 | 0 | 0 | N | North | EO
BALCHS_7_UNIT 1 | Fresno | BALCH 1 PH UNIT 1 | 24.8 | 24.8 | 24.8 | 24.8 | 24.8 | 24.8 | 30.7 | 31 | 31 | 31 | 31 | 31 | Y | North | FC
BALCHS_7_UNIT 2 | Fresno | BALCH 2 PH UNIT 2 | 42 | 42 | 12 | 42 | 52.5 | 52.5 | 52.5 | 52.5 | 52.5 | 52.5 | 52.5 | 52.5 | Y | North | FC
BALCHS_7_UNIT 3 | Fresno | BALCH 2 PH UNIT 3 | 43.68 | 43.68 | 8 | 43.68 | 43.68 | 54.6 | 54.6 | 54.6 | 54.6 | 54.6 | 54.6 | 43.68 | Y | North | FC
BANKPP_2_NSPIN | Bay Area | BANKPP_2_NSPIN | 127 | 127 | 127 | 127 | 127 | 127 | 127 | 127 | 127 | 127 | 127 | 127 | Y | North | FC
BARRE_2_ALASB1 | LA Basin | Los Alamitos 1 | 5.1 | 5.1 | 5.1 | 5.1 | 5.1 | 9.25 | 10 | 7.03 | 8.9 | 6.59 | 5.1 | 5.1 | Y | South | FC
BARRE_2_QF | LA Basin | BARRE QFS | 0 | 0 | 0 | 0 | 0 | 0 | 0 | 0 | 0 | 0 | 0 | 0 | N | South | FC
BARRE_6_PEAKER | LA Basin | Barre Peaker | 49 | 49 | 49 | 49 | 49 | 49 | 49 | 49 | 49 | 49 | 49 | 49 | Y | South | FC
BASICE_2_UNITS | CAISO System | King City Cogen | 120 | 120 | 120 | 120 | 120 | 120 | 120 | 120 | 120 | 120 | 120 | 120 | Y | North | FC
BDGRCK_1_UNITS | Kern | BADGER CREEK LIMITED | 48.08 | 48.08 | 48.08 | 48.08 | 48.08 | 48.08 | 48.08 | 48.08 | 48.08 | 48.08 | 48.08 | 48.08 | Y | North | FC
BEARDS_7_UNIT 1 | Stockton | Beardsley Hydro | 4.18 | 2.74 | 2.4 | 8.14 | 8 | 9.1 | 8.98 | 6.34 | 3.8 | 3.84 | 3.64 | 6.14 | Y | North | FC
BEARMT_1_UNIT | Kern | Bear Mountain Limited | 49.21 | 49.21 | 49.21 | 49.21 | 49.21 | 49.21 | 49.21 | 49.21 | 49.21 | 49.21 | 49.21 | 49.21 | Y | North | FC
BELDEN_7_UNIT 1 | Sierra | BELDEN HYDRO | 1.6 | 1.6 | 0 | 0 | 0 | 28 | 68.4 | 84 | 80 | 39.92 | 0 | 0 | Y | North | FC
BERCYN_2_BCEBT1 | NCNB | Bear Canyon Energy Storage | 13 | 13 | 13 | 13 | 13 | 13 | 13 | 13 | 13 | 13 | 13 | 13 | Y | North | FC
BGROCK_2_BRFBX2 | San Diego-IV | Big Rock Solar Farm | 100 | 100 | 100 | 100 | 100 | 100 | 100 | 100 | 100 | 100 | 100 | 100 | Y | South | PD | 100
BGSKYN_2_AS2SR1 | Big Creek-Ventura | Antelope Solar 2 | 0.1 | 0.1 | 0.1 | 0.5 | 0.1 | 44.65 | 70.66 | 21.31 | 40.9 | 16.71 | 0.1 | 0.1 | N | South | ID | 100% | Q1208 - Group name ANTELOPE_1208 - Max to grid 650 MW, Waiting for Tehachapi CRAS. Co-located
BGSKYN_2_ASPSR2 | Big Creek-Ventura | Antelope Solar 2 San Pablo | 0.1 | 0.1 | 0.1 | 0.48 | 0.1 | 42.52 | 67.29 | 20.3 | 38.96 | 15.91 | 0.1 | 0.1 | N | South | ID | 100% | Q1208 - Group name ANTELOPE_1208 - Max to grid 650 MW, Waiting for Tehachapi CRAS. Co-located
BGSKYN_2_ASSR1B | Big Creek-Ventura | Antelope Solar 1B | 0.1 | 0.1 | 0.1 | 0.1 | 0.1 | 7.23 | 11.44 | 3.45 | 6.62 | 2.71 | 0.1 | 0.1 | N | South | ID | 100% | Q1208 - Group name ANTELOPE_1208 - Max to grid 650 MW, Waiting for Tehachapi CRAS. Co-located
BGSKYN_2_ASSR3A | Big Creek-Ventura | Antelope Solar 3A | 0.1 | 0.1 | 0.1 | 0.1 | 0.1 | 6.38 | 10.09 | 3.04 | 5.84 | 2.39 | 0.1 | 0.1 | N | South | ID | 100% | Q1208 - Group name ANTELOPE_1208 - Max to grid 650 MW, Waiting for Tehachapi CRAS. Co-located
BGSKYN_2_ASSR3B | Big Creek-Ventura | Antelope Solar 3B | 0.1 | 0.1 | 0.1 | 0.1 | 0.1 | 2.13 | 3.36 | 1.01 | 1.95 | 0.8 | 0.1 | 0.1 | N | South | ID | 100% | Q1208 - Group name ANTELOPE_1208 - Max to grid 650 MW, Waiting for Tehachapi CRAS. Co-located
BGSKYN_2_BS3SR3 | Big Creek-Ventura | Big Sky Solar 3 | 0.1 | 0.1 | 0.1 | 0.1 | 0.1 | 8.5 | 13.46 | 4.06 | 7.79 | 3.18 | 0.1 | 0.1 | N | South | FC |  | Co-located
BIGCRK_2_EXESWD | Big Creek-Ventura | BIG CREEK HYDRO PROJECT PSP | 543.72 | 635.6 | 578 | 669.9 | 699 | 752.8 | 760.4 | 720.06 | 700 | 475.12 | 551.9 | 603.8 | Y | South | FC |  | Cannot use - Ambient Not Due to Temp - outage card.
BIGCRK_7_DAM7 | Big Creek-Ventura | DAM 7 AT BIG CREEK (FISHWATER GEN) | 0 | 0 | 0 | 0 | 0 | 0 | 0 | 0 | 0 | 0 | 0 | 0 | N | South | EO
BIGCRK_7_MAMRES | Big Creek-Ventura | MAMMOTH POOL RESERVOIR (FISHWATER | 0 | 0 | 0 | 0 | 0 | 0 | 0 | 0 | 0 | 0 | 0 | 0 | N | South | EO
BIGSKY_2_AS2BT1 | Big Creek-Ventura | Antelope Solar 2 LAB | 127 | 127 | 127 | 127 | 127 | 127 | 127 | 127 | 127 | 127 | 127 | 127 | Y | South | ID | 100% | Q1208 - Group name ANTELOPE_1208 - Max to grid 650 MW, Waiting for Tehachapi CRAS. Co-located
BIGSKY_2_ASLBT2 | Big Creek-Ventura | Antelope Solar 2 Luna | 100 | 100 | 100 | 100 | 100 | 100 | 100 | 100 | 100 | 100 | 100 | 100 | Y | South | ID | 100% | Q1208 - Group name ANTELOPE_1208 - Max to grid 650 MW, Waiting for Tehachapi CRAS
BIGSKY_2_BSKSR6 | Big Creek-Ventura | Big Sky Solar 6 | 0.1 | 0.1 | 0.1 | 0.1 | 0.1 | 8.5 | 13.46 | 4.06 | 7.79 | 3.18 | 0.1 | 0.1 | N | South | FC |  | Co-located
BIGSKY_2_BSKSR7 | Big Creek-Ventura | Big Sky Solar 7 | 0.1 | 0.1 | 0.1 | 0.1 | 0.1 | 8.5 | 13.46 | 4.06 | 7.79 | 3.18 | 0.1 | 0.1 | N | South | FC |  | Co-located
BIGSKY_2_BSKSR8 | Big Creek-Ventura | Big Sky Solar 8 | 0.1 | 0.1 | 0.1 | 0.1 | 0.1 | 8.5 | 13.46 | 4.06 | 7.79 | 3.18 | 0.1 | 0.1 | N | South | FC |  | Co-located
BIGSKY_2_SOLAR1 | Big Creek-Ventura | Antelope Big Sky Ranch | 0.1 | 0.1 | 0.1 | 0.1 | 0.1 | 8.5 | 13.46 | 4.06 | 7.79 | 3.18 | 0.1 | 0.1 | N | South | FC |  | Co-located
BIGSKY_2_SOLAR2 | Big Creek-Ventura | Big Sky Solar 4 | 0.1 | 0.1 | 0.1 | 0.19 | 0.1 | 17.01 | 26.92 | 8.12 | 15.58 | 6.37 | 0.1 | 0.1 | N | South | FC |  | Co-located
BIGSKY_2_SOLAR3 | Big Creek-Ventura | Big Sky Summer | 0.1 | 0.1 | 0.1 | 0.1 | 0.1 | 8.5 | 13.46 | 4.06 | 7.79 | 3.18 | 0.1 | 0.1 | N | South | FC |  | Co-located
BIGSKY_2_SOLAR4 | Big Creek-Ventura | Western Antelope Blue Sky Ranch B | 0.1 | 0.1 | 0.1 | 0.1 | 0.1 | 8.5 | 13.46 | 4.06 | 7.79 | 3.18 | 0.1 | 0.1 | N | South | FC |  | Co-located
BIGSKY_2_SOLAR5 | Big Creek-Ventura | Big Sky Solar 2 | 0.1 | 0.1 | 0.1 | 0.1 | 0.1 | 2.13 | 3.36 | 1.01 | 1.95 | 0.8 | 0.1 | 0.1 | N | South | FC |  | Co-located
BIGSKY_2_SOLAR6 | Big Creek-Ventura | Solverde 1 | 0.1 | 0.1 | 0.1 | 0.4 | 0.1 | 36.14 | 57.2 | 17.25 | 33.11 | 13.53 | 0.1 | 0.1 | N | South | FC |  | Co-located
BIGSKY_2_SOLAR7 | Big Creek-Ventura | Big Sky Solar 1 | 0.1 | 0.1 | 0.1 | 0.24 | 0.1 | 21.26 | 33.65 | 10.15 | 19.48 | 7.96 | 0.1 | 0.1 | N | South | FC |  | Co-located
BIOMAS_1_UNIT 1 | Sierra | WOODLAND BIOMASS | 23.95 | 24.14 | 16.08 | 13.41 | 22.05 | 23.72 | 22.67 | 22.85 | 23.14 | 22.35 | 8.98 | 24.03 | N | North | FC
BISHOP_1_ALAMO | CAISO System | BISHOP CREEK PLANT 2 AND 6 | 2.2 | 2.47 | 3.69 | 4.36 | 7.39 | 9.42 | 8.54 | 7.09 | 5.58 | 2.41 | 2.58 | 2.31 | N | South | FC |  | Behind the South of Control de-rate ¿ limited to 175 MWs and not binding at this time.
BISHOP_1_UNITS | CAISO System | BISHOP CREEK PLANT 3 AND 4 | 4.01 | 4.63 | 5.74 | 7.36 | 8.87 | 9.76 | 9.97 | 8.24 | 9.21 | 5.48 | 5.43 | 5.14 | N | South | FC |  | Behind the South of Control de-rate ¿ limited to 175 MWs and not binding at this time.
BKRFLD_2_SOLAR1 | Kern | Bakersfield 111 | 0.1 | 0.1 | 0.1 | 0.1 | 0.1 | 0.78 | 1.01 | 0.37 | 0.66 | 0.25 | 0.1 | 0.1 | N | North | FC
BLACK_7_UNIT 1 | CAISO System | JAMES B. BLACK 1 | 66.4 | 82.4 | 81.6 | 81.6 | 84 | 84 | 84 | 84 | 68 | 68 | 68 | 84 | Y | North | FC
BLACK_7_UNIT 2 | CAISO System | JAMES B. BLACK 2 | 66.4 | 82.4 | 81.6 | 80.04 | 83.28 | 83.28 | 83.28 | 83.28 | 81.28 | 67.28 | 67.28 | 83.28 | Y | North | FC
BLAST_1_WIND | LA Basin | Mountain View IV Wind | 4.12 | 9.94 | 11.13 | 17.93 | 20.21 | 18.41 | 18.35 | 16.94 | 10.4 | 4.94 | 3.23 | 3.17 | N | South | FC
BLCKBT_2_STONEY | CAISO System | BLACK BUTTE HYDRO | 0 | 0 | 0 | 0 | 0.88 | 1.04 | 0.96 | 0.8 | 0.56 | 0 | 0 | 0 | Y | North | FC
BLCKWL_6_SOLAR1 | CAISO System | Blackwell Solar | 0.1 | 0.1 | 0.1 | 0.16 | 0.1 | 6.8 | 8.76 | 3.21 | 5.7 | 2.18 | 0.1 | 0.1 | N | North | FC
BLKCRK_2_GMCBT1 | CAISO System | Genesis McCoy Bess | 230 | 230 | 230 | 230 | 230 | 230 | 230 | 230 | 230 | 230 | 230 | 230 | Y | South | FC |  | Group name: MCCOY_193_1 - Max to grid 250 MW. Co-located with BLKCRK_2_SOLAR1, GENESI_2_STG
BLKCRK_2_SOLAR1 | CAISO System | McCoy Station | 0 | 0 | 0 | 0 | 0 | 0 | 0 | 0 | 0 | 0 | 0 | 0 | N | South | EO |  | Group name: MCCOY_193_1 - Max to grid 250 MW. Co-located with BLKCRK_2_GMCBT1, GENESI_2_STG
BLKDIA_2_BDEBT1 | Bay Area | Black Diamond Energy Storage | 200 | 200 | 200 | 200 | 200 | 200 | 200 | 200 | 200 | 200 | 200 | 200 | Y | North | FC
BLM W_2_COSBT1 | CAISO System | Coso Battery Storage | 60 | 60 | 60 | 60 | 60 | 60 | 60 | 60 | 60 | 60 | 60 | 60 | Y | South | FC |  | Group name COSO_0053CONV - Max to grid 162 MW.
BLM W_2_MDRBT1 | CAISO System | BLM EAST Facility Mordor 2 | 20 | 20 | 20 | 20 | 20 | 20 | 20 | 20 | 20 | 20 | 20 | 20 | Y | South | FC |  | Group name COSO_0053CONV - Max to grid 162 MW.
BLM_2_UNITS | CAISO System | BLM EAST Facility | 35 | 35 | 35 | 35 | 35 | 35 | 35 | 35 | 35 | 35 | 35 | 35 | Y | South | PD | 35 | Group name COSO_0053CONV - Max to grid 162 MW.
BLVRDE_6_BLVBT1 | San Diego-IV | Boulevard Energy Storage | 9.75 | 9.75 | 9.75 | 9.75 | 9.75 | 9.75 | 9.75 | 9.75 | 9.75 | 9.75 | 9.75 | 9.75 | Y | South | FC
BLYTHE_1_SOLAR1 | CAISO System | Blythe Solar 1 Project | 0 | 0 | 0 | 0 | 0 | 0 | 0 | 0 | 0 | 0 | 0 | 0 | N | South | EO
BLYTHE_1_SOLAR2 | CAISO System | Blythe Green 1 | 0 | 0 | 0 | 0 | 0 | 0 | 0 | 0 | 0 | 0 | 0 | 0 | N | South | EO
BNNIEN_7_ALTAPH | Sierra | ALTA POWER HOUSE | 0.29 | 0.25 | 0.23 | 0.31 | 0.18 | 0.35 | 0.4 | 0.51 | 0.31 | 0.43 | 0.19 | 0.15 | N | North | FC
BOGUE_1_UNITA1 | Sierra | Feather River Energy Center, Unit #1 | 47.38 | 47.38 | 47.38 | 47.38 | 47.38 | 47.38 | 47.38 | 47.38 | 47.38 | 47.38 | 47.38 | 47.38 | Y | North | FC
BORDER_6_UNITA1 | San Diego-IV | CalPeak Power Border Unit 1 | 51.25 | 51.25 | 51.25 | 51.25 | 51.25 | 51.25 | 51.25 | 51.25 | 51.25 | 51.25 | 51.25 | 51.25 | Y | South | FC
BOWMN_6_HYDRO | Sierra | NID Hydro Bowman Powerhouse | 0.28 | 0.42 | 0.59 | 0.85 | 2.66 | 1.33 | 1.96 | 2.6 | 2.31 | 1.6 | 0.76 | 0.6 | N | North | FC
BRDGVL_7_BAKER | Humboldt | Baker Station Hydro | 0.72 | 0.61 | 0.83 | 0.57 | 0.22 | 0.01 | 0 | 0 | 0 | 0 | 0.12 | 0.7 | N | North | FC
BRDSLD_2_HIWIND | Bay Area | High Winds Energy Center | 9.2 | 13.76 | 28.7 | 56.9 | 77.59 | 69.12 | 69.57 | 49.22 | 39.86 | 11.61 | 6.52 | 8.95 | N | North | FC
BRDSLD_2_MTZUM2 | Bay Area | NextEra Energy Montezuma Wind II | 4.44 | 6.64 | 13.86 | 27.47 | 37.45 | 33.37 | 33.58 | 23.76 | 19.24 | 5.61 | 3.15 | 4.32 | N | North | FC
BRDSLD_2_MTZUMA | Bay Area | FPL Energy Montezuma Wind | 2.09 | 3.12 | 6.52 | 12.93 | 17.62 | 15.7 | 15.8 | 11.18 | 9.05 | 2.64 | 1.48 | 2.03 | N | North | FC
BRDSLD_2_SHILO1 | Bay Area | Shiloh I Wind Project | 8.51 | 12.74 | 26.58 | 52.69 | 71.84 | 64 | 64.42 | 45.57 | 36.91 | 10.75 | 6.04 | 8.29 | N | North | FC
BRDSLD_2_SHILO2 | Bay Area | SHILOH WIND PROJECT 2 | 8.51 | 12.74 | 26.58 | 52.69 | 71.84 | 64 | 64.42 | 45.57 | 36.91 | 10.75 | 6.04 | 8.29 | N | North | FC
BRDSLD_2_SHLO3A | Bay Area | Shiloh III Wind Project, LLC | 5.82 | 8.7 | 18.16 | 36 | 49.09 | 43.74 | 44.02 | 31.14 | 25.22 | 7.35 | 4.13 | 5.67 | N | North | FC
BRDSLD_2_SHLO3B | Bay Area | Shiloh IV Wind Project | 5.68 | 8.49 | 17.72 | 35.13 | 47.89 | 42.67 | 42.94 | 30.38 | 24.61 | 7.17 | 4.03 | 5.53 | N | North | FC
BREGGO_6_DEGRSL | San Diego-IV | Desert Green Solar Farm | 0.1 | 0.1 | 0.1 | 0.1 | 0.1 | 2.68 | 4.24 | 1.28 | 2.45 | 1 | 0.1 | 0.1 | N | South | FC
BREGGO_6_SOLAR | San Diego-IV | NRG Borrego Solar One | 0.1 | 0.1 | 0.1 | 0.1 | 0.1 | 6.58 | 12.91 | 3.19 | 6.96 | 2.74 | 0.1 | 0.1 | N | South | FC
BRODIE_2_WIND | CAISO System | Coram Brodie Wind Project | 8.57 | 20.68 | 23.17 | 37.32 | 42.07 | 38.33 | 38.19 | 35.27 | 21.66 | 10.28 | 6.73 | 6.6 | N | South | FC
BUCKBL_2_PL1X3 | CAISO System | Blythe Energy Center | 493.63 | 493.63 | 493.63 | 493.63 | 493.63 | 493.63 | 493.63 | 493.63 | 493.63 | 493.63 | 493.63 | 493.63 | Y | South | FC
BUCKCK_2_HYDRO | Sierra | Lassen Station Hydro | 0.84 | 0.94 | 0.84 | 0.93 | 0.79 | 0.43 | 0.11 | 0 | 0 | 0 | 0 | 0.53 | N | North | FC
BUCKCK_7_OAKFLT | Sierra | Oak Flat | 0 | 0 | 0 | 0 | 0 | 0 | 0 | 0 | 0 | 0 | 0 | 0 | N | North | FC
BUCKCK_7_PL1X2 | Sierra | BUCKS CREEK AGGREGATE | 45.84 | 39.2 | 39.2 | 44 | 39.2 | 38.4 | 38.4 | 26.4 | 20 | 20 | 26.4 | 26.4 | Y | North | FC
BUCKWD_1_NPALM1 | LA Basin | North Palm Springs 1A | 0.1 | 0.1 | 0.1 | 0.1 | 0.1 | 1.02 | 1.62 | 0.49 | 0.93 | 0.38 | 0.1 | 0.1 | N | South | FC
BUCKWD_1_QF | LA Basin | Buckwind Re-powering project | 1.39 | 3.35 | 3.75 | 6.04 | 6.81 | 6.2 | 6.18 | 5.71 | 3.5 | 1.66 | 1.09 | 1.07 | N | South | FC
BURNYF_2_UNIT 1 | CAISO System | Burney Forest Power | 28.27 | 28.61 | 24.76 | 29 | 29 | 27.85 | 28.18 | 29 | 28.92 | 26.68 | 26.69 | 29 | N | North | FC
BUTTVL_7_UNIT 1 | CAISO System | BUTT VALLEY HYDRO | 31.6 | 31.6 | 28.8 | 28.8 | 31.6 | 31.6 | 38 | 31.6 | 31.6 | 31.6 | 31.6 | 31.6 | Y | North | FC
CABALO_2_M2BSR1 | Fresno | Mustang 2 Barbaro Solar | 0.1 | 0.1 | 0.1 | 0.68 | 0.1 | 28.35 | 36.48 | 13.36 | 23.76 | 9.07 | 0.1 | 0.1 | N | North | FC
CABALO_2_M2WSR2 | Fresno | Mustang 2 Whirlaway Solar | 0.1 | 0.1 | 0.1 | 1.36 | 7.03 | 56.7 | 72.97 | 26.72 | 47.51 | 0.38 | 0.1 | 0.1 | Y | North | FC
CABLRO_2_CBSBT1 | CAISO System | Caballero Storage | 99.7 | 99.7 | 99.7 | 99.7 | 99.7 | 99.7 | 99.7 | 99.7 | 99.7 | 99.7 | 99.7 | 99.7 | Y | North | FC
CABZON_1_WINDA1 | LA Basin | Cabazon Wind Project | 3.44 | 8.31 | 9.32 | 15 | 16.91 | 15.41 | 15.35 | 14.18 | 8.7 | 4.13 | 2.71 | 2.65 | N | South | FC
CALFTN_2_CFSBT1 | CAISO System | California Flats Solar Battery | 60 | 60 | 60 | 60 | 60 | 60 | 60 | 60 | 60 | 60 | 60 | 60 | Y | North | FC |  | Group name: CALFLATS_877_1 - Max to grid 130 MW. Co-located with CALFTN_2_SOLAR (PD to 82 percent)
CALFTN_2_SOLAR | CAISO System | California Flats North | 0.1 | 0.1 | 0.1 | 1.74 | 0.1 | 49.81 | 70 | 26.12 | 52.09 | 22.57 | 0.1 | 0.1 | N | North | PD | 70 | Group name: CALFLATS_877_1 - Max to grid 130 MW. Max 70 MWs NQC. (Normal FC) At CPUC - hourly FC - Co-located with CALFTN_2_CFSBT1
CALFTS_2_CFSSR1 | CAISO System | California Flats Solar South | 0.1 | 0.1 | 0.1 | 2.04 | 0.1 | 85.06 | 109.45 | 40.08 | 71.27 | 27.22 | 0.1 | 0.1 | N | North | FC |  | Group name: CALFLATS_877 - Max to grid 280 MW.
CALGEN_1_MDRBT1 | CAISO System | Coso Navy 1 | 25 | 25 | 25 | 25 | 25 | 25 | 25 | 25 | 25 | 25 | 25 | 25 | Y | South | FC
CALGEN_1_UNITS | CAISO System | Coso Navy 1 | 55 | 55 | 55 | 55 | 55 | 55 | 55 | 55 | 55 | 55 | 55 | 55 | Y | South | PD | 55
CALPIN_1_AGNEW | Bay Area | Agnews Power Plant | 28.56 | 28.56 | 28.56 | 28.56 | 28.56 | 28.56 | 28.56 | 28.56 | 28.56 | 28.56 | 28.56 | 28.56 | Y | North | FC
CAMCHE_1_PL1X3 | Stockton | CAMANCHE UNITS 1, 2 & 3 AGGREGATE | 4.41 | 4.4 | 5.73 | 4.95 | 6.43 | 5.94 | 4.7 | 2.51 | 1.06 | 2.66 | 0.81 | 2.02 | N | North | FC
CAMERN_6_BSPSR1 | San Diego-IV | Buckman Springs PV | 0 | 0 | 0 | 0 | 0 | 0 | 0 | 0 | 0 | 0 | 0 | 0 | N | South | EO
CAMLOT_2_SOLAR1 | CAISO System | Camelot | 0.1 | 0.1 | 0.1 | 0.13 | 0.1 | 11.39 | 22.34 | 5.52 | 12.04 | 4.74 | 0.1 | 0.1 | N | South | FC
CAMLOT_2_SOLAR2 | CAISO System | Columbia Two | 0.1 | 0.1 | 0.1 | 0.1 | 0.1 | 3.8 | 7.45 | 1.84 | 4.01 | 1.58 | 0.1 | 0.1 | N | South | FC
CAMPFW_7_FARWST | Sierra | CAMP FAR WEST HYDRO | 0 | 0 | 2.24 | 2.8 | 2.24 | 1.2 | 3.04 | 2.4 | 0 | 0 | 0 | 0 | Y | North | FC
CANTUA_1_SOLAR | Fresno | Cantua Solar Station | 0.1 | 0.1 | 0.1 | 0.27 | 0.1 | 7.66 | 11.98 | 4.02 | 8.01 | 3.47 | 0.1 | 0.1 | N | North | FC
CAPWD_1_QF | LA Basin | Edom Hills Wind Farm | 1.64 | 3.96 | 4.44 | 7.15 | 8.06 | 7.35 | 7.32 | 6.76 | 4.15 | 1.97 | 1.29 | 1.26 | N | South | FC
CARBOU_7_PL2X3 | CAISO System | CARIBOU PH 1 UNIT 2 & 3 AGGREGATE | 0 | 0 | 0 | 0 | 0 | 0 | 20.8 | 28 | 20.8 | 6.4 | 0 | 0 | Y | North | FC
CARBOU_7_PL4X5 | CAISO System | CARIBOU PH 2 UNIT 4 & 5 AGGREGATE | 32 | 24 | 16 | 12 | 20 | 48 | 88 | 91.2 | 88 | 47.28 | 14.4 | 15.52 | Y | North | FC
CARBOU_7_UNIT 1 | CAISO System | CARIBOU PH 1 UNIT 1 | 0 | 0 | 0 | 0 | 0 | 0 | 0 | 18.4 | 9.12 | 0 | 0 | 0 | Y | North | FC
CARLS1_2_CARCT1 | San Diego-IV | Carlsbad 1 | 422 | 422 | 422 | 422 | 422 | 422 | 422 | 422 | 422 | 422 | 422 | 422 | Y | South | FC
CARLS2_1_CARCT1 | San Diego-IV | Carlsbad 2 | 105.5 | 105.5 | 105.5 | 105.5 | 105.5 | 105.5 | 105.5 | 105.5 | 105.5 | 105.5 | 105.5 | 105.5 | Y | South | FC
CASADB_1_CD4GT1 | CAISO System | Casa Diablo 4 | 31 | 31 | 31 | 31 | 31 | 31 | 31 | 31 | 31 | 31 | 31 | 31 | Y | South | FC |  | Behind the South of Control de-rate ¿ limited to 175 MWs and not binding at this time.
CASCES_6_CESBT1 | CAISO System | Cascade Energy Storage | 25 | 25 | 25 | 25 | 25 | 25 | 25 | 25 | 25 | 25 | 25 | 25 | Y | North | FC
CASCES_6_CESBT2 | CAISO System | Cascade Energy Storage Expansion | 10 | 10 | 10 | 10 | 10 | 10 | 10 | 10 | 10 | 10 | 10 | 10 | Y | North | FC
CATLNA_2_SOLAR | CAISO System | Catalina Solar - Phases 1 and 2 | 0.1 | 0.1 | 0.1 | 0.32 | 0.1 | 27.83 | 54.62 | 13.49 | 29.43 | 11.58 | 0.1 | 0.1 | N | South | FC
CATLNA_2_SOLAR2 | CAISO System | Catalina Solar 2 | 0.1 | 0.1 | 0.1 | 0.1 | 0.1 | 7.65 | 12.11 | 3.65 | 7.01 | 2.86 | 0.1 | 0.1 | N | South | FC
CAVLSR_2_BSOLAR | CAISO System | California Valley Solar Ranch-Phase B | 0.1 | 0.1 | 0.1 | 0.54 | 0.1 | 15.32 | 23.97 | 8.04 | 16.03 | 6.95 | 0.1 | 0.1 | N | North | FC
CAVLSR_2_RSOLAR | CAISO System | California Valley Solar Ranch-Phase A | 0.1 | 0.1 | 0.1 | 2.82 | 0.1 | 80.46 | 125.82 | 42.2 | 84.15 | 36.46 | 0.1 | 0.1 | N | North | FC
CAYTNO_2_VASCO | Bay Area | Vasco Road | 3.94 | 4.04 | 4.08 | 3.99 | 4.01 | 3.62 | 3.93 | 3.92 | 4.05 | 3.74 | 3.93 | 4.02 | N | North | FC
CDWR07_2_GEN | CAISO System | CDWR07_2_GEN | 115.6 | 115.6 | 115.6 | 115.6 | 115.6 | 115.6 | 115.6 | 115.6 | 115.6 | 115.6 | 115.6 | 115.6 | Y | North | FC
CEDRCK_6_UNIT | CAISO System | Water Wheel Ranch | 0.45 | 0.47 | 0.55 | 0.7 | 0.69 | 0.36 | 0.06 | 0.1 | 0.08 | 0.08 | 0.11 | 0.28 | N | North | FC
CEDUCR_2_SOLAR1 | Big Creek-Ventura | Ducor Solar 1 | 0 | 0 | 0 | 0 | 0 | 0 | 0 | 0 | 0 | 0 | 0 | 0 | N | South | EO
CEDUCR_2_SOLAR2 | Big Creek-Ventura | Ducor Solar 2 | 0 | 0 | 0 | 0 | 0 | 0 | 0 | 0 | 0 | 0 | 0 | 0 | N | South | EO
CEDUCR_2_SOLAR3 | Big Creek-Ventura | Ducor Solar 3 | 0 | 0 | 0 | 0 | 0 | 0 | 0 | 0 | 0 | 0 | 0 | 0 | N | South | EO
CEDUCR_2_SOLAR4 | Big Creek-Ventura | Ducor Solar 4 | 0 | 0 | 0 | 0 | 0 | 0 | 0 | 0 | 0 | 0 | 0 | 0 | N | South | EO
CENT40_1_C40SR1 | Stockton | CENTRAL 40 | 0.1 | 0.1 | 0.1 | 0.54 | 0.1 | 22.68 | 29.19 | 10.69 | 19.01 | 7.26 | 0.1 | 0.1 | N | North | FC
CENTER_2_RHONDO | LA Basin | MWD Rio Hondo Hydroelectric Recovery Pla | 0 | 0 | 0 | 0 | 0 | 0 | 0 | 0 | 0 | 0 | 0 | 0 | Y | South | FC
CENTER_2_SOLAR1 | LA Basin | Pico Rivera | 0 | 0 | 0 | 0 | 0 | 0 | 0 | 0 | 0 | 0 | 0 | 0 | N | South | EO
CENTER_6_PEAKER | LA Basin | Center Peaker | 47.3 | 47.3 | 47.3 | 47.3 | 47.3 | 47.3 | 47.3 | 47.3 | 47.3 | 47.3 | 47.3 | 47.3 | Y | South | FC
CENTPD_2_BMSSX2 | CAISO System | Blythe Mesa Solar | 0.1 | 0.1 | 0.1 | 1.06 | 0.1 | 95.08 | 111.6 | 45.38 | 87.1 | 35.58 | 0.1 | 0.1 | N | South | PD | 111.6 | Group name: BLYTHE_MESA_576 - Max to grid 223.6 MW. Max 111.60 MWs NQC. (Normal FC) At CPUC - hourly FC - Co-located with CENTPD_2_BMSX2
CENTPD_2_BMSX2 | CAISO System | Blythe Mesa Solar 2 BESS | 112 | 112 | 112 | 112 | 112 | 112 | 112 | 112 | 112 | 112 | 112 | 112 | Y | South | FC |  | Group name: BLYTHE_MESA_576 - Max to grid 223.6 MW. Co-located with CENTPD_2_BMSSX2
CENTRY_6_PL1X4 | LA Basin | CENTURY GENERATING PLANT (AGGREGATE) | 40 | 40 | 40 | 40 | 40 | 40 | 40 | 40 | 40 | 40 | 40 | 40 | Y | South | FC
CHALK_1_UNIT | CAISO System | CHALK CLIFF LIMITED | 48.67 | 48.67 | 48.67 | 48.67 | 48.67 | 48.67 | 48.67 | 48.67 | 48.67 | 48.67 | 48.67 | 48.67 | Y | North | FC
CHARCA_1_NGLSR1 | CAISO System | Nachtigall | 0 | 0 | 0 | 0 | 0 | 0 | 0 | 0 | 0 | 0 | 0 | 0 | N | North | EO
CHARMN_2_PGONG1 | Big Creek-Ventura | PROCTER AND GAMBLE OXNARD I | 18.17 | 19.49 | 17.51 | 18.17 | 14.9 | 18.77 | 19.05 | 19.03 | 19.35 | 11.61 | 8.37 | 17.33 | N | South | FC
CHESTN_2_CHWBX2 | CAISO System | Chestnut Westside BESS | 135 | 135 | 135 | 135 | 135 | 135 | 135 | 135 | 135 | 135 | 135 | 135 | Y | North | ID | 100% | Q1120 - Group name CHESTNUT_1120 - Max to grid 150 MW - 23TPD - Waiting for Manning and possibly other. Co-located with CHESTN_2_CHWSX2.
CHESTN_2_CHWSX2 | CAISO System | Chestnut Westside PV | 0.1 | 0.1 | 0.1 | 2.04 | 0.1 | 15 | 15 | 15 | 15 | 15 | 0.1 | 0.1 | N | North | PD | 15 | Group name CHESTNUT_1120 - Max to grid 150 MW. Max 15 MWs NQC. (Normal FC) At CPUC - hourly FC - Co-located with CHESTN_2_CHWBX2.
CHEVCD_6_UNIT | CAISO System | CHEVRON USA (TAFT/CADET) | 1.09 | 1.08 | 1.11 | 1.09 | 1.53 | 1.63 | 0.86 | 0.99 | 1.02 | 0.98 | 0.93 | 0.97 | N | North | FC
CHEVCO_6_UNIT 1 | Fresno | CHEVRON USA (COALINGA) | 1.53 | 1.82 | 1.09 | 1 | 1.28 | 1.89 | 1.86 | 2.06 | 1.29 | 0.99 | 0.94 | 0.91 | N | North | FC
CHEVCO_6_UNIT 2 | Fresno | AERA ENERGY LLC. (COALINGA) | 1.18 | 0.77 | 0.85 | 0.62 | 0.56 | 0.88 | 0.74 | 0.85 | 0.84 | 0.98 | 1.14 | 1.06 | N | North | FC
CHEVCY_1_UNIT | CAISO System | CHEVRON USA (CYMRIC) | 2.22 | 3.16 | 1.89 | 2.04 | 1.98 | 1.69 | 1.58 | 1.61 | 1.28 | 1.24 | 1.32 | 1.33 | N | North | FC
CHEVMN_2_UNITS | LA Basin | CHEVRON U.S.A. UNITS 1 & 2 AGGREGATE | 10 | 11.47 | 7.67 | 2.75 | 5.27 | 2.33 | 9.8 | 2.32 | 16.09 | 19.61 | 18.33 | 18.33 | N | South | FC
CHICPK_7_UNIT 1 | Sierra | Chicago Park Powerhouse | 19.2 | 19.2 | 19.2 | 23.84 | 24.2 | 26 | 28.4 | 28.1 | 0 | 6 | 22.4 | 24.8 | Y | North | FC
CHILLS_1_SYCENG | San Diego-IV | Sycamore Energy 1 | 0.96 | 1.01 | 1.05 | 0.86 | 0.99 | 1.06 | 0.75 | 0.95 | 0.96 | 1.01 | 1.03 | 1.11 | N | South | FC
CHILLS_7_UNITA1 | San Diego-IV | Sycamore Energy 2 | 1.82 | 2 | 2 | 2 | 1.4 | 1.68 | 1.56 | 1.52 | 1.74 | 1.75 | 1.8 | 1.61 | Y | South | FC
CHINO_2_APEBT1 | LA Basin | Pomona Energy Storage | 20 | 20 | 20 | 20 | 20 | 20 | 20 | 20 | 20 | 20 | 20 | 20 | Y | South | FC
CHINO_2_JURUPA | LA Basin | Jurupa | 0 | 0 | 0 | 0 | 0 | 0 | 0 | 0 | 0 | 0 | 0 | 0 | N | South | EO
CHINO_2_PESBT1 | LA Basin | Pomona Energy Storage 2 | 10 | 10 | 10 | 10 | 10 | 10 | 10 | 10 | 10 | 10 | 10 | 10 | Y | South | FC
CHINO_2_QF | LA Basin | CHINO QFS | 0 | 0 | 0 | 0 | 0 | 0 | 0 | 0 | 0 | 0 | 0 | 0.01 | N | South | FC
CHINO_2_SASOLR | LA Basin | SS San Antonio West LLC | 0 | 0 | 0 | 0 | 0 | 0 | 0 | 0 | 0 | 0 | 0 | 0 | N | South | EO
CHINO_2_SOLAR2 | LA Basin | Kona Solar - Terra Francesca | 0 | 0 | 0 | 0 | 0 | 0 | 0 | 0 | 0 | 0 | 0 | 0 | N | South | EO
CHINO_6_CIMGEN | LA Basin | Chino Co-Generation | 26 | 26 | 26 | 26 | 26 | 26 | 26 | 26 | 26 | 26 | 26 | 26 | Y | South | FC
CHWCHL_1_AVSSR1 | Fresno | Avenue 26 Phase I Solar | 0 | 0 | 0 | 0 | 0 | 0 | 0 | 0 | 0 | 0 | 0 | 0 | N | North | EO
CHWCHL_1_AVSSR2 | Fresno | Avenue 26 Phase II Solar | 0 | 0 | 0 | 0 | 0 | 0 | 0 | 0 | 0 | 0 | 0 | 0 | N | North | EO
CHWCHL_1_UNIT | Fresno | CHOW 2 PEAKER PLANT | 48 | 48 | 48 | 48 | 48 | 48 | 48 | 48 | 48 | 48 | 48 | 48 | Y | North | FC
CLOVDL_1_SOLAR | NCNB | Cloverdale Solar I | 0.1 | 0.1 | 0.1 | 0.1 | 0.1 | 0.57 | 0.9 | 0.3 | 0.6 | 0.26 | 0.1 | 0.1 | N | North | FC
CLOVER_2_UNIT | CAISO System | Clover Creek | 0.79 | 0.61 | 0.66 | 0.54 | 0.76 | 0.58 | 0.24 | 0.16 | 0.1 | 0.11 | 0.31 | 0.46 | N | North | FC
CLRMNT_6_CLEBT1 | San Diego-IV | Clairemont Energy Storage | 7.25 | 7.25 | 7.25 | 7.25 | 7.25 | 7.25 | 7.25 | 7.25 | 7.25 | 7.25 | 7.25 | 7.25 | Y | South | FC
CLRMTK_1_QF | Bay Area | SMALL QF AGGREGATION - OAKLAND | 0 | 0 | 0 | 0 | 0 | 0 | 0 | 0 | 0 | 0 | 0 | 0 | N | North | FC
CMBLND_2_DS2BT1 | CAISO System | Daggett 2 a BESS | 52 | 52 | 52 | 52 | 52 | 52 | 52 | 52 | 52 | 52 | 52 | 52 | Y | South | ID | 100% | Q1313 - Group name: DAGGETT_SOLAR2_1313_1 - Max to grid 65 MW. Waiting for Mojave RAS. Co-located with CMBLND_2_DS2SR1.
CMBLND_2_DS2BT2 | CAISO System | Daggett 2 b BESS | 33 | 33 | 33 | 33 | 33 | 33 | 33 | 33 | 33 | 33 | 33 | 33 | Y | South | ID | 100% | Q1313 - Group name: DAGGETT_SOLAR2_1313_2 - Max to grid 65 MW. Waiting for Mojave RAS. Co-located with CMBLND_2_DS2SR2.
CMBLND_2_DS2BT3 | CAISO System | Daggett 2 c BESS | 46 | 46 | 46 | 46 | 46 | 46 | 46 | 46 | 46 | 46 | 46 | 46 | Y | South | ID | 100% | Q1313 - Group name: DAGGETT_SOLAR2_1313_3 - Max to grid 52 MW. Waiting for Mojave RAS. Co-located with CMBLND_2_DS2SR3.
CMBLND_2_DS2SR1 | CAISO System | Daggett 2 a PV | 0.1 | 0.1 | 0.1 | 0.31 | 0.1 | 13 | 13 | 13 | 13 | 10.34 | 0.1 | 0.1 | N | South | ID | 13 | Q1313 - Group name: DAGGETT_SOLAR2_1313_1 - Max to grid 65 MW. Max 13 MWs NQC. (Normal FC) At CPUC - hourly FC - Waiting for Mojave RAS. Max 13 MW NQC. Co-located with CMBLND_2_DS2BT1.
CMBLND_2_DS2SR2 | CAISO System | Daggett 2 b PV | 0.1 | 0.1 | 0.1 | 0.31 | 0.1 | 27.64 | 32 | 13.19 | 25.32 | 10.34 | 0.1 | 0.1 | N | South | ID | 32 | Q1313 - Group name: DAGGETT_SOLAR2_1313_2 - Max to grid 65 MW. Max 32 MWs NQC. (Normal FC) At CPUC - hourly FC - Waiting for Mojave RAS. Max 32 MW NQC. Co-located with CMBLND_2_DS2BT2.
CMBLND_2_DS2SR3 | CAISO System | Daggett 2 c PV | 0.1 | 0.1 | 0.1 | 0.25 | 0.1 | 6 | 6 | 6 | 6 | 6 | 0.1 | 0.1 | N | South | ID | 6 | Q1313 - Group name: DAGGETT_SOLAR2_1313_3 - Max to grid 52 MW. Max 6 MWs NQC. (Normal FC) At CPUC - hourly FC - Waiting for Mojave RAS. Max 6 MWs NQC. Co-located with CMBLND_2_DS2BT3
CNTNLA_2_SOLAR1 | San Diego-IV | Centinela Solar Energy I | 0.1 | 0.1 | 0.1 | 0.37 | 0.1 | 31.63 | 62.07 | 15.33 | 33.44 | 13.15 | 0.1 | 0.1 | N | South | FC
CNTNLA_2_SOLAR2 | San Diego-IV | Centinels Solar Energy 2 | 0.1 | 0.1 | 0.1 | 0.13 | 0.1 | 11.54 | 22.64 | 5.59 | 12.2 | 4.8 | 0.1 | 0.1 | N | South | FC
COCOPP_2_CTG1 | Bay Area | Marsh Landing 1 | 203.08 | 202.82 | 202.21 | 199.04 | 197.87 | 194.63 | 193.62 | 193.09 | 194.72 | 198.97 | 200.43 | 203.72 | Y | North | FC
COCOPP_2_CTG2 | Bay Area | Marsh Landing 2 | 202.25 | 201.68 | 201.36 | 198.21 | 197.04 | 193.81 | 192.86 | 192.32 | 193.95 | 198.13 | 199.65 | 202.7 | Y | North | FC
COCOPP_2_CTG3 | Bay Area | Marsh Landing 3 | 201.79 | 201.31 | 200.92 | 197.81 | 196.72 | 193.1 | 192.03 | 191.57 | 193.18 | 197.81 | 199.11 | 202.45 | Y | North | FC
COCOPP_2_CTG4 | Bay Area | Marsh Landing 4 | 203.72 | 203.2 | 202.81 | 199.67 | 198.47 | 194.44 | 193.36 | 192.89 | 194.53 | 199.67 | 200.98 | 204.2 | Y | North | FC
COCOSB_6_SOLAR | Bay Area | Oakley Solar Project | 0 | 0 | 0 | 0 | 0 | 0 | 0 | 0 | 0 | 0 | 0 | 0 | N | North | EO
COGNAT_1_UNIT | CAISO System | Stockton Biomas | 41.31 | 44.29 | 36.83 | 21.56 | 40.02 | 41.12 | 45 | 45 | 44.71 | 37.29 | 43.73 | 43.95 | N | North | FC
COLEMN_2_UNIT | CAISO System | Coleman | 3.58 | 4.64 | 4.67 | 4.44 | 4.73 | 3.72 | 2.5 | 0.51 | 1.48 | 2.08 | 2.35 | 3.48 | N | North | FC
COLGAT_7_UNIT 1 | Sierra | Colgate Powerhouse Unit 1 | 176.72 | 176.72 | 176.72 | 176.72 | 176.72 | 176.72 | 176.72 | 176.72 | 176.72 | 176.72 | 176.72 | 176.72 | Y | North | FC |  | Cannot use - Ambient Not Due to Temp - outage card.
COLGAT_7_UNIT 2 | Sierra | Colgate Powerhouse Unit 2 | 175.67 | 175.67 | 175.67 | 175.67 | 175.67 | 175.67 | 175.67 | 175.67 | 175.67 | 175.67 | 175.67 | 175.67 | Y | North | FC |  | Cannot use - Ambient Not Due to Temp - outage card.
COLPIN_6_COLLNS | CAISO System | Collins Pine | 0 | 0 | 0 | 0 | 0 | 0 | 0 | 0 | 0 | 0 | 0 | 0 | N | North | EO
COLTON_6_AGUAM1 | LA Basin | AGUA MANSA UNIT 1 (CITY OF COLTON) | 43 | 43 | 43 | 43 | 43 | 43 | 43 | 43 | 43 | 43 | 43 | 43 | Y | South | FC
COLUSA_2_PL1X3 | CAISO System | Colusa Generating Station | 622.82 | 625.1 | 624.53 | 619.5 | 611.52 | 600.82 | 588.89 | 596.11 | 604.69 | 613.43 | 623.17 | 624.4 | Y | North | FC
COLVIL_7_PL1X2 | CAISO System | COLLIERVILLE HYDRO UNIT 1 & 2 AGGREGATE | 246.86 | 246.86 | 246.86 | 246.86 | 246.86 | 246.86 | 246.86 | 246.86 | 246.86 | 246.86 | 246.86 | 246.86 | Y | North | FC
CONDOR_2_CDRBT1 | LA Basin | Condor BESS | 200 | 200 | 200 | 200 | 200 | 200 | 200 | 200 | 200 | 200 | 200 | 200 | Y | South | FC |  | Former - SCEWDT1659
CONTRL_1_CASAD1 | CAISO System | Mammoth G1 | 6.86 | 7.2 | 6.91 | 6.94 | 6.72 | 5.93 | 4.92 | 5.39 | 5.56 | 5.35 | 7.07 | 7.15 | N | South | FC |  | Behind the South of Control de-rate limited to 175 MWs and not binding at this time.
CONTRL_1_CASAD2 | CAISO System | Mammoth G2 | 10.11 | 9.97 | 9.45 | 8.35 | 8.63 | 8.23 | 9.41 | 9.28 | 9.17 | 9.16 | 9.99 | 10.2 | Y | South | FC |  | Behind the South of Control de-rate limited to 175 MWs and not binding at this time.
CONTRL_1_CASAD3 | CAISO System | Mammoth G3 | 13.29 | 13.22 | 13.11 | 12.07 | 11.12 | 9.97 | 8.61 | 9.37 | 10.14 | 11.3 | 13.57 | 13.48 | N | South | FC |  | Behind the South of Control de-rate limited to 175 MWs and not binding at this time.
CONTRL_1_LUNDY | CAISO System | LUNDY | 0.41 | 0.45 | 0.38 | 0.57 | 1.32 | 1.92 | 1.96 | 1.28 | 1.13 | 0.58 | 0.85 | 0.37 | N | South | FC |  | Behind the South of Control de-rate limited to 175 MWs and not binding at this time.
CONTRL_1_OXBOW | CAISO System | Dixie Valley Geo | 58.8 | 57.95 | 54.75 | 40.59 | 29.79 | 40.58 | 49.18 | 46.23 | 49.9 | 29.95 | 50.74 | 56.1 | N | South | FC |  | Behind the South of Control de-rate limited to 175 MWs and not binding at this time.
CONTRL_1_POOLE | CAISO System | POOLE HYDRO PLANT 1 | 0.64 | 0.64 | 0.48 | 0.8 | 3.6 | 8.92 | 5.36 | 1.7 | 10.9 | 0.4 | 0.48 | 0.8 | Y | South | FC |  | Cannot use - Ambient Not Due to Temp - outage card.
CONTRL_1_QF | CAISO System | CONTROL QFS | 0.22 | 0.23 | 0.27 | 0.27 | 0.33 | 0.34 | 0.26 | 0.19 | 0.21 | 0.21 | 0.18 | 0.15 | N | South | FC |  | Behind the South of Control de-rate limited to 175 MWs and not binding at this time.
CONTRL_1_RUSHCK | CAISO System | RUSH CREEK | 0.16 | 0.82 | 0.82 | 0.82 | 5.6 | 9.46 | 9.14 | 2.42 | 11.94 | 1.04 | 0.8 | 0.8 | Y | South | FC |  | Cannot use - Ambient Not Due to Temp - outage card.
COPMT2_2_SOLAR2 | CAISO System | CMS2 | 0.1 | 0.1 | 0.1 | 0.45 | 0.1 | 39.22 | 76.96 | 19.01 | 41.47 | 16.31 | 0.1 | 0.1 | N | South | FC
COPMT4_2_SOLAR4 | CAISO System | Copper Mountain Solar 4 | 0.1 | 0.1 | 0.1 | 0.27 | 0.1 | 23.28 | 45.68 | 11.28 | 24.61 | 9.68 | 0.1 | 0.1 | N | South | FC
COPMTN_2_CM10 | CAISO System | Copper Mountain 10 | 0.1 | 0.1 | 0.1 | 0.1 | 0.1 | 2.53 | 4.97 | 1.23 | 2.68 | 1.05 | 0.1 | 0.1 | N | South | PD | 7.25
COPMTN_2_SOLAR1 | CAISO System | Copper Mountain 48 | 0.1 | 0.1 | 0.1 | 0.14 | 0.1 | 12.15 | 16.5 | 5.89 | 12.84 | 5.05 | 0.1 | 0.1 | N | South | PD | 16.5
CORCAN_1_SOLAR1 | Fresno | CID Solar | 0.1 | 0.1 | 0.1 | 0.27 | 0.1 | 7.66 | 11.98 | 4.02 | 8.01 | 3.47 | 0.1 | 0.1 | N | North | FC
CORCAN_1_SOLAR2 | Fresno | Corcoran City | 0.1 | 0.1 | 0.1 | 0.15 | 0.1 | 6.24 | 8.03 | 2.94 | 5.23 | 2 | 0.1 | 0.1 | N | North | FC
CORONS_2_SOLAR | LA Basin | Master Development Corona | 0 | 0 | 0 | 0 | 0 | 0 | 0 | 0 | 0 | 0 | 0 | 0 | N | South | EO
CORONS_6_CLRWTR | LA Basin | Clearwater Power Plant | 28 | 28 | 28 | 28 | 28 | 28 | 28 | 28 | 28 | 28 | 28 | 28 | Y | South | FC
CORRAL_6_SJOAQN | CAISO System | Ameresco San Joaquin | 4.2 | 3.92 | 4.09 | 4.2 | 4.3 | 4.3 | 3.48 | 3.61 | 3.13 | 3.62 | 4.06 | 4.3 | N | North | FC
COTTLE_2_FRNKNH | CAISO System | Frankenheimer Power Plant | 0 | 0 | 0.59 | 0.81 | 0.73 | 0.95 | 1.04 | 1.85 | 1.95 | 0.35 | 0 | 0 | N | North | FC
COVERD_2_HCKHY1 | CAISO System | HATCHET CREEK | 3.23 | 2.91 | 4.1 | 5.52 | 3.71 | 1.08 | 0.02 | 0 | 0 | 0 | 0.64 | 1.48 | N | North | FC
COVERD_2_MCKHY1 | CAISO System | Montgomery Creek Hydro | 1.79 | 1.37 | 1.81 | 2.12 | 1.36 | 0.4 | 0.04 | 0 | 0 | 0 | 0.31 | 0.98 | N | North | FC
COVERD_2_QFUNTS | CAISO System | Cove Hydroelectric Project | 2.59 | 2.34 | 3.26 | 4.38 | 3.12 | 1 | 0.02 | 0 | 0 | 0 | 0.51 | 1.02 | Y | North | FC |  | Cannot use - Ambient Not Due to Temp - outage card.
COVERD_2_RCKHY1 | CAISO System | ROARING CREEK | 1.57 | 1.48 | 1.12 | 1.37 | 0.7 | 0.44 | 0.1 | 0.01 | 0 | 0 | 0.17 | 0.59 | N | North | FC
COWCRK_2_UNIT | CAISO System | Cow Creek Hydro | 0.54 | 0.57 | 0.46 | 0.36 | 0.28 | 0.2 | 0.11 | 0.07 | 0.08 | 0.08 | 0.16 | 0.35 | N | North | FC
CPVERD_2_SOLAR | San Diego-IV | Campo Verde Solar | 0.1 | 0.1 | 0.1 | 0.41 | 0.1 | 35.17 | 69.02 | 17.05 | 37.19 | 14.63 | 0.1 | 0.1 | N | South | FC
CRELMN_6_RAMON1 | San Diego-IV | Ramona 1 | 0.1 | 0.1 | 0.1 | 0.1 | 0.1 | 0.51 | 0.99 | 0.25 | 0.54 | 0.21 | 0.1 | 0.1 | N | South | FC
CRELMN_6_RAMON2 | San Diego-IV | Ramona 2 | 0.1 | 0.1 | 0.1 | 0.1 | 0.1 | 1.27 | 2.48 | 0.61 | 1.34 | 0.53 | 0.1 | 0.1 | N | South | FC
CRELMN_6_RAMSR3 | San Diego-IV | Ramona Solar Energy | 0.08 | 0.08 | 0.08 | 0.08 | 0.08 | 1.47 | 2.33 | 0.7 | 1.34 | 0.55 | 0.08 | 0.08 | N | South | PD | 80% | At CPUC - hourly PD to 80.00 percent.
CRESSY_1_PARKER | Fresno | PARKER POWERHOUSE | 0 | 0 | 0 | 0.16 | 0.84 | 1.09 | 1.1 | 0.68 | 0.49 | 0.34 | 0 | 0 | N | North | FC
CRESTA_7_PL1X2 | Sierra | CRESTA PH UNIT 1 & 2 AGGREGATE | 27.2 | 31.12 | 40.64 | 48 | 32 | 28.4 | 32.58 | 44.44 | 36.62 | 24 | 4.8 | 16 | Y | North | FC
CRIMSN_2_CRMBT1 | CAISO System | Crimson | 200 | 200 | 200 | 200 | 200 | 200 | 200 | 200 | 200 | 200 | 200 | 200 | Y | South | FC
CRIMSN_2_CRMBT2 | CAISO System | Crimson 2 | 150 | 150 | 150 | 150 | 150 | 150 | 150 | 150 | 150 | 150 | 150 | 150 | Y | South | FC
CRNEVL_6_CRNVA | Fresno | Crane Valley | 0.19 | 0.06 | 0.3 | 0.09 | 0.43 | 0.28 | 0.08 | 0 | 0.23 | 0.34 | 0.29 | 0.14 | N | North | FC
CRNEVL_6_SJQN 2 | Fresno | SAN JOAQUIN 2 | 0.05 | 0.1 | 0 | 0 | 0 | 0 | 0 | 0 | 0.01 | 0 | 0.28 | 0.35 | N | North | FC
CROKET_7_UNIT | Bay Area | CROCKETT COGEN | 213.05 | 198.09 | 148.43 | 175.39 | 174.64 | 207.97 | 198.38 | 202.48 | 198.55 | 168.45 | 102.9 | 138.51 | N | North | FC
CRSTWD_6_KUMYAY | San Diego-IV | Kumeyaay Wind Farm | 4.2 | 10.14 | 11.36 | 18.29 | 20.62 | 18.79 | 18.72 | 17.29 | 10.62 | 5.04 | 3.3 | 3.23 | N | South | FC
CRWCKS_1_SOLAR1 | Stockton | Crow Creek Solar 1 | 0 | 0 | 0 | 0 | 0 | 0 | 0 | 0 | 0 | 0 | 0 | 0 | N | North | EO
CSCGNR_1_UNIT 1 | Bay Area | GIANERA PEAKER UNIT 1 | 24 | 24 | 24 | 24 | 24 | 24 | 24 | 24 | 24 | 24 | 24 | 24 | Y | North | FC
CSCGNR_1_UNIT 2 | Bay Area | GIANERA PEAKER UNIT 2 | 24 | 24 | 24 | 24 | 24 | 24 | 24 | 24 | 24 | 24 | 24 | 24 | Y | North | FC
CSLR4S_2_SOLAR | San Diego-IV | Csolar IV South | 0.1 | 0.1 | 0.1 | 0.38 | 0.1 | 32.89 | 64.55 | 15.94 | 34.78 | 13.68 | 0.1 | 0.1 | N | South | FC
CSTRVL_7_PL1X2 | CAISO System | Marina Land Fill Gas | 4.13 | 3.51 | 3.69 | 4.01 | 3.63 | 3.95 | 4.16 | 4.14 | 4.17 | 3.86 | 3.98 | 3.73 | Y | North | FC
CSTRVL_7_QFUNTS | CAISO System | Castroville QF Aggregate | 0.02 | 0.03 | 0.08 | 0.03 | 0.02 | 0.07 | 0.07 | 0.09 | 0.13 | 0.11 | 0.08 | 0.02 | N | North | FC
CTNWDP_1_QF | CAISO System | SMALL QF AGGREGATION - BURNEY | 0.04 | 0.04 | 0.04 | 0.04 | 0.03 | 0.02 | 0.01 | 0.02 | 0.01 | 0.03 | 0.03 | 0.04 | N | North | FC
CUMBIA_1_SOLAR | Bay Area | Columbia Solar Energy II | 0.1 | 0.1 | 0.1 | 0.26 | 0.1 | 10.77 | 13.86 | 5.08 | 9.03 | 3.45 | 0.1 | 0.1 | N | North | FC
CUMMNG_6_SUNCT1 | CAISO System | SunSelect 1 | 3.33 | 3.39 | 3.04 | 3.01 | 3.34 | 3.54 | 3.53 | 3.56 | 3.4 | 3.16 | 3.38 | 3.45 | Y | South | FC
CURTIS_1_CANLCK | Fresno | Canal Creek Powerhouse | 0 | 0 | 0 | 0 | 0 | 0 | 0 | 0 | 0 | 0 | 0 | 0 | N | North | FC
CURTIS_1_FARFLD | Fresno | Fairfield Powerhouse | 0 | 0 | 0 | 0 | 0 | 0 | 0 | 0.02 | 0.03 | 0 | 0 | 0 | N | North | FC
CUYAMA_6_SB3SB1 | CAISO System | SEPV Barbara 3 | 3 | 3 | 3 | 3 | 3 | 3 | 3 | 3 | 3 | 3 | 3 | 3 | Y | North | FC
CUYAMS_6_CUYSR1 | CAISO System | Cuyama Solar | 0.1 | 0.1 | 0.1 | 0.54 | 0.1 | 22.68 | 29.19 | 10.69 | 19.01 | 7.26 | 0.1 | 0.1 | N | North | FC
DAIRLD_1_MD1SL1 | Fresno | Madera 1 | 0 | 0 | 0 | 0 | 0 | 0 | 0 | 0 | 0 | 0 | 0 | 0 | N | North | EO
DAIRLD_1_MD2BM1 | Fresno | Madera Digester Genset 2 | 0 | 0 | 0 | 0 | 0 | 0 | 0 | 0 | 0 | 0 | 0 | 0 | N | North | EO
DAVIS_1_SOLAR1 | Sierra | Grasslands 3 | 0 | 0 | 0 | 0 | 0 | 0 | 0 | 0 | 0 | 0 | 0 | 0 | N | North | EO
DAVIS_1_SOLAR2 | Sierra | Grasslands 4 | 0 | 0 | 0 | 0 | 0 | 0 | 0 | 0 | 0 | 0 | 0 | 0 | N | North | EO
DAVIS_7_MNMETH | Sierra | MM Yolo Power LLC | 1.92 | 2.32 | 2.34 | 2.24 | 2 | 2.16 | 2.05 | 2.09 | 2.26 | 2.46 | 2.23 | 2.1 | N | North | FC
DEADCK_1_UNIT | Sierra | DEADCK_1_UNIT | 0.64 | 0.77 | 0.66 | 0.72 | 0.43 | 0.08 | 0.04 | 0.02 | 0 | 0 | 0 | 0.03 | N | North | FC
DEERCR_6_UNIT 1 | Sierra | DEER CREEK | 1.09 | 1.56 | 0.85 | 0.85 | 1.01 | 1.09 | 1.51 | 3.05 | 3.05 | 2.53 | 1.2 | 1.66 | N | North | FC
DELAMO_2_ALASB2 | LA Basin | Los Alamitos 2 | 5.1 | 5.1 | 5.1 | 5.1 | 5.1 | 9.25 | 10 | 7.03 | 8.9 | 6.59 | 5.1 | 5.1 | Y | South | FC
DELAMO_2_SOLAR1 | LA Basin | Golden Springs Building H | 0.1 | 0.1 | 0.1 | 0.1 | 0.1 | 0.64 | 1.01 | 0.3 | 0.58 | 0.24 | 0.1 | 0.1 | N | South | FC
DELAMO_2_SOLAR2 | LA Basin | Golden Springs Building M | 0.1 | 0.1 | 0.1 | 0.1 | 0.1 | 0.74 | 1.18 | 0.36 | 0.68 | 0.28 | 0.1 | 0.1 | N | South | FC
DELAMO_2_SOLAR3 | LA Basin | Golden Springs Building G | 0.1 | 0.1 | 0.1 | 0.1 | 0.1 | 0.53 | 0.84 | 0.25 | 0.49 | 0.2 | 0.1 | 0.1 | N | South | FC
DELAMO_2_SOLAR4 | LA Basin | Golden Springs Building F | 0.1 | 0.1 | 0.1 | 0.1 | 0.1 | 0.55 | 0.87 | 0.26 | 0.51 | 0.21 | 0.1 | 0.1 | N | South | FC
DELAMO_2_SOLAR5 | LA Basin | Golden Springs Building L | 0.1 | 0.1 | 0.1 | 0.1 | 0.1 | 0.43 | 0.67 | 0.2 | 0.39 | 0.16 | 0.1 | 0.1 | N | South | FC
DELAMO_2_SOLAR6 | LA Basin | Freeway Springs | 0.1 | 0.1 | 0.1 | 0.1 | 0.1 | 0.85 | 1.35 | 0.41 | 0.78 | 0.32 | 0.1 | 0.1 | N | South | FC
DELAMO_2_SOLRC1 | LA Basin | Golden Springs Building C1 | 0 | 0 | 0 | 0 | 0 | 0 | 0 | 0 | 0 | 0 | 0 | 0 | N | South | EO
DELAMO_2_SOLRD | LA Basin | Golden Solar Building D | 0 | 0 | 0 | 0 | 0 | 0 | 0 | 0 | 0 | 0 | 0 | 0 | N | South | EO
DELSUR_6_BSOLAR | Big Creek-Ventura | Central Antelope Dry Ranch B | 0.1 | 0.1 | 0.1 | 0.1 | 0.1 | 1.28 | 2.02 | 0.61 | 1.17 | 0.48 | 0.1 | 0.1 | N | South | FC
DELSUR_6_CREST | Big Creek-Ventura | Delsur Aggregate Solar Resources | 0 | 0 | 0 | 0 | 0 | 0 | 0 | 0 | 0 | 0 | 0 | 0 | N | South | EO
DELSUR_6_DRYFRB | Big Creek-Ventura | Dry Farm Ranch B | 0.1 | 0.1 | 0.1 | 0.1 | 0.1 | 2.13 | 3.36 | 1.01 | 1.95 | 0.8 | 0.1 | 0.1 | N | South | FC
DELSUR_6_HORSR1 | Big Creek-Ventura | Horn | 0 | 0 | 0 | 0 | 0 | 0 | 0 | 0 | 0 | 0 | 0 | 0 | N | South | EO
DELSUR_6_SOLAR1 | Big Creek-Ventura | Summer Solar North | 0.1 | 0.1 | 0.1 | 0.1 | 0.1 | 2.76 | 4.37 | 1.32 | 2.53 | 1.03 | 0.1 | 0.1 | N | South | FC
DELSUR_6_SOLAR4 | Big Creek-Ventura | Radiance Solar 4 | 0 | 0 | 0 | 0 | 0 | 0 | 0 | 0 | 0 | 0 | 0 | 0 | N | South | EO
DELSUR_6_SOLAR5 | Big Creek-Ventura | Radiance Solar 5 | 0 | 0 | 0 | 0 | 0 | 0 | 0 | 0 | 0 | 0 | 0 | 0 | N | South | EO
DELTA_2_PL1X4 | Bay Area | DELTA ENERGY CENTER AGGREGATE | 880 | 880 | 880 | 880 | 880 | 880 | 880 | 873 | 873 | 880 | 880 | 880 | Y | North | FC
DEVERS_1_SEPV05 | LA Basin | SEPV 5 | 0 | 0 | 0 | 0 | 0 | 0 | 0 | 0 | 0 | 0 | 0 | 0 | N | South | EO
DEVERS_1_SOLAR | LA Basin | Cascade Solar | 0 | 0 | 0 | 0 | 0 | 0 | 0 | 0 | 0 | 0 | 0 | 0 | N | South | EO
DEVERS_1_SOLAR1 | LA Basin | SEPV8 | 0 | 0 | 0 | 0 | 0 | 0 | 0 | 0 | 0 | 0 | 0 | 0 | N | South | EO
DEVERS_1_SOLAR2 | LA Basin | SEPV9 | 0 | 0 | 0 | 0 | 0 | 0 | 0 | 0 | 0 | 0 | 0 | 0 | N | South | EO
DEVERS_2_CS2SR4 | LA Basin | Caliente Solar 2 | 0 | 0 | 0 | 0 | 0 | 0 | 0 | 0 | 0 | 0 | 0 | 0 | N | South | EO
DEVERS_2_DHSPG2 | LA Basin | Desert Hot Springs 2 | 0 | 0 | 0 | 0 | 0 | 0 | 0 | 0 | 0 | 0 | 0 | 0 | N | South | EO
DEXZEL_1_UNIT | Kern | Western Power and Steam Cogeneration | 20 | 20 | 20 | 20 | 20 | 20 | 20 | 20 | 20 | 20 | 20 | 20 | Y | North | FC
DIABLO_7_UNIT 1 | CAISO System | Diablo Canyon Unit 1 | 1140 | 1140 | 1140 | 1140 | 1140 | 1140 | 1140 | 1140 | 1140 | 1140 | 1140 | 1140 | N | North | FC
DIABLO_7_UNIT 2 | CAISO System | Diablo Canyon Unit 2 | 1140 | 1140 | 1140 | 1140 | 1140 | 1140 | 1140 | 1140 | 1140 | 1140 | 1140 | 1140 | N | North | FC
DISCOV_1_CHEVRN | Kern | CHEVRON USA (EASTRIDGE) | 9.46 | 12.73 | 8.58 | 4.61 | 4.33 | 4.7 | 4.11 | 8.4 | 8.64 | 4.51 | 4.44 | 8.56 | N | North | FC
DIXNLD_1_LNDFL | Bay Area | Zero Waste Energy | 0.95 | 0.9 | 0.89 | 0.76 | 0.75 | 0.89 | 0.79 | 0.89 | 0.9 | 0.94 | 0.83 | 0.93 | N | North | FC
DMDVLY_1_UNITS | LA Basin | Diamond Valley Lake Pump Gen | 0 | 1.34 | 2.59 | 0 | 0 | 0 | 0 | 0 | 0 | 0 | 0 | 0 | N | South | FC
DONNLS_7_UNIT | Stockton | Donnells Hydro | 72 | 72 | 72 | 72 | 72 | 72 | 72 | 72 | 72 | 72 | 72 | 72 | Y | North | FC
DOSMGO_2_NSPIN | CAISO System | DOSMGO_2_NSPIN | 16.26 | 16.26 | 16.26 | 16.26 | 16.26 | 16.26 | 16.26 | 16.26 | 16.26 | 13.64 | 16.26 | 16.26 | Y | North | FC
DOUBLC_1_UNITS | Kern | DOUBLE "C" LIMITED | 52.23 | 52.23 | 52.23 | 52.23 | 52.23 | 52.23 | 52.23 | 52.23 | 52.23 | 52.23 | 52.23 | 52.23 | Y | North | FC
DRACKR_2_D4SR4B | CAISO System | Dracker Solar Unit 4B | 0.1 | 0.1 | 0.1 | 0.3 | 0.1 | 26.58 | 42.06 | 12.69 | 24.35 | 9.95 | 0.1 | 0.1 | N | South | FC |  | Group name: DRACKER_294_5 - Max to grid 62.5 MW.
DRACKR_2_DS3SR3 | CAISO System | Dracker Solar Unit 3 | 0 | 0 | 0 | 0 | 0 | 0 | 0 | 0 | 0 | 0 | 0 | 0 | N | South | EO |  | Group name: DRACKER_294_3 - Max to grid 125 MW. Co-located with DRACKR_2_DSUBT3
DRACKR_2_DS4SR4 | CAISO System | Dracker Solar Unit 4A | 0.1 | 0.1 | 0.1 | 0.3 | 0.1 | 15.5 | 15.5 | 12.69 | 15.5 | 9.95 | 0.1 | 0.1 | N | South | PD | 15.5 | Group name: DRACKER_294_4 - Max to grid 62.5 MW. Max 15.5 MW NQC. (Normal FC) At CPUC - hourly FC - Co-located with DRACKR_2_DSUBT4
DRACKR_2_DSUBT1 | CAISO System | Dracker Solar Unit 1 BESS | 63 | 63 | 63 | 63 | 63 | 63 | 63 | 63 | 63 | 63 | 63 | 63 | Y | South | FC |  | Group name: DRACKER_294_1 - Max to grid 110 MW. Co-located with DSRTSN_2_SOLAR1
DRACKR_2_DSUBT2 | CAISO System | Dracker Solar Unit 2 BESS | 115 | 115 | 115 | 115 | 115 | 115 | 115 | 115 | 115 | 115 | 115 | 115 | Y | South | FC |  | Group name: DRACKER_294_2 - Max to grid 125 MW. Co-located with DRACKR_2_SOLAR2 (EO)
DRACKR_2_DSUBT3 | CAISO System | Dracker Solar Unit 3 BESS | 115 | 115 | 115 | 115 | 115 | 115 | 115 | 115 | 115 | 115 | 115 | 115 | Y | South | FC |  | Group name: DRACKER_294_3 - Max to grid 125 MW. Co-located with DRACKR_2_DS3SR3 (EO)
DRACKR_2_DSUBT4 | CAISO System | Dracker Solar Unit 4 BESS | 47 | 47 | 47 | 47 | 47 | 47 | 47 | 47 | 47 | 47 | 47 | 47 | Y | South | FC |  | Group name: DRACKER_294_4 - Max to grid 62.5 MW. Co-located with DRACKR_2_DS4SR4
DRACKR_2_SOLAR1 | CAISO System | Dracker Solar Unit 1 | 0.1 | 0.1 | 0.1 | 0.32 | 0.1 | 27.83 | 47 | 13.49 | 29.43 | 11.58 | 0.1 | 0.1 | N | South | PD | 47 | Group name: DRACKER_294_1 - Max to grid 110 MW. Max 47 MW NQC. (Normal FC) At CPUC - hourly FC - Co-located with DRACKR_2_DSUBT1
DRACKR_2_SOLAR2 | CAISO System | Dracker Solar Unit 2 | 0 | 0 | 0 | 0 | 0 | 0 | 0 | 0 | 0 | 0 | 0 | 0 | N | South | EO |  | Group name: DRACKER_294_2 - Max to grid 125 MW. Co-located with DRACKR_2_DSUBT2
DREWS_6_PL1X4 | LA Basin | Drews Generating Plant | 40 | 40 | 40 | 40 | 40 | 40 | 40 | 40 | 40 | 40 | 40 | 40 | Y | South | FC
DREWSR_2_BHSSR1 | San Diego-IV | Blue Hornet Solar | 0.1 | 0.1 | 0.1 | 0.48 | 0.1 | 42.52 | 67.29 | 20.3 | 38.96 | 15.91 | 0.1 | 0.1 | N | South | FC
DRUM_7_PL1X2 | Sierra | Drum PH 1 Units 1 & 2 Aggregate | 0 | 0 | 0 | 0 | 0 | 0 | 10.4 | 10.4 | 0 | 0 | 0 | 0 | Y | North | FC
DRUM_7_PL3X4 | Sierra | Drum PH 1 Units 3 & 4 Aggregate | 0 | 0 | 0 | 0 | 0 | 12.8 | 12.8 | 12.8 | 0 | 0 | 0 | 12.8 | Y | North | FC
DRUM_7_UNIT 5 | Sierra | DRUM PH 2 UNIT 5 | 38.4 | 38.4 | 40.2 | 39.2 | 39.36 | 42.2 | 46.6 | 46.2 | 0 | 0 | 33.6 | 42.4 | Y | North | FC
DSABLA_7_UNIT | CAISO System | De Sabla Hydro | 4.24 | 5.99 | 4.71 | 4.69 | 6.82 | 8.53 | 8.67 | 7.32 | 3.21 | 1.12 | 1.31 | 2.48 | N | North | FC
DSFLWR_2_W9CSB1 | CAISO System | Willy 9 Chap 1 | 52.1 | 52.1 | 52.1 | 52.49 | 52.1 | 95.37 | 102 | 72.7 | 91.73 | 68.23 | 52.1 | 52.1 | Y | South | FC |  | Q1215-Q1319 combined - Hybrid 102 MW solar with 52 MW 208 MWH battery
DSFLWR_2_W9CSB2 | CAISO System | Willy 9 Chap 2 | 36.1 | 36.1 | 36.1 | 36.34 | 36.1 | 66.62 | 72 | 50.61 | 64.05 | 47.46 | 36.1 | 36.1 | Y | South | FC
DSFLWR_2_WS2SR1 | CAISO System | Willow Springs 2 | 0.1 | 0.1 | 0.1 | 0.48 | 0.1 | 42.52 | 67.29 | 20.3 | 38.96 | 15.91 | 0.1 | 0.1 | N | South | FC
DSRTHV_2_DH1SR1 | CAISO System | Desert Harvest | 0.1 | 0.1 | 0.1 | 0.38 | 0.1 | 34.02 | 53.84 | 16.24 | 31.16 | 12.73 | 0.1 | 0.1 | N | South | FC |  | Group name DESERT_HARVEST_643AE - Max to grid 150 MW.
DSRTHV_2_DH2BT1 | CAISO System | Desert Harvest BESS | 35 | 35 | 35 | 35 | 35 | 35 | 35 | 35 | 35 | 35 | 35 | 35 | Y | South | PD | 35 | Group name DESERT_HARVEST_643AE - Max to grid 150 MW. Co-located with DSRTHV_2_DH2SR2
DSRTHV_2_DH2SR2 | CAISO System | Desert Harvest 2 | 0.1 | 0.1 | 0.1 | 0.33 | 0.1 | 29.77 | 47.11 | 14.21 | 27.27 | 11.14 | 0.1 | 0.1 | N | South | FC |  | Group name DESERT_HARVEST_643AE - Max to grid 150 MW. Co-located with DSRTHV_2_DH2BT1 (PD)
DSRTSL_2_SOLAR1 | CAISO System | Desert Stateline | 0.1 | 0.1 | 0.1 | 1.41 | 0.1 | 125.95 | 199.32 | 60.12 | 115.38 | 47.14 | 0.1 | 0.1 | N | South | FC
DSRTSN_2_DS2BX2 | CAISO System | Desert Sunlight PV II Storage 2 | 230 | 230 | 230 | 230 | 230 | 230 | 230 | 230 | 230 | 230 | 230 | 230 | Y | South | FC |  | Group name: DESERT_SUNLIGHT_146_147_2 - Max to grid 300 MW. Co-located with DSRTSN_2_SOLAR1 (PD at 78.9%)
DSRTSN_2_DS2X2 | CAISO System | Desert Sunlight PV II Storage | 230 | 230 | 230 | 230 | 230 | 230 | 230 | 230 | 230 | 230 | 230 | 230 | Y | South | FC |  | Group name: DESERT_SUNLIGHT_146_147_1 - Max to grid 250 MW. Co-located with DSRTSN_2_SOLAR2 (PD at 78.9%)
DSRTSN_2_SOLAR1 | CAISO System | Desert Sunlight 300 | 0.1 | 0.1 | 0.1 | 0.88 | 0.1 | 70 | 70 | 36.79 | 70 | 31.57 | 0.1 | 0.1 | N | South | PD | 70 | Group name: DESERT_SUNLIGHT_146_147_2 - Max to grid 300 MW. Max 70 MW NQC. At CPUC - hourly PD to 78.9% - Co-located with DSRTSN_2_DS2BX2
DSRTSN_2_SOLAR2 | CAISO System | Desert Sunlight 250 | 0.1 | 0.1 | 0.1 | 0.73 | 0.1 | 20 | 20 | 20 | 20 | 20 | 0.1 | 0.1 | N | South | PD | 20 | Group name: DESERT_SUNLIGHT_146_147_1 - Max to grid 250 MW. Max 20 MW NQC. At CPUC - hourly PD to 78.9% - Co-located with DSRTSN_2_DS2X2
DTCHWD_2_BT3WND | CAISO System | Brookfield Tehachapi 3 | 0.38 | 0.91 | 1.02 | 1.65 | 1.86 | 1.69 | 1.68 | 1.56 | 0.96 | 0.45 | 0.3 | 0.29 | N | South | FC
DUANE_1_PL1X3 | Bay Area | DONALD VON RAESFELD POWER PROJECT | 147.8 | 147.8 | 147.8 | 147.8 | 143.5 | 143.5 | 143.5 | 143.5 | 143.5 | 147.8 | 147.8 | 147.8 | Y | North | FC
DUTCH1_7_UNIT 1 | Sierra | DUTCH FLAT 1 PH | 17.6 | 16.8 | 0 | 16.96 | 16 | 17.6 | 18 | 20.76 | 0 | 10.4 | 17.6 | 19.6 | Y | North | FC
DUTCH2_7_UNIT 1 | Sierra | DUTCH FLAT 2 PH | 0 | 4.8 | 16.8 | 5.44 | 5.2 | 5.6 | 16 | 16.8 | 0 | 0 | 0 | 4.8 | Y | North | FC
DVLCYN_1_UNITS | LA Basin | DEVIL CANYON HYDRO UNITS 1-4 AGGREGATE | 31.5 | 37.67 | 41.91 | 79.57 | 97.11 | 134.51 | 177.5 | 181.57 | 160.78 | 118.87 | 147.81 | 145.41 | Y | South | FC
DYERSM_6_DSWWD1 | CAISO System | Dyer Summit Wind Repower | 2.54 | 3.8 | 7.94 | 15.74 | 21.46 | 19.12 | 19.24 | 13.61 | 11.02 | 3.21 | 1.8 | 2.48 | N | North | FC
DYLAN_2_BMTBT1 | LA Basin | Beaumont BESS | 100 | 100 | 100 | 100 | 100 | 100 | 100 | 100 | 100 | 100 | 100 | 100 | Y | South | FC
EASTWD_7_UNIT | Big Creek-Ventura | EASTWOOD PUMP-GEN | 199 | 199 | 199 | 199 | 199 | 199 | 199 | 199 | 199 | 199 | 199 | 199 | Y | South | FC |  | Cannot use - Ambient Not Due to Temp - outage card.
EDMONS_2_NSPIN | Big Creek-Ventura | EDMONS_2_NSPIN | 236 | 236 | 236 | 236 | 236 | 236 | 236 | 236 | 236 | 236 | 236 | 236 | Y | South | FC
EDWARD_2_E21SB1 | CAISO System | EdSan 2 Edwards 1A | 65.61 | 65.61 | 65.61 | 66.13 | 65.61 | 120.78 | 152.99 | 91.9 | 116.15 | 86.2 | 65.61 | 65.61 | Y | South | ID | 100% | Q1324_1424 - Group name EDSAN_1324_1424 - Max to grid 800 MW. Hybrid 166 MW Pmax including 130 MW solar FC with 71 MW 262.03 MWhs battery FC - overall FC. Waiting for Tehachapi cRAS.
EDWARD_2_E23SB1 | CAISO System | EdSan 2 Edwards 3 | 5.6 | 5.6 | 5.6 | 5.62 | 5.6 | 15.71 | 21.65 | 10.37 | 14.85 | 9.32 | 5.6 | 5.6 | Y | South | ID | 100% | Q1324_1424 - Group name EDSAN_1324_1424 - Max to grid 800 MW. Hybrid 24 MW Pmax including 24 MW solar FC with 6 MW 22.01 MWhs battery FC - overall FC. Waiting for Tehachapi cRAS.
EDWARD_2_ES2BT3 | CAISO System | EdSan 2 | 52.01 | 52.01 | 52.01 | 52.48 | 52.01 | 102.09 | 131.32 | 75.87 | 97.88 | 70.69 | 52.01 | 52.01 | Y | South | ID | 100% | Q1324_1424 - Group name EDSAN_1324_1424 - Max to grid 800 MW. Hybrid 151 MW Pmax including 118 MW solar FC with 66 MW 207.65 MWhs battery FC - overall FC. Waiting for Tehachapi cRAS.
EDWARD_2_ESSSB1 | CAISO System | Sanborn Solar 2 Edwards 5 | 47.1 | 47.1 | 47.1 | 47.33 | 47.1 | 68 | 68 | 60.8 | 68 | 57.82 | 47.1 | 47.1 | Y | South | ID | 100% | Q1518 - Group name SANBORN_SOLAR2_1518 - Max to grid 500 MW. Hybrid 68 MW Pmax including 68 MWs solar FC with 47 MW 188 MWhs battery FC - overall FC. Waiting for Tehachapi CRAS.
EDWARD_2_ESSSB2 | CAISO System | Sanborn Solar 2 | 20.56 | 20.56 | 20.56 | 21.1 | 20.56 | 76.59 | 109.29 | 47.26 | 71.88 | 41.47 | 20.56 | 20.56 | Y | South | ID | 100% | Q1518 - Group name SANBORN_SOLAR2_1518 - Max to grid 500 MW. Hybrid 132 MW Pmax including 132 MW solar FC with 91.24 MW 81.85 MWhs battery PD to 21.5 MWs - overall FC. Waiting for Tehachapi CRAS.
EEKTMN_6_SOLAR1 | Fresno | EE K Solar 1 | 0 | 0 | 0 | 0 | 0 | 0 | 0 | 0 | 0 | 0 | 0 | 0 | N | North | EO
ELCAJN_6_EB1BT1 | San Diego-IV | Eastern BESS 1 | 7.5 | 7.5 | 7.5 | 7.5 | 7.5 | 7.5 | 7.5 | 7.5 | 7.5 | 7.5 | 7.5 | 7.5 | Y | South | FC
ELCAJN_6_LM6K | San Diego-IV | El Cajon Energy Center | 48.1 | 48.1 | 48.1 | 48.1 | 48.1 | 48.1 | 48.1 | 48.1 | 48.1 | 48.1 | 48.1 | 48.1 | Y | South | FC
ELCAJN_6_UNITA1 | San Diego-IV | Cuyamaca Peak Energy Plant | 45.42 | 45.42 | 45.42 | 45.42 | 45.42 | 45.42 | 45.42 | 45.42 | 45.42 | 45.42 | 45.42 | 45.42 | Y | South | FC
ELCAP_1_SOLAR | Fresno | 2097 Helton | 0 | 0 | 0 | 0 | 0 | 0 | 0 | 0 | 0 | 0 | 0 | 0 | N | North | EO
ELDORO_7_UNIT 1 | Sierra | El Dorado Unit 1 | 2.75 | 2.74 | 3.27 | 5.91 | 8.76 | 7.35 | 5.55 | 7.32 | 6.21 | 1.48 | 3.26 | 3.07 | N | North | FC
ELDORO_7_UNIT 2 | Sierra | El Dorado Unit 2 | 2.75 | 2.74 | 3.62 | 6.6 | 8.9 | 7.36 | 4.6 | 6.57 | 7.18 | 1.56 | 3.26 | 4.67 | N | North | FC
ELECTR_7_PL1X3 | CAISO System | ELECTRA PH UNIT 1 & 2 AGGREGATE | 49.36 | 24.8 | 50.64 | 49.96 | 50.2 | 76.28 | 50.6 | 71 | 71.92 | 49.6 | 42.4 | 49.6 | Y | North | FC
ELKCRK_6_STONYG | CAISO System | STONEY GORGE HYDRO AGGREGATE | 0 | 0 | 0 | 1.6 | 1.28 | 0.56 | 0 | 0 | 0 | 0 | 0 | 0 | Y | North | FC
ELKHIL_2_PL1X3 | CAISO System | ELK HILLS COMBINED CYCLE (AGGREGATE) | 400 | 400 | 400 | 400 | 400 | 400 | 400 | 400 | 400 | 400 | 400 | 400 | Y | North | FC
ELKHRN_1_EESX3 | Bay Area | Elkhorn Energy Storage | 182.5 | 182.5 | 182.5 | 182.5 | 182.5 | 182.5 | 182.5 | 182.5 | 182.5 | 182.5 | 182.5 | 182.5 | Y | North | FC
ELLIOT_6_ELIBT1 | San Diego-IV | Elliott Energy Storage | 9.75 | 9.75 | 9.75 | 9.75 | 9.75 | 9.75 | 9.75 | 9.75 | 9.75 | 9.75 | 9.75 | 9.75 | Y | South | FC
ELLIS_2_QF | LA Basin | ELLIS QFS | 3.95 | 4.05 | 4.77 | 6.46 | 6.48 | 6.19 | 4.25 | 2.92 | 1.02 | 1 | 1 | 0.98 | N | South | FC
ELNIDO_1_ECRSR1 | Fresno | East Cleveland Solar | 0 | 0 | 0 | 0 | 0 | 0 | 0 | 0 | 0 | 0 | 0 | 0 | Y | North | EO
ELSEGN_2_UN1011 | LA Basin | El Segundo Energy Center 5/6 | 274.31 | 274.31 | 274.31 | 274.31 | 274.31 | 274.31 | 274.31 | 274.31 | 274.31 | 274.31 | 274.31 | 274.31 | Y | South | FC
ELSEGN_2_UN2021 | LA Basin | El Segundo Energy Center 7/8 | 271.74 | 271.74 | 271.74 | 271.74 | 271.74 | 271.74 | 271.74 | 271.74 | 271.74 | 271.74 | 271.74 | 271.74 | Y | South | FC
ENERSJ_2_WIND | San Diego-IV | ESJ Wind Energy | 12.69 | 30.62 | 34.3 | 55.24 | 62.28 | 56.74 | 56.54 | 52.21 | 32.06 | 15.21 | 9.97 | 9.77 | N | South | FC
ENERSJ_5_ESJWD2 | San Diego-IV | Energia Sierra Juarez Wind 2 | 8.82 | 21.29 | 23.85 | 38.42 | 43.31 | 39.45 | 39.31 | 36.31 | 22.3 | 10.58 | 6.93 | 6.79 | N | South | FC
ENWIND_2_WIND1 | CAISO System | Cameron Ridge | 3.96 | 9.55 | 10.7 | 17.23 | 19.43 | 17.7 | 17.63 | 16.29 | 10 | 4.75 | 3.11 | 3.05 | N | South | FC
ENWIND_2_WIND2 | CAISO System | Ridgetop I | 3.21 | 7.76 | 8.69 | 13.99 | 15.77 | 14.37 | 14.32 | 13.22 | 8.12 | 3.85 | 2.52 | 2.47 | N | South | FC
ESCNDO_6_EB1BT1 | San Diego-IV | Escondido BESS 1 | 10 | 10 | 10 | 10 | 10 | 10 | 10 | 10 | 10 | 10 | 10 | 10 | Y | South | FC
ESCNDO_6_EB2BT2 | San Diego-IV | Escondido BESS 2 | 10 | 10 | 10 | 10 | 10 | 10 | 10 | 10 | 10 | 10 | 10 | 10 | Y | South | FC
ESCNDO_6_EB3BT3 | San Diego-IV | Escondido BESS 3 | 10 | 10 | 10 | 10 | 10 | 10 | 10 | 10 | 10 | 10 | 10 | 10 | Y | South | FC
ESCNDO_6_PL1X2 | San Diego-IV | MMC Escondido Aggregate | 48.71 | 48.71 | 48.71 | 48.71 | 48.71 | 48.71 | 48.71 | 48.71 | 48.71 | 48.71 | 48.71 | 48.71 | Y | South | FC
ESCNDO_6_UNITB1 | San Diego-IV | CalPeak Power Enterprise Unit 1 | 50.96 | 50.96 | 50.96 | 50.96 | 50.96 | 50.96 | 50.96 | 50.96 | 50.96 | 50.96 | 50.96 | 50.96 | Y | South | PD | 50.96 | Battery addition is Energy Only.
ESCO_6_GLMQF | San Diego-IV | Goal Line Cogen | 49.9 | 49.9 | 49.9 | 49.9 | 49.9 | 49.9 | 49.9 | 49.9 | 49.9 | 49.9 | 49.9 | 49.9 | Y | South | FC
ESNHWR_2_CS1BT3 | LA Basin | Carris Storage 1 | 5 | 5 | 5 | 5 | 5 | 5 | 5 | 5 | 5 | 5 | 5 | 5 | Y | South | FC
ESNHWR_2_HDSBT2 | LA Basin | Hecate Energy Desert Storage 1 | 5 | 5 | 5 | 5 | 5 | 5 | 5 | 5 | 5 | 5 | 5 | 5 | Y | South | FC
ESNHWR_2_WC1BT1 | LA Basin | Wildcat I BESS | 1.5 | 1.5 | 1.5 | 1.5 | 1.5 | 1.5 | 1.5 | 1.5 | 1.5 | 1.5 | 1.5 | 1.5 | Y | South | FC
ESQUON_6_LNDFIL | CAISO System | Neal Road Landfill Generating Facility | 0 | 0 | 0 | 0 | 0 | 0 | 0 | 0 | 0 | 0 | 0 | 0 | N | North | EO
ESTWND_2_OPPWD1 | CAISO System | Oasis Power Plant Eastwind | 4.8 | 11.59 | 12.98 | 20.91 | 23.57 | 21.47 | 21.39 | 19.76 | 12.13 | 5.76 | 3.77 | 3.7 | N | South | FC
ETIWND_2_CHMPNE | LA Basin | Champagne | 0 | 0 | 0 | 0 | 0 | 0 | 0 | 0 | 0 | 0 | 0 | 0 | N | South | EO
ETIWND_2_FONTNA | LA Basin | FONTANALYTLE CREEK POWERHOUSE P | 0.69 | 0.81 | 0.63 | 0.87 | 0.88 | 0.9 | 0.85 | 0.73 | 0.85 | 0.73 | 0.86 | 0.88 | N | South | FC
ETIWND_2_SEPBT1 | CAISO System | Separator | 100 | 100 | 100 | 100 | 100 | 100 | 100 | 100 | 100 | 100 | 100 | 100 | Y | South | FC
ETIWND_2_SOLAR1 | LA Basin | Dedeaux Ontario | 0.1 | 0.1 | 0.1 | 0.1 | 0.1 | 0.43 | 0.67 | 0.2 | 0.39 | 0.16 | 0.1 | 0.1 | N | South | FC
ETIWND_2_SOLAR2 | LA Basin | Rochester | 0 | 0 | 0 | 0 | 0 | 0 | 0 | 0 | 0 | 0 | 0 | 0 | N | South | EO
ETIWND_2_SOLAR5 | LA Basin | Dulles | 0 | 0 | 0 | 0 | 0 | 0 | 0 | 0 | 0 | 0 | 0 | 0 | N | South | EO
ETIWND_2_UNIT1 | LA Basin | ETIWND_2_UNIT1 | 33.6 | 33.6 | 33.6 | 33.6 | 33.6 | 33.6 | 33.6 | 33.6 | 33.6 | 33.6 | 33.6 | 33.6 | Y | South | FC
ETIWND_6_GRPLND | LA Basin | Grapeland Peaker | 45.64 | 45.64 | 45.64 | 45.64 | 45.64 | 45.64 | 45.64 | 45.64 | 45.64 | 45.64 | 45.64 | 45.64 | Y | South | FC
ETIWND_6_INEBT1 | LA Basin | Inland Empire Energy Storage | 70 | 70 | 70 | 70 | 70 | 70 | 70 | 70 | 70 | 70 | 70 | 70 | Y | South | FC |  | SCEWD1669 - Up to maximum 100 MWs.
ETIWND_6_MWDETI | LA Basin | ETIWANDA RECOVERY HYDRO | 0.18 | 0 | 1.75 | 0 | 0 | 0 | 0 | 0 | 0 | 1.37 | 3.06 | 3.19 | N | South | FC
EXCHEC_7_UNIT 1 | Fresno | EXCHEQUER HYDRO | 94.5 | 94.5 | 94.5 | 94.5 | 94.5 | 94.5 | 94.5 | 94.5 | 94.5 | 94.5 | 94.5 | 94.5 | Y | North | FC
EXCLSG_1_SOLAR | Fresno | Excelsior Solar | 0.1 | 0.1 | 0.1 | 0.82 | 0.1 | 34.02 | 43.78 | 16.03 | 28.51 | 10.89 | 0.1 | 0.1 | N | North | FC
FALBRK_6_FESBT1 | San Diego-IV | Fallbrook Energy Storage | 40 | 40 | 40 | 40 | 40 | 40 | 40 | 40 | 40 | 40 | 40 | 40 | Y | South | FC
FELLOW_7_QFUNTS | CAISO System | Fellow QF Aggregate | 2.69 | 2.67 | 2.65 | 2.46 | 2.55 | 2.56 | 2.6 | 2.56 | 2.6 | 2.48 | 2.61 | 2.68 | N | North | FC
FIFTHS_2_FSSBT | CAISO System | Fifth Standard Battery | 137 | 137 | 137 | 137 | 137 | 137 | 137 | 137 | 137 | 137 | 137 | 137 | Y | North | FC |  | Group name FIFTHS_954_1027 - Max to grid 169.8 MW. Co-located with FIFTHS_2_FSSR1
FIFTHS_2_FSSR1 | CAISO System | Fifth Standard Solar | 0.03 | 0.03 | 0.03 | 0.51 | 0.03 | 21.26 | 27.38 | 10.02 | 17.82 | 6.81 | 0.03 | 0.03 | N | North | PD | 25% | Group name FIFTHS_954_1027 - Max to grid 169.8 MW. At CPUC - hourly PD to 25 percent. Co-located with FIFTHS_2_FSSBT.
FILIPPI_2_QZSBTX | CAISO System | Quartzite Solar 8 BESS | 150 | 150 | 150 | 150 | 150 | 150 | 150 | 150 | 150 | 150 | 150 | 150 | Y | South | ID | 100% | Q1198, Q1526 - Group name QUARTZITE_1198_1526 - Max to grid 300 MW. 150 MW 600 MWh battery FCDS - co-located with FILIPPI_2_QZSSRX - Waiting for ELM.
FILIPPI_2_QZSSRX | CAISO System | Quartzite Solar 8 | 0.1 | 0.1 | 0.1 | 1.44 | 0.1 | 127.56 | 150 | 60.9 | 116.87 | 47.74 | 0.1 | 0.1 | N | South | ID | 150 | Q1198, Q1526 - Group name QUARTZITE_1198_1526 - Max to grid 300 MW. 300 MW solar FCDS. At CPUC - hourly FC - co-located with FILIPPI_2_QZSBTX - Waiting for ELM - Normal FC
FLOWD2_2_FPLWND | CAISO System | DIABLO WINDS | 1.02 | 1.53 | 3.19 | 6.32 | 8.62 | 7.68 | 7.73 | 5.47 | 4.43 | 1.29 | 0.72 | 0.99 | N | North | FC
FLOWD_2_RT2WD2 | CAISO System | Ridgetop 2 | 2.3 | 5.55 | 6.22 | 10.02 | 11.3 | 10.29 | 10.25 | 9.47 | 5.81 | 2.76 | 1.81 | 1.77 | N | South | FC
FLOWD_2_WIND1 | CAISO System | Cameron Ridge 2 | 1 | 2.41 | 2.7 | 4.35 | 4.91 | 4.47 | 4.46 | 4.12 | 2.53 | 1.2 | 0.79 | 0.77 | N | South | FC
FMEADO_6_HELLHL | Sierra | FMEADO_6_HELLHL | 0.2 | 0.21 | 0.28 | 0.37 | 0.23 | 0.31 | 0.28 | 0.48 | 0.24 | 0.15 | 0.22 | 0.26 | N | North | FC
FMEADO_7_UNIT | Sierra | FRENCH MEADOWS HYDRO | 11.2 | 15.6 | 15.8 | 12.8 | 12.8 | 15.8 | 15.8 | 15.8 | 15.8 | 9.92 | 12.8 | 12.8 | Y | North | FC
FORBST_7_UNIT 1 | Sierra | FORBESTOWN HYDRO | 37.5 | 37.5 | 37.5 | 37.5 | 37.5 | 37.5 | 37.5 | 37.5 | 37.5 | 37.5 | 37.5 | 37.5 | Y | North | FC
FORKBU_6_UNIT | CAISO System | Forks of Butte Hydro | 9.47 | 8.06 | 11.73 | 13.06 | 12.32 | 7.41 | 4.56 | 4.47 | 4.37 | 3.59 | 5.45 | 7.42 | N | North | FC
FRESHW_1_SOLAR1 | Fresno | Corcoran 3 | 0 | 0 | 0 | 0 | 0 | 0 | 0 | 0 | 0 | 0 | 0 | 0 | N | North | EO
FRIANT_6_UNITS | Fresno | FRIANT DAM | 3.44 | 2.29 | 2.16 | 7.25 | 11.92 | 17.09 | 18.37 | 12.94 | 5.68 | 2.86 | 0.78 | 0.58 | N | North | FC
FRNTBW_6_SOLAR1 | CAISO System | Frontier Solar | 0.1 | 0.1 | 0.1 | 0.27 | 0.1 | 11.34 | 14.59 | 5.34 | 9.5 | 3.63 | 0.1 | 0.1 | N | North | FC
FROGTN_1_UTICAA | Stockton | Angels Powerhouse | 0.84 | 0.77 | 0.82 | 0.7 | 0.81 | 0.63 | 0.53 | 0.48 | 0.53 | 0.7 | 0.04 | 0.87 | N | North | FC
FROGTN_1_UTICAM | Stockton | Murphys Powerhouse | 1.72 | 1.53 | 1.67 | 1.83 | 2.19 | 1.93 | 1.79 | 1.56 | 1.57 | 1.82 | 0.1 | 1.96 | N | North | FC
FTSWRD_6_TRFORK | Humboldt | Three Forks Water Power Project | 0.72 | 0.66 | 0.23 | 0.57 | 0.54 | 0.22 | 0.14 | 0.09 | 0.04 | 0.05 | 0.06 | 0.27 | N | North | PD | 80% | At CPUC - hourly PD to 80.00 percent.
FTSWRD_7_QFUNTS | Humboldt | FTSWRD_7_QFUNTS | 0 | 0 | 0 | 0 | 0 | 0 | 0 | 0 | 0 | 0 | 0 | 0 | N | North | FC
FULTON_1_QF | NCNB | SMALL QF AGGREGATION - ZENIA | 0.13 | 0.11 | 0.13 | 0.11 | 0.15 | 0.13 | 0.08 | 0.05 | 0.03 | 0.03 | 0.07 | 0.09 | N | North | FC
GALE_1_SR3SR3 | CAISO System | Sunray 3 | 0.1 | 0.1 | 0.1 | 0.1 | 0.1 | 5.87 | 9.29 | 2.8 | 5.38 | 2.2 | 0.1 | 0.1 | N | South | FC
GANSO_1_WSTBM1 | CAISO System | Weststar Dairy Biogas | 0 | 0 | 0 | 0 | 0 | 0 | 0 | 0 | 0 | 0 | 0 | 0 | N | North | EO
GARLND_2_GARBT1 | CAISO System | Garland B BESS | 88 | 88 | 88 | 88 | 88 | 88 | 88 | 88 | 88 | 88 | 88 | 88 | Y | South | FC |  | Group name: GARLAND_971_1 - Max to grid 203 MW. Co-located with GARLND_2_GASLR, GARLND_2_GASLRA
GARLND_2_GASLR | CAISO System | Garland B | 0.1 | 0.1 | 0.1 | 0.53 | 0.1 | 45.55 | 89.38 | 22.07 | 48.16 | 18.94 | 0.1 | 0.1 | N | South | FC |  | Group name: GARLAND_971_1 - Max to grid 203 MW. Max 115 MW NQC. Co-located with GARLND_2_GARBT1, GARLND_2_GASLRA
GARLND_2_GASLRA | CAISO System | Garland A | 0.1 | 0.1 | 0.1 | 0.1 | 0.1 | 8.5 | 13.46 | 4.06 | 7.79 | 3.18 | 0.1 | 0.1 | N | South | FC |  | Co-located with GARLND_2_GARBT1, GARLND_2_GASLR
GARNET_1_SOLAR | LA Basin | North Palm Springs 4A | 0 | 0 | 0 | 0 | 0 | 0 | 0 | 0 | 0 | 0 | 0 | 0 | N | South | EO
GARNET_1_SOLAR2 | LA Basin | Garnet Solar Power Generation Station 1 | 0.1 | 0.1 | 0.1 | 0.1 | 0.1 | 1.7 | 2.69 | 0.81 | 1.56 | 0.64 | 0.1 | 0.1 | N | South | FC
GARNET_1_WIND | LA Basin | GARNET WIND ENERGY CENTER | 0.55 | 1.32 | 1.48 | 2.38 | 2.68 | 2.44 | 2.43 | 2.25 | 1.38 | 0.65 | 0.43 | 0.42 | N | South | FC
GARNET_1_WINDS | LA Basin | Garnet Winds Aggregation | 1.89 | 4.56 | 5.11 | 8.23 | 9.28 | 8.45 | 8.42 | 7.78 | 4.78 | 2.27 | 1.49 | 1.46 | N | South | FC
GARNET_1_WT3WND | LA Basin | Wagner Wind | 0 | 0 | 0 | 0 | 0 | 0 | 0 | 0 | 0 | 0 | 0 | 0 | N | South | EO
GARNET_2_COAWD2 | LA Basin | Coachella 2 | 0.91 | 2.19 | 2.45 | 3.95 | 4.45 | 4.06 | 4.04 | 3.73 | 2.29 | 1.09 | 0.71 | 0.7 | N | South | FC
GARNET_2_HYDRO | LA Basin | Whitewater Hydro | 0.25 | 0 | 0 | 0.26 | 0.48 | 0.54 | 0.64 | 0.52 | 0.16 | 0.26 | 0.66 | 0.31 | N | South | FC
GARNET_2_WIND1 | LA Basin | Phoenix | 0.94 | 2.27 | 2.54 | 4.1 | 4.62 | 4.21 | 4.19 | 3.87 | 2.38 | 1.13 | 0.74 | 0.72 | N | South | FC
GARNET_2_WIND2 | LA Basin | Karen Avenue Wind Farm | 0.98 | 2.37 | 2.66 | 4.28 | 4.83 | 4.4 | 4.38 | 4.05 | 2.48 | 1.18 | 0.77 | 0.76 | N | South | FC
GARNET_2_WIND3 | LA Basin | San Gorgonio East | 1.06 | 2.56 | 2.86 | 4.61 | 5.2 | 4.74 | 4.72 | 4.36 | 2.67 | 1.27 | 0.83 | 0.82 | N | South | FC
GARNET_2_WIND4 | LA Basin | Windustries | 0.82 | 1.99 | 2.23 | 3.59 | 4.04 | 3.68 | 3.67 | 3.39 | 2.08 | 0.99 | 0.65 | 0.63 | N | South | FC
GARNET_2_WIND5 | LA Basin | Eastwind | 0.25 | 0.61 | 0.68 | 1.1 | 1.24 | 1.13 | 1.12 | 1.04 | 0.64 | 0.3 | 0.2 | 0.19 | N | South | FC
GASKW1_2_GW1SR1 | CAISO System | Gaskell West 1 | 0.1 | 0.1 | 0.1 | 0.1 | 0.1 | 8.5 | 13.46 | 4.06 | 7.79 | 3.18 | 0.1 | 0.1 | N | South | ID | 100% | Q1074 - Group name: GASKELL_WEST_1074 - Max to grid 124.59 MW. Waiting for the Whirlwind and Tehachapi CRAS
GASKW1_2_GW2BT1 | CAISO System | Gaskell West 2 BESS | 20 | 20 | 20 | 20 | 20 | 20 | 20 | 20 | 20 | 20 | 20 | 20 | Y | South | ID | 100% | Q1074 - Group name: GASKELL_WEST_1074 - Max to grid 124.59 MW. Waiting for the Whirlwind and Tehachapi CRAS. Co-located with GASKW1_2_GW2SR1, GASKW1_2_GW2SR2
GASKW1_2_GW2SR1 | CAISO System | Gaskell West 2a | 0.1 | 0.1 | 0.1 | 0.1 | 0.1 | 6.8 | 10.77 | 3.25 | 6.23 | 2.55 | 0.1 | 0.1 | N | South | ID | 100% | Q1074 - Group name: GASKELL_WEST_1074 - Max to grid 124.59 MW. Waiting for the Whirlwind and Tehachapi CRAS. Co-located with GASKW1_2_GW2SR2, GASKW1_2_GW2BT1
GASKW1_2_GW2SR2 | CAISO System | Gaskell West 2b | 0.1 | 0.1 | 0.1 | 0.14 | 0.1 | 12.33 | 19.52 | 5.89 | 11.3 | 4.62 | 0.1 | 0.1 | N | South | ID | 100% | Q1074 - Group name: GASKELL_WEST_1074 - Max to grid 124.59 MW. Waiting for the Whirlwind and Tehachapi CRAS. Co-located with GASKW1_2_GW2SR1, GASKW1_2_GW2BT1
GASKW1_2_GW3SR1 | CAISO System | Gaskell West 3 | 0.1 | 0.1 | 0.1 | 0.1 | 0.1 | 8.5 | 13.46 | 4.06 | 7.79 | 3.18 | 0.1 | 0.1 | N | South | ID | 100% | Q1074 - Group name: GASKELL_WEST_1074 - Max to grid 124.59 MW. Waiting for the Whirlwind and Tehachapi CRAS
GASKW1_2_GW4SR1 | CAISO System | Gaskell West 4 | 0.1 | 0.1 | 0.1 | 0.1 | 0.1 | 8.5 | 13.46 | 4.06 | 7.79 | 3.18 | 0.1 | 0.1 | N | South | ID | 100% | Q1074 - Group name: GASKELL_WEST_1074 - Max to grid 124.59 MW. Waiting for the Whirlwind and Tehachapi CRAS
GASKW1_2_GW5SR1 | CAISO System | Gaskell West 5 | 0.1 | 0.1 | 0.1 | 0.1 | 0.1 | 8.5 | 13.46 | 4.06 | 7.79 | 3.18 | 0.1 | 0.1 | N | South | ID | 100% | Q1074 - Group name: GASKELL_WEST_1074 - Max to grid 124.59 MW. Waiting for the Whirlwind and Tehachapi CRAS
GATES_2_SOLAR | CAISO System | Gates Solar Station | 0.1 | 0.1 | 0.1 | 0.27 | 0.1 | 7.66 | 11.98 | 4.02 | 8.01 | 3.47 | 0.1 | 0.1 | N | North | FC
GATES_2_WSOLAR | CAISO System | West Gates Solar Station | 0.1 | 0.1 | 0.1 | 0.13 | 0.1 | 3.83 | 5.99 | 2.01 | 4.01 | 1.74 | 0.1 | 0.1 | N | North | FC
GATEWY_2_GESBT1 | San Diego-IV | Gateway Energy Storage | 228 | 228 | 228 | 228 | 228 | 228 | 228 | 228 | 228 | 228 | 228 | 228 | Y | South | FC
GATWAY_2_PL1X3 | Bay Area | GATEWAY GENERATING STATION | 542.04 | 542.28 | 537.14 | 524.12 | 507.41 | 494.45 | 480.14 | 486.81 | 494.75 | 505.46 | 534.9 | 540.47 | Y | North | FC
GENESI_2_STG | CAISO System | Genesis Station | 0.1 | 0.1 | 0.1 | 8.57 | 0.1 | 109.14 | 133.88 | 71.42 | 112.96 | 62.08 | 0.1 | 0.1 | N | South | FC |  | Group name: MCCOY_193_2 - Max to grid 250 MW. Co-located with BLKCRK_2_SOLAR1, BLKCRK_2_GMCBT1
GEYS11_7_UNIT11 | NCNB | GEYSERS UNIT 11 (HEALDSBURG) | 75 | 75 | 75 | 75 | 75 | 75 | 75 | 75 | 75 | 75 | 75 | 75 | Y | North | FC
GEYS12_7_UNIT12 | NCNB | GEYSERS UNIT 12 (HEALDSBURG) | 50 | 50 | 50 | 50 | 50 | 50 | 50 | 50 | 50 | 50 | 50 | 50 | Y | North | FC
GEYS13_7_UNIT13 | NCNB | GEYSERS UNIT 13 (HEALDSBURG) | 56 | 56 | 56 | 56 | 56 | 56 | 56 | 56 | 56 | 56 | 56 | 56 | Y | North | FC
GEYS14_7_UNIT14 | NCNB | GEYSERS UNIT 14 (HEALDSBURG) | 70 | 70 | 70 | 70 | 70 | 70 | 70 | 70 | 70 | 70 | 70 | 70 | Y | North | FC
GEYS16_7_UNIT16 | NCNB | GEYSERS UNIT 16 (HEALDSBURG) | 63 | 63 | 63 | 63 | 63 | 63 | 63 | 63 | 63 | 63 | 63 | 63 | Y | North | FC
GEYS17_7_UNIT17 | NCNB | GEYSERS UNIT 17 (HEALDSBURG) | 75.5 | 75.5 | 75.5 | 75.5 | 75.5 | 75.5 | 75.5 | 75.5 | 75.5 | 75.5 | 75.5 | 75.5 | Y | North | FC
GEYS18_7_UNIT18 | NCNB | GEYSERS UNIT 18 (HEALDSBURG) | 72 | 72 | 72 | 72 | 72 | 72 | 72 | 72 | 72 | 72 | 72 | 72 | Y | North | FC
GEYS20_7_UNIT20 | NCNB | GEYSERS UNIT 20 (HEALDSBURG) | 50 | 50 | 50 | 50 | 50 | 50 | 50 | 50 | 50 | 50 | 50 | 50 | Y | North | FC
GIFENS_6_BUGSL1 | Fresno | Burford Giffen | 0.1 | 0.1 | 0.1 | 0.27 | 0.1 | 11.34 | 14.59 | 5.34 | 9.5 | 3.63 | 0.1 | 0.1 | N | North | FC
GIFFEN_6_SOLAR | Fresno | Giffen Solar Station | 0.1 | 0.1 | 0.1 | 0.13 | 0.1 | 3.83 | 5.99 | 2.01 | 4.01 | 1.74 | 0.1 | 0.1 | N | North | FC
GIFFEN_6_SOLAR1 | Fresno | Aspiration Solar G | 0 | 0 | 0 | 0 | 0 | 0 | 0 | 0 | 0 | 0 | 0 | 0 | N | North | EO
GILROY_1_UNIT | Bay Area | GILROY COGEN AGGREGATE | 120 | 120 | 120 | 120 | 115 | 115 | 115 | 115 | 115 | 120 | 120 | 120 | Y | North | FC
GILRPP_1_PL1X2 | Bay Area | GILROY ENERGY CENTER UNITS 1&2 AGGREGATE | 95.2 | 95.2 | 95.2 | 95.2 | 95.2 | 95.2 | 95.2 | 95.2 | 95.2 | 95.2 | 95.2 | 95.2 | Y | North | FC
GILRPP_1_PL3X4 | Bay Area | GILROY ENERGY CENTER, UNIT #3 | 46.2 | 46.2 | 46.2 | 46.2 | 46.2 | 46.2 | 46.2 | 46.2 | 46.2 | 46.2 | 46.2 | 46.2 | Y | North | FC
GLDFGR_6_SOLAR1 | Big Creek-Ventura | Portal Ridge B | 0.1 | 0.1 | 0.1 | 0.1 | 0.1 | 8.5 | 13.46 | 4.06 | 7.79 | 3.18 | 0.1 | 0.1 | N | South | FC
GLDFGR_6_SOLAR2 | Big Creek-Ventura | Portal Ridge C | 0.1 | 0.1 | 0.1 | 0.1 | 0.1 | 4.85 | 7.67 | 2.31 | 4.44 | 1.81 | 0.1 | 0.1 | N | South | FC
GLDTWN_6_COLUM3 | CAISO System | Columbia 3 | 0.1 | 0.1 | 0.1 | 0.1 | 0.1 | 4.25 | 6.73 | 2.03 | 3.9 | 1.59 | 0.1 | 0.1 | N | South | FC
GLDTWN_6_SOLAR | CAISO System | Rio Grande | 0.1 | 0.1 | 0.1 | 0.1 | 0.1 | 2.13 | 3.36 | 1.01 | 1.95 | 0.8 | 0.1 | 0.1 | N | South | FC
GLNARM_2_UNIT 5 | LA Basin | Glenarm Turbine 5 | 65 | 65 | 65 | 65 | 65 | 65 | 65 | 65 | 65 | 65 | 65 | 65 | Y | South | PD | 65
GLNARM_7_UNIT 1 | LA Basin | GLEN ARM UNIT 1 | 22.13 | 22.13 | 22.13 | 22.13 | 22.13 | 22.13 | 22.13 | 22.13 | 22.13 | 22.13 | 22.13 | 22.13 | Y | South | FC
GLNARM_7_UNIT 2 | LA Basin | GLEN ARM UNIT 2 | 22.38 | 22.38 | 22.38 | 22.38 | 22.38 | 22.38 | 22.38 | 22.38 | 22.38 | 22.38 | 22.38 | 22.38 | Y | South | FC
GLNARM_7_UNIT 3 | LA Basin | GLEN ARM UNIT 3 | 44.83 | 44.83 | 44.83 | 44.83 | 44.83 | 44.83 | 44.83 | 44.83 | 44.83 | 44.83 | 44.83 | 44.83 | Y | South | FC
GLNARM_7_UNIT 4 | LA Basin | GLEN ARM UNIT 4 | 42.42 | 42.42 | 42.42 | 42.42 | 42.42 | 42.42 | 42.42 | 42.42 | 42.42 | 42.42 | 42.42 | 42.42 | Y | South | FC
GLOW_6_SOLAR | Big Creek-Ventura | Antelope Power Plant | 0 | 0 | 0 | 0 | 0 | 0 | 0 | 0 | 0 | 0 | 0 | 0 | N | South | EO
GOLETA_2_GE2BT3 | Big Creek-Ventura | Goleta Energy Storage | 40 | 40 | 40 | 40 | 40 | 40 | 40 | 40 | 40 | 40 | 40 | 40 | Y | South | FC
GOLETA_2_VALBT1 | Big Creek-Ventura | Vallecito Energy Storage | 10 | 10 | 10 | 10 | 10 | 10 | 10 | 10 | 10 | 10 | 10 | 10 | Y | South | FC
GOLETA_6_ELLWOD | Big Creek-Ventura | ELLWOOD ENERGY SUPPORT FACILITY | 54 | 54 | 54 | 54 | 54 | 54 | 54 | 54 | 54 | 54 | 54 | 54 | Y | South | FC
GOLETA_6_EXGEN | Big Creek-Ventura | EXXON COMPANY USA | 0 | 0 | 0 | 0 | 0 | 0 | 0 | 0 | 0 | 0 | 0 | 0 | N | South | FC
GONZLS_6_UNIT | CAISO System | Johnson Canyon Landfill | 1.42 | 1.16 | 1.07 | 1.23 | 1.36 | 1.37 | 1.4 | 1.39 | 1.42 | 1.34 | 1.07 | 1.16 | N | North | FC
GOOSLK_1_SOLAR1 | CAISO System | Goose Lake | 0.1 | 0.1 | 0.1 | 0.16 | 0.1 | 6.8 | 8.76 | 3.21 | 5.7 | 2.18 | 0.1 | 0.1 | N | North | FC
GRIDLY_6_SOLAR | Sierra | GRIDLEY MAIN TWO | 0 | 0 | 0 | 0 | 0 | 0 | 0 | 0 | 0 | 0 | 0 | 0 | N | North | EO
GRIZLY_1_UNIT 1 | Sierra | GRIZZLY HYDRO | 20 | 20 | 20 | 20 | 20 | 20 | 20 | 20 | 20 | 20 | 20 | 20 | Y | North | FC |  | Cannot use - Ambient Not Due to Temp - outage card.
GRNLF2_1_UNIT | Sierra | GREENLEAF II COGEN | 49.2 | 49.2 | 49.2 | 49.2 | 49.2 | 49.2 | 49.2 | 49.2 | 49.2 | 49.2 | 49.2 | 49.2 | Y | North | FC
GRNVLY_7_SCLAND | CAISO System | SANTA CRUZ LANDFILL GENERATING PLANT | 3.03 | 3 | 2.88 | 2.99 | 2.71 | 2.99 | 2.75 | 2.98 | 2.84 | 2.57 | 2.4 | 2.77 | N | North | FC
GRSCRK_6_BGCKWW | CAISO System | BIG CREEK WATER WORKS - CEDAR FLAT | 1.97 | 1.79 | 1.95 | 2.41 | 2.6 | 0.5 | 0 | 0 | 0 | 0 | 0.26 | 0.97 | N | North | FC
GRZZLY_1_BERKLY | Bay Area | Berkeley Cogeneration | 0.52 | 0.85 | 0.7 | 0.61 | 0.51 | 0.4 | 0.28 | 0.14 | 0.09 | 0.21 | 0.31 | 0.56 | N | North | FC
GUERNS_6_HD3BM3 | Fresno | Hanford Digester Genset 3 | 0 | 0 | 0 | 0 | 0 | 0 | 0 | 0 | 0 | 0 | 0 | 0 | Y | North | EO
GUERNS_6_SOLAR | Fresno | Guernsey Solar Station | 0.1 | 0.1 | 0.1 | 0.27 | 0.1 | 11.34 | 14.59 | 5.34 | 9.5 | 3.63 | 0.1 | 0.1 | N | North | FC
GUERNS_6_VH2BM1 | Fresno | Hanford Digester Genset 2 | 0 | 0 | 0 | 0 | 0 | 0 | 0 | 0 | 0 | 0 | 0 | 0 | Y | North | EO
GWFPWR_1_LDCTG1 | Fresno | LEAD UNIT 1 | 49.49 | 49.49 | 49.49 | 49.49 | 49.49 | 49.49 | 49.49 | 49.49 | 49.49 | 49.49 | 49.49 | 49.49 | Y | North | FC |  | Group name HANFORD_0071CONV - Max to grid 99.4 MWs. Co-locate with GWFPWR_1_LDCTG2.
GWFPWR_1_LDCTG2 | Fresno | LEAD UNIT 2 | 48.97 | 48.97 | 48.97 | 48.97 | 48.97 | 48.97 | 48.97 | 48.97 | 48.97 | 48.97 | 48.97 | 48.97 | Y | North | FC |  | Group name HANFORD_0071CONV - Max to grid 99.4 MWs. Co-locate with GWFPWR_1_LDCTG1.
GYS5X6_7_UNITS | NCNB | GEYSERS UNITS 5 & 6 AGGREGATE | 85 | 85 | 85 | 85 | 85 | 85 | 85 | 85 | 85 | 85 | 85 | 85 | Y | North | FC
GYS7X8_7_UNITS | NCNB | GEYSERS UNITS 7 & 8 AGGREGATE | 95.8 | 95.8 | 95.8 | 95.8 | 95.8 | 95.8 | 95.8 | 95.8 | 95.8 | 95.8 | 95.8 | 95.8 | Y | North | FC
GYSRVL_7_WSPRNG | NCNB | Warm Springs Hydro | 0 | 0 | 0 | 0 | 0 | 0 | 0 | 0 | 0 | 0 | 0 | 0 | N | North | FC
HAASPH_7_PL1X2 | Fresno | HAAS PH UNIT 1 & 2 AGGREGATE | 57.6 | 57.6 | 115.2 | 115.2 | 115.2 | 129.6 | 144 | 144 | 129.6 | 129.6 | 57.6 | 115.2 | Y | North | FC
HALSEY_6_UNIT | Sierra | HALSEY HYDRO | 1.76 | 2.48 | 2.96 | 3.04 | 3.2 | 2.4 | 3.36 | 5.04 | 3.92 | 0 | 0 | 1.44 | Y | North | FC
HAMLIN_1_BLDSB1 | CAISO System | Baldy Mesa Hybrid | 75.1 | 75.1 | 75.1 | 75.71 | 75.1 | 138.79 | 150 | 105.45 | 133.43 | 98.87 | 75.1 | 75.1 | Y | South | ID | 100% | Q1413-Q1519 - Waiting for Mojave Desert RAS and Nort of Lugo C-RAS. 150 MW solar with 75 MW battery for 150 MW Max at POI - with no grid-charging restrictions. Beyond the first 100 MW solar is using interim deliverability from future battery.
HAMLIN_1_BMSBT2 | CAISO System | Baldy Mesa SP | 25.1 | 25.1 | 25.1 | 25.24 | 25.1 | 46.26 | 50 | 35.15 | 44.48 | 32.96 | 25.1 | 25.1 | Y | South | ID | 1 | Q1413-Q1519 - 50 MW solar with 25 MW -100 MWh battery with 50 MW Max at POI - with no grid-charging restrictions - Waiting for Mojave Desert RAS and Nort of Lugo C-RAS - Beyond the first 100 MW solar is using interim deliverability from future battery.
HARBGN_7_UNITS | LA Basin | HARBOR COGEN COMBINED CYCLE | 100 | 100 | 100 | 100 | 100 | 100 | 100 | 100 | 100 | 100 | 100 | 100 | Y | South | FC
HARDWK_6_STWBM1 | Fresno | Still Water Ranch Dairy | 0 | 0 | 0 | 0 | 0 | 0 | 0 | 0 | 0 | 0 | 0 | 0 | Y | North | EO
HATCR1_7_UNIT | CAISO System | Hat Creek #1 | 3.2 | 2.75 | 2.64 | 2.39 | 2.36 | 2.38 | 2.28 | 2.43 | 1.5 | 2.5 | 2.89 | 3.21 | N | North | FC
HATCR2_7_UNIT | CAISO System | Hat Creek #2 | 2.88 | 2.93 | 2.79 | 2.92 | 2.44 | 2.92 | 2.65 | 1.13 | 0.38 | 0.18 | 1.53 | 2.13 | N | North | FC
HATLOS_6_BWDHY1 | CAISO System | Bidwell Ditch | 1.3 | 1.26 | 1.33 | 1.41 | 1.29 | 1.23 | 1.22 | 1.22 | 1.19 | 1.22 | 1.25 | 1.26 | N | North | FC
HATLOS_6_LSCRK | CAISO System | Lost Creek 1 & 2 Hydro Conversion | 0.89 | 0.85 | 0.94 | 1.06 | 0.89 | 0.84 | 0.82 | 0.8 | 0.77 | 0.82 | 0.83 | 0.84 | N | North | FC
HATRDG_2_WIND | CAISO System | Hatchet Ridge Wind Farm | 5.79 | 8.66 | 18.07 | 35.83 | 48.85 | 43.52 | 43.8 | 30.99 | 25.1 | 7.31 | 4.11 | 5.64 | N | North | FC
HAYPRS_6_HAYHD1 | Sierra | Haypress Lower | 0.02 | 0.12 | 0.73 | 2.54 | 4.14 | 2.2 | 0.46 | 0 | 0 | 0 | 0 | 0 | N | North | FC
HAYPRS_6_HAYHD2 | Sierra | Haypress Middle | 0 | 0 | 0.36 | 2.59 | 4.85 | 2.49 | 0.64 | 0.01 | 0 | 0 | 0 | 0 | N | North | FC
HELMPG_7_UNIT 1 | Fresno | HELMS PUMP-GEN UNIT 1 | 407 | 407 | 407 | 407 | 407 | 407 | 407 | 407 | 407 | 325.6 | 325.6 | 407 | Y | North | FC
HELMPG_7_UNIT 2 | Fresno | HELMS PUMP-GEN UNIT 2 | 325.6 | 325.6 | 325.6 | 405.6 | 407 | 405.6 | 407 | 405.6 | 405.6 | 325.6 | 325.6 | 325.6 | Y | North | FC
HELMPG_7_UNIT 3 | Fresno | HELMS PUMP-GEN UNIT 3 | 323.2 | 404 | 323.2 | 323.2 | 323.2 | 404 | 404 | 404 | 404 | 323.2 | 323.2 | 404 | Y | North | FC
HENRTA_6_ACDSR3 | Fresno | Avenal Cutoff Dac Spring Solar | 0 | 0 | 0 | 0 | 0 | 0 | 0 | 0 | 0 | 0 | 0 | 0 | N | North | EO
HENRTA_6_ELCTG1 | Fresno | ELECTROLYTE UNIT 1 | 49.98 | 49.98 | 49.98 | 49.98 | 49.98 | 49.98 | 49.98 | 49.98 | 49.98 | 49.98 | 49.98 | 49.98 | Y | North | FC |  | Group name ELECTROLYTE_0062CONV Max to grid 99.4 MW. Co-located with Electrolyte Unit 2 - HENRTA_6_ELCTG2.
HENRTA_6_ELCTG2 | Fresno | ELECTROLYTE UNIT 2 | 49.42 | 49.42 | 49.42 | 49.42 | 49.42 | 49.42 | 49.42 | 49.42 | 49.42 | 49.42 | 49.42 | 49.42 | Y | North | FC |  | Group name ELECTROLYTE_0062CONV Max to grid 99.4 MW. Co-located with Electrolyte Unit 1 - HENRTA_6_ELCTG1.
HENRTA_6_HDEBT1 | Fresno | Henrietta D Energy Storage | 10 | 10 | 10 | 10 | 10 | 10 | 10 | 10 | 10 | 10 | 10 | 10 | Y | North | ID | 100% | PGEWD1296 - 17DGD Waiting for Reconductor Los Banos-Padre Flat-Panoche 230 kV and many other
HENRTA_6_SOLAR1 | Fresno | Lemoore 1 | 0.1 | 0.1 | 0.1 | 0.1 | 0.1 | 0.85 | 1.09 | 0.4 | 0.71 | 0.27 | 0.1 | 0.1 | N | North | ID | 1 | PGEWD1012 - 18DGD Waiting for Reconductor Los Banos-Padre Flat-Panoche 230 kV and many other
HENRTA_6_SOLAR2 | Fresno | Westside Solar Power PV1 | 0 | 0 | 0 | 0 | 0 | 0 | 0 | 0 | 0 | 0 | 0 | 0 | N | North | EO
HENRTS_1_SOLAR | Fresno | Henrietta Solar Project | 0.1 | 0.1 | 0.1 | 1.36 | 0.1 | 56.7 | 72.97 | 26.72 | 47.51 | 18.15 | 0.1 | 0.1 | N | North | FC
HERDLN_6_BYHSR1 | CAISO System | Byron Highway Solar | 0 | 0 | 0 | 0 | 0 | 0 | 0 | 0 | 0 | 0 | 0 | 0 | N | North | EO
HIDSRT_2_UNITS | CAISO System | HIGH DESERT POWER PROJECT AGGREGATE | 850 | 850 | 850 | 850 | 850 | 850 | 850 | 850 | 850 | 850 | 850 | 850 | Y | South | FC
HIGGNS_1_COMBIE | Sierra | Combie South | 1.39 | 1.17 | 0.88 | 1.01 | 0.32 | 0.18 | 0.32 | 0.3 | 0.1 | 0.02 | 0.71 | 0.99 | N | North | FC
HIGHDS_2_H5SBT1 | CAISO System | High 5 Solar BESS | 50 | 50 | 50 | 50 | 50 | 50 | 50 | 50 | 50 | 50 | 50 | 50 | Y | South | FC |  | Group name: HIGH_5_SOLAR_1414 - Max to grid 100 MW. Co-located with HIGHDS_2_H5SSR1
HIGHDS_2_H5SSR1 | CAISO System | High 5 Solar | 0.1 | 0.1 | 0.1 | 0.48 | 0.1 | 42.52 | 50 | 20.3 | 38.96 | 15.91 | 0.1 | 0.1 | N | South | PD | 50 | Group name: HIGH_5_SOLAR_1414 - Max to grid 100 MW. Max 50 MWs NQC. (Normal FC) At CPUC - hourly FC - Co-located with HIGHDS_2_H5SBT1
HILAND_7_YOLOWD | NCNB | CLEAR LAKE UNIT 1 | 0 | 0 | 0 | 0 | 0 | 0 | 0 | 0 | 0 | 0 | 0 | 0 | N | North | EO
HINSON_6_LBECH1 | LA Basin | Long Beach Unit 1 | 63 | 63 | 63 | 63 | 63 | 63 | 63 | 63 | 63 | 63 | 63 | 63 | Y | South | FC
HINSON_6_LBECH2 | LA Basin | Long Beach Unit 2 | 63 | 63 | 63 | 63 | 63 | 63 | 63 | 63 | 63 | 63 | 63 | 63 | Y | South | FC
HINSON_6_LBECH3 | LA Basin | Long Beach Unit 3 | 63 | 63 | 63 | 63 | 63 | 63 | 63 | 63 | 63 | 63 | 63 | 63 | Y | South | FC
HINSON_6_LBECH4 | LA Basin | Long Beach Unit 4 | 63 | 63 | 63 | 63 | 63 | 63 | 63 | 63 | 63 | 63 | 63 | 63 | Y | South | FC
HNTGBH_2_PL1X3 | LA Basin | Huntington Beach Energy | 673.8 | 673.8 | 673.8 | 673.8 | 673.8 | 673.8 | 673.8 | 673.8 | 673.8 | 673.8 | 673.8 | 673.8 | Y | South | FC
HNTGBH_7_UNIT 2 | LA Basin | HUNTINGTON BEACH GEN STA. UNIT 2 | 226.84 | 226.84 | 226.84 | 226.84 | 226.84 | 226.84 | 226.84 | 226.84 | 226.84 | 226.84 | 226.84 | 226.84 | Y | South | FC
HOLGAT_1_BORAX | CAISO System | U.S. Borax, Unit 1 | 19.33 | 19 | 18.33 | 14 | 20 | 17.67 | 16.68 | 18.03 | 17 | 16.33 | 23.67 | 21.67 | N | South | FC
HOLSTR_1_SOLAR | CAISO System | San Benito Smart Park | 0 | 0 | 0 | 0 | 0 | 0 | 0 | 0 | 0 | 0 | 0 | 0 | N | North | EO
HOLSTR_1_SOLAR2 | CAISO System | Hollister Solar | 0.1 | 0.1 | 0.1 | 0.1 | 0.1 | 0.85 | 1.09 | 0.4 | 0.71 | 0.27 | 0.1 | 0.1 | N | North | FC
HUMBPP_1_UNITS3 | Humboldt | Humboldt Bay Generating Station 3 | 65.08 | 65.08 | 65.08 | 65.08 | 65.08 | 65.08 | 65.08 | 65.08 | 65.08 | 65.08 | 65.08 | 65.08 | Y | North | FC
HUMBPP_6_UNITS | Humboldt | Humboldt Bay Generating Station 1 | 97.62 | 97.62 | 97.62 | 97.62 | 97.62 | 97.62 | 97.62 | 97.62 | 97.62 | 97.62 | 97.62 | 97.62 | Y | North | FC
HURON_6_SOLAR | Fresno | Huron Solar Station | 0.1 | 0.1 | 0.1 | 0.27 | 0.1 | 7.66 | 11.98 | 4.02 | 8.01 | 3.47 | 0.1 | 0.1 | N | North | FC
HYTTHM_2_UNITS | CAISO System | HYATT-THERMALITO PUMP-GEN (AGGREGATE) | 135.13 | 92.67 | 95.07 | 135.98 | 238.55 | 341.56 | 640.81 | 538.25 | 442.28 | 245.53 | 183.46 | 150.11 | Y | North | FC
IGNACO_1_QF | NCNB | SMALL QF AGGREGATION - VALLEJO/DINSMORE | 0.03 | 0.03 | 0.02 | 0.03 | 0.04 | 0.03 | 0.01 | 0.01 | 0.01 | 0 | 0 | 0.01 | N | North | FC
INDIGO_1_UNIT 1 | LA Basin | INDIGO PEAKER UNIT 1 | 45.3 | 45.3 | 45.3 | 45.3 | 45.3 | 45.3 | 45.3 | 45.3 | 45.3 | 45.3 | 45.3 | 45.3 | Y | South | FC
INDIGO_1_UNIT 2 | LA Basin | INDIGO PEAKER UNIT 2 | 45.3 | 45.3 | 45.3 | 45.3 | 45.3 | 45.3 | 45.3 | 45.3 | 45.3 | 45.3 | 45.3 | 45.3 | Y | South | FC
INDIGO_1_UNIT 3 | LA Basin | INDIGO PEAKER UNIT 3 | 45.3 | 45.3 | 45.3 | 45.3 | 45.3 | 45.3 | 45.3 | 45.3 | 45.3 | 45.3 | 45.3 | 45.3 | Y | South | FC
INDVLY_1_UNITS | NCNB | Indian Valley Hydro | 0 | 0 | 0 | 0 | 0 | 1.57 | 1.89 | 1.64 | 0.16 | 0 | 0 | 0 | N | North | FC
INTKEP_2_UNITS | CAISO System | CCSF Hetch_Hetchy Hydro Aggregate | 307 | 307 | 307 | 307 | 307 | 307 | 307 | 307 | 307 | 307 | 307 | 307 | Y | North | FC
IVANPA_1_UNIT1 | CAISO System | Ivanpah 1 | 0.1 | 0.1 | 0.1 | 4.32 | 0.1 | 55.01 | 67.47 | 36 | 56.93 | 31.29 | 0.1 | 0.1 | N | South | FC
IVANPA_1_UNIT2 | CAISO System | Ivanpah 2 | 0.1 | 0.1 | 0.1 | 4.56 | 0.1 | 58.06 | 71.22 | 38 | 60.1 | 33.03 | 0.1 | 0.1 | N | South | FC
IVANPA_1_UNIT3 | CAISO System | Ivanpah 3 | 0.1 | 0.1 | 0.1 | 4.56 | 0.1 | 58.06 | 71.22 | 38 | 60.1 | 33.03 | 0.1 | 0.1 | N | South | FC
IVSLR2_2_SM2SR1 | San Diego-IV | Silver Ridge Mount Signal 2 | 0.1 | 0.1 | 0.1 | 0.71 | 0.1 | 63.79 | 100.94 | 30.45 | 58.43 | 23.87 | 0.1 | 0.1 | N | South | FC
IVSLRP_2_SOLAR1 | San Diego-IV | Silver Ridge Mount Signal | 0.1 | 0.1 | 0.1 | 0.59 | 0.1 | 50.61 | 99.31 | 24.53 | 53.51 | 21.05 | 0.1 | 0.1 | N | South | FC
IVWEST_2_SOLAR1 | San Diego-IV | Imperial Valley West ( Q # 608) | 0.1 | 0.1 | 0.1 | 0.71 | 0.1 | 63.79 | 100.94 | 30.45 | 58.43 | 23.87 | 0.1 | 0.1 | N | South | FC
JACMSR_1_JACSR1 | San Diego-IV | Jacumba Solar Farm | 0.1 | 0.1 | 0.1 | 0.1 | 0.1 | 8.5 | 13.46 | 4.06 | 7.79 | 3.18 | 0.1 | 0.1 | N | South | FC
JAVASR_1_JAVSR1 | Fresno | Java Solar | 0.1 | 0.1 | 0.1 | 0.18 | 0.1 | 7.66 | 9.85 | 3.61 | 6.41 | 2.45 | 0.1 | 0.1 | N | North | FC
JAWBNE_2_NSRWND | CAISO System | North Sky River Wind Project | 13.44 | 32.45 | 36.34 | 58.54 | 65.99 | 60.12 | 59.9 | 55.33 | 33.97 | 16.12 | 10.56 | 10.35 | N | South | FC
JAWBNE_2_SRWND | CAISO System | Sky River Wind Repower A | 2.52 | 6.08 | 6.81 | 10.98 | 12.37 | 11.27 | 11.23 | 10.37 | 6.37 | 3.02 | 1.98 | 1.94 | N | South | FC
JAWBNE_2_SRWWD2 | CAISO System | Sky River Wind Repower B | 2.54 | 6.12 | 6.86 | 11.05 | 12.46 | 11.35 | 11.31 | 10.44 | 6.41 | 3.04 | 1.99 | 1.95 | N | South | FC
JAYNE_6_WLSLR | Fresno | Westlands Solar Farm PV 1 | 0.1 | 0.1 | 0.1 | 0.24 | 0.1 | 6.9 | 10.78 | 3.62 | 7.21 | 3.13 | 0.1 | 0.1 | N | North | ID | 1 | Q633 - 23TPD - Waiting for Manning and many other projects.
JOANEC_2_ST3BT3 | LA Basin | Santa Ana Storage 3 | 40 | 40 | 40 | 40 | 40 | 40 | 40 | 40 | 40 | 40 | 40 | 40 | Y | South | FC
JOANEC_2_STABT1 | LA Basin | Santa Ana Storage 1 | 11.25 | 11.25 | 11.25 | 11.25 | 11.25 | 11.25 | 11.25 | 11.25 | 11.25 | 11.25 | 11.25 | 11.25 | Y | South | FC
JOANEC_2_STABT2 | LA Basin | Santa Ana Storage 2 | 20 | 20 | 20 | 20 | 20 | 20 | 20 | 20 | 20 | 20 | 20 | 20 | Y | South | FC
JOHANN_2_JOSBT1 | LA Basin | Johanna Storage 1 | 10 | 10 | 10 | 10 | 10 | 10 | 10 | 10 | 10 | 10 | 10 | 10 | Y | South | FC
JOHANN_2_JOSBT2 | LA Basin | Johanna Storage 2 | 10 | 10 | 10 | 10 | 10 | 10 | 10 | 10 | 10 | 10 | 10 | 10 | Y | South | FC
JOHANN_2_OCEBT2 | LA Basin | Orange County Energy Storage 2 | 9 | 9 | 9 | 9 | 9 | 9 | 9 | 9 | 9 | 9 | 9 | 9 | Y | South | FC
JOHANN_2_OCEBT3 | LA Basin | Orange County Energy Storage 3 | 6 | 6 | 6 | 6 | 6 | 6 | 6 | 6 | 6 | 6 | 6 | 6 | Y | South | FC
KANSAS_6_SOLAR | Fresno | RE Kansas South | 0.1 | 0.1 | 0.1 | 0.27 | 0.1 | 7.66 | 11.98 | 4.02 | 8.01 | 3.47 | 0.1 | 0.1 | N | North | ID | 1 | Q637 - 23TPD - Waiting for Manning and many other projects.
KEARNY_6_NESBT1 | San Diego-IV | Kearny North Energy Storage | 10 | 10 | 10 | 10 | 10 | 10 | 10 | 10 | 10 | 10 | 10 | 10 | Y | South | FC
KEARNY_6_SESBT2 | San Diego-IV | Kearny South Energy Storage | 10 | 10 | 10 | 10 | 10 | 10 | 10 | 10 | 10 | 10 | 10 | 10 | Y | South | FC
KEKAWK_6_UNIT | Humboldt | STS HYDROPOWER LTD. (KEKAWAKA) | 0 | 0 | 0 | 0 | 0 | 0 | 0 | 0 | 0 | 0 | 0 | 0 | N | North | FC
KELSO_2_UNITS | Bay Area | Mariposa Energy | 198.03 | 198.03 | 198.03 | 198.03 | 198.03 | 198.03 | 198.03 | 198.03 | 198.03 | 198.03 | 198.03 | 198.03 | Y | North | FC
KELYRG_6_UNIT | Sierra | KELLY RIDGE HYDRO | 11 | 11 | 11 | 11 | 11 | 11 | 11 | 11 | 11 | 11 | 11 | 11 | Y | North | FC
KERKH2_7_UNIT 1 | Fresno | KERKHOFF PH 2 UNIT #1 | 4 | 5.2 | 4 | 73.6 | 112 | 89.04 | 97 | 75 | 73.6 | 0 | 0 | 4 | Y | North | FC
KERMAN_6_SOLAR1 | Fresno | Fresno Solar South | 0 | 0 | 0 | 0 | 0 | 0 | 0 | 0 | 0 | 0 | 0 | 0 | N | North | EO
KERMAN_6_SOLAR2 | Fresno | Fresno Solar West | 0 | 0 | 0 | 0 | 0 | 0 | 0 | 0 | 0 | 0 | 0 | 0 | N | North | EO
KERNEY_6_FCSSR1 | Fresno | Fresno Community Solar | 0 | 0 | 0 | 0 | 0 | 0 | 0 | 0 | 0 | 0 | 0 | 0 | N | North | EO
KERNFT_1_UNITS | Kern | KERN FRONT LIMITED | 52.4 | 52.4 | 52.4 | 52.4 | 52.4 | 52.4 | 52.4 | 52.4 | 52.4 | 52.4 | 52.4 | 52.4 | Y | North | FC
KERNRG_1_UNITS | CAISO System | South Belridge Cogen Facility | 12.36 | 8.38 | 8.92 | 7.57 | 26.26 | 7.1 | 13.77 | 14.2 | 12.8 | 12.63 | 6.69 | 7.83 | N | North | FC
KERRGN_1_UNIT 1 | CAISO System | KERN RIVER HYDRO UNITS 1-4 AGGREGATE | 13.25 | 17.62 | 17.83 | 23.82 | 24.79 | 22.04 | 21.79 | 18.58 | 16.55 | 14 | 13.31 | 15.03 | N | South | FC
KINGCO_1_KINGBR | Fresno | Kingsburg Cogen | 34.5 | 34.5 | 34.5 | 34.5 | 34.5 | 34.5 | 34.5 | 34.5 | 34.5 | 34.5 | 34.5 | 34.5 | Y | North | FC
KINGRV_7_UNIT 1 | Fresno | KINGS RIVER HYDRO UNIT 1 | 40.96 | 35.28 | 0 | 32 | 40 | 40 | 39.36 | 43.6 | 48.96 | 40.96 | 40.96 | 40.96 | Y | North | FC
KIRKER_7_KELCYN | Bay Area | KELLER CANYON LANDFILL GEN FACILICITY | 3.44 | 3.56 | 3.56 | 3.47 | 3.56 | 3.54 | 3.32 | 3.42 | 3.56 | 3.3 | 3.15 | 3.38 | N | North | FC
KNGBRD_2_SOLAR1 | CAISO System | Kingbird Solar A | 0.1 | 0.1 | 0.1 | 0.1 | 0.1 | 8.5 | 13.46 | 4.06 | 7.79 | 3.18 | 0.1 | 0.1 | N | South | FC
KNGBRD_2_SOLAR2 | CAISO System | Kingbird Solar B | 0.1 | 0.1 | 0.1 | 0.1 | 0.1 | 8.5 | 13.46 | 4.06 | 7.79 | 3.18 | 0.1 | 0.1 | N | South | FC
KNGBRG_1_KBSLR1 | Fresno | Kingsburg1 | 0 | 0 | 0 | 0 | 0 | 0 | 0 | 0 | 0 | 0 | 0 | 0 | N | North | EO
KNGBRG_1_KBSLR2 | Fresno | Kingsburg2 | 0 | 0 | 0 | 0 | 0 | 0 | 0 | 0 | 0 | 0 | 0 | 0 | N | North | EO
KNGCTY_6_UNITA1 | CAISO System | King City Energy Center, Unit 1 | 44.6 | 44.6 | 44.6 | 44.6 | 44.6 | 44.6 | 44.6 | 44.6 | 44.6 | 44.6 | 44.6 | 44.6 | Y | North | FC
KNTSTH_6_SOLAR | Fresno | Kent South | 0.1 | 0.1 | 0.1 | 0.27 | 0.1 | 7.66 | 11.98 | 4.02 | 8.01 | 3.47 | 0.1 | 0.1 | N | North | ID | 1 | Q650AB - 23TPD - Waiting for Manning and many other projects.
KNTSTH_6_WALSR1 | Fresno | Westlands Almond | 0 | 0 | 0 | 0 | 0 | 0 | 0 | 0 | 0 | 0 | 0 | 0 | N | North | EO
KOLA_2_KLBBT1 | CAISO System | Kola | 275 | 275 | 275 | 275 | 275 | 275 | 275 | 275 | 275 | 275 | 275 | 275 | Y | North | ID | 1 | Q1275 - 275 MW 1100 MWs battery FC - Waiting for RNUs, DNUs, PNUs per LGIA
KOLA_2_KLBBT2 | CAISO System | Kola BESS 2 | 125 | 125 | 125 | 125 | 125 | 125 | 125 | 125 | 125 | 125 | 125 | 125 | Y | North | ID | 1 | Q1275 - 125 MW 500 MWs battery FC - Waiting for RNUs, DNUs, PNUs per LGIA
KRAMER_1_R1BX3 | CAISO System | Resurgence 1 BESS | 75 | 75 | 75 | 75 | 75 | 75 | 75 | 75 | 75 | 75 | 75 | 75 | Y | South | FC |  | Group name: 0034_CONV - Max to grid 90 MW. Co-located with KRAMER_1_R1PX3.
KRAMER_1_R1PX3 | CAISO System | Resurgence 1 PV | 0.1 | 0.1 | 0.1 | 0.43 | 0.1 | 15 | 15 | 15 | 15 | 14.32 | 0.1 | 0.1 | N | South | PD | 15 | Group name: 0034_CONV - Max to grid 90 MW. Max 15 MWs NQC. (Normal FC) At CPUC - hourly FC - Co-located with KRAMER_1_R1BX3.
KRAMER_1_R2BX2 | CAISO System | Resurgence 2 BESS | 40 | 40 | 40 | 40 | 40 | 40 | 40 | 40 | 40 | 40 | 40 | 40 | Y | South | FC |  | Group name: 0035_CONV - Max to grid 60 MW. Co-located with KRAMER_1_R1PX3.
KRAMER_1_R2PX2 | CAISO System | Resurgence 2 PV | 0.1 | 0.1 | 0.1 | 0.23 | 0.1 | 20 | 20 | 9.74 | 18.7 | 7.64 | 0.1 | 0.1 | N | South | PD | 20 | Group name: 0035_CONV - Max to grid 60 MW. Max 20 MWs NQC. (Normal FC) At CPUC - hourly FC - Co-located with KRAMER_1_R1BX3.
KRNCNY_6_UNIT | CAISO System | KERN CANYON POWERHOUSE | 1.89 | 3.73 | 5.06 | 8.62 | 8.66 | 8.94 | 8.45 | 8.02 | 6.99 | 5.56 | 4.87 | 4.87 | N | North | FC
KYCORA_6_KMSBT1 | San Diego-IV | Kearny Mesa Storage | 0 | 0 | 0 | 0 | 0 | 0 | 0 | 0 | 0 | 0 | 0 | 0 | Y | South | EO
LACIEN_2_VENICE | LA Basin | MWD Venice Hydroelectric Recovery Plant | 0 | 0 | 0 | 0 | 0 | 0 | 0 | 0 | 0 | 0 | 0 | 0 | N | South | FC
LAGBEL_2_CBPBT1 | LA Basin | CALD BESS I | 100 | 100 | 100 | 100 | 100 | 100 | 100 | 100 | 100 | 100 | 100 | 100 | Y | South | FC
LAMONT_1_SOLAR1 | Kern | Regulus Solar | 0.1 | 0.1 | 0.1 | 0.82 | 0.1 | 34.02 | 43.78 | 16.03 | 28.51 | 10.89 | 0.1 | 0.1 | N | North | FC
LAMONT_1_SOLAR2 | Kern | Redwood Solar Farm 4 | 0.1 | 0.1 | 0.1 | 0.27 | 0.1 | 11.34 | 14.59 | 5.34 | 9.5 | 3.63 | 0.1 | 0.1 | N | North | FC
LAMONT_1_SOLAR3 | Kern | Woodmere Solar Farm | 0.1 | 0.1 | 0.1 | 0.2 | 0.1 | 8.5 | 10.94 | 4.01 | 7.12 | 2.72 | 0.1 | 0.1 | N | North | FC
LAMONT_1_SOLAR4 | Kern | Hayworth Solar Farm | 0.1 | 0.1 | 0.1 | 0.36 | 0.1 | 15.12 | 19.45 | 7.12 | 12.67 | 4.84 | 0.1 | 0.1 | N | North | FC
LAMONT_1_SOLAR5 | Kern | Redcrest Solar Farm | 0.1 | 0.1 | 0.1 | 0.23 | 0.1 | 9.45 | 12.16 | 4.45 | 7.92 | 3.02 | 0.1 | 0.1 | N | North | FC
LAPLMA_2_UNIT 1 | CAISO System | La Paloma Generating Plant Unit #1 | 267 | 267 | 267 | 267 | 267 | 267 | 267 | 267 | 267 | 267 | 267 | 267 | Y | North | FC
LAPLMA_2_UNIT 2 | CAISO System | La Paloma Generating Plant Unit #2 | 266 | 266 | 266 | 266 | 266 | 266 | 266 | 266 | 266 | 266 | 266 | 266 | Y | North | FC
LAPLMA_2_UNIT 3 | CAISO System | La Paloma Generating Plant Unit #3 | 266 | 266 | 266 | 266 | 266 | 266 | 266 | 266 | 266 | 266 | 266 | 266 | Y | North | FC
LAPLMA_2_UNIT 4 | CAISO System | LA PALOMA GENERATING PLANT, UNIT #4 | 267 | 267 | 267 | 267 | 267 | 267 | 267 | 267 | 267 | 267 | 267 | 267 | Y | North | FC
LARKSP_6_UNIT 1 | San Diego-IV | LARKSPUR PEAKER UNIT 1 | 49 | 49 | 49 | 49 | 49 | 49 | 49 | 49 | 49 | 49 | 49 | 49 | Y | South | FC
LARKSP_6_UNIT 2 | San Diego-IV | LARKSPUR PEAKER UNIT 2 | 49 | 49 | 49 | 49 | 49 | 49 | 49 | 49 | 49 | 49 | 49 | 49 | Y | South | FC
LAROA2_2_UNITA1 | San Diego-IV | LR2 | 322 | 322 | 322 | 322 | 322 | 322 | 322 | 322 | 322 | 322 | 322 | 322 | Y | South | FC
LASSEN_6_UNITS | CAISO System | Honey Lake Power | 30 | 30 | 30 | 30 | 30 | 30 | 30 | 30 | 30 | 30 | 30 | 30 | Y | North | FC
LAWRNC_7_SUNYVL | Bay Area | City of Sunnyvale Unit 1 and 2 | 0 | 0 | 0 | 0 | 0 | 0 | 0 | 0 | 0 | 0 | 0 | 0 | N | North | FC
LCKHT1_2_LH1BT1 | CAISO System | Lockhart Solar BESS 1 | 45 | 45 | 45 | 45 | 45 | 45 | 45 | 45 | 45 | 45 | 45 | 45 | Y | South | ID | 1 | 0043CONV-Q1617-Q1775 - Waiting for Mojave Desert RAS and Nort of Lugo C-RAS.
LCKHT1_2_LH1SR1 | CAISO System | Lockhart Solar 1 PV | 0 | 0 | 0 | 0 | 0 | 0 | 0 | 0 | 0 | 0 | 0 | 0 | N | South | EO |  | Q1617 -Deliverability will be transferred off resource starting January 2026.
LCKHT1_2_LH1SR2 | CAISO System | Lockhart Solar 2 | 0 | 0 | 0 | 0 | 0 | 0 | 0 | 0 | 0 | 0 | 0 | 0 | N | South | EO |  | Q1617 -Deliverability will be transferred off resource starting January 2026.
LEBECS_2_UNITS | Big Creek-Ventura | Pastoria Energy Facility | 799.47 | 799.47 | 795 | 785 | 775 | 775 | 775 | 775 | 775 | 785 | 799.47 | 799.47 | Y | South | FC
LECEF_1_UNITS | Bay Area | LOS ESTEROS ENERGY FACILITY AGGREGATE | 304 | 304 | 304 | 303 | 303 | 302 | 302 | 299 | 302 | 303 | 303 | 303 | Y | North | FC
LECONT_2_LESBT1 | San Diego-IV | LeConte Energy Storage | 40 | 40 | 40 | 40 | 40 | 40 | 40 | 40 | 40 | 40 | 40 | 40 | Y | South | PD | 40.4
LEPRFD_1_KANSAS | Fresno | Kansas | 0.1 | 0.1 | 0.1 | 0.27 | 0.1 | 7.66 | 11.98 | 4.02 | 8.01 | 3.47 | 0.1 | 0.1 | N | North | FC
LGHTHP_6_ICEGEN | LA Basin | CARSON COGENERATION | 48 | 48 | 48 | 48 | 48 | 48 | 48 | 48 | 48 | 48 | 48 | 48 | Y | South | FC
LHILLS_6_SOLAR1 | CAISO System | Lost Hills Solar | 0.1 | 0.1 | 0.1 | 0.27 | 0.1 | 11.34 | 14.59 | 5.34 | 9.5 | 3.63 | 0.1 | 0.1 | N | North | FC
LILIAC_6_SOLAR | San Diego-IV | Mesa Crest | 0.1 | 0.1 | 0.1 | 0.1 | 0.1 | 1.28 | 2.02 | 0.61 | 1.17 | 0.48 | 0.1 | 0.1 | N | South | FC
LITLRK_6_GBCSR1 | Big Creek-Ventura | Green Beanworks C | 0.1 | 0.1 | 0.1 | 0.1 | 0.1 | 1.28 | 2.02 | 0.61 | 1.17 | 0.48 | 0.1 | 0.1 | N | South | FC
LITLRK_6_SEPV01 | Big Creek-Ventura | Gestamp Solar 1 | 0 | 0 | 0 | 0 | 0 | 0 | 0 | 0 | 0 | 0 | 0 | 0 | N | South | EO
LITLRK_6_SOLAR1 | Big Creek-Ventura | Lancaster Little Rock C | 0.1 | 0.1 | 0.1 | 0.1 | 0.1 | 2.13 | 3.36 | 1.01 | 1.95 | 0.8 | 0.1 | 0.1 | N | South | FC
LITLRK_6_SOLAR2 | Big Creek-Ventura | Palmdale 18 | 0.1 | 0.1 | 0.1 | 0.1 | 0.1 | 0.85 | 1.35 | 0.41 | 0.78 | 0.32 | 0.1 | 0.1 | N | South | FC
LITLRK_6_SOLAR3 | Big Creek-Ventura | One Ten Partners | 0.1 | 0.1 | 0.1 | 0.1 | 0.1 | 0.85 | 1.35 | 0.41 | 0.78 | 0.32 | 0.1 | 0.1 | N | South | FC
LITLRK_6_SOLAR4 | Big Creek-Ventura | Little Rock Pham Solar | 0.1 | 0.1 | 0.1 | 0.1 | 0.1 | 1.28 | 2.02 | 0.61 | 1.17 | 0.48 | 0.1 | 0.1 | N | South | FC
LIVEOK_6_SOLAR | Sierra | Harris | 0.04 | 0.04 | 0.04 | 0.04 | 0.04 | 0.28 | 0.36 | 0.13 | 0.24 | 0.09 | 0.04 | 0.04 | N | North | PD | 0.4 | At CPUC - hourly PD to 40.00 percent.
LIVOAK_1_UNIT 1 | Kern | LIVE OAK LIMITED | 49.7 | 49.7 | 49.7 | 49.7 | 49.7 | 49.7 | 49.7 | 49.7 | 49.7 | 49.7 | 49.7 | 49.7 | Y | North | FC
LMBEPK_2_UNITA1 | Bay Area | Lambie Energy Center, Unit #1 | 47.5 | 47.5 | 47.5 | 47.5 | 47.5 | 47.5 | 47.5 | 47.5 | 47.5 | 47.5 | 47.5 | 47.5 | Y | North | FC
LMBEPK_2_UNITA2 | Bay Area | Creed Energy Center, Unit #1 | 47.6 | 47.6 | 47.6 | 47.6 | 47.6 | 47.6 | 47.6 | 47.6 | 47.6 | 47.6 | 47.6 | 47.6 | Y | North | FC
LMBEPK_2_UNITA3 | Bay Area | Goose Haven Energy Center, Unit #1 | 47.75 | 47.75 | 47.75 | 47.75 | 47.75 | 47.75 | 47.75 | 47.75 | 47.75 | 47.75 | 47.75 | 47.75 | Y | North | FC
LMEC_1_PL1X3 | Bay Area | Los Medanos Energy Center AGGREGATE | 580 | 580 | 580 | 580 | 580 | 580 | 580 | 580 | 580 | 580 | 580 | 580 | Y | North | FC
LNCSTR_6_CREST | Big Creek-Ventura | Lanacaster Aggregate Solar Resources | 0 | 0 | 0 | 0 | 0 | 0 | 0 | 0 | 0 | 0 | 0 | 0 | N | South | EO
LNCSTR_6_SOLAR2 | Big Creek-Ventura | SEPV Sierra NGR | 6.9 | 6.9 | 6.9 | 6.9 | 6.9 | 6.9 | 6.9 | 6.9 | 6.9 | 6.9 | 6.9 | 6.9 | Y | South | PD | 6.9 | Hybrid - 8.25 MW max to grid - 3.00 MW Solar PV and 7.00 MW BESS - No ITC limitation.
LOCKFD_1_BEARCK | Stockton | Bear Creek Solar | 0.1 | 0.1 | 0.1 | 0.1 | 0.1 | 0.57 | 0.9 | 0.3 | 0.6 | 0.26 | 0.1 | 0.1 | N | North | FC
LOCKFD_1_KSOLAR | Stockton | Kettleman Solar | 0.1 | 0.1 | 0.1 | 0.1 | 0.1 | 0.38 | 0.6 | 0.2 | 0.4 | 0.17 | 0.1 | 0.1 | N | North | FC
LODI25_2_UNIT 1 | Stockton | LODI GAS TURBINE | 23.8 | 23.8 | 23.8 | 23.8 | 23.8 | 23.8 | 23.8 | 23.8 | 23.8 | 23.8 | 23.8 | 23.8 | Y | North | FC
LODIEC_2_PL1X2 | Sierra | Lodi Energy Center | 302.58 | 302.58 | 302.58 | 302.58 | 302.58 | 302.58 | 302.58 | 302.58 | 302.58 | 302.58 | 302.58 | 302.58 | Y | North | FC
LOTUS_6_LSFSR1 | Fresno | Lotus Solar Farm | 0.1 | 0.1 | 0.1 | 0.68 | 0.1 | 28.35 | 36.48 | 13.36 | 23.76 | 9.07 | 0.1 | 0.1 | N | North | FC
LOWGAP_1_SUPHR | CAISO System | Mill & Sulphur Creek Hydro | 0.6 | 0.32 | 0.26 | 0.39 | 0.13 | 0 | 0 | 0 | 0 | 0 | 0.02 | 0.3 | N | North | FC
LOWGAP_7_QFUNTS | CAISO System | Matthews Dam Hydro | 1.24 | 0.92 | 0.76 | 0.89 | 0.59 | 0.24 | 0.14 | 0.13 | 0.19 | 0.14 | 0.16 | 0.68 | N | North | FC
LTBEAR_1_LB3SR3 | Fresno | Little Bear 3 Solar | 0.1 | 0.1 | 0.1 | 0.27 | 0.1 | 11.34 | 14.59 | 5.34 | 9.5 | 3.63 | 0.1 | 0.1 | N | North | FC
LTBEAR_1_LB4SR4 | Fresno | Little Bear 4 | 0.1 | 0.1 | 0.1 | 0.68 | 0.1 | 28.35 | 36.48 | 13.36 | 23.76 | 9.07 | 0.1 | 0.1 | N | North | FC
LTBEAR_1_LB4SR5 | Fresno | Little Bear 4 Solar 5 | 0.1 | 0.1 | 0.1 | 0.68 | 0.1 | 28.35 | 36.48 | 13.36 | 23.76 | 9.07 | 0.1 | 0.1 | N | North | FC
LTBERA_1_LB1SR1 | Fresno | Little Bear Solar 1 | 0.1 | 0.1 | 0.1 | 0.54 | 0.1 | 22.68 | 29.19 | 10.69 | 19.01 | 7.26 | 0.1 | 0.1 | N | North | FC
MAGUND_1_BKISR1 | Kern | Bakersfield Industrial 1 | 0.1 | 0.1 | 0.1 | 0.1 | 0.1 | 0.57 | 0.73 | 0.27 | 0.48 | 0.18 | 0.1 | 0.1 | N | North | FC
MAGUND_1_BKSSR2 | Kern | Bakersfield Solar 1 | 0.1 | 0.1 | 0.1 | 0.1 | 0.1 | 2.98 | 3.83 | 1.4 | 2.49 | 0.95 | 0.1 | 0.1 | N | North | FC
MALAGA_1_AUCTG1 | Fresno | Acid Unit 1 | 48.43 | 48.43 | 48.43 | 48.43 | 48.43 | 48.43 | 48.43 | 48.43 | 48.43 | 48.43 | 48.43 | 48.43 | Y | North | FC |  | Group name ACID_0063CONV - Max to grid 97 MW. - Co-located with Acid Unit 2 - MALAGA_1_AUCTG2.
MALAGA_1_AUCTG2 | Fresno | Acid Unit 2 | 48.18 | 48.18 | 48.18 | 48.18 | 48.18 | 48.18 | 48.18 | 48.18 | 48.18 | 48.18 | 48.18 | 48.18 | Y | North | FC |  | Group name ACID_0063CONV - Max to grid 97 MW. - Co-located with Acid Unit 1 - MALAGA_1_AUCTG1.
MALCHQ_7_UNIT 1 | CAISO System | MALACHA HYDRO L.P. | 16.95 | 11.24 | 14.39 | 17.97 | 14.07 | 4.68 | 2.02 | 0.59 | 0 | 0 | 2.31 | 7.16 | N | North | FC
MANTEC_1_ML1SR1 | Stockton | Manteca Land 1 | 0 | 0 | 0 | 0 | 0 | 0 | 0 | 0 | 0 | 0 | 0 | 0 | N | North | EO
MANZNA_2_CAMSR1 | CAISO System | Camino Solar | 0.1 | 0.1 | 0.1 | 0.21 | 0.1 | 18.71 | 29.61 | 8.93 | 17.14 | 7 | 0.1 | 0.1 | N | South | ID | 1 | Q1419 - 44 MW solar FC part of 44.88 MW solar and 13.4 MW battery - Max to POI 54.28 FC. Waiting for Whirldwind CRAS and Techachapi CRAS.
MANZNA_2_WIND | CAISO System | Manzana Wind | 15.88 | 38.33 | 42.93 | 69.15 | 77.96 | 71.02 | 70.76 | 65.35 | 40.13 | 19.04 | 12.48 | 12.22 | N | South | FC
MARCPW_6_SOLAR1 | CAISO System | Maricopa West Solar PV | 0.1 | 0.1 | 0.1 | 0.27 | 0.1 | 11.34 | 14.59 | 5.34 | 9.5 | 3.63 | 0.1 | 0.1 | N | North | FC
MARTIN_1_SUNSET | Bay Area | Sunset Reservoir - North Basin | 0.1 | 0.1 | 0.1 | 0.1 | 0.1 | 1.72 | 2.7 | 0.9 | 1.8 | 0.78 | 0.1 | 0.1 | N | North | FC
MARVEL_2_MARBT3 | LA Basin | Marvel 2 | 74.94 | 74.94 | 74.94 | 74.94 | 74.94 | 74.94 | 74.94 | 74.94 | 74.94 | 74.94 | 74.94 | 74.94 | Y | South | FC
MARVEL_2_MARBX2 | LA Basin | Marvel | 325 | 325 | 325 | 325 | 325 | 325 | 325 | 325 | 325 | 325 | 325 | 325 | Y | South | FC
MCARTH_6_FRIVRB | CAISO System | Fall River Mills Project B | 0.1 | 0.1 | 0.1 | 0.1 | 0.1 | 0.57 | 0.9 | 0.3 | 0.6 | 0.26 | 0.1 | 0.1 | N | North | FC
MCCALL_1_QF | Fresno | Fish Water | 0.37 | 0.37 | 0.42 | 0.39 | 0.38 | 0.45 | 0.46 | 0.42 | 0.39 | 0.34 | 0.32 | 0.36 | N | North | FC
MCFLND_5_MBSBX2 | CAISO System | McFarland Solar B Hybrid | 150 | 150 | 150 | 150 | 150 | 150 | 150 | 150 | 150 | 150 | 150 | 150 | Y | South | PD | 150 | Group name MCFARLAND_1171 - Max to grid 500 MW. Hybrid - 150 MW 4h battery FCDS with 300 MW solar EO (part of 500 MW solar EO and 435 MW battery FC).
MCFLND_5_MFSBT1 | CAISO System | McFarland Solar A BESS | 100 | 100 | 100 | 100 | 100 | 100 | 100 | 100 | 100 | 100 | 100 | 100 | Y | South | FC |  | Group name MCFARLAND_1171 - Max to grid 500 MW. 100 MW battery FC (part of 500 MW solar EO and 435 MW battery FC) - Co-located with MCFLND_5_MFSSR1.
MCFLND_5_MFSSR1 | CAISO System | McFarland Solar A PV | 0 | 0 | 0 | 0 | 0 | 0 | 0 | 0 | 0 | 0 | 0 | 0 | N | South | EO |  | Group name MCFARLAND_1171 - Max to grid 500 MW. 200 MW solar EO (part of 500 MW solar EO and 435 MW battery FC) - Co-located with MCFLND_5_MFSBT1.
MCFLND_5_MSCBT1 | CAISO System | McFarland Solar C | 185 | 185 | 185 | 185 | 185 | 185 | 185 | 185 | 185 | 185 | 185 | 185 | Y | South | FC |  | Group name MCFARLAND_1171 - Max to grid 500 MW. 185 MW battery FC (part of 500 MW solar EO and 435 MW battery FC).
MCSWAN_6_UNITS | Fresno | MC SWAIN HYDRO | 9 | 9 | 9 | 9 | 9 | 9 | 9 | 9 | 9 | 9 | 9 | 9 | Y | North | FC
MDFKRL_2_PROJCT | Sierra | MIDDLE FORK AND RALSTON PSP | 168 | 209 | 190 | 190 | 210 | 209.6 | 209.6 | 209.6 | 209.4 | 0 | 162.4 | 168 | Y | North | FC
MELRSE_6_MELBT1 | San Diego-IV | Melrose BESS 1 | 10 | 10 | 10 | 10 | 10 | 10 | 10 | 10 | 10 | 10 | 10 | 10 | Y | South | FC
MELRSE_6_MELBT2 | San Diego-IV | Melrose BESS 2 | 10 | 10 | 10 | 10 | 10 | 10 | 10 | 10 | 10 | 10 | 10 | 10 | Y | South | FC
MENBIO_6_RENEW1 | Fresno | CalRENEW - 1(A) | 0.1 | 0.1 | 0.1 | 0.1 | 0.1 | 1.92 | 3 | 1 | 2 | 0.87 | 0.1 | 0.1 | N | North | FC
MERCED_1_SOLAR1 | Fresno | Mission Solar | 0 | 0 | 0 | 0 | 0 | 0 | 0 | 0 | 0 | 0 | 0 | 0 | N | North | EO
MERCED_1_SOLAR2 | Fresno | Merced Solar | 0 | 0 | 0 | 0 | 0 | 0 | 0 | 0 | 0 | 0 | 0 | 0 | N | North | EO
MERCFL_6_UNIT | Fresno | Merced Falls Powerhouse | 3.5 | 3.5 | 3.5 | 3.5 | 3.5 | 3.5 | 3.5 | 3.5 | 3.5 | 3.5 | 3.5 | 3.5 | Y | North | FC
MESAP_1_QF | CAISO System | SMALL QF AGGREGATION - SAN LUIS OBISPO | 0 | 0 | 0 | 0 | 0 | 0 | 0 | 0 | 0 | 0 | 0 | 0 | N | North | FC
METEC_2_PL1X3 | Bay Area | Metcalf Energy Center | 597.05 | 597.05 | 597.05 | 597.05 | 597.05 | 597.05 | 597.05 | 597.05 | 597.05 | 597.05 | 597.05 | 597.05 | Y | North | FC
MIDWD_2_WIND2 | CAISO System | Coram Energy | 0.25 | 0.61 | 0.68 | 1.1 | 1.24 | 1.13 | 1.12 | 1.04 | 0.64 | 0.3 | 0.2 | 0.19 | N | South | FC
MIDWD_7_CORAMB | CAISO System | CELLC 7.5 MW Tehachapi Project | 0.63 | 1.52 | 1.7 | 2.74 | 3.09 | 2.82 | 2.81 | 2.59 | 1.59 | 0.76 | 0.5 | 0.49 | N | South | FC
MIRLOM_2_CORONA | LA Basin | MWD Corona Hydroelectric Recovery Plant | 1.1 | 0.76 | 0.92 | 1.44 | 1.55 | 1 | 0.73 | 0.48 | 0.87 | 1.36 | 0.78 | 1.29 | N | South | FC
MIRLOM_2_CREST | LA Basin | Temescal Canyon RV | 0 | 0 | 0 | 0 | 0 | 0 | 0 | 0 | 0 | 0 | 0 | 0 | N | South | EO
MIRLOM_2_LNDFL | LA Basin | Milliken Landfill Solar | 0.1 | 0.1 | 0.1 | 0.1 | 0.1 | 1.28 | 2.02 | 0.61 | 1.17 | 0.48 | 0.1 | 0.1 | N | South | FC
MIRLOM_2_MLBBTA | LA Basin | Mira Loma BESS A | 10 | 10 | 10 | 10 | 10 | 10 | 10 | 10 | 10 | 10 | 10 | 10 | Y | South | FC
MIRLOM_2_MLBBTB | LA Basin | Mira Loma BESS B | 10 | 10 | 10 | 10 | 10 | 10 | 10 | 10 | 10 | 10 | 10 | 10 | Y | South | FC
MIRLOM_2_TEMESC | LA Basin | MWD Temescal Hydroelectric Recovery Plan | 0.82 | 1.38 | 1.1 | 1.56 | 1.65 | 1.08 | 0.74 | 0.56 | 1.9 | 1.55 | 0.86 | 1.47 | N | South | FC
MIRLOM_6_PEAKER | LA Basin | Mira Loma Peaker | 47.18 | 47.18 | 47.18 | 47.18 | 47.18 | 47.18 | 47.18 | 47.18 | 47.18 | 47.18 | 47.18 | 47.18 | Y | South | FC
MIRLOM_7_MWDLKM | LA Basin | Lake Mathews Hydroelectric Recovery Plan | 1.6 | 0 | 0 | 1.6 | 1.6 | 1.6 | 1.6 | 1.6 | 1.2 | 1.2 | 0 | 0 | Y | South | FC
MISSIX_1_QF | Bay Area | SMALL QF AGGREGATION - SAB FRABCUSCI | 0 | 0.01 | 0.01 | 0.01 | 0.01 | 0.01 | 0.01 | 0.01 | 0 | 0 | 0 | 0 | N | North | FC
MKTRCK_1_UNIT 1 | CAISO System | MCKITTRICK LIMITED | 47.72 | 47.72 | 47.72 | 47.72 | 47.72 | 47.72 | 47.72 | 47.72 | 47.72 | 47.72 | 47.72 | 47.72 | Y | North | FC
MLPTAS_7_QFUNTS | Bay Area | MLPTAS_7_QFUNTS | 0 | 0 | 0 | 0 | 0 | 0 | 0 | 0 | 0 | 0 | 0 | 0 | N | North | FC
MNDALY_6_MCGRTH | Big Creek-Ventura | McGrath Beach Peaker | 48.56 | 48.56 | 48.56 | 48.56 | 48.56 | 48.56 | 48.56 | 48.56 | 48.56 | 48.56 | 48.56 | 48.56 | Y | South | FC
MNDOTA_1_SOLAR1 | Fresno | North Star Solar 1 | 0.1 | 0.1 | 0.1 | 0.82 | 0.1 | 34.02 | 43.78 | 16.03 | 28.51 | 10.89 | 0.1 | 0.1 | N | North | FC
MNDOTA_1_SOLAR2 | Fresno | Citizen Solar B | 0 | 0 | 0 | 0 | 0 | 0 | 0 | 0 | 0 | 0 | 0 | 0 | N | North | EO
MOJAVE_1_SIPHON | LA Basin | MOJAVE SIPHON POWER PLANT | 1.35 | 1.75 | 2.42 | 5.16 | 7.14 | 9.94 | 13.63 | 13.96 | 12.23 | 8.08 | 11.53 | 10.57 | Y | South | FC
MOJAVW_2_SOLAR | CAISO System | Mojave West | 0.1 | 0.1 | 0.1 | 0.1 | 0.1 | 8.5 | 13.46 | 4.06 | 7.79 | 3.18 | 0.1 | 0.1 | N | South | FC
MONTPH_7_UNITS | NCNB | MONTICELLO HYDRO AGGREGATE | 0.21 | 0.37 | 1.62 | 3.08 | 4.39 | 6.92 | 8.05 | 6.94 | 5.54 | 3.91 | 1.08 | 1.16 | N | North | FC
MOORPK_2_ACOBT1 | Big Creek-Ventura | Acorn I BESS | [12 empty] | Y | South | FC | bar: JAN to DEC
MOORPK_2_CALABS | Big Creek-Ventura | Calabasas Gas-to-Energy Facility | 4.3 | 4.24 | 4.09 | 4.27 | 4.24 | 4.22 | 4.14 | 3.84 | 3.97 | 4.21 | 4.13 | 4.23 | N | South | FC
MOORPK_6_QF | Big Creek-Ventura | MOORPARK QFS | 0 | 0 | 0.01 | 0 | 0 | 0.01 | 0.04 | 0.26 | 0.38 | 0.4 | 0.4 | 0.39 | N | South | FC
MORWD_6_QF | CAISO System | Morwind | 3.21 | 7.74 | 8.67 | 13.96 | 15.74 | 14.34 | 14.29 | 13.2 | 8.1 | 3.84 | 2.52 | 2.47 | N | South | FC
MOSSLD_2_PSP1 | Bay Area | MOSS LANDING POWER BLOCK 1 | 510 | 510 | 510 | 510 | 510 | 510 | 510 | 510 | 510 | 510 | 510 | 510 | Y | North | FC
MOSSLD_2_PSP2 | Bay Area | MOSS LANDING POWER BLOCK 2 | 510 | 510 | 510 | 510 | 510 | 510 | 510 | 510 | 510 | 510 | 510 | 510 | Y | North | FC
MRCHNT_2_PL1X3 | CAISO System | Desert Star Energy Center | 419.25 | 419.25 | 419.25 | 419.25 | 419.25 | 419.25 | 419.25 | 419.25 | 419.25 | 419.25 | 419.25 | 419.25 | Y | South | PD | 419.25
MRGT_6_MEF2 | San Diego-IV | Miramar Energy Facility II | 44 | 44 | 44 | 44 | 44 | 44 | 44 | 44 | 44 | 44 | 44 | 44 | Y | South | FC
MRGT_6_MMAREF | San Diego-IV | Miramar Energy Facility | 45 | 45 | 45 | 45 | 45 | 45 | 45 | 45 | 45 | 45 | 45 | 45 | Y | South | FC
MRGT_6_TGEBT1 | San Diego-IV | Top Gun Energy Storage | 30 | 30 | 30 | 30 | 30 | 30 | 30 | 30 | 30 | 30 | 30 | 30 | Y | South | FC
MRLSDS_6_SOLAR1 | CAISO System | Morelos Solar | 0.1 | 0.1 | 0.1 | 0.2 | 0.1 | 8.51 | 10.94 | 4.01 | 7.13 | 2.72 | 0.1 | 0.1 | N | North | FC
MSHGTS_6_MMARLF | San Diego-IV | MIRAMAR LANDFILL | 4.06 | 4.14 | 4.18 | 4.55 | 4.73 | 4.61 | 4.44 | 4.57 | 4.55 | 3.94 | 3.69 | 4.01 | N | South | FC
MSOLAR_2_MS4BT1 | CAISO System | Mesquite Solar 4 BESS | 10 | 10 | 10 | 10 | 10 | 10 | 10 | 10 | 10 | 10 | 10 | 10 | Y | South | FC |  | Group name MESQUITESOLAR4_1291 - Max to grid 300 MW. Phase I - co-located with 52.5 MW solar FC - MSOLAR_2_MS4SR4.
MSOLAR_2_MS4SR4 | CAISO System | Mesquite Solar 4 | 0.1 | 0.1 | 0.1 | 0.25 | 0.1 | 22.32 | 35.33 | 10.66 | 20.45 | 8.35 | 0.1 | 0.1 | N | South | FC |  | Group name MESQUITESOLAR4_1291 - Max to grid 300 MW. Phase I - co-located with 10 MW (40 MWh) battery FC - MSOLAR_2_MS4BT1.
MSOLAR_2_SOLAR1 | CAISO System | Mesquite Solar 1 | 0.1 | 0.1 | 0.1 | 0.48 | 0.1 | 41.75 | 81.93 | 20.23 | 44.14 | 17.36 | 0.1 | 0.1 | N | South | FC
MSOLAR_2_SOLAR2 | CAISO System | Mesquite Solar 2 | 0.1 | 0.1 | 0.1 | 0.3 | 0.1 | 25.51 | 50.06 | 12.36 | 26.97 | 10.61 | 0.1 | 0.1 | N | South | FC |  | Hybrid - However Solar is FCDS and BESS is EO
MSOLAR_2_SOLAR3 | CAISO System | Mesquite Solar 3, LLC | 0.1 | 0.1 | 0.1 | 0.45 | 0.1 | 38.46 | 75.48 | 18.64 | 40.66 | 16 | 0.1 | 0.1 | N | South | FC
MSSION_2_QF | San Diego-IV | SMALL QF AGGREGATION - SAN DIEGO | 0.25 | 0.25 | 0.25 | 0.25 | 0.25 | 0.25 | 0.25 | 0.25 | 0.25 | 0.25 | 0.25 | 0.25 | N | South | FC
MSTANG_2_MTGBT1 | Fresno | Mustang 1 BESS | 75 | 75 | 75 | 75 | 75 | 75 | 75 | 75 | 75 | 75 | 75 | 75 | Y | North | FC |  | Group name: MUSTANG_643W - Max to grid 100 MW.
MSTANG_2_SOLAR | Fresno | Mustang | 0 | 0 | 0 | 0 | 0 | 0 | 0 | 0 | 0 | 0 | 0 | 0 | N | North | EO |  | Group name: MUSTANG_643W - Max to grid 100 MW.
MSTANG_2_SOLAR3 | Fresno | Mustang 3 | 0.1 | 0.1 | 0.1 | 0.54 | 0.1 | 8.31 | 8.31 | 8.31 | 8.31 | 7.26 | 0.1 | 0.1 | N | North | PD | 8.31 | Group name: MUSTANG_643W - Max to grid 100 MW. Max 8.31 MW NQC. (Normal PD to 37.37 percent) At CPUC - hourly PD to 37.37%.
MSTANG_2_SOLAR4 | Fresno | Mustang 4 | 0.1 | 0.1 | 0.1 | 0.41 | 0.1 | 16.69 | 16.69 | 16.69 | 16.69 | 5.44 | 0.1 | 0.1 | N | North | PD | 16.69 | Group name: MUSTANG_643W - Max to grid 100 MW. Max 16.69 MW NQC. (Normal FC) At CPUC - hourly FC.
MTNPOS_1_UNIT | Kern | MT.POSO COGENERATION CO. | 14.11 | 13.23 | 12.67 | 25.1 | 30.97 | 35.84 | 38.72 | 39.4 | 36.1 | 20.22 | 20.45 | 10.8 | N | North | FC
MTWIND_1_MVPWD1 | LA Basin | Mountain View Power Project I Repower | 5.6 | 13.51 | 15.13 | 24.37 | 27.47 | 25.03 | 24.94 | 23.03 | 14.14 | 6.71 | 4.4 | 4.31 | N | South | FC
MTWIND_1_UNIT 3 | LA Basin | Mountain View Power Project III | 1.89 | 4.55 | 5.1 | 8.21 | 9.26 | 8.43 | 8.4 | 7.76 | 4.76 | 2.26 | 1.48 | 1.45 | N | South | FC
MURRAY_6_UNIT | San Diego-IV | Grossmont Hospital | 0 | 0 | 0 | 0 | 0 | 0 | 0 | 0 | 0 | 0 | 0 | 0 | N | South | EO
NAROW1_2_UNIT | Sierra | NARROWS PH 1 UNIT | 12 | 12 | 12 | 12 | 12 | 12 | 12 | 12 | 12 | 12 | 12 | 12 | Y | North | FC |  | Cannot use - Ambient Not Due to Temp - outage card.
NAROW2_2_UNIT | Sierra | Narrows Powerhouse Unit 2 | 55 | 55 | 55 | 55 | 55 | 55 | 55 | 55 | 55 | 55 | 55 | 55 | Y | North | FC |  | Cannot use - Ambient Not Due to Temp - outage card.
NAVYII_2_UNITS | CAISO System | COSO POWER DEVELOPER (NAVY II) AGGREGATE | 47 | 47 | 47 | 47 | 47 | 47 | 47 | 47 | 47 | 47 | 47 | 47 | Y | South | PD | 47 | Group name COSO_0053CONV - Max to grid 162 MW.
NCPA_7_GP1UN1 | NCNB | NCPA GEO PLANT 1 UNIT 1 | 38.85 | 38.85 | 38.85 | 38.85 | 38.85 | 38.85 | 38.85 | 38.85 | 38.85 | 38.85 | 38.85 | 38.85 | Y | North | FC
NCPA_7_GP1UN2 | NCNB | NCPA GEO PLANT 1 UNIT 2 | 39.94 | 39.94 | 39.94 | 39.94 | 39.94 | 39.94 | 39.94 | 39.94 | 39.94 | 39.94 | 39.94 | 39.94 | Y | North | FC
NCPA_7_GP2UN3 | NCNB | NCPA GEO PLANT 2 UNIT 3 | 0 | 0 | 0 | 0 | 0 | 0 | 0 | 0 | 0 | 0 | 0 | 0 | Y | North | FC
NCPA_7_GP2UN4 | NCNB | NCPA GEO PLANT 2 UNIT 4 | 52.73 | 52.73 | 52.73 | 52.73 | 52.73 | 52.73 | 52.73 | 52.73 | 52.73 | 52.73 | 52.73 | 52.73 | Y | North | FC
NEENCH_6_SOLAR | Big Creek-Ventura | Alpine Solar | 0.1 | 0.1 | 0.1 | 0.19 | 0.1 | 16.7 | 32.77 | 8.09 | 17.66 | 6.95 | 0.1 | 0.1 | N | South | FC
NEWARK_1_QF | Bay Area | NEWARK 1 QF | 0.02 | 0.03 | 0.03 | 0.03 | 0.03 | 0.03 | 0.03 | 0.03 | 0.02 | 0.02 | 0.02 | 0.02 | N | North | FC
NHOGAN_6_UNITS | CAISO System | NEW HOGAN PH AGGREGATE | 0.66 | 0.37 | 1.26 | 0.39 | 1.28 | 1.86 | 1.79 | 1.54 | 1.19 | 0.25 | 0.4 | 0.53 | N | North | FC
NOAKS_2_PESBT1 | Big Creek-Ventura | Placerita BESS | 80 | 80 | 80 | 80 | 80 | 80 | 80 | 80 | 80 | 80 | 80 | 80 | Y | South | FC
NORCNV_1_NCVBT1 | Stockton | North Central Valley | 132 | 132 | 132 | 132 | 132 | 132 | 132 | 132 | 132 | 132 | 132 | 132 | Y | North | ID | 1 | Q1109 - Waiting for Vierra Loop-in and possibly other
NORORC_2_NOSBX2 | CAISO System | Northern Orchard Solar | 92 | 92 | 92 | 92 | 92 | 92 | 92 | 92 | 92 | 92 | 92 | 92 | Y | North | ID | 92 | Q946, Q1259 - Hybrid 150 MW solar EO with 92 MW battery FC - Max at POI 150 MW. Waiting for Midway 230 kV BAAH conversion and possibly other.
NOVATO_6_LNDFL | NCNB | Redwood Renewable Energy | 2.12 | 2.41 | 1.83 | 2.3 | 2.6 | 1.99 | 1.33 | 1.62 | 0.88 | 0.96 | 1.95 | 2.07 | N | North | FC
NWCSTL_7_UNIT 1 | Sierra | NEWCASTLE HYDRO | 2.34 | 3.89 | 2.81 | 2.27 | 0.64 | 0.68 | 0.09 | 0.54 | 0 | 0.52 | 0 | 2.12 | N | North | FC
NZWIND_2_WDSTR5 | CAISO System | Windstream 6111 | 0.53 | 1.28 | 1.43 | 2.31 | 2.6 | 2.37 | 2.36 | 2.18 | 1.34 | 0.64 | 0.42 | 0.41 | N | South | FC
NZWIND_6_CALWND | CAISO System | Wind Resource I | 0.76 | 1.83 | 2.04 | 3.29 | 3.71 | 3.38 | 3.37 | 3.11 | 1.91 | 0.91 | 0.59 | 0.58 | N | South | FC
NZWIND_6_WDSTR | CAISO System | Windstream 39 | 0.4 | 0.97 | 1.09 | 1.76 | 1.98 | 1.8 | 1.8 | 1.66 | 1.02 | 0.48 | 0.32 | 0.31 | N | South | FC
NZWIND_6_WDSTR2 | CAISO System | Windstream 6040 | 0.48 | 1.16 | 1.3 | 2.09 | 2.36 | 2.15 | 2.14 | 1.98 | 1.21 | 0.58 | 0.38 | 0.37 | N | South | FC
NZWIND_6_WDSTR3 | CAISO System | Windstream 6041 | 0.5 | 1.22 | 1.36 | 2.2 | 2.47 | 2.25 | 2.25 | 2.07 | 1.27 | 0.6 | 0.4 | 0.39 | N | South | FC
NZWIND_6_WDSTR4 | CAISO System | Windstream 6042 | 0.5 | 1.2 | 1.34 | 2.16 | 2.44 | 2.22 | 2.21 | 2.04 | 1.25 | 0.6 | 0.39 | 0.38 | N | South | FC
OAK C_1_EBMUD | Bay Area | MWWTP PGS 1 - ENGINES | 1.72 | 1.08 | 1.32 | 1.68 | 1.8 | 1.65 | 1.32 | 1.6 | 1.68 | 1.92 | 1.66 | 1.37 | N | North | FC
OAK C_7_UNIT 1 | Bay Area | OAKLAND STATION C GT UNIT 1 | 55 | 55 | 55 | 55 | 55 | 55 | 55 | 55 | 55 | 55 | 55 | 55 | Y | North | FC
OAK C_7_UNIT 3 | Bay Area | OAKLAND STATION C GT UNIT 3 | 55 | 55 | 55 | 55 | 55 | 55 | 55 | 55 | 55 | 55 | 55 | 55 | Y | North | FC
OAK L_1_GTG1 | Bay Area | MWWTP PGS 2 - Turbine | 0 | 0 | 0 | 0 | 0 | 0 | 0 | 0 | 0 | 0 | 0 | 0 | N | North | EO
OAKWD_6_QF | CAISO System | Oak Creek | 2.34 | 5.65 | 6.33 | 10.2 | 11.5 | 10.47 | 10.43 | 9.64 | 5.92 | 2.81 | 1.84 | 1.8 | N | South | FC
OAKWD_6_ZEPHWD | CAISO System | Zephyr Park | 0.29 | 0.71 | 0.8 | 1.28 | 1.44 | 1.32 | 1.31 | 1.21 | 0.74 | 0.35 | 0.23 | 0.23 | N | South | FC
OASIS_6_AR4SR3 | Big Creek-Ventura | Arrache 4013 | 0 | 0 | 0 | 0 | 0 | 0 | 0 | 0 | 0 | 0 | 0 | 0 | N | South | EO
OASIS_6_GBDSR4 | Big Creek-Ventura | Green Beanworks D | 0.1 | 0.1 | 0.1 | 0.1 | 0.1 | 1.28 | 2.02 | 0.61 | 1.17 | 0.48 | 0.1 | 0.1 | N | South | FC
OASIS_6_SOLAR1 | Big Creek-Ventura | Morgan Lancaster I | 0 | 0 | 0 | 0 | 0 | 0 | 0 | 0 | 0 | 0 | 0 | 0 | N | South | EO
OASIS_6_SOLAR2 | Big Creek-Ventura | Oasis Solar | 0.1 | 0.1 | 0.1 | 0.1 | 0.1 | 8.5 | 13.46 | 4.06 | 7.79 | 3.18 | 0.1 | 0.1 | N | South | FC
OASIS_6_SOLAR3 | Big Creek-Ventura | Soccer Center | 0 | 0 | 0 | 0 | 0 | 0 | 0 | 0 | 0 | 0 | 0 | 0 | N | South | EO
OBERON_5_O1BBX2 | CAISO System | Oberon 1 BESS | 125 | 125 | 125 | 125 | 125 | 125 | 125 | 125 | 125 | 125 | 125 | 125 | Y | South | ID | 100% | Q1642 - Group name OBERON_1642_1 - Max to grid 250 MW. Waiting for ELM. Co-located with OBERON_5_O1SSX2 and OBERON_5_O1SSR3
OBERON_5_O1SSR3 | CAISO System | Oberon 1B Solar | 0.1 | 0.1 | 0.1 | 0.48 | 0.1 | 42.52 | 50 | 20.3 | 38.96 | 15.91 | 0.1 | 0.1 | N | South | ID | 5000% | Q1642 - Group name OBERON_1642_1 - Max to grid 250 MW. Normal PD to 94.33 percent. At CPUC - hourly PD to 94.33 percent - Waiting for ELM. Co-located with OBERON_5_O1BBX2 and OBERON_5_O1SSX2
OBERON_5_O1SSX2 | CAISO System | Oberon 1A Solar | 0.1 | 0.1 | 0.1 | 0.72 | 0.1 | 63.78 | 75 | 30.45 | 58.43 | 23.87 | 0.1 | 0.1 | N | South | ID | 7500% | Q1642 - Group name OBERON_1642_1 - Max to grid 250 MW. Normal PD to 94.33 percent. At CPUC - hourly PD to 94.33 percent - Waiting for ELM. Co-located with OBERON_5_O1BBX2, OBERON_5_O1SSR3
OBERON_5_O2BBX2 | CAISO System | Oberon 2 BESS | 125 | 125 | 125 | 125 | 125 | 125 | 125 | 125 | 125 | 125 | 125 | 125 | Y | South | ID | 1 | Q1642 - Group name OBERON_1642_2 - Max to grid 250 MW. Waiting for ELM. Co-located with OBERON_5_O2SSR4 and OBERON_5_O2SSR5
OBERON_5_O2SSR4 | CAISO System | Oberon 2A Solar | 0.1 | 0.1 | 0.1 | 0.6 | 0.1 | 53.15 | 62.5 | 25.38 | 48.69 | 19.89 | 0.1 | 0.1 | N | South | ID | 62.5 | Q1642 - Group name OBERON_1642_2 - Max to grid 250 MW. Normal PD to 94.33 percent. At CPUC - hourly PD to 94.33 percent - Waiting for ELM. Co-located with OBERON_5_O2BBX2 and OBERON_5_O2SSR5
OBERON_5_O2SSR5 | CAISO System | Oberon 2B Solar | 0.1 | 0.1 | 0.1 | 0.6 | 0.1 | 53.15 | 62.5 | 25.38 | 48.69 | 19.89 | 0.1 | 0.1 | N | South | ID | 62.5 | Q1642 - Group name OBERON_1642_2 - Max to grid 250 MW. Normal PD to 94.33 percent. At CPUC - hourly PD to 94.33 percent - Waiting for ELM. Co-located with OBERON_5_O2SSR4 and OBERON_5_O2BBX2
OCTILO_5_WIND | San Diego-IV | Ocotillo Wind Energy Facility | 22.26 | 53.74 | 60.2 | 96.95 | 109.3 | 99.57 | 99.22 | 91.63 | 56.27 | 26.7 | 17.49 | 17.14 | N | South | FC
OGROVE_6_PL1X2 | San Diego-IV | Orange Grove Energy Center | 96 | 96 | 96 | 96 | 96 | 96 | 96 | 96 | 96 | 96 | 96 | 96 | Y | South | FC
OILFLD_7_QFUNTS | CAISO System | Nacimiento Hydroelectric Plant | 0.86 | 1.02 | 1.98 | 1.56 | 1.44 | 2.22 | 2.1 | 2.46 | 2.29 | 0.96 | 0.15 | 0.08 | N | North | FC
OLDRIV_6_BIOGAS | Kern | Bidart Old River 1 | 1.77 | 1.83 | 1.83 | 1.79 | 1.8 | 1.75 | 1.76 | 1.71 | 1.73 | 1.8 | 1.81 | 1.71 | N | North | FC
OLDRIV_6_CESDBM | Kern | Ces Dairy Biogas | 0.97 | 0.97 | 0.96 | 0.96 | 0.95 | 0.92 | 0.94 | 0.94 | 0.9 | 0.96 | 0.96 | 0.97 | N | North | FC
OLDRIV_6_LKVBM1 | Kern | Lakeview Dairy Biogas | 0.97 | 0.97 | 0.97 | 0.97 | 0.96 | 0.95 | 0.91 | 0.94 | 0.95 | 0.94 | 0.95 | 0.95 | N | North | FC
OLDRV1_6_SOLAR | Kern | Old River One | 0.1 | 0.1 | 0.1 | 0.27 | 0.1 | 7.66 | 11.98 | 4.02 | 8.01 | 3.47 | 0.1 | 0.1 | N | North | FC
OLINDA_2_COYCRK | LA Basin | MWD Coyote Creek Hydroelectric Recovery | 0 | 0 | 0 | 0 | 0 | 0 | 0 | 0 | 0.8 | 0 | 0 | 0 | Y | South | FC
OLINDA_2_LNDFL2 | LA Basin | Brea Power II | 26.22 | 26.28 | 25.92 | 22.44 | 26.31 | 24.23 | 24.17 | 24.75 | 25.12 | 25.17 | 25.35 | 26.2 | N | South | FC
OLINDA_7_BLKSND | LA Basin | BlackSand Generating Facility | 0 | 0 | 0 | 0 | 0 | 0 | 0 | 0 | 0 | 0 | 0 | 0 | N | South | FC
OLIVEP_1_SOLAR | CAISO System | White River Solar | 0.1 | 0.1 | 0.1 | 0.27 | 0.1 | 7.66 | 11.98 | 4.02 | 8.01 | 3.47 | 0.1 | 0.1 | N | North | FC
OLIVEP_1_SOLAR2 | CAISO System | White River West | 0.1 | 0.1 | 0.1 | 0.26 | 0.1 | 7.57 | 11.83 | 3.97 | 7.91 | 3.43 | 0.1 | 0.1 | N | North | FC
OLSEN_2_UNIT | CAISO System | OLSEN POWER PARTNERS | 2.56 | 2.08 | 1.96 | 3.21 | 4.66 | 2.35 | 0.29 | 0.01 | 0 | 0 | 0.09 | 0.89 | N | North | FC
OMAR_2_UNIT 1 | Big Creek-Ventura | KERN RIVER COGENERATION CO. UNIT 1 | 75 | 75 | 75 | 75 | 74.67 | 73.67 | 73 | 72.67 | 73.67 | 74.33 | 75 | 75 | Y | South | FC
OMAR_2_UNIT 2 | Big Creek-Ventura | KERN RIVER COGENERATION CO. UNIT 2 | 75 | 75 | 75 | 75 | 74.67 | 73.67 | 73.33 | 73 | 73.67 | 74.67 | 75 | 75 | Y | South | FC
OMAR_2_UNIT 3 | Big Creek-Ventura | KERN RIVER COGENERATION CO. UNIT 3 | 75 | 75 | 75 | 75 | 73.67 | 73.67 | 73.33 | 73 | 73.67 | 75 | 75 | 75 | Y | South | FC
OMAR_2_UNIT 4 | Big Creek-Ventura | KERN RIVER COGENERATION CO. UNIT 4 | 75 | 75 | 75 | 75 | 74 | 73.33 | 73.67 | 73.67 | 74.33 | 75 | 75 | 75 | Y | South | FC
ONLLPP_6_UNITS | Fresno | O'NEILL PUMP-GEN (AGGREGATE) | 0 | 0.17 | 0 | 0.03 | 11.98 | 0.16 | 0.05 | 0 | 0.21 | 0.9 | 0.15 | 0 | N | North | FC
ORLND_6_SOLAR1 | CAISO System | Enerparc California 2 | 0.1 | 0.1 | 0.1 | 0.1 | 0.1 | 0.85 | 1.09 | 0.4 | 0.71 | 0.27 | 0.1 | 0.1 | N | North | FC
ORMOND_7_UNIT 1 | Big Creek-Ventura | ORMOND BEACH GEN STA. UNIT 1 | 741.27 | 741.27 | 741.27 | 741.27 | 741.27 | 741.27 | 741.27 | 741.27 | 741.27 | 741.27 | 741.27 | 741.27 | Y | South | FC
ORMOND_7_UNIT 2 | Big Creek-Ventura | ORMOND BEACH GEN STA. UNIT 2 | 750 | 750 | 750 | 750 | 750 | 750 | 750 | 750 | 750 | 750 | 750 | 750 | Y | South | FC
OROLOM_1_SOLAR1 | Fresno | Oro Loma Solar 1 | 0 | 0 | 0 | 0 | 0 | 0 | 0 | 0 | 0 | 0 | 0 | 0 | N | North | EO
OROLOM_1_SOLAR2 | Fresno | Oro Loma Solar 2 | 0 | 0 | 0 | 0 | 0 | 0 | 0 | 0 | 0 | 0 | 0 | 0 | N | North | EO
OROVIL_6_UNIT | Sierra | Oroville Cogeneration, LP | 7.5 | 7.5 | 7.5 | 7.5 | 7.5 | 7.5 | 7.5 | 7.5 | 7.5 | 7.5 | 7.5 | 7.5 | Y | North | FC
ORTGA_6_ME1SL1 | Fresno | Merced 1 | 0.1 | 0.1 | 0.1 | 0.1 | 0.1 | 1.7 | 2.19 | 0.8 | 1.43 | 0.54 | 0.1 | 0.1 | N | North | FC
OSO_6_NSPIN | Big Creek-Ventura | OSO_6_NSPIN | 18 | 18 | 18 | 18 | 18 | 18 | 18 | 18 | 18 | 18 | 18 | 18 | Y | South | FC
OTAY_6_PL1X2 | San Diego-IV | Chula Vista Energy Center, LLC | 37.2 | 37.2 | 37.2 | 37.2 | 37.2 | 37.2 | 37.2 | 37.2 | 37.2 | 37.2 | 37.2 | 37.2 | Y | South | PD | 37.2 | 2.8 MW expansion is EO
OTMESA_2_PL1X3 | San Diego-IV | OTAY MESA ENERGY CENTER | 603.6 | 603.6 | 603.6 | 603.6 | 603.6 | 603.6 | 603.6 | 603.6 | 603.6 | 603.6 | 603.6 | 603.6 | Y | South | FC
OXBOW_6_DRUM | Sierra | OXBOW HYDRO | 2.46 | 2.1 | 2.24 | 2.78 | 1.53 | 1.38 | 3.81 | 3.93 | 3.44 | 0.06 | 0.6 | 1.11 | N | North | FC
OXMTN_6_LNDFIL | Bay Area | Ox Mountain Landfill Generating Plant | 10.51 | 10.3 | 10.43 | 9.93 | 10.62 | 9.8 | 10.27 | 10.56 | 10.62 | 9.75 | 10.37 | 10.62 | N | North | FC
PACLUM_6_UNIT | Humboldt | Humboldt Redwood | 11.79 | 9.63 | 11.95 | 14.54 | 15.64 | 15.49 | 12.93 | 13.49 | 14.01 | 15.43 | 13.53 | 12.69 | N | North | FC
PADUA_2_ONTARO | LA Basin | ONTARIO/SIERRA HYDRO PSP | 0.56 | 0.62 | 0.66 | 0.93 | 1.08 | 0.97 | 0.86 | 0.83 | 0.5 | 0.5 | 0.44 | 0.37 | N | South | FC
PADUA_2_SOLAR1 | LA Basin | Kona Solar - Rancho DC #1 | 0 | 0 | 0 | 0 | 0 | 0 | 0 | 0 | 0 | 0 | 0 | 0 | N | South | EO
PADUA_6_MWDSDM | LA Basin | San Dimas Hydroelectric Recovery Plant | 0 | 0 | 0.8 | 0 | 0 | 0 | 0.8 | 0 | 1.6 | 1.6 | 0 | 0 | Y | South | FC
PADUA_6_QF | LA Basin | PADUA QFS | 0.16 | 0.06 | 0.1 | 0.21 | 0.34 | 0.41 | 0.45 | 0.54 | 0.54 | 0.53 | 0.27 | 0.26 | N | South | FC
PADUA_7_SDIMAS | LA Basin | San Dimas Wash Hydro | 0 | 0 | 0 | 0 | 1.05 | 1.05 | 1.05 | 1.05 | 1.05 | 0 | 0 | 0 | Y | South | FC
PAIGES_6_SOLAR | Fresno | Paige Solar | 0 | 0 | 0 | 0 | 0 | 0 | 0 | 0 | 0 | 0 | 0 | 0 | N | North | EO
PALA_6_PGCBT1 | San Diego-IV | Pala Gomez Creek BESS | 0 | 0 | 0 | 0 | 0 | 0 | 0 | 0 | 0 | 0 | 0 | 0 | Y | South | EO
PALOMR_2_PL1X3 | San Diego-IV | Palomar Energy Center | 588.21 | 588.21 | 588.21 | 588.21 | 588.21 | 588.21 | 588.21 | 588.21 | 588.21 | 588.21 | 588.21 | 588.21 | Y | South | FC
PALSEL_6_PLSBT1 | Stockton | Paulsell Solar Energy Center BESS | 15 | 15 | 15 | 15 | 15 | 15 | 15 | 15 | 15 | 15 | 15 | 15 | Y | North | ID | 1 | Q1350 - Group name PAULSELL_1350 - Max to grid 20 MW. Waiting for Vierra Loop-in. Co-located with Paulsell Solar Energy Center PV PALSEL_6_PLSSR1.
PALSEL_6_PLSSR1 | Stockton | Paulsell Solar Energy Center PV | 0.03 | 0.03 | 0.03 | 0.08 | 0.03 | 3.47 | 4.46 | 1.63 | 2.91 | 1.11 | 0.03 | 0.03 | Y | North | ID | 0.3058 | Q1350 - Group name PAULSELL_1350 - Max to grid 20 MW. Waiting for Vierra Loop-in. PD to 30.58 percent. At CPUC - hourly PD to 30.58 percent. Co-located with Paulsell Solar Energy Center BESS PALSEL_6_PLSBT1.
PANERO_2_MWPWD1 | LA Basin | Mesa Wind Project | 2.52 | 6.08 | 6.81 | 10.98 | 12.37 | 11.27 | 11.23 | 10.37 | 6.37 | 3.02 | 1.98 | 1.94 | N | South | FC
PARDEB_6_UNITS | CAISO System | Pardee Power House | 15.76 | 14.96 | 15.76 | 23.6 | 20.56 | 23.76 | 14.96 | 14.96 | 14.96 | 14.96 | 10.96 | 15.76 | Y | North | FC
PARDSE_6_PESBT1 | San Diego-IV | Paradise Energy Storage | 9.75 | 9.75 | 9.75 | 9.75 | 9.75 | 9.75 | 9.75 | 9.75 | 9.75 | 9.75 | 9.75 | 9.75 | Y | South | FC
PBLOSM_2_SOLAR | CAISO System | PearBlossom | 0.1 | 0.1 | 0.1 | 0.1 | 0.1 | 4.04 | 6.39 | 1.93 | 3.7 | 1.51 | 0.1 | 0.1 | N | South | FC
PEABDY_2_LNDFIL | CAISO System | G2 Energy Hay Road Power Plant | 1.47 | 1.48 | 1.51 | 1.46 | 1.46 | 1.2 | 1.07 | 1.48 | 1.42 | 1.5 | 1.51 | 1.51 | N | North | FC
PEABDY_2_LNDFL1 | CAISO System | Potrero Hills Energy Producers | 7.11 | 7.4 | 7.42 | 7.16 | 7.09 | 7.36 | 7.13 | 7.37 | 7.29 | 7.16 | 7.35 | 7.45 | N | North | FC
PEARBL_2_NSPIN | CAISO System | PEARBL_2_NSPIN | 21 | 21 | 21 | 42 | 46 | 46 | 46 | 46 | 46 | 46 | 46 | 46 | Y | South | FC
PEASE_1_TBEBT1 | Sierra | Tierra Buena Energy Storage | 5 | 5 | 5 | 5 | 5 | 5 | 5 | 5 | 5 | 5 | 5 | 5 | Y | North | PD | 5
PEORIA_1_SOLAR | Stockton | Sonora 1 | 0.1 | 0.1 | 0.1 | 0.1 | 0.1 | 0.57 | 0.9 | 0.3 | 0.6 | 0.26 | 0.1 | 0.1 | N | North | FC
PERGRN_2_PRSBT1 | San Diego-IV | Peregrine Storage | 100 | 100 | 100 | 100 | 100 | 100 | 100 | 100 | 100 | 100 | 100 | 100 | Y | South | PD | 100 | 200 MW - 400 MWh - battery with 100 MW FC and 100 MW EO.
PHOENX_1_UNIT | Stockton | PHOENIX PH | 0.43 | 0.37 | 1.05 | 1.01 | 0.48 | 0.67 | 1.38 | 1.36 | 1.1 | 0.62 | 0.01 | 0 | N | North | FC
PINFLT_7_UNITS | Fresno | PINE FLAT HYDRO AGGREGATE | 0 | 0 | 0 | 0 | 51.6 | 128.75 | 149.7 | 98.6 | 39.5 | 0 | 0 | 0 | Y | North | FC
PIOPIC_2_CTG1 | San Diego-IV | Pio Pico Unit 1 | 111.3 | 111.3 | 111.3 | 111.3 | 111.3 | 111.3 | 111.3 | 111.3 | 111.3 | 111.3 | 111.3 | 111.3 | Y | South | FC
PIOPIC_2_CTG2 | San Diego-IV | Pio Pico Unit 2 | 112.7 | 112.7 | 112.7 | 112.7 | 112.7 | 112.7 | 112.7 | 112.7 | 112.7 | 112.7 | 112.7 | 112.7 | Y | South | FC
PIOPIC_2_CTG3 | San Diego-IV | Pio Pico Unit 3 | 112 | 112 | 112 | 112 | 112 | 112 | 112 | 112 | 112 | 112 | 112 | 112 | Y | South | FC
PIT1_6_FRIVRA | CAISO System | Fall River Mills Project A | 0.1 | 0.1 | 0.1 | 0.1 | 0.1 | 0.57 | 0.9 | 0.3 | 0.6 | 0.26 | 0.1 | 0.1 | N | North | FC
PIT1_7_UNIT 1 | CAISO System | PIT PH 1 UNIT 1 | 14.4 | 14.4 | 15.68 | 15.52 | 14.4 | 9.6 | 8 | 8 | 8 | 7.2 | 8.88 | 14.4 | Y | North | FC
PIT1_7_UNIT 2 | CAISO System | PIT PH 1 UNIT 2 | 14.4 | 14.4 | 16 | 15.68 | 17.6 | 10.8 | 10.24 | 9.52 | 9.68 | 0 | 14.32 | 14.4 | Y | North | FC
PIT3_7_PL1X3 | CAISO System | PIT PH 3 UNITS 1, 2 & 3 AGGREGATE | 32 | 32 | 28 | 36.8 | 48 | 49.6 | 51.6 | 49.6 | 27.4 | 26.4 | 28.8 | 32 | Y | North | FC
PIT4_7_PL1X2 | CAISO System | PIT PH 4 UNITS 1 & 2 AGGREGATE | 40.8 | 38.4 | 40 | 46.4 | 58.6 | 61 | 61.6 | 61 | 36.8 | 39.8 | 44.4 | 48.2 | Y | North | FC
PIT5_7_PL1X2 | CAISO System | PIT PH 5 UNITS 1 & 2 AGGREGATE | 39.2 | 32 | 36 | 33.6 | 47.2 | 40.8 | 36 | 32.8 | 25.6 | 21.6 | 43.2 | 37.8 | Y | North | FC
PIT5_7_PL3X4 | CAISO System | PIT PH 5 UNITS 3 & 4 AGGREGATE | 32 | 32 | 28.8 | 32 | 47.2 | 34.8 | 42.4 | 38.4 | 42.4 | 36.8 | 25.6 | 32 | Y | North | FC
PIT5_7_QFUNTS | CAISO System | GRASSHOPPER FLAT HYDRO | 0.51 | 0.45 | 0.43 | 0.72 | 0.61 | 0.17 | 0.01 | 0 | 0 | 0 | 0.02 | 0.13 | N | North | FC
PIT6_7_UNIT 1 | CAISO System | PIT PH 6 UNIT 1 | 30.8 | 30.88 | 30.96 | 37.88 | 36.72 | 29.84 | 30.4 | 30.24 | 30.32 | 29.6 | 29.44 | 30.56 | Y | North | FC
PIT6_7_UNIT 2 | CAISO System | PIT PH 6 UNIT 2 | 30.96 | 37.8 | 38.4 | 37.8 | 30.88 | 30.32 | 30.4 | 30.32 | 30.48 | 29.28 | 29.92 | 30.64 | Y | North | FC
PIT7_7_UNIT 1 | CAISO System | PIT PH 7 UNIT 1 | 43.12 | 52.28 | 42 | 41.6 | 42 | 42.4 | 52.88 | 53.58 | 53.4 | 42.4 | 42.4 | 52.5 | Y | North | FC
PIT7_7_UNIT 2 | CAISO System | PIT PH 7 UNIT 2 | 40.8 | 41.76 | 41.04 | 40.8 | 41.6 | 40.8 | 41.76 | 53.32 | 53.26 | 52.78 | 42.72 | 40.8 | Y | North | FC
PIUTE_6_GNBSR1 | Big Creek-Ventura | Green Beanworks B | 0.1 | 0.1 | 0.1 | 0.1 | 0.1 | 1.28 | 2.02 | 0.61 | 1.17 | 0.48 | 0.1 | 0.1 | N | South | FC
PLACVL_1_CHILIB | Sierra | Chili Bar Powerhouse | 4 | 4.83 | 5.7 | 6.61 | 6.17 | 3.71 | 2.83 | 1.89 | 2.61 | 0.93 | 0.55 | 2.08 | N | North | FC
PLACVL_1_RCKCRE | Sierra | Rock Creek Hydro | 0.13 | 0.04 | 0.15 | 0.21 | 0.02 | 0 | 0 | 0 | 0 | 0 | 0 | 0 | N | North | FC
PLAINV_6_BSOLAR | Big Creek-Ventura | Western Antelope Blue Sky Ranch A | 0 | 0 | 0 | 0 | 0 | 0 | 0 | 0 | 0 | 0 | 0 | 0 | N | South | EO
PLAINV_6_DSOLAR | Big Creek-Ventura | Western Antelope Dry Ranch | 0.1 | 0.1 | 0.1 | 0.1 | 0.1 | 4.25 | 6.73 | 2.03 | 3.9 | 1.59 | 0.1 | 0.1 | N | South | FC
PLAINV_6_NLRSR1 | Big Creek-Ventura | North Lancaster Ranch | 0 | 0 | 0 | 0 | 0 | 0 | 0 | 0 | 0 | 0 | 0 | 0 | N | South | EO
PLAINV_6_SOLAR3 | Big Creek-Ventura | Sierra Solar Greenworks LLC | 0 | 0 | 0 | 0 | 0 | 0 | 0 | 0 | 0 | 0 | 0 | 0 | N | South | EO
PLAINV_6_SOLARC | Big Creek-Ventura | Central Antelope Dry Ranch C | 0 | 0 | 0 | 0 | 0 | 0 | 0 | 0 | 0 | 0 | 0 | 0 | N | South | EO
PLMSSR_6_HISIER | CAISO System | High Sierra Cogeneration Aggregate | 6 | 6 | 6 | 6 | 6 | 6 | 6 | 6 | 6 | 6 | 6 | 6 | Y | North | FC
PLSNTG_7_LNCLND | Sierra | Lincoln Landfill Power Plant | 3.76 | 3.6 | 3.86 | 3.86 | 3.82 | 3.85 | 3.68 | 3.33 | 3.08 | 3.57 | 3.72 | 3.59 | N | North | FC
PMDLET_6_SOLAR1 | Big Creek-Ventura | SEPV Palmdale East, LLC | 0.1 | 0.1 | 0.1 | 0.1 | 0.1 | 4.25 | 6.73 | 2.03 | 3.9 | 1.59 | 0.1 | 0.1 | N | South | FC
PMPJCK_1_RB2SLR | CAISO System | Rio Bravo Solar 2 | 0.1 | 0.1 | 0.1 | 0.27 | 0.1 | 11.34 | 14.59 | 5.34 | 9.5 | 3.63 | 0.1 | 0.1 | N | North | FC
PMPJCK_1_SOLAR1 | CAISO System | Pumpjack Solar I | 0.1 | 0.1 | 0.1 | 0.27 | 0.1 | 11.34 | 14.59 | 5.34 | 9.5 | 3.63 | 0.1 | 0.1 | N | North | FC
PMPJCK_1_SOLAR2 | CAISO System | Rio Bravo Solar 1 | 0.1 | 0.1 | 0.1 | 0.27 | 0.1 | 11.34 | 14.59 | 5.34 | 9.5 | 3.63 | 0.1 | 0.1 | N | North | FC
PNCHEG_2_PL1X4 | CAISO System | PANOCHE ENERGY CENTER (Aggregated) | 417 | 416.03 | 415.18 | 417 | 414.62 | 406.36 | 395.2 | 400.21 | 410.61 | 415.28 | 417 | 417 | Y | North | ID | 1 | Q1484 - 401 MW with FCDS priority. The rest C11 waiting for Dos Amigos-Panoche Reconductor and possibly other.
PNCHPP_1_PL1X2 | Fresno | Midway Peaking Aggregate | 119.91 | 119.91 | 119.91 | 119.91 | 119.91 | 119.91 | 119.91 | 119.91 | 119.91 | 119.91 | 119.91 | 119.91 | Y | North | FC
PNCHVS_2_SOLAR | CAISO System | Panoche Valley Solar | 0.1 | 0.1 | 0.1 | 1.91 | 0.1 | 79.39 | 102.15 | 37.41 | 66.52 | 25.41 | 0.1 | 0.1 | N | North | FC
PNOCHE_1_PL1X2 | Fresno | Panoche Peaker | 49.97 | 49.97 | 49.97 | 49.97 | 49.97 | 49.97 | 49.97 | 49.97 | 49.97 | 49.97 | 49.97 | 49.97 | Y | North | FC
PNOCHE_1_UNITA1 | Fresno | CalPeak Power Panoche Unit 1 | 52.01 | 52.01 | 52.01 | 52.01 | 52.01 | 52.01 | 52.01 | 52.01 | 52.01 | 52.01 | 52.01 | 52.01 | Y | North | PD | 5201%
POEPH_7_UNIT 1 | Sierra | POE HYDRO UNIT 1 | 40.56 | 38.72 | 48.4 | 49 | 48.4 | 42.24 | 40 | 42.64 | 33.84 | 14.88 | 0 | 0 | Y | North | FC
POEPH_7_UNIT 2 | Sierra | POE HYDRO UNIT 2 | 8 | 28.56 | 44 | 48 | 43.52 | 20 | 26.4 | 42.64 | 42.64 | 20.4 | 1.6 | 8 | Y | North | FC
POLRIS_2_ASEBT1 | Big Creek-Ventura | Antelope Solar 2 Estrella BESS | 28 | 28 | 28 | 28 | 28 | 28 | 28 | 28 | 28 | 28 | 28 | 28 | Y | South | ID | 100% | Q1208 - Group name ANTELOPE_1208 - Max to grid 650 MW, Waiting for Tehachapi CRAS. Co-located with POLRIS_2_ASESR1.
POLRIS_2_ASESR1 | Big Creek-Ventura | Antelope Solar 2 Estrella | 0.1 | 0.1 | 0.1 | 0.27 | 0.1 | 23.81 | 37.69 | 11.37 | 21.81 | 8.91 | 0.1 | 0.1 | N | South | ID | 1 | Q1208 - Group name ANTELOPE_1208 - Max to grid 650 MW, Waiting for Tehachapi CRAS. Co-located with POLRIS_2_ASEBT1.
POLRIS_2_ASRBT1 | Big Creek-Ventura | Antelope Solar 2 Raceway BESS | 80 | 80 | 80 | 80 | 80 | 80 | 80 | 80 | 80 | 80 | 80 | 80 | Y | South | ID | 1 | Q1208 - Group name ANTELOPE_1208 - Max to grid 650 MW, Waiting for Tehachapi CRAS. Co-located with POLRIS_2_ASRSR1.
POLRIS_2_ASRSR1 | Big Creek-Ventura | Antelope Solar 2 Raceway | 0.1 | 0.1 | 0.1 | 0.6 | 0.1 | 53.15 | 84.12 | 25.37 | 48.69 | 19.89 | 0.1 | 0.1 | N | South | ID | 100% | Q1208 - Group name ANTELOPE_1208 - Max to grid 650 MW, Waiting for Tehachapi CRAS. Co-located with POLRIS_2_ASRBT1.
PRCTVY_1_MIGBT1 | San Diego-IV | Miguel BESS | 0 | 0 | 0 | 0 | 0 | 0 | 0 | 0 | 0 | 0 | 0 | 0 | N | South | EO
PRIMM_2_SOLAR1 | CAISO System | Silver State South | 0.1 | 0.1 | 0.1 | 0.73 | 0.1 | 50 | 50 | 30.66 | 50 | 26.31 | 0.1 | 0.1 | N | South | PD | 50 | Q467, Q502 - Group name: SILVER_STATE_467_502 - Max to grid 250 MW. 250 MW solar FC. At CPUC hourly FC. Co-located with PRIMM_2_SSSBT1. Waiting for Lugo-Victorville CRAS.
PRIMM_2_SSSBT1 | CAISO System | Silver State South Solar Project Storage | 200 | 200 | 200 | 200 | 200 | 200 | 200 | 200 | 200 | 200 | 200 | 200 | Y | South | ID | 1 | Q467, Q502 - Group name: SILVER_STATE_467_502 - Max to grid 250 MW. 200 MW 800 MWhs battery. Co-located with PRIMM_2_SOLAR1. Waiting for Lugo-Victorville CRAS.
PROXSR_2_PROSR1 | CAISO System | Proxima Solar | 0.01 | 0.01 | 0.01 | 0.14 | 0.01 | 5.75 | 7.4 | 2.71 | 4.82 | 1.84 | 0.01 | 0.01 | N | North | PD | 0.0845 | Group name: PROXIMA_1244_2 - Max to grid 150 MW. At CPUC - hourly PD to 8.45 percent. Co-located with PROXSR_2_PS2BT3.
PROXSR_2_PS1BT1 | CAISO System | Proxima Solar BESS 1A | 40 | 40 | 40 | 40 | 40 | 40 | 40 | 40 | 40 | 40 | 40 | 40 | Y | North | FC |  | Group name: PROXIMA_1244_3 - Max to grid 40 MW.
PROXSR_2_PS1BT2 | CAISO System | Proxima Solar BESS 1B | 32 | 32 | 32 | 32 | 32 | 32 | 32 | 32 | 32 | 32 | 32 | 32 | Y | North | FC |  | Group name: PROXIMA_1244_1 - Max to grid 70 MW. Co-located with PROXSR_2_PS1SR2.
PROXSR_2_PS1SR2 | CAISO System | Proxima Solar 1B | 0.1 | 0.1 | 0.1 | 0.95 | 0.1 | 38 | 38 | 18.63 | 33.14 | 12.66 | 0.1 | 0.1 | N | North | PD | 38 | Group name: PROXIMA_1244_1 - Max to grid 70 MW. Max 38 MW NQC. (Normal FC) At CPUC - hourly FC - Co-located with PROXSR_2_PS1BT2.
PROXSR_2_PS2BT3 | CAISO System | Proxima Solar BESS 2 | 90 | 90 | 90 | 90 | 90 | 90 | 90 | 90 | 90 | 90 | 90 | 90 | Y | North | FC |  | Group name: PROXIMA_1244_2 - Max to grid 150 MW. Co-located with PROXSR_2_PROSR1.
PSWEET_1_STCRUZ | CAISO System | Santa Cruz Energy LLC | 0 | 0 | 0 | 0 | 0 | 0 | 0 | 0 | 0 | 0 | 0 | 0 | Y | North | EO
PUTHCR_1_PCNSB1 | CAISO System | Putah Creek Solar Farm North | 3 | 3 | 3 | 3 | 3 | 3 | 3 | 3 | 3 | 3 | 3 | 3 | Y | North | FC |  | Hybrid - PV 3.00 MW and ESS 3.00 MW with Max output 3.00 MW.
PUTHCR_1_SOLAR1 | CAISO System | Putah Creek Solar Farm | 0.1 | 0.1 | 0.1 | 0.1 | 0.1 | 0.76 | 1.19 | 0.4 | 0.79 | 0.34 | 0.1 | 0.1 | N | North | FC
PWEST_1_UNIT | LA Basin | PACIFIC WEST 1 WIND GENERATION | 0.18 | 0.43 | 0.48 | 0.77 | 0.87 | 0.79 | 0.79 | 0.73 | 0.45 | 0.21 | 0.14 | 0.14 | N | South | FC
RATSKE_2_NROSR1 | CAISO System | North Rosamond Solar | 0.1 | 0.1 | 0.1 | 0.71 | 0.1 | 63.79 | 100.94 | 30.45 | 58.43 | 23.87 | 0.1 | 0.1 | N | South | FC
RATSKE_2_RBSSB1 | CAISO System | Rabbitbrush Solar 1 | 7.6 | 7.6 | 7.6 | 7.79 | 7.6 | 33.01 | 47.88 | 19.68 | 30.87 | 17.05 | 7.6 | 7.6 | Y | South | FC
RATSKE_2_RBSSB2 | CAISO System | Rabbitbrush Solar 2 | 5.1 | 5.1 | 5.1 | 5.19 | 5.1 | 22.01 | 31.92 | 13.12 | 20.58 | 11.37 | 5.1 | 5.1 | Y | South | FC
RATSKE_2_WAVBT1 | CAISO System | Willy 9 Antelope Valley Complex | 125.96 | 125.96 | 125.96 | 125.96 | 125.96 | 125.96 | 125.96 | 125.96 | 125.96 | 125.96 | 125.96 | 125.96 | Y | South | FC
RCKCRK_7_UNIT 1 | Sierra | ROCK CREEK HYDRO UNIT 1 | 24 | 16 | 33.6 | 40.48 | 5.68 | 10.8 | 23.6 | 24.88 | 23.6 | 0 | 0 | 7.2 | Y | North | FC
RCKCRK_7_UNIT 2 | Sierra | ROCK CREEK HYDRO UNIT 2 | 30.88 | 30.4 | 42 | 41.44 | 24 | 37.2 | 40.72 | 44.02 | 44 | 0 | 0 | 16.56 | Y | North | FC
RDWAY_1_CREST | CAISO System | CREST Contracts | 0 | 0 | 0 | 0 | 0 | 0 | 0 | 0 | 0 | 0 | 0 | 0 | N | South | EO
RDWAY_1_SCKSR1 | CAISO System | Sheep Creek | 0 | 0 | 0 | 0 | 0 | 0 | 0 | 0 | 0 | 0 | 0 | 0 | N | South | EO
RDWAY_1_WA2SR3 | CAISO System | Watts II | 0 | 0 | 0 | 0 | 0 | 0 | 0 | 0 | 0 | 0 | 0 | 0 | N | South | EO
RECTOR_2_CREST | Big Creek-Ventura | Rector Aggregate Solar Resources | 0 | 0 | 0 | 0 | 0 | 0 | 0 | 0 | 0 | 0 | 0 | 0 | N | South | EO
RECTOR_2_IVANPV | Big Creek-Ventura | Ivanhoe Tulare PV | 0 | 0 | 0 | 0 | 0 | 0 | 0 | 0 | 0 | 0 | 0 | 0 | N | South | EO
RECTOR_2_KAWEAH | Big Creek-Ventura | KAWEAH PH 2 & 3 PSP AGGREGATE | 0.04 | 0.14 | 0.56 | 0.37 | 0.38 | 0.38 | 0.06 | 0.04 | 0 | 0 | 0.16 | 0.15 | N | South | FC
RECTOR_2_KAWH 1 | Big Creek-Ventura | KAWEAH PH 1 UNIT 1 | 0 | 0 | 0 | 0 | 0 | 0.1 | 0.04 | 0.03 | 0 | 0 | 0 | 0 | N | South | FC
RECTOR_2_QF | Big Creek-Ventura | Kaweah Unit 1 | 0 | 0 | 0 | 0 | 0 | 7.36 | 6.4 | 0 | 0 | 0 | 0 | 0 | Y | South | FC
RECTOR_2_TFDBM1 | Big Creek-Ventura | Two Fiets Dairy Digester | 0 | 0 | 0 | 0 | 0 | 0 | 0 | 0 | 0 | 0 | 0 | 0 | N | South | EO
RECTOR_2_VISSR1 | Big Creek-Ventura | Visalia CSG | 0 | 0 | 0 | 0 | 0 | 0 | 0 | 0 | 0 | 0 | 0 | 0 | N | South | EO
RECTOR_7_TULARE | Big Creek-Ventura | MM Tulare | 0 | 0 | 0 | 0 | 0 | 0 | 0 | 0 | 0 | 0 | 0 | 0 | N | South | EO
REDBLF_6_UNIT | CAISO System | RED BLUFF PEAKER PLANT | 44 | 44 | 44 | 44 | 44 | 44 | 44 | 44 | 44 | 44 | 44 | 44 | Y | North | FC
REDMAN_2_SOLAR | Big Creek-Ventura | Lancaster East Avenue F | 0.1 | 0.1 | 0.1 | 0.1 | 0.1 | 1.59 | 2.52 | 0.76 | 1.46 | 0.6 | 0.1 | 0.1 | N | South | FC
REDMAN_6_AVSSR1 | Big Creek-Ventura | Antelope Valley Solar | 0.1 | 0.1 | 0.1 | 0.1 | 0.1 | 1.28 | 2.02 | 0.61 | 1.17 | 0.48 | 0.1 | 0.1 | N | South | FC
REEDLY_6_SOLAR | Fresno | Terzian | 0 | 0 | 0 | 0 | 0 | 0 | 0 | 0 | 0 | 0 | 0 | 0 | N | North | EO
RENWD_1_QF | LA Basin | Renwind re-powering project | 0.88 | 2.13 | 2.39 | 3.84 | 4.33 | 3.95 | 3.93 | 3.63 | 2.23 | 1.06 | 0.69 | 0.68 | N | South | FC
REXFRD_2_RSFBX2 | Big Creek-Ventura | Rexford Solar Farm BESS | 239.99 | 239.99 | 239.99 | 239.99 | 239.99 | 239.99 | 239.99 | 239.99 | 239.99 | 239.99 | 239.99 | 239.99 | Y | South | ID | 100% | Q1516 - Group name REXFORD_1516 - Max to grid 300 MW. 240 MWs 960 MWhs battery FC - Waiting for Pardee-Sylmar line rating increase and maybe other. Co-located with REXFRD_2_RSFSX2.
REXFRD_2_RSFSX2 | Big Creek-Ventura | Rexford Solar Farm | 0.1 | 0.1 | 0.1 | 1.44 | 0.1 | 60 | 60 | 60 | 60 | 47.74 | 0.1 | 0.1 | N | South | ID | 60 | Q1516 - Group name REXFORD_1516 - Max to grid 300 MW. 300 MWs FC. At CPUC - hourly FC - Waiting for Pardee-Sylmar line rating increase and maybe other. Co-located with REXFRD_2_RSFBX2.
RICHMN_1_CHVSR2 | Bay Area | Chevron 8.5 | 0.1 | 0.1 | 0.1 | 0.12 | 0.1 | 4.82 | 6.2 | 2.27 | 4.04 | 1.54 | 0.1 | 0.1 | N | North | ID | 1 | PGEWD1157 - 16DGD Waiting for Moraga-Castro Valley 230 kV Line Capacity Increase and possibly other
RICHMN_1_SOLAR | Bay Area | Chevron 2 | 0.1 | 0.1 | 0.1 | 0.1 | 0.1 | 1.13 | 1.46 | 0.53 | 0.95 | 0.36 | 0.1 | 0.1 | N | North | ID | 1 | PGEWD1122 - 16DGD Waiting for Moraga-Castro Valley 230 kV Line Capacity Increase and possibly other
RICHMN_7_BAYENV | Bay Area | BAY ENVIRONMENTAL (NOVE POWER) | 0.26 | 0.29 | 0 | 0 | 0 | 0 | 0 | 0 | 0 | 0 | 0 | 0 | N | North | FC
RIOBRV_6_UNIT 1 | CAISO System | RIO BRAVO HYDRO | 0.6 | 0.32 | 1.33 | 4.01 | 4.5 | 4.59 | 4.98 | 4.21 | 2.9 | 1.66 | 1.66 | 1.1 | N | North | FC
RIOOSO_1_QF | Sierra | SMALL QF AGGREGATION - GRASS VALLEY | 0.03 | 0.04 | 0.05 | 0.09 | 0.24 | 0.29 | 0.3 | 0.28 | 0.27 | 0.14 | 0.03 | 0.03 | N | North | FC
RNDMTN_2_SLSPHY1 | CAISO System | Silver Springs | 0.2 | 0.17 | 0.18 | 0.28 | 0.24 | 0.21 | 0.18 | 0.18 | 0.17 | 0.16 | 0.13 | 0.1 | N | North | FC
RNDSBG_1_HZASR1 | CAISO System | Hazel A | 0.1 | 0.1 | 0.1 | 0.1 | 0.1 | 1.27 | 2.01 | 0.61 | 1.16 | 0.48 | 0.1 | 0.1 | N | South | FC
ROLLIN_6_UNIT | Sierra | ROLLINS HYDRO | 6.72 | 5.4 | 6.98 | 9.34 | 7.72 | 5.56 | 6.42 | 6.52 | 4.6 | 0 | 1.12 | 6.74 | Y | North | FC
ROMOLA_5_MPBBT1 | LA Basin | Menifee Power Bank | 230 | 230 | 230 | 230 | 230 | 230 | 230 | 230 | 230 | 230 | 230 | 230 | Y | South | FC
ROMOLA_5_MPBBT2 | LA Basin | Menifee Power Bank 2 | 230 | 230 | 230 | 230 | 230 | 230 | 230 | 230 | 230 | 230 | 230 | 230 | Y | South | FC
ROMOLA_5_MPBBT3 | LA Basin | Menifee Power Bank 3 | 50 | 50 | 50 | 50 | 50 | 50 | 50 | 50 | 50 | 50 | 50 | 50 | Y | South | FC
ROMOLA_5_MPBBT4 | LA Basin | Menifee Power Bank 4 | 110 | 110 | 110 | 110 | 110 | 110 | 110 | 110 | 110 | 110 | 110 | 110 | Y | South | FC
ROSMDW_2_WIND1 | CAISO System | Pacific Wind - Phase 1 | 11.76 | 28.39 | 31.8 | 51.22 | 57.75 | 52.61 | 52.42 | 48.41 | 29.73 | 14.11 | 9.24 | 9.05 | N | South | FC
ROSMND_6_SOLAR | Big Creek-Ventura | Lancaster B | 0.1 | 0.1 | 0.1 | 0.1 | 0.1 | 1.28 | 2.02 | 0.61 | 1.17 | 0.48 | 0.1 | 0.1 | N | South | FC
RSMNDS_2_CSRBT1 | CAISO System | Cyclone Solar Rosamond South I BESS 1 | 15 | 15 | 15 | 15 | 15 | 15 | 15 | 15 | 15 | 15 | 15 | 15 | Y | South | ID | 1 | Q1327 - Group name CYCLONE_1327 Max to gird 40 MWs - 4 resource IDs. 15 MW 60 MWhs battery FC co-located with 30 MW solar FC RSMNDS_2_CSRSR1 - Waiting for Whirldwind CRAS and Techachapi CRAS.
RSMNDS_2_CSRBT2 | CAISO System | Cyclone Solar Rosamond South I BESS 3 | 10 | 10 | 10 | 10 | 10 | 10 | 10 | 10 | 10 | 10 | 10 | 10 | Y | South | ID | 1 | Q1327 - Group name CYCLONE_1327 Max to gird 40 MWs - 4 resource IDs. 10 MW 40 MWhs battery FC co-located with 10 MW solar FC RSMNDS_2_CSRSR2 - Waiting for Whirldwind CRAS and Techachapi CRAS.
RSMNDS_2_CSRSR1 | CAISO System | Cyclone Solar | 0.1 | 0.1 | 0.1 | 0.14 | 0.1 | 11.25 | 11.25 | 6.09 | 11.25 | 4.77 | 0.1 | 0.1 | N | South | ID | 11.25 | Q1327 - Group name CYCLONE_1327 Max to gird 40 MWs - 4 resource IDs. 30 MW solar FC - At CPUC - hourly FC - limited to PD to 11.25 MW due to Max at POI - co-located with 15 MW 60 MWhs battery FC FC RSMNDS_2_CSRBT1 - Waiting for Whirldwind CRAS and Techachapi CRAS.
RSMNDS_2_CSRSR2 | CAISO System | Cyclone Solar Rosamond South I PV3 | 0.1 | 0.1 | 0.1 | 0.1 | 0.1 | 3.75 | 3.75 | 2.03 | 3.75 | 1.59 | 0.1 | 0.1 | N | South | ID | 3.75 | Q1327 - Group name CYCLONE_1327 Max to gird 40 MWs - 4 resource IDs. 10 MW solar FC - At CPUC - hourly FC - limited to PD to 3.75 MW due to Max at POI - co-located with 10 MW 40 MWhs battery FC FC RSMNDS_2_CSRBT2 - Waiting for Whirldwind CRAS and Techachapi CRAS.
RSMSLR_6_SOLAR1 | Big Creek-Ventura | Rosamond One | 0.1 | 0.1 | 0.1 | 0.1 | 0.1 | 5.06 | 9.93 | 2.45 | 5.35 | 2.1 | 0.1 | 0.1 | N | South | FC
RSMSLR_6_SOLAR2 | Big Creek-Ventura | Rosamond Two | 0.1 | 0.1 | 0.1 | 0.1 | 0.1 | 8.5 | 13.46 | 4.06 | 7.79 | 3.18 | 0.1 | 0.1 | N | South | FC
RTEDDY_2_RWSBT1 | CAISO System | Rosamond West Solar Central BESS A1 | 30 | 30 | 30 | 30 | 30 | 30 | 30 | 30 | 30 | 30 | 30 | 30 | Y | South | FC |  | Group name: ROSAMOND_WEST_506_1 - Max to grid 112 MW. 30 MW 120 MWhs battery FC. Co-located with RTEDDY_2_SEBSR3 and RTEDDY_2_SEBSR4.
RTEDDY_2_RWSBT2 | CAISO System | Rosamond West Solar Central BESS A2 | 30 | 30 | 30 | 30 | 30 | 30 | 30 | 30 | 30 | 30 | 30 | 30 | Y | South | FC |  | Group name: ROSAMOND_WEST_506_1 - Max to grid 112 MW. 30 MW 120 MWhs battery FC. Co-located with RTEDDY_2_SEBSR3 and RTEDDY_2_SEBSR4.
RTEDDY_2_RWSBT3 | CAISO System | Rosamond West Solar Central BESS A3 | 45 | 45 | 45 | 45 | 45 | 45 | 45 | 45 | 45 | 45 | 45 | 45 | Y | South | FC |  | Group name: ROSAMOND_WEST_506_1 - Max to grid 112 MW. 45 MW 180 MWhs battery FC. Co-located with RTEDDY_2_SEBSR3 and RTEDDY_2_SEBSR4.
RTEDDY_2_RWSBT4 | CAISO System | Rosamond West Solar Central BESS B | 30 | 30 | 30 | 30 | 30 | 30 | 30 | 30 | 30 | 30 | 30 | 30 | Y | South | FC |  | Group name: ROSAMOND_WEST_506_2 - Max to grid 40 MW. 30 MW 120 MWhs battery FC. Co-located with RTEDDY_2_SC1SR3.
RTEDDY_2_RWSBT5 | CAISO System | Rosamond West Solar Central BESS C | 12 | 12 | 12 | 12 | 12 | 12 | 12 | 12 | 12 | 12 | 12 | 12 | Y | South | FC |  | Group name: ROSAMOND_WEST_506_3 - Max to grid 13.6 MW. 12 MW 48 MWhs battery FC. Co-located with RTEDDY_2_SRXSR4.
RTEDDY_2_SC1SR3 | CAISO System | Rosamond West Solar Clean | 0.1 | 0.1 | 0.1 | 0.19 | 0.1 | 10 | 10 | 8.12 | 10 | 6.37 | 0.1 | 0.1 | N | South | PD | 10 | Group name: ROSAMOND_WEST_506_2 - Max to grid 40 MW. Max NQC 10 MW. 40 MW solar FC. At CPUC - hourly FC. Co-located with RTEDDY_2_RWSBT4.
RTEDDY_2_SEBSR3 | CAISO System | Rosamond West Solar East Bay 3 | 0.1 | 0.1 | 0.1 | 0.27 | 0.1 | 3.5 | 3.5 | 3.5 | 3.5 | 3.5 | 0.1 | 0.1 | N | South | PD | 3.5 | Group name: ROSAMOND_WEST_506_1 - Max to grid 112 MW. Max NQC 3.5 MW. 56 MW solar FC. At the CPUC - hourly FC. Co-located with RTEDDY_2_RWSBT1, RTEDDY_2_RWSBT2, RTEDDY_2_RWSBT3.
RTEDDY_2_SEBSR4 | CAISO System | Rosamond West Solar East Bay 4 | 0.1 | 0.1 | 0.1 | 0.27 | 0.1 | 3.5 | 3.5 | 3.5 | 3.5 | 3.5 | 0.1 | 0.1 | N | South | PD | 3.5 | Group name: ROSAMOND_WEST_506_1 - Max to grid 112 MW. Max NQC 3.5 MW. 56 MW solar FC. At the CPUC - hourly FC. Co-located with RTEDDY_2_RWSBT1, RTEDDY_2_RWSBT2, RTEDDY_2_RWSBT3.
RTEDDY_2_SOLAR1 | CAISO System | Rosamond West Solar 1 | 0.1 | 0.1 | 0.1 | 0.26 | 0.1 | 22.96 | 36.34 | 10.96 | 21.04 | 8.59 | 0.1 | 0.1 | N | South | FC |  | Group name: ROSAMOND_WEST_506 - Max to grid 299.6 MW - not binding. 54 MW solar FC.
RTEDDY_2_SOLAR2 | CAISO System | Rosamond West Solar 2 | 0.1 | 0.1 | 0.1 | 0.26 | 0.1 | 22.96 | 36.34 | 10.96 | 21.04 | 8.59 | 0.1 | 0.1 | N | South | FC |  | Group name: ROSAMOND_WEST_506 - Max to grid 299.6 MW - not binding. 54 MW solar FC.
RTEDDY_2_SPASR4 | CAISO System | Rosamond West Solar Palo Alto | 0.1 | 0.1 | 0.1 | 0.12 | 0.1 | 11.06 | 17.5 | 5.28 | 10.13 | 4.14 | 0.1 | 0.1 | N | South | FC |  | Group name: ROSAMOND_WEST_506 - Max to grid 299.6 MW - not binding. 26 MW solar FC.
RTEDDY_2_SRXSR4 | CAISO System | Rosamond West Solar Rosie X | 0.1 | 0.1 | 0.1 | 0.1 | 0.1 | 1.6 | 1.6 | 1.6 | 1.6 | 1.6 | 0.1 | 0.1 | N | South | PD | 1.6 | Group name: ROSAMOND_WEST_506_3 - Max to grid 13.6 MW. Max NQC 1.6 MW. 13.6 MW solar FC. At CPUC - hourly FC. Co-located with RTEDDY_2_RWSBT5.
RTREE_2_WIND1 | CAISO System | Rising Tree 1 | 6.65 | 16.06 | 17.99 | 28.98 | 32.67 | 29.76 | 29.65 | 27.39 | 16.82 | 7.98 | 5.23 | 5.12 | N | South | FC
RTREE_2_WIND2 | CAISO System | Rising Tree 2 | 1.66 | 4.02 | 4.5 | 7.24 | 8.17 | 7.44 | 7.41 | 6.85 | 4.2 | 1.99 | 1.31 | 1.28 | N | South | FC
RTREE_2_WIND3 | CAISO System | Rising Tree 3 | 8.32 | 20.08 | 22.49 | 36.22 | 40.83 | 37.2 | 37.07 | 34.23 | 21.02 | 9.97 | 6.54 | 6.4 | N | South | FC
RUSCTY_2_UNITS | Bay Area | Russell City Energy Center | 615.18 | 615.18 | 615.18 | 612.7 | 607.7 | 598 | 593 | 593 | 595 | 606.1 | 615.18 | 615.18 | Y | North | FC
RUSSELL_2_SOLANO1 | Bay Area | Solano Renewables 1 | 13.05 | 19.53 | 40.75 | 80.78 | 110.15 | 98.13 | 98.76 | 69.88 | 56.59 | 16.49 | 9.26 | 12.71 | N | North | ID | 1 | Q108-Q1463-Repower(PREC0527) - 139.2 MWs with FC priority - Waiting for North Dublin - Cayatano 230 kV Reconductoring.
RVRVEW_1_UNITA1 | Bay Area | Riverview Energy Center (GP Antioch) | 47.6 | 47.6 | 47.6 | 47.6 | 47.6 | 47.6 | 47.6 | 47.6 | 47.6 | 47.6 | 47.6 | 47.6 | Y | North | FC
RVSIDE_2_RERCU3 | LA Basin | Riverside Energy Res. Ctr Unit 3 | 49 | 49 | 49 | 49 | 49 | 49 | 49 | 49 | 49 | 49 | 49 | 49 | Y | South | FC
RVSIDE_2_RERCU4 | LA Basin | Riverside Energy Res. Ctr Unit 4 | 49 | 49 | 49 | 49 | 49 | 49 | 49 | 49 | 49 | 49 | 49 | 49 | Y | South | FC
RVSIDE_6_RERCU1 | LA Basin | Riverside Energy Res. Ctr Unit 1 | 48.35 | 48.35 | 48.35 | 48.35 | 48.35 | 48.35 | 48.35 | 48.35 | 48.35 | 48.35 | 48.35 | 48.35 | Y | South | FC
RVSIDE_6_RERCU2 | LA Basin | Riverside Energy Res. Ctr Unit 2 | 48.5 | 48.5 | 48.5 | 48.5 | 48.5 | 48.5 | 48.5 | 48.5 | 48.5 | 48.5 | 48.5 | 48.5 | Y | South | FC
RVSIDE_6_SOLAR1 | LA Basin | Tequesquite Landfill Solar Project | 0.1 | 0.1 | 0.1 | 0.1 | 0.1 | 3.19 | 5.05 | 1.52 | 2.92 | 1.19 | 0.1 | 0.1 | N | South | FC
RVSIDE_6_SPRING | LA Basin | SPRINGS GENERATION PROJECT AGGREGATE | 36 | 36 | 36 | 36 | 36 | 36 | 36 | 36 | 36 | 36 | 36 | 36 | Y | South | FC
S_RITA_6_SOLAR1 | Fresno | Sun Harvest Solar | 0 | 0 | 0 | 0 | 0 | 0 | 0 | 0 | 0 | 0 | 0 | 0 | N | North | EO
SALIRV_2_UNIT | CAISO System | Salinas River Cogeneration | 23.99 | 23.24 | 20.45 | 21.91 | 15.03 | 19.39 | 18.83 | 18.33 | 16.17 | 16.43 | 18.44 | 19.01 | Y | North | FC
SALTSP_7_UNITS | CAISO System | SALT SPRINGS HYDRO AGGREGATE | 0.8 | 0.96 | 2.88 | 0 | 22.4 | 19.76 | 19.6 | 23.46 | 5.44 | 3.36 | 3.2 | 20.4 | Y | North | FC
SANBRN_2_EESSB2 | CAISO System | Edsan 2 Edwards Sanborn E1B | 85.1 | 85.1 | 85.1 | 85.62 | 85.1 | 140.28 | 166 | 111.39 | 135.64 | 105.69 | 85.1 | 85.1 | Y | South | ID | 100% | Q1324_1424 - Group name EDSAN_1324_1424 - Max to grid 800 MW. Hybrid 166 MW Pmax including 130 MW solar FC with 85 MW 340 MWhs battery FC - overall FC. Waiting for Tehachapi cRAS.
SANBRN_2_ES1BT3 | CAISO System | EdSan 1 Edwards 1 | 20.43 | 20.43 | 20.43 | 20.52 | 20.43 | 37.34 | 47.25 | 28.45 | 35.91 | 26.7 | 20.43 | 20.43 | Y | South | ID | 1 | Q1324_1424 - Group name EDSAN_1324_1424 - Max to grid 800 MW. Hybrid 50.43 MW Pmax including 40 MW solar FC with 22 MW 81.32 MWhs battery FC - overall FC. Waiting for Tehachapi cRAS.
SANBRN_2_ES2SB3 | CAISO System | EdSan 2 Sanborn 3 | 16.85 | 16.85 | 16.85 | 16.91 | 16.85 | 30.78 | 38.95 | 23.45 | 29.6 | 22 | 16.85 | 16.85 | Y | South | ID | 1 | Q1324_1424 - Group name EDSAN_1324_1424 - Max to grid 800 MW. Hybrid 42 MWs Pmax including 33 MW solar FC with 18 MW 66.99 MWhs battery FC - overall FC. Waiting for Tehachapi cRAS.
SANBRN_2_ESABT1 | CAISO System | EdSan 1A | 50 | 50 | 50 | 50 | 50 | 50 | 50 | 50 | 50 | 50 | 50 | 50 | Y | South | ID | 50 | Q1324_1424 - Group name EDSAN_1324_1424 - Max to grid 800 MW. 100 MW 200 MWs battery PD to 50 MWs. Waiting for Tehachapi cRAS
SANBRN_2_ESBBT1 | CAISO System | EdSan 1B | 100 | 100 | 100 | 100 | 100 | 100 | 100 | 100 | 100 | 100 | 100 | 100 | Y | South | ID | 1 | Q1324_1424 - Group name EDSAN_1324_1424 - Max to grid 800 MW. 100 MW 400 MWhs battery FC. Waiting for Tehachapi cRAS
SANBRN_2_SS2BT3 | CAISO System | Sanborn Solar 2 SBESS 3 | 169 | 169 | 169 | 169 | 169 | 169 | 169 | 169 | 169 | 169 | 169 | 169 | Y | South | ID | 1 | Q1518 - Group name SANBORN_SOLAR2_1518 - Max to grid 500 MW. 169 MW 676 MWh battery FC. Waiting for Windhub CRAS, Tehachapi CRAS and possibly other.
SANBRN_2_SS2BT4 | CAISO System | Sanborn Solar 2 SBESS 4 | 47 | 47 | 47 | 47 | 47 | 47 | 47 | 47 | 47 | 47 | 47 | 47 | Y | South | ID | 1 | Q1518 - Group name SANBORN_SOLAR2_1518 - Max to grid 500 MW. 47 MW 188 MWh battery FC. Waiting for Windhub CRAS, Tehachapi CRAS and possibly other.
SANBRN_2_SS2SB4 | CAISO System | Sanborn Solar 2 Edwards Sanborn S4 | 3.54 | 3.54 | 3.54 | 3.61 | 3.54 | 18.74 | 27.66 | 10.75 | 17.46 | 9.17 | 3.54 | 3.54 | Y | South | ID | 1 | Q1518 - Group name SANBORN_SOLAR2_1518 - Max to grid 500 MW. Hybrid 36 MW Pmax including 36 MW solar and 18 MW 13.75 MWh battery (PD to 4.5 MWs) - overall FC - Waiting for Windhub CRAS, Tehachapi CRAS and possibly other.
SANDLT_2_SUNITS | CAISO System | Mojave Solar | 0.1 | 0.1 | 0.1 | 9.43 | 0.1 | 120.05 | 147.26 | 78.56 | 124.26 | 68.29 | 0.1 | 0.1 | N | South | FC
SANDRN_2_SS1SR1 | CAISO System | Sandrini Sol 1 | 0.1 | 0.1 | 0 | 0 | 0 | 0 | 0 | 0 | 0 | 0 | 0 | 0 | N | North | FC |  | Q1397 - 100 MW solar EO part of 100 MW EO solar with 92 MW battery FC - ususing deliverability from battery for Jan-Feb only - Max at POI 100 MW.
SANDRN_2_SS2SR2 | CAISO System | Sandrini Sol 2 | 0.1 | 0.1 | 0.1 | 2.72 | 0.1 | 113.41 | 145.93 | 53.44 | 95.03 | 36.29 | 0.1 | 0.1 | N | North | FC
SANITR_6_UNITS | LA Basin | LACSD CARSON WATER POLLUTION AGGREGATE | 0.62 | 0.62 | 0.79 | 0.66 | 0.65 | 0.77 | 0.69 | 0.9 | 0.69 | 0.69 | 0.91 | 0.76 | N | South | FC
SANLOB_1_LNDFIL | CAISO System | Cold Canyon | 0 | 0 | 0 | 0 | 0 | 0 | 0 | 0 | 0 | 0 | 0 | 0 | N | North | EO
SANLOB_1_OSFBM1 | CAISO System | Old Santa Fe Road | 0 | 0 | 0 | 0 | 0 | 0 | 0 | 0 | 0 | 0 | 0 | 0 | Y | North | EO
SANTFG_7_UNITS | NCNB | GEYSERS CALISTOGA AGGREGATE | 72 | 72 | 72 | 72 | 72 | 72 | 72 | 72 | 72 | 72 | 72 | 72 | Y | North | FC
SANTGO_2_LNDFL1 | LA Basin | Bowerman Power | 18.82 | 18.98 | 18.84 | 18.81 | 18.31 | 19.6 | 18.18 | 18.59 | 17.98 | 18.2 | 19.35 | 19.59 | N | South | FC
SANWD_1_QF | LA Basin | San Gorgonio Farms Wind Farm | 2.6 | 6.29 | 7.04 | 11.34 | 12.79 | 11.65 | 11.61 | 10.72 | 6.58 | 3.12 | 2.05 | 2.01 | N | South | FC
SAUGUS_2_SPESBT1 | Big Creek-Ventura | Santa Paula Energy Storage | 15 | 15 | 15 | 15 | 15 | 15 | 15 | 15 | 15 | 15 | 15 | 15 | Y | South | FC
SAUGUS_6_CREST | Big Creek-Ventura | East Portal Hydro | 0 | 0 | 0 | 0 | 0 | 0 | 0 | 0 | 0 | 0 | 0 | 0 | N | South | EO
SAUGUS_6_MWDFTH | Big Creek-Ventura | Foothill Hydroelectric Recovery Plant | 0 | 0 | 1.6 | 3.2 | 4.8 | 4 | 4 | 3.2 | 4 | 4 | 4 | 2.4 | Y | South | FC
SAUGUS_6_QF | Big Creek-Ventura | SAUGUS QFS | 0.01 | 0.14 | 0.03 | 0.03 | 0.42 | 0.58 | 0.24 | 0.82 | 0.94 | 0.96 | 1 | 0.97 | N | South | FC
SAUGUS_7_CHIQCN | Big Creek-Ventura | Chiquita Canyon Landfill Fac | 5.06 | 3.73 | 3.5 | 3.51 | 3.83 | 3.61 | 3.23 | 3.23 | 3.2 | 3.53 | 3.81 | 3.86 | N | South | FC
SBERDO_2_PSP3 | LA Basin | Mountainview Gen Sta. Unit 3 | 555 | 555 | 555 | 555 | 555 | 555 | 555 | 555 | 555 | 555 | 555 | 555 | Y | South | FC
SBERDO_2_PSP4 | LA Basin | Mountainview Gen Sta. Unit 4 | 555 | 555 | 555 | 555 | 555 | 555 | 555 | 555 | 555 | 555 | 555 | 555 | Y | South | FC
SBERDO_2_SNTANA | LA Basin | SANTA ANA PSP | 0 | 0.11 | 0.29 | 0.32 | 0.15 | 0 | 0.05 | 0.17 | 0 | 0 | 0 | 0 | N | South | FC
SBERDO_6_MILLCK | LA Basin | MILL CREEK PSP | 0.97 | 1.26 | 1.24 | 1.44 | 1.59 | 0.85 | 1.23 | 0.9 | 1.04 | 1.05 | 1.14 | 1.12 | N | South | FC
SCARLT_2_SS2BT1 | Fresno | Scarlet Solar 2 BESS | 150 | 150 | 150 | 150 | 150 | 150 | 150 | 150 | 150 | 150 | 150 | 150 | Y | North | ID | 1 | Q1135 - Group name SCARLET_1135_3 - Max to grid 200 MW. C8 - Waiting for Reconductor Panoche-Padre Flat 230 kV, QC8RAS-08 RAS and possibly other. Co-located with SCARLT_2_SS2SR1.
SCARLT_2_SS2SR1 | Fresno | Scarlet Solar 2 PV | 0.1 | 0.1 | 0.1 | 0.95 | 0.1 | 50 | 50 | 40.59 | 50 | 31.83 | 0.1 | 0 | N | North | ID | 50 | Q1135 - Group name SCARLET_1135_3 - Max to grid 200 MW. Max 50 MW NQC. (Normal FC) At CPUC - hourly FC - move to EO starting in Dec 2026 - C8 - Waiting for Reconductor Panoche-Padre Flat 230 kV, QC8RAS-08 RAS and possibly other. Co-located with SCARLT_2_SS2BT1.
SCARLT_2_SSABT1 | Fresno | Scarlet Solar CA 1A | 10 | 10 | 10 | 10 | 10 | 10 | 10 | 10 | 10 | 10 | 10 | 10 | Y | North | ID | 1 | Q1135 - Group name SCARLET_1135_1 - Max to grid 100 MW. C8 - Waiting for Reconductor Panoche-Padre Flat 230 kV, QC8RAS-08 RAS and possibly other. Co-located with SCARLT_2_SSASR1.
SCARLT_2_SSASR1 | Fresno | Scarlet Solar CA 1A PV | 0.1 | 0.1 | 0.1 | 1.36 | 0.1 | 56.7 | 72.97 | 26.72 | 47.51 | 18.15 | 0.1 | 0 | N | North | ID | 1 | Q1135 - Group name SCARLET_1135_1 - Max to grid 100 MW. Move to EO starting in Dec 2026 - C8 - Waiting for Reconductor Panoche-Padre Flat 230 kV, QC8RAS-08 RAS and possibly other. Co-located with SCARLT_2_SSABT1.
SCARLT_2_SSBBT1 | Fresno | Scarlet Solar CA 1B | 30 | 30 | 30 | 30 | 30 | 30 | 30 | 30 | 30 | 30 | 30 | 30 | Y | North | ID | 1 | Q1135 - Group name SCARLET_1135_2 - Max to grid 100 MW. C8 - Waiting for Reconductor Panoche-Padre Flat 230 kV, QC8RAS-08 RAS and possibly other. Co-located with SCARLT_2_SSBSSR1.
SCARLT_2_SSBSR1 | Fresno | Scarlet Solar CA 1B PV | 0.1 | 0.1 | 0.1 | 1.36 | 0.1 | 56.7 | 70 | 26.72 | 47.51 | 18.15 | 0.1 | 0 | N | North | ID | 70 | Q1135 - Group name SCARLET_1135_2 - Max to grid 100 MW. Max 70 MW NQC. (Normal FC) At CPUC - hourly FC - move to EO starting in Dec 2026 - C8 - Waiting for Reconductor Panoche-Padre Flat 230 kV, QC8RAS-08 RAS and possibly other. Co-located with SCARLT_2_SSBBT1.
SCHLTE_1_PL1X3 | Stockton | Tracy Combined Cycle Power Plant | 336.04 | 336.04 | 336.04 | 336.04 | 336.04 | 336.04 | 336.04 | 336.04 | 336.04 | 336.04 | 336.04 | 336.04 | Y | North | FC
SCHNDR_1_FIVPTS | Fresno | Five Points Solar Station | 0.1 | 0.1 | 0.1 | 0.2 | 0.1 | 5.75 | 8.99 | 3.01 | 6.01 | 2.6 | 0.1 | 0.1 | N | North | FC
SCHNDR_1_WSTSDE | Fresno | Westside Solar Station | 0.1 | 0.1 | 0.1 | 0.2 | 0.1 | 5.75 | 8.99 | 3.01 | 6.01 | 2.6 | 0.1 | 0.1 | N | North | FC
SEARLS_1_TS3SR1 | CAISO System | Trona Solar III | 0 | 0 | 0 | 0 | 0 | 0 | 0 | 0 | 0 | 0 | 0 | 0 | N | South | EO
SEARLS_7_ARGUS | CAISO System | Argus Cogeneration | 2.25 | 2.58 | 2.39 | 3.12 | 2.31 | 1.5 | 1.75 | 3.21 | 1.62 | 1.48 | 0.84 | 0.83 | N | South | FC
SEAWND_2_AMWWD1 | LA Basin | Alta Mesa Wind | 2.27 | 5.48 | 6.13 | 9.88 | 11.14 | 10.15 | 10.11 | 9.34 | 5.73 | 2.72 | 1.78 | 1.75 | N | South | FC
SEGS_1_SR2SL2 | CAISO System | Sunray 2 | 0.1 | 0.1 | 0.1 | 0.1 | 0.1 | 8.5 | 13.46 | 4.06 | 7.79 | 3.18 | 0.1 | 0.1 | N | South | FC
SENTNL_2_CTG1 | LA Basin | Sentinel Unit 1 | 107.68 | 107.68 | 107.68 | 107.68 | 107.68 | 107.68 | 107.68 | 107.68 | 107.68 | 107.68 | 107.68 | 107.68 | Y | South | FC
SENTNL_2_CTG2 | LA Basin | Sentinel Unit 2 | 103.98 | 103.98 | 103.98 | 103.98 | 103.98 | 103.98 | 103.98 | 103.98 | 103.98 | 103.98 | 103.98 | 103.98 | Y | South | FC
SENTNL_2_CTG3 | LA Basin | Sentinel Unit 3 | 105.69 | 105.69 | 105.69 | 105.69 | 105.69 | 105.69 | 105.69 | 105.69 | 105.69 | 105.69 | 105.69 | 105.69 | Y | South | FC
SENTNL_2_CTG4 | LA Basin | Sentinel Unit 4 | 106.55 | 106.55 | 106.55 | 106.55 | 106.55 | 106.55 | 106.55 | 106.55 | 106.55 | 106.55 | 106.55 | 106.55 | Y | South | FC
SENTNL_2_CTG5 | LA Basin | Sentinel Unit 5 | 107.52 | 107.52 | 107.52 | 107.52 | 107.52 | 107.52 | 107.52 | 107.52 | 107.52 | 107.52 | 107.52 | 107.52 | Y | South | FC
SENTNL_2_CTG6 | LA Basin | Sentinel Unit 6 | 105 | 105 | 105 | 105 | 105 | 105 | 105 | 105 | 105 | 105 | 105 | 105 | Y | South | FC
SENTNL_2_CTG7 | LA Basin | Sentinel Unit 7 | 106.73 | 106.73 | 106.73 | 106.73 | 106.73 | 106.73 | 106.73 | 106.73 | 106.73 | 106.73 | 106.73 | 106.73 | Y | South | FC
SENTNL_2_CTG8 | LA Basin | Sentinel Unit 8 | 106.85 | 106.85 | 106.85 | 106.85 | 106.85 | 106.85 | 106.85 | 106.85 | 106.85 | 106.85 | 106.85 | 106.85 | Y | South | FC
SGREGY_6_SANGER | Fresno | Algonquin Power Sanger 2 | 48.08 | 48.08 | 48.08 | 48.08 | 48.08 | 48.08 | 48.08 | 48.08 | 48.08 | 48.08 | 48.08 | 48.08 | Y | North | FC
SHAFTR_1_HWYSR1 | CAISO System | Highway 43 | 0 | 0 | 0 | 0 | 0 | 0 | 0 | 0 | 0 | 0 | 0 | 0 | N | North | EO
SHELRF_1_UNITS | Bay Area | SHELL OIL REFINERY AGGREGATE | 53.32 | 53.32 | 53.32 | 53.32 | 53.32 | 53.32 | 53.32 | 53.32 | 53.32 | 20 | 33.32 | 33.32 | N | North | FC
SHUTLE_6_RUISR1 | Big Creek-Ventura | Rutan 1 | 0 | 0 | 0 | 0 | 0 | 0 | 0 | 0 | 0 | 0 | 0 | 0 | N | South | EO
SIERRA_1_UNITS | Kern | HIGH SIERRA LIMITED | 52.43 | 52.43 | 52.43 | 52.43 | 52.43 | 52.43 | 52.43 | 52.43 | 52.43 | 52.43 | 52.43 | 52.43 | Y | North | FC
SISPRG_2_DS3BT1 | CAISO System | Daggett Solar 3 a BESS | 61.5 | 61.5 | 61.5 | 61.5 | 61.5 | 61.5 | 61.5 | 61.5 | 61.5 | 61.5 | 61.5 | 61.5 | Y | South | ID | 1 | Q1314 - Group name DAGGETT_SOLAR3_1314_1 - Max to grid 123 MW. Waiting for Mojave RAS. Co-located with SISPRG_2_DS3SR1
SISPRG_2_DS3BT2 | CAISO System | Daggett Solar 3 b BESS | 60 | 60 | 60 | 60 | 60 | 60 | 60 | 60 | 60 | 60 | 60 | 60 | Y | South | ID | 1 | Q1314 - Group name DAGGETT_SOLAR3_1314_2 - Max to grid 110 MW. Waiting for Mojave RAS. Co-located with SISPRG_2_DS3SR2
SISPRG_2_DS3BT3 | CAISO System | Daggett Solar 3 cd BESS | 12.5 | 12.5 | 12.5 | 12.5 | 12.5 | 12.5 | 12.5 | 12.5 | 12.5 | 12.5 | 12.5 | 12.5 | Y | South | ID | 1 | Q1314 - Group name DAGGETT_SOLAR3_1314_3 - Max to grid 50 MW. Waiting for Mojave RAS. Co-located with SISPRG_2_DS3SR3
SISPRG_2_DS3BT4 | CAISO System | Daggett Solar 3 e BESS | 15 | 15 | 15 | 15 | 15 | 15 | 15 | 15 | 15 | 15 | 15 | 15 | Y | South | ID | 1 | Q1314 - Group name DAGGETT_SOLAR3_1314_4 - Max to grid 17 MW. Waiting for Mojave RAS. Co-located with SISPRG_2_DS3SR4
SISPRG_2_DS3SR1 | CAISO System | Daggett Solar 3 a PV | 0.1 | 0.1 | 0.1 | 0.59 | 0.1 | 52.3 | 61.5 | 24.97 | 47.91 | 19.57 | 0.1 | 0.1 | N | South | ID | 61.5 | Q1314 - Group name DAGGETT_SOLAR3_1314_1 - Max to grid 123 MW. Max 61.50 MW NQC. (Normal FC) At CPUC - hourly FC - Waiting for Mojave RAS. Co-located with SISPRG_2_DS3BT1
SISPRG_2_DS3SR2 | CAISO System | Daggett Solar 3 b PV | 0.1 | 0.1 | 0.1 | 0.52 | 0.1 | 46.78 | 50 | 22.33 | 42.85 | 17.51 | 0.1 | 0.1 | N | South | ID | 50 | Q1314 - Group name DAGGETT_SOLAR3_1314_2 - Max to grid 110 MW. Max 50.00 MW NQC. (Normal FC) At CPUC - hourly FC - Waiting for Mojave RAS. Co-located with SISPRG_2_DS3BT2
SISPRG_2_DS3SR3 | CAISO System | Daggett Solar 3 cd PV | 0.1 | 0.1 | 0.1 | 0.24 | 0.1 | 21.26 | 33.65 | 10.15 | 19.48 | 7.96 | 0.1 | 0.1 | N | South | FC |  | Q1314 - Group name DAGGETT_SOLAR3_1314_3 - Max to grid 50 MW. Max 37.5 MW NQC. Waiting for Mojave RAS. Co-located with SISPRG_2_DS3BT3.
SISPRG_2_DS3SR4 | CAISO System | Daggett Solar 3 e PV | 0.1 | 0.1 | 0.1 | 0.1 | 0.1 | 2 | 2 | 2 | 2 | 2 | 0.1 | 0.1 | N | South | ID | 2 | Q1314 - Group name DAGGETT_SOLAR3_1314_4 - Max to grid 17 MW. Max 2 MW NQC. (Normal FC) At CPUC - hourly FC - Waiting for Mojave RAS. Co-located with SISPRG_2_DS3BT4.
SISQUC_1_SMARIA | CAISO System | Santa Maria II LFG Power Plant | 0.57 | 0.51 | 0.6 | 0.59 | 0.48 | 0.56 | 0.6 | 0.4 | 0.34 | 0.74 | 0.57 | 0.52 | N | North | FC
SKERN_6_SOLAR1 | Kern | South Kern Solar PV Plant | 0.1 | 0.1 | 0.1 | 0.27 | 0.1 | 11.34 | 14.59 | 5.34 | 9.5 | 3.63 | 0.1 | 0.1 | N | North | FC
SKERN_6_SOLAR2 | Kern | SKIC Solar | 0.1 | 0.1 | 0.1 | 0.14 | 0.1 | 5.67 | 7.3 | 2.67 | 4.75 | 1.81 | 0.1 | 0.1 | N | North | FC
SLATE_2_SLASR1 | Fresno | Slate | 0.1 | 0.1 | 0.1 | 0.69 | 0.1 | 28.64 | 36.85 | 13.49 | 23.99 | 9.16 | 0.1 | 0.1 | N | North | FC
SLATE_2_SLASR2 | Fresno | SLATE_2 | 46.6 | 46.6 | 46.6 | 47.77 | 46.6 | 93 | 93 | 71.35 | 90.69 | 63.38 | 46.6 | 46.6 | Y | North | FC |  | Hybrid - PV 93.00 MW and ESS 46.50 MW
SLATE_2_SLASR3 | Fresno | SLATE_3 | 33.85 | 33.85 | 33.85 | 34.66 | 33.85 | 59.61 | 67.5 | 47.31 | 60.8 | 45.47 | 33.85 | 33.85 | Y | North | FC |  | Hybrid - PV 67.50 MW and ESS 33.75 MW with Max 67.5 MW at POI.
SLATE_2_SLASR4 | Fresno | SLATE_4 | 50.1 | 50.1 | 50.1 | 50.84 | 50.1 | 63 | 63 | 62.66 | 63 | 60.94 | 50.1 | 50.1 | Y | North | FC |  | Hybrid - PV 63.00 MW and ESS 50.00 MW with Max 63 MW at POI.
SLATE_2_SLASR5 | Fresno | Slate 5 | 10.1 | 10.1 | 10.1 | 10.35 | 10.1 | 19.96 | 25.58 | 15.22 | 20.42 | 14.51 | 10.1 | 10.1 | Y | North | FC |  | Hybrid - PV 26.00 MW and ESS 10.00 MW with Max 26 MW at POI.
SLRMS3_2_SRMSR1 | San Diego-IV | SILVER RIDGE MOUNT SIGNAL 3 | 0.1 | 0.1 | 0.1 | 1.19 | 0.1 | 106.31 | 168.24 | 50.74 | 97.39 | 39.79 | 0.1 | 0.1 | N | South | FC
SLST13_2_SOLAR1 | CAISO System | Quinto Solar PV Project | 0.1 | 0.1 | 0.1 | 1.47 | 0.1 | 61.01 | 78.51 | 28.75 | 51.12 | 19.53 | 0.1 | 0.1 | N | North | FC
SLSTR1_2_SOLAR1 | CAISO System | Solar Star 1 | 0.1 | 0.1 | 0.1 | 1.48 | 0.1 | 131.82 | 208.61 | 62.92 | 120.76 | 49.33 | 0.1 | 0.1 | N | South | FC
SLSTR2_2_SOLAR2 | CAISO System | Solar Star 2 | 0.1 | 0.1 | 0.1 | 1.31 | 0.1 | 117.36 | 185.73 | 56.02 | 107.52 | 43.92 | 0.1 | 0.1 | N | South | FC
SLUISP_2_UNITS | CAISO System | SAN LUIS (GIANELLI) PUMP-GEN (AGGREGATE) | 0 | 0 | 0 | 24.45 | 40.7 | 73.25 | 62.84 | 39.75 | 43.38 | 67.1 | 22.4 | 0 | N | North | FC
SLYCRK_1_UNIT 1 | Sierra | SLY CREEK HYDRO | 13 | 13 | 13 | 13 | 13 | 13 | 13 | 13 | 13 | 13 | 13 | 13 | Y | North | FC
SMPRIP_1_SMPSON | CAISO System | Ripon Cogeneration Unit 1 | 46.05 | 46.05 | 46.05 | 46.05 | 46.05 | 46.05 | 46.05 | 46.05 | 46.05 | 46.05 | 46.05 | 46.05 | Y | North | FC
SMRCOS_6_LNDFIL | San Diego-IV | San Marcos Energy | 1.5 | 1.47 | 1.5 | 1.5 | 1.47 | 1.49 | 1.26 | 1.47 | 1.47 | 1.47 | 1.46 | 1.49 | N | South | FC
SMUDGO_7_UNIT 1 | NCNB | SONOMA POWER PLANT | 47 | 47 | 47 | 47 | 47 | 47 | 47 | 47 | 47 | 47 | 47 | 47 | Y | North | FC
SMYRNA_1_DL1SR1 | CAISO System | Delano Land 1 | 0.1 | 0.1 | 0.1 | 0.1 | 0.1 | 0.57 | 0.73 | 0.27 | 0.48 | 0.18 | 0.1 | 0.1 | N | North | FC
SNCLRA_2_HOWLNG | Big Creek-Ventura | Houwelings Nurseries Oxnard, Inc | 6.75 | 5 | 5.41 | 4.59 | 3.83 | 6.73 | 6.2 | 6.6 | 8.09 | 4.61 | 7.22 | 6.17 | N | South | FC
SNCLRA_2_SILBT1 | Big Creek-Ventura | Silverstrand BESS | 11 | 11 | 11 | 11 | 11 | 11 | 11 | 11 | 11 | 11 | 11 | 11 | Y | South | FC
SNCLRA_2_SPRHYD | Big Creek-Ventura | Springville Hydroelectric Generator | 0 | 0.02 | 0.04 | 0.01 | 0.01 | 0.02 | 0.05 | 0.04 | 0.04 | 0.06 | 0.03 | 0.01 | N | South | FC
SNCLRA_2_UNIT | Big Creek-Ventura | Channel Islands Power | 27.5 | 27.5 | 27.5 | 27.5 | 27.5 | 27.5 | 27.5 | 27.5 | 27.5 | 27.5 | 27.5 | 27.5 | Y | South | FC
SNCLRA_2_UNIT1 | Big Creek-Ventura | New Indy Oxnard | 27.8 | 27.8 | 27.8 | 27.8 | 27.8 | 27.8 | 27.8 | 27.8 | 27.8 | 27.8 | 27.8 | 27.8 | Y | South | FC
SNCLRA_2_VESBT1 | Big Creek-Ventura | Ventura Energy Storage | 100 | 100 | 100 | 100 | 100 | 100 | 100 | 100 | 100 | 100 | 100 | 100 | Y | South | FC
SNCLRA_6_OXGEN | Big Creek-Ventura | OXGEN | 47.7 | 47.7 | 47.7 | 47.7 | 47.7 | 47.7 | 47.7 | 47.7 | 47.7 | 47.7 | 47.7 | 47.7 | Y | South | FC
SNCLRA_6_PROCGN | Big Creek-Ventura | Procter and Gamble Oxnard 2 | 20.03 | 16.17 | 20.05 | 20.01 | 18.82 | 19.42 | 19.58 | 19.31 | 19.52 | 18.77 | 18.74 | 18.92 | N | South | FC
SNCLRA_6_QF | Big Creek-Ventura | SANTA CLARA QFS | 0.67 | 0.67 | 0.6 | 0.64 | 0.64 | 0.75 | 0.58 | 0.73 | 0.64 | 0.57 | 0.45 | 0.46 | N | South | FC
SNDBAR_7_UNIT 1 | Stockton | SANDBAR | 11.83 | 10.62 | 8.14 | 12.42 | 13.42 | 14.33 | 13.44 | 9.66 | 10.63 | 4.26 | 3.04 | 8.93 | N | North | FC
SNMALF_6_UNITS | NCNB | Sonoma County Landfill | 2.17 | 2.02 | 2.45 | 2.28 | 1.97 | 1.85 | 1.73 | 2.31 | 2.92 | 3 | 3 | 3.1 | N | North | FC
SOLBLU_2_WSBBX2 | CAISO System | Westlands Solar Blue BESS | 225 | 225 | 225 | 225 | 225 | 225 | 225 | 225 | 225 | 225 | 225 | 225 | Y | North | ID | 1 | Q1139 - Group name: WESTLANDS_1139 - Max to grid 250 MW - 23TPD - Waiting for Manning and possibly other. Co-located with SOLBLU_2_WSBSX2.
SOLBLU_2_WSBSX2 | CAISO System | Westlands Solar Blue | 0.1 | 0.1 | 0.1 | 3.4 | 0.1 | 25 | 25 | 25 | 25 | 25 | 0.1 | 0.1 | N | North | PD | 25 | Group name: WESTLANDS_1139 - Max to grid 250 MW. Max 25 MW NQC. (Normal FC) At CPUC - hourly FC - Co-located with SOLBLU_2_WSBBX2.
SOUTH_2_UNIT | CAISO System | SOUTH HYDRO | 2.39 | 2.53 | 2.75 | 0.83 | 1.56 | 1.8 | 2.06 | 1.63 | 1.43 | 1.56 | 1.62 | 1.87 | N | North | FC
SPAULD_6_UNIT 3 | Sierra | SPAULDING HYDRO PH 3 UNIT | 0.6 | 0.57 | 0.73 | 1.1 | 3.01 | 0.36 | 1.66 | 5.06 | 4.79 | 2.55 | 0.71 | 1.04 | N | North | FC
SPAULD_6_UNIT12 | Sierra | SPAULDING HYDRO PH 1 & 2 AGGREGATE | 2.4 | 1.2 | 1.2 | 0.16 | 4 | 4.08 | 4 | 3.6 | 1.12 | 1.2 | 1.6 | 3.3 | Y | North | FC
SPBURN_2_UNIT 1 | CAISO System | Burney Biomass | 9.99 | 9.2 | 8.7 | 7.66 | 6.8 | 11.58 | 11.82 | 10.88 | 11.8 | 7.49 | 8.65 | 10.49 | N | North | FC
SPBURN_7_SNOWMT | CAISO System | Burney Creek Hydro | 0.58 | 0.66 | 1.52 | 2.23 | 1.86 | 0.41 | 0 | 0 | 0 | 0 | 0.26 | 0.35 | N | North | FC
SPI LI_2_UNIT 1 | Sierra | Lincoln Biomass | 6.87 | 6.27 | 6.42 | 5.66 | 7.6 | 9.12 | 9.15 | 9.08 | 9.29 | 7.06 | 7.41 | 7.09 | N | North | FC
SPIAND_1_ANDSN2 | CAISO System | SPI Anderson 2 | 12.13 | 12.66 | 14.38 | 9.92 | 12.86 | 17.46 | 17.11 | 17.07 | 16.8 | 13.18 | 7.05 | 10.87 | N | North | FC
SPICER_1_UNITS | CAISO System | SPICER HYDRO UNITS 1-3 AGGREGATE | 6 | 6 | 6 | 6 | 6 | 6 | 6 | 6 | 6 | 6 | 6 | 6 | Y | North | FC
SPIFBD_1_PL1X2 | Stockton | SIERRA PACIFIC IND. (SONORA) | 2.48 | 2.38 | 2.32 | 1.87 | 2.65 | 3.43 | 3.33 | 3.48 | 3.52 | 2.96 | 2.19 | 1.85 | N | North | FC
SPQUIN_6_SRPCQU | CAISO System | Quincy Biomass | 18.57 | 18.11 | 17.73 | 14.26 | 18.94 | 16.32 | 23.32 | 23.1 | 22.99 | 14.7 | 14.2 | 19.1 | N | North | FC
SPRGAP_1_UNIT 1 | Stockton | SPRING GAP HYDRO | 4.85 | 4.62 | 4.95 | 5.34 | 4.36 | 2.29 | 1.68 | 0.38 | 3.73 | 2.93 | 3.4 | 3.16 | N | North | FC
SPRGVL_2_CREST | Big Creek-Ventura | Springerville Aggregate Solar Resources | 0 | 0 | 0 | 0 | 0 | 0 | 0 | 0 | 0 | 0 | 0 | 0 | N | South | EO
SPRGVL_2_EXETPV | Big Creek-Ventura | Exeter Tulare PV | 0 | 0 | 0 | 0 | 0 | 0 | 0 | 0 | 0 | 0 | 0 | 0 | N | South | EO
SPRGVL_2_LINDPV | Big Creek-Ventura | Lindsay Tulare PV | 0 | 0 | 0 | 0 | 0 | 0 | 0 | 0 | 0 | 0 | 0 | 0 | N | South | EO
SPRGVL_2_PORTPV | Big Creek-Ventura | Porterville Tulare PV | 0 | 0 | 0 | 0 | 0 | 0 | 0 | 0 | 0 | 0 | 0 | 0 | N | South | EO
SPRGVL_2_SUCCES | Big Creek-Ventura | Success Power Plant | 0 | 0 | 0 | 0 | 1 | 1 | 1 | 1 | 0 | 0 | 0 | 0 | Y | South | FC
SPRGVL_2_TULESC | Big Creek-Ventura | TULE RIVER HYDRO PLANT (SCE) | 0 | 0 | 0 | 0 | 0 | 0 | 0 | 0 | 0 | 0 | 0 | 0 | N | South | FC
SRINTL_6_UNIT | Bay Area | SRI INTERNATIONAL | 1.18 | 1.22 | 1.25 | 1.29 | 1.24 | 1.13 | 1.02 | 0.88 | 0.8 | 0.91 | 1.11 | 1.04 | N | North | FC
STANIS_7_UNIT 1 | Stockton | STANISLAUS HYDRO | 56.8 | 54.1 | 51.52 | 49.76 | 48 | 52 | 61 | 64 | 49.62 | 0 | 0 | 62.84 | Y | North | FC
STANTN_2_SBEBX2 | LA Basin | Stanton Battery Energy Storage | 68.8 | 68.8 | 68.8 | 68.8 | 68.8 | 68.8 | 68.8 | 68.8 | 68.8 | 68.8 | 68.8 | 68.8 | Y | South | FC
STANTN_2_STAGT1 | LA Basin | Stanton 1 | 49.65 | 49.65 | 49.65 | 49.65 | 49.65 | 49.65 | 49.65 | 49.65 | 49.65 | 49.65 | 49.65 | 49.65 | Y | South | FC
STANTN_2_STAGT2 | LA Basin | Stanton 2 | 49.65 | 49.65 | 49.65 | 49.65 | 49.65 | 49.65 | 49.65 | 49.65 | 49.65 | 49.65 | 49.65 | 49.65 | Y | South | FC
STIGCT_2_LODI | Sierra | LODI STIG UNIT | 49.5 | 49.5 | 49.5 | 49.5 | 49.5 | 49.5 | 49.5 | 49.5 | 49.5 | 49.5 | 49.5 | 49.5 | Y | North | FC
STOILS_1_UNITS | Bay Area | Chevron Richmond Refinery | 0.01 | 0.03 | 1.92 | 0.01 | 1.23 | 0 | 0 | 0.59 | 0 | 0 | 0.43 | 0.02 | N | North | FC
STOREY_2_MDRCH2 | Fresno | Madera Chowchilla 2 | 0 | 0.07 | 0.04 | 0.18 | 0.26 | 0.28 | 0.4 | 0.3 | 0.15 | 0.13 | 0.04 | 0 | N | North | FC
STOREY_2_MDRCH3 | Fresno | Madera Chowchilla 3 | 0 | 0 | 0 | 0.05 | 0.19 | 0.21 | 0.3 | 0.18 | 0.11 | 0.05 | 0.04 | 0 | N | North | FC
STOREY_2_MDRCH4 | Fresno | Madera Chowchilla 4 | 0 | 0.08 | 0.05 | 0.25 | 0.51 | 0.43 | 0.55 | 0.42 | 0.19 | 0.1 | 0.04 | 0 | N | North | FC
STOREY_7_MDRCHW | Fresno | Madera Canal Site 980 | 0 | 0 | 0 | 0.43 | 0.72 | 0.85 | 1.05 | 0.46 | 0.44 | 0.25 | 0.04 | 0 | N | North | FC
STRAUS_1_STRWD1 | CAISO System | Strauss Wind, LLC | 8 | 19.32 | 21.64 | 34.85 | 39.29 | 35.79 | 35.66 | 32.94 | 20.23 | 9.6 | 6.29 | 6.16 | N | North | FC
STROUD_6_SOLAR | Fresno | Stroud Solar Station | 0.1 | 0.1 | 0.1 | 0.27 | 0.1 | 7.66 | 11.98 | 4.02 | 8.01 | 3.47 | 0.1 | 0.1 | N | North | FC
STROUD_6_WWHSR1 | Fresno | Winter Wheat Solar Farm | 0 | 0 | 0 | 0 | 0 | 0 | 0 | 0 | 0 | 0 | 0 | 0 | N | North | EO
SUMWHT_6_SWSSR1 | Fresno | Summer Wheat Solar Farm | 0.1 | 0.1 | 0.1 | 0.25 | 0.1 | 10.49 | 13.5 | 4.94 | 8.79 | 3.36 | 0.1 | 0.1 | N | North | FC
SUNCAT_2_A1ABT1 | CAISO System | Arlington Solar Unit 1A BESS | 47 | 47 | 47 | 47 | 47 | 47 | 47 | 47 | 47 | 47 | 47 | 47 | Y | South | FC |  | Group name: ARLINGTON_1196_1 - Max to grid 131 MW. Co-located with ARLNTN_2_ASUSR1, SUNCAT_2_A1BBT1
SUNCAT_2_A1BBT1 | CAISO System | Arlington Solar Unit 1B BESS | 63 | 63 | 63 | 63 | 63 | 63 | 63 | 63 | 63 | 63 | 63 | 63 | Y | South | FC |  | Group name: ARLINGTON_1196_1 - Max to grid 131 MW. Co-located with ARLNTN_2_ASUSR1, SUNCAT_2_A1ABT1
SUNCAT_2_A2ABT2 | CAISO System | Arlington Solar Unit 2A BESS | 132 | 132 | 132 | 132 | 132 | 132 | 132 | 132 | 132 | 132 | 132 | 132 | Y | South | FC |  | Group name: ARLINGTON_1196_2 - Max to grid 269 MW. Co-located with SUNCAT_2_A2ABT2, ARLNTN_2_AR1SR1
SUNCAT_2_A2BSR2 | CAISO System | Arlington Solar Unit 2B | 0.1 | 0.1 | 0.1 | 0.64 | 0.1 | 56.55 | 79.95 | 27 | 51.81 | 21.17 | 0.1 | 0.1 | N | South | PD | 79.95 | Group name: ARLINGTON_1196_2 - Max to grid 269 MW. Max NQC 79.95. At CPUC - hourly FC. Co-located with SUNCAT_2_A2ABT2, ARLNTN_2_AR1SR1
SUNRIS_2_PL1X3 | CAISO System | Sunrise Power Project AGGREGATE II | 586.02 | 586.02 | 586.02 | 586.02 | 586.02 | 586.02 | 586.02 | 586.02 | 586.02 | 586.02 | 586.02 | 586.02 | Y | North | FC
SUNSET_2_UNITS | CAISO System | MIDWAY SUNSET COGENERATION PLANT | 248 | 248 | 248 | 245 | 240 | 234 | 229 | 229 | 231 | 243 | 246 | 248 | Y | North | FC
SUNSHN_2_LNDFL | Big Creek-Ventura | Sunshine Gas Producers | 16.58 | 16.15 | 15.86 | 12.57 | 14.93 | 12.55 | 14.82 | 15.26 | 15.34 | 11.18 | 13.84 | 16.49 | N | South | FC
SUNSLR_1_SSVSR1 | CAISO System | Sunshine Valley Solar 1 | 0.1 | 0.1 | 0.1 | 0.48 | 0.1 | 42.52 | 67.29 | 20.3 | 38.96 | 15.91 | 0.1 | 0.1 | N | South | FC
SUNSPT_2_WNASR1 | CAISO System | Windhub Solar A | 0.1 | 0.1 | 0.1 | 0.1 | 0.1 | 8.5 | 13.46 | 4.06 | 7.79 | 3.18 | 0.1 | 0.1 | N | South | FC
SUNST2_5_SS2SR1 | CAISO System | Sun Streams Solar 2 | 0.1 | 0.1 | 0.1 | 0.71 | 0.1 | 63.79 | 100.94 | 30.45 | 58.43 | 23.87 | 0.1 | 0.1 | N | South | FC
SYCAMR_2_UNIT 1 | Big Creek-Ventura | Sycamore Cogeneration Unit 1 | 74 | 74 | 74 | 74 | 74 | 74 | 74 | 74 | 73.69 | 74 | 72.76 | 73.93 | Y | South | FC
SYCAMR_2_UNIT 2 | Big Creek-Ventura | Sycamore Cogeneration Unit 2 | 76 | 76 | 76 | 76 | 76 | 76 | 76 | 76 | 76 | 76 | 76 | 76 | Y | South | FC
SYCAMR_2_UNIT 3 | Big Creek-Ventura | Sycamore Cogeneration Unit 3 | 74 | 74 | 74 | 74 | 74 | 74 | 74 | 74 | 74 | 74 | 74 | 74 | Y | South | FC
SYCAMR_2_UNIT 4 | Big Creek-Ventura | Sycamore Cogeneration Unit 4 | 76 | 76 | 76 | 76 | 76 | 76 | 76 | 76 | 76 | 76 | 76 | 76 | Y | South | FC
TAHOE_2_THOBT1 | CAISO System | Tahoe 1 | 60 | 60 | 60 | 60 | 60 | 60 | 60 | 60 | 60 | 60 | 60 | 60 | Y | South | ID | 60 | Q1339 - PCDS to 60 MWs - Waiting for Lugo Victorville CRAS.
TAHOE_2_THOBT2 | CAISO System | Tahoe 2 | 109 | 109 | 109 | 109 | 109 | 109 | 109 | 109 | 109 | 109 | 109 | 109 | Y | South | ID | 109 | Q1339 - PCDS to 109 MWs - Waiting for Lugo Victorville CRAS.
TAHOE_2_THOBT3 | CAISO System | Tahoe 3 | 110 | 110 | 110 | 110 | 110 | 110 | 110 | 110 | 110 | 110 | 110 | 110 | Y | South | ID | 110 | Q1339 - PCDS to 110 MWs - Waiting for Lugo Victorville CRAS.
TANHIL_6_SOLART | CAISO System | Berry Cogen 18 | 11.26 | 11.46 | 11.52 | 12.13 | 12.2 | 11.91 | 11.67 | 11.51 | 11.3 | 11.7 | 11.15 | 11.52 | N | North | FC
TBLMTN_6_QF | CAISO System | SMALL QF AGGREGATION - PARADISE | 0.33 | 0.31 | 0.32 | 0.35 | 0.31 | 0.18 | 0.17 | 0.2 | 0.22 | 0.19 | 0.21 | 0.29 | N | North | FC
TEHAPI_2_PW1WD1 | CAISO System | Point Wind 1 | 3.99 | 9.63 | 10.79 | 17.38 | 19.59 | 17.85 | 17.78 | 16.42 | 10.08 | 4.78 | 3.13 | 3.07 | N | South | FC
TEHAPI_2_PW2WD2 | CAISO System | Point Wind 2 | 1.21 | 2.92 | 3.27 | 5.27 | 5.94 | 5.41 | 5.39 | 4.98 | 3.06 | 1.45 | 0.95 | 0.93 | N | South | FC
TEHAPI_2_WIND1 | CAISO System | Wind Wall Monolith 1 | 1.67 | 4.03 | 4.51 | 7.26 | 8.19 | 7.46 | 7.43 | 6.86 | 4.21 | 2 | 1.31 | 1.28 | N | South | FC
TEHAPI_2_WIND2 | CAISO System | Wind Wall Monolith 2 | 1.99 | 4.8 | 5.37 | 8.66 | 9.76 | 8.89 | 8.86 | 8.18 | 5.02 | 2.38 | 1.56 | 1.53 | N | South | FC
TENGEN_2_PL1X2 | Big Creek-Ventura | Placerita Canyon Cogen | 37.7 | 37.7 | 37.7 | 37.7 | 37.7 | 37.7 | 37.7 | 37.7 | 37.7 | 37.7 | 37.7 | 37.7 | Y | South | FC
TERMEX_2_PL1X3 | San Diego-IV | TDM | 605 | 605 | 605 | 605 | 601 | 593 | 591 | 593 | 596 | 605 | 605 | 605 | Y | South | FC
TESLA_1_QF | CAISO System | SMALL QF AGGREGATION - STOCKTON | 0.28 | 0.39 | 0.47 | 0.4 | 0.3 | 0.31 | 0.21 | 0.18 | 0.17 | 0.11 | 0.06 | 0.09 | N | North | FC
TIDWTR_2_UNITS | Bay Area | MARTINEZ COGEN LIMITED PARTNERSHIP | 40.49 | 49.03 | 48.62 | 48.29 | 52.71 | 46.03 | 48.19 | 63.9 | 67.89 | 66.25 | 46.94 | 42.01 | N | North | FC
TIFFNY_1_DILLON | LA Basin | TIFFNY_1_DILLON | 3.78 | 9.13 | 10.22 | 16.46 | 18.56 | 16.91 | 16.85 | 15.56 | 9.56 | 4.53 | 2.97 | 2.91 | N | South | FC
TIGRCK_7_UNITS | CAISO System | TIGER CREEK HYDRO AGGREGATE | 22.4 | 12.8 | 6.72 | 0 | 16 | 36.1 | 32.5 | 40 | 34.32 | 27.44 | 27.28 | 26.66 | Y | North | FC
TKOPWR_6_HYDRO | CAISO System | Bear Creek Hydroelectric Project | 1.36 | 1.16 | 1.44 | 1.34 | 0.5 | 0.01 | 0 | 0 | 0 | 0 | 0.22 | 0.68 | N | North | FC
TMPLTN_2_SOLAR | CAISO System | Vintner Solar | 0.1 | 0.1 | 0.1 | 0.1 | 0.1 | 0.57 | 0.9 | 0.3 | 0.6 | 0.26 | 0.1 | 0.1 | N | North | FC
TOADTW_6_UNIT | CAISO System | TOAD TOWN | 0.21 | 0.36 | 0.39 | 0.37 | 0.28 | 0.6 | 0.63 | 0.63 | 0.2 | 0 | 0.02 | 0.13 | N | North | FC
TOPAZ_2_SOLAR | CAISO System | Topaz Solar Farms | 0.1 | 0.1 | 0.11 | 7.37 | 0.1 | 210.72 | 329.52 | 110.53 | 220.4 | 95.5 | 0.1 | 0.1 | N | North | FC
TORTLA_1_SOLAR | CAISO System | Longboat Solar | 0.1 | 0.1 | 0.1 | 0.1 | 0.1 | 8.5 | 13.46 | 4.06 | 7.79 | 3.18 | 0.1 | 0.1 | N | South | FC
TRNQL8_2_AMASR1 | Fresno | Tranquillity 8 Amarillo | 0.1 | 0.1 | 0.1 | 0.27 | 0.1 | 11.34 | 14.59 | 5.34 | 9.5 | 3.63 | 0.1 | 0.1 | N | North | FC
TRNQL8_2_AZUSR1 | Fresno | Tranquillity 8 Azul | 0.1 | 0.1 | 0.1 | 0.27 | 0.1 | 11.34 | 14.59 | 5.34 | 9.5 | 3.63 | 0.1 | 0.1 | N | North | FC
TRNQL8_2_ROJSR1 | Fresno | Tranquillity 8 Rojo | 0.1 | 0.1 | 0.1 | 1.36 | 0.1 | 56.7 | 72.97 | 26.72 | 47.51 | 18.15 | 0.1 | 0.1 | N | North | FC
TRNQL8_2_VERSR1 | Fresno | Tranquillity 8 Verde | 0.1 | 0.1 | 0.1 | 0.82 | 0.1 | 34.02 | 43.78 | 16.03 | 28.51 | 10.89 | 0.1 | 0.1 | N | North | FC
TRNQLT_2_RETBT1 | Fresno | RE Tranquillity BESS | 72 | 72 | 72 | 72 | 72 | 72 | 72 | 72 | 72 | 72 | 72 | 72 | Y | North | FC |  | Group name: TRANQUILLITY_643W - Max to grid 200 MW. Co-located with TRNQLT_2_SOLAR
TRNQLT_2_SOLAR | Fresno | Tranquillity | 0.1 | 0.1 | 0.1 | 2.68 | 0.1 | 76.62 | 119.83 | 40.19 | 80.14 | 34.73 | 0.1 | 0.1 | N | North | FC |  | Group name: TRANQUILLITY_643W - Max to grid 200 MW. Co-located with TRNQLT_2_RETBT1
TRNSWD_1_QF | LA Basin | FPL Energy C Wind | 3.27 | 7.9 | 8.85 | 14.26 | 16.07 | 14.64 | 14.59 | 13.48 | 8.27 | 3.93 | 2.57 | 2.52 | N | South | FC
TULARE_2_TULBM1 | Big Creek-Ventura | Tulare BioMAT Fuel Cell | 0 | 0 | 0 | 0 | 0 | 0 | 0 | 0 | 0 | 0 | 0 | 0 | N | South | EO
TULEWD_1_TULWD1 | San Diego-IV | Tule Wind | 10.96 | 26.46 | 29.64 | 47.74 | 53.83 | 49.04 | 48.86 | 45.12 | 27.71 | 13.15 | 8.62 | 8.44 | N | South | FC |  | Phase I (131.1 MW) is FC, Phase II (69 MW) will be EO
TULLCK_7_UNITS | Stockton | Tullock Hydro | 5.64 | 7.12 | 15.15 | 16.67 | 21.69 | 23.6 | 21.39 | 17.44 | 10.09 | 7.25 | 1.95 | 2.04 | N | North | FC
TUMBWD_2_WISBT3 | CAISO System | Willow Springs Solar 3 | 50 | 50 | 50 | 50 | 50 | 50 | 50 | 50 | 50 | 50 | 50 | 50 | Y | South | FC
TUMBWD_2_WISBT4 | CAISO System | Willow Springs Solar 4 | 74.97 | 74.97 | 74.97 | 74.97 | 74.97 | 74.97 | 74.97 | 74.97 | 74.97 | 74.97 | 74.97 | 74.97 | Y | South | FC
TUPMAN_1_BIOGAS | CAISO System | ABEC Bidart-Stockale #1 | 0.29 | 0.32 | 0.3 | 0.31 | 0.32 | 0.31 | 0.31 | 0.32 | 0.28 | 0.17 | 0.21 | 0.18 | N | North | FC
TVYVLY_6_KRSHY1 | Fresno | Kings River Syphon | 0 | 0 | 0 | 0 | 0 | 0 | 0 | 0.16 | 0 | 0 | 0 | 0 | Y | North | FC
TWISSL_6_SOLAR | CAISO System | Nickel 1 ("NLH1") | 0.1 | 0.1 | 0.1 | 0.1 | 0.1 | 0.57 | 0.9 | 0.3 | 0.6 | 0.26 | 0.1 | 0.1 | N | North | FC
TWISSL_6_SOLAR1 | CAISO System | Coronal Lost Hills | 0.1 | 0.1 | 0.1 | 0.27 | 0.1 | 11.34 | 14.59 | 5.34 | 9.5 | 3.63 | 0.1 | 0.1 | N | North | FC
TX-ELK_6_ECKSR2 | CAISO System | Eagle Creek | 0 | 0 | 0 | 0 | 0 | 0 | 0 | 0 | 0 | 0 | 0 | 0 | N | North | EO
TX-ELK_6_SOLAR1 | CAISO System | Castor | 0 | 0 | 0 | 0 | 0 | 0 | 0 | 0 | 0 | 0 | 0 | 0 | N | North | EO
TXMCKT_6_UNIT | CAISO System | McKittrick Cogen | 3.79 | 4.11 | 3.51 | 4.61 | 4.44 | 4.4 | 4.27 | 4.07 | 3.08 | 2.93 | 3.02 | 3.72 | N | North | FC
UKIAH_7_LAKEMN | NCNB | UKIAH LAKE MENDOCINO HYDRO | 1.7 | 1.7 | 1.7 | 1.7 | 1.7 | 1.7 | 1.7 | 1.7 | 1.7 | 1.7 | 1.7 | 1.7 | Y | North | FC
ULTPCH_1_UNIT 1 | Stockton | Pacific Ultrapower Chinese Station | 15.1 | 17.13 | 16.27 | 15.76 | 17.26 | 14.05 | 17.62 | 17.41 | 17.18 | 15.29 | 14.8 | 17.82 | N | North | FC
ULTPFR_1_UNIT 1 | Fresno | Rio Bravo Fresno | 20.24 | 21.66 | 22.67 | 12.19 | 22.01 | 18.13 | 17.63 | 16 | 16.76 | 9.13 | 10.02 | 14.52 | N | North | FC
ULTRCK_2_UNIT | Sierra | Rio Bravo Rocklin | 22.58 | 22.75 | 23.34 | 11.73 | 21.69 | 23.58 | 23.15 | 22.26 | 20.99 | 11.8 | 23.8 | 21.67 | N | North | FC
UNOCAL_1_UNITS | Bay Area | TOSCO (RODEO PLANT) | 3.72 | 5.35 | 5.37 | 5.33 | 4.2 | 3.15 | 0.54 | 1.07 | 0.5 | 1.46 | 1.57 | 3.84 | N | North | FC
UNVRSY_1_UNIT 1 | CAISO System | Berry Cogen 38 - Unit 1 | 32.47 | 31.96 | 24.98 | 29.19 | 34.12 | 33.6 | 27.49 | 33.39 | 30.91 | 33.69 | 32.68 | 31.87 | N | North | FC
USWND2_1_WIND1 | CAISO System | Golden Hills A | 2.44 | 3.65 | 7.61 | 15.09 | 20.58 | 18.33 | 18.45 | 13.05 | 10.57 | 3.08 | 1.73 | 2.37 | N | North | FC
USWND2_1_WIND2 | CAISO System | Golden Hills B | 2.44 | 3.65 | 7.61 | 15.09 | 20.58 | 18.33 | 18.45 | 13.05 | 10.57 | 3.08 | 1.73 | 2.37 | N | North | FC
USWND2_1_WIND3 | CAISO System | Golden Hills C | 2.61 | 3.91 | 8.15 | 16.16 | 22.03 | 19.63 | 19.75 | 13.98 | 11.32 | 3.3 | 1.85 | 2.54 | N | North | FC
USWND4_2_UNIT2 | CAISO System | Altamont Landfill Gas to Energy | 7.4 | 7.4 | 7.35 | 6.41 | 7.4 | 7.4 | 7.4 | 7.4 | 7.4 | 7.23 | 7.4 | 7.4 | Y | North | FC
USWNDR_2_LABWD1 | Bay Area | LaBrisa Wind Project | 0.51 | 0.76 | 1.59 | 3.16 | 4.31 | 3.84 | 3.86 | 2.73 | 2.21 | 0.65 | 0.36 | 0.5 | N | North | FC
USWPFK_6_FRICK | Bay Area | Frick Summit Wind Repower | 0.57 | 0.85 | 1.77 | 3.51 | 4.79 | 4.27 | 4.29 | 3.04 | 2.46 | 0.72 | 0.4 | 0.55 | N | North | FC
USWPJR_2_UNITS | Bay Area | Vasco Wind | 4.44 | 6.64 | 13.86 | 27.47 | 37.45 | 33.37 | 33.58 | 23.76 | 19.24 | 5.61 | 3.15 | 4.32 | N | North | FC
VACADX_1_SOLAR | CAISO System | Vaca-Dixon Solar Station | 0.1 | 0.1 | 0.1 | 0.1 | 0.1 | 0.96 | 1.5 | 0.5 | 1 | 0.43 | 0.1 | 0.1 | N | North | FC
VACADX_1_UNITA1 | CAISO System | CalPeak Power Vaca Dixon Unit 1 | 50.61 | 50.61 | 50.61 | 50.61 | 50.61 | 50.61 | 50.61 | 50.61 | 50.61 | 50.61 | 50.61 | 50.61 | Y | North | PD | 50.61
VALLEY_5_ORTBT1 | LA Basin | Ortega Grid | 10 | 10 | 10 | 10 | 10 | 10 | 10 | 10 | 10 | 10 | 10 | 10 | Y | South | PD | 10
VALLEY_5_PERRIS | LA Basin | MWD Perris Hydroelectric Recovery Plant | 0 | 0 | 0 | 0 | 0 | 0 | 0 | 0 | 0 | 0 | 0 | 0 | Y | South | FC
VALLEY_5_REDMTN | LA Basin | MWD Red Mountain Hydroelectric Recovery | 3.04 | 2.9 | 1.83 | 2.55 | 3.74 | 4.09 | 3.64 | 2.97 | 3.08 | 1.89 | 1.03 | 1.48 | N | South | FC
VALLEY_5_SOLAR1 | LA Basin | Kona Solar - Meridian #1 | 0 | 0 | 0 | 0 | 0 | 0 | 0 | 0 | 0 | 0 | 0 | 0 | N | South | EO
VALLEY_5_SOLAR2 | LA Basin | AP North Lake Solar | 0.1 | 0.1 | 0.1 | 0.1 | 0.1 | 8.5 | 13.46 | 4.06 | 7.79 | 3.18 | 0.1 | 0.1 | N | South | FC
VALTNE_2_AVASR1 | CAISO System | Valentine Solar | 0.1 | 0.1 | 0.1 | 0.48 | 0.1 | 42.52 | 67.29 | 20.3 | 38.96 | 15.91 | 0.1 | 0.1 | N | South | FC
VALTNE_2_TSASR1 | CAISO System | Tropico Solar Big Beau A | 0.1 | 0.1 | 0.1 | 0.28 | 0.1 | 24.66 | 39.03 | 11.77 | 22.59 | 9.23 | 0.1 | 0.1 | N | South | ID | 1 | Q1329-Q602 - 58 MW solar - Co-located with 18 MW 72 MWh BESS VALTNE_2_TSBBT1 - Max 58 at POI - Waiting for Tehachapi cRAS and Whirlwind cRAS.
VALTNE_2_TSASR2 | CAISO System | Tropico Solar A | 0.1 | 0.1 | 0.1 | 0.34 | 0.1 | 29.76 | 47.11 | 14.21 | 27.27 | 11.14 | 0.1 | 0.1 | N | South | ID | 1 | Q1329 - 70 MW solar Co-located with VALTNE_2_TSBBT2 a 22 MW 88 MWh BESS - Max at POI 70 MW - Waiting for Tehachapi cRAS and Whirlwind cRAS
VALTNE_2_TSBBT1 | CAISO System | Tropico Solar Big Beau B | 18 | 18 | 18 | 18 | 18 | 18 | 18 | 18 | 18 | 18 | 18 | 18 | Y | South | ID | 1 | Q1329-Q602 - 18 MW 72 MWh BESS - Co-located with 58 MW solar VALTNE_2_TSASR1 - Max 58 at POI - Waiting for Tehachapi cRAS and Whirlwind cRAS.
VALTNE_2_TSBBT2 | CAISO System | Tropico Solar B | 22 | 22 | 22 | 22 | 22 | 22 | 22 | 22 | 22 | 22 | 22 | 22 | Y | South | ID | 1 | Q1329 - 22 MW 88 MWh BESS Co-located with VALTNE_2_TSASR2 a 70 MW solar - Max at POI 70 MW - Waiting for Tehachapi cRAS and Whirlwind cRAS
VEAVST_1_SOLAR | CAISO System | Community Solar | 0 | 0 | 0 | 0 | 0 | 0 | 0 | 0 | 0 | 0 | 0 | 0 | N | South | EO
VEDDER_1_SEKERN | Kern | TEXACO EXPLORATION & PROD (SE KERN RIVER | 1.69 | 0.67 | 0.93 | 1.07 | 1.04 | 1.28 | 0.99 | 0.9 | 0.8 | 0.5 | 0.8 | 0.73 | N | North | FC
VEGA_6_SOLAR1 | Fresno | Vega Solar | 0 | 0 | 0 | 0 | 0 | 0 | 0 | 0 | 0 | 0 | 0 | 0 | N | North | EO
VENWD_1_WIND3 | LA Basin | Painted Hills | 3.74 | 9.03 | 10.12 | 16.29 | 18.37 | 16.73 | 16.67 | 15.4 | 9.45 | 4.49 | 2.94 | 2.88 | N | South | FC
VERNON_6_GONZL1 | LA Basin | H. Gonzales Unit #1 | 5.75 | 5.75 | 5.75 | 5.75 | 5.75 | 5.75 | 5.75 | 5.75 | 5.75 | 5.75 | 5.75 | 5.75 | Y | South | FC
VERNON_6_GONZL2 | LA Basin | H. Gonzales Unit #2 | 5.75 | 5.75 | 5.75 | 5.75 | 5.75 | 5.75 | 5.75 | 5.75 | 5.75 | 5.75 | 5.75 | 5.75 | Y | South | FC
VERNON_6_MALBRG | LA Basin | Malburg Generating Station | 139 | 139 | 139 | 139 | 139 | 139 | 139 | 139 | 139 | 139 | 139 | 139 | Y | South | FC
VESTAL_2_BTNBT1 | Big Creek-Ventura | Bottleneck Energy Storage | 80 | 80 | 80 | 80 | 80 | 80 | 80 | 80 | 80 | 80 | 80 | 80 | Y | South | FC
VESTAL_2_KERN | Big Creek-Ventura | KERN RIVER PH 3 UNITS 1 & 2 AGGREGATE | 13.26 | 15.9 | 12.39 | 25.31 | 24.68 | 21.14 | 19.36 | 12.22 | 12.07 | 9.05 | 10.72 | 12.98 | N | South | FC
VESTAL_2_RTS042 | Big Creek-Ventura | SPVP042 Porterville Solar | 0 | 0 | 0 | 0 | 0 | 0 | 0 | 0 | 0 | 0 | 0 | 0 | N | South | EO
VESTAL_2_SOLAR1 | Big Creek-Ventura | NICOLIS | 0.1 | 0.1 | 0.1 | 0.1 | 0.1 | 8.5 | 13.46 | 4.06 | 7.79 | 3.18 | 0.1 | 0.1 | N | South | FC
VESTAL_2_SOLAR2 | Big Creek-Ventura | TROPICO | 0.1 | 0.1 | 0.1 | 0.1 | 0.1 | 5.95 | 9.42 | 2.84 | 5.45 | 2.23 | 0.1 | 0.1 | N | South | FC
VESTAL_2_TS5SR1 | Big Creek-Ventura | Tulare Solar 5 | 0.1 | 0.1 | 0.1 | 0.27 | 0.1 | 23.74 | 37.57 | 11.33 | 21.75 | 8.88 | 0.1 | 0.1 | N | South | FC
VESTAL_2_UNIT1 | Big Creek-Ventura | CALGREN-PIXLEY | 1.62 | 1.74 | 1.49 | 2.2 | 1.28 | 1.16 | 2.17 | 2.58 | 3.13 | 3.46 | 3.26 | 3.29 | N | South | FC
VESTAL_2_WELLHD | Big Creek-Ventura | Wellhead Power Delano | 49 | 49 | 49 | 49 | 49 | 49 | 49 | 49 | 49 | 49 | 49 | 49 | Y | South | FC
VESTAL_6_QF | Big Creek-Ventura | Isabella Hydro Dam 1 | 0.21 | 0.7 | 1.38 | 2.07 | 3.47 | 4.35 | 3.93 | 3.15 | 1.31 | 0.53 | 0 | 0.27 | N | South | FC
VICPAS_2_SLOBT1 | CAISO System | Sloth BESS | 15 | 15 | 15 | 15 | 15 | 15 | 15 | 15 | 15 | 15 | 15 | 15 | Y | South | FC |  | Group name SLOTH_421 - Max to grid 49.5 MW. 15 MW 60 MWh battery FC. Co-located with 49.5 MW EO VICPAS_2_SLOSR1.
VICPAS_2_SLOSR1 | CAISO System | Sloth | 0 | 0 | 0 | 0 | 0 | 0 | 0 | 0 | 0 | 0 | 0 | 0 | N | South | EO |  | Group name SLOTH_421 - Max to grid 49.5 MW. Co-located with VICPAS_2_SLOBT1.
VICPAS_2_SOCBT1 | CAISO System | Sol Catcher BESS 1 | 50 | 50 | 50 | 50 | 50 | 50 | 50 | 50 | 50 | 50 | 50 | 50 | Y | South | FC |  | Group name SOL_CATCHER_1302_1 - Max to grid 100 MW. 50 MW 200 MWs battery FC. Co-located with 100 MW EO VICPAS_2_SOCSR1.
VICPAS_2_SOCBT2 | CAISO System | Sol Catcher BESS 2 | 71 | 71 | 71 | 71 | 71 | 71 | 71 | 71 | 71 | 71 | 71 | 71 | Y | South | FC |  | Group name SOL_CATCHER_1302_2 - Max to grid 93.5 MW. 71 MW 284 MWh battery FC. Co-located with 93.5 MW EO VICPAS_2_SOCSR2.
VICPAS_2_SOCSR1 | CAISO System | Sol Catcher BESS PV1 | 0 | 0 | 0 | 0 | 0 | 0 | 0 | 0 | 0 | 0 | 0 | 0 | N | South | EO |  | Group name SOL_CATCHER_1302_1 - Max to grid 100 MW. 100 MW EO Solar. Co-located with VICPAS_2_SOCBT1.
VICPAS_2_SOCSR2 | CAISO System | Sol Catcher BESS PV2 | 0 | 0 | 0 | 0 | 0 | 0 | 0 | 0 | 0 | 0 | 0 | 0 | N | South | EO |  | Group name SOL_CATCHER_1302_2 - Max to grid 93.5 MW. Co-located with VICPAS_2_SOCBT2.
VICPAS_2_SOCSR3 | CAISO System | Sol Catcher BESS PV3 | 0 | 0 | 0 | 0 | 0 | 0 | 0 | 0 | 0 | 0 | 0 | 0 | N | South | EO |  | Group name SOL_CATCHER_1302 - Max to grid 213.5 MW - not binding.
VICPAS_2_VPSBT1 | CAISO System | Victory Pass Solar BESS | 50 | 50 | 50 | 50 | 50 | 50 | 50 | 50 | 50 | 50 | 50 | 50 | Y | South | FC |  | Group name: VICTORY_PASS_1200 - Max to grid 200 MW. 50 MW 200 MWh battery FC. Co-located with 200 MW EO VICPAS_2_VPSSR1.
VICPAS_2_VPSSR1 | CAISO System | Victory Pass Solar | 0 | 0 | 0 | 0 | 0 | 0 | 0 | 0 | 0 | 0 | 0 | 0 | N | South | EO |  | Group name: VICTORY_PASS_1200 - Max to grid 200 MW. Co-located with VICPAS_2_VPSBT1.
VICTOR_1_CREST | CAISO System | Victor Aggregate Solar Resources | 0 | 0 | 0 | 0 | 0 | 0 | 0 | 0 | 0 | 0 | 0 | 0 | N | South | EO
VICTOR_1_EXSLRA | CAISO System | Expressway Solar A | 0.1 | 0.1 | 0.1 | 0.1 | 0.1 | 0.51 | 0.99 | 0.25 | 0.54 | 0.21 | 0.1 | 0.1 | N | South | FC
VICTOR_1_EXSLRB | CAISO System | Expressway Solar B | 0.1 | 0.1 | 0.1 | 0.1 | 0.1 | 0.51 | 0.99 | 0.25 | 0.54 | 0.21 | 0.1 | 0.1 | N | South | FC
VICTOR_1_LVSLR1 | CAISO System | Lone Valley Solar Park 1 | 0 | 0 | 0 | 0 | 0 | 0 | 0 | 0 | 0 | 0 | 0 | 0 | N | South | EO
VICTOR_1_LVSLR2 | CAISO System | Lone Valley Solar Park 2 | 0 | 0 | 0 | 0 | 0 | 0 | 0 | 0 | 0 | 0 | 0 | 0 | N | South | EO
VICTOR_1_SLRHES | CAISO System | Sunedison - Hesperia | 0 | 0 | 0 | 0 | 0 | 0 | 0 | 0 | 0 | 0 | 0 | 0 | N | South | EO
VICTOR_1_SOLAR1 | CAISO System | Victor Phelan Solar One | 0 | 0 | 0 | 0 | 0 | 0 | 0 | 0 | 0 | 0 | 0 | 0 | N | South | EO
VICTOR_1_SOLAR2 | CAISO System | Alamo Solar | 0 | 0 | 0 | 0 | 0 | 0 | 0 | 0 | 0 | 0 | 0 | 0 | N | South | EO
VICTOR_1_SOLAR3 | CAISO System | Adelanto Solar 2 | 0.1 | 0.1 | 0.1 | 0.1 | 0.1 | 2.98 | 4.71 | 1.42 | 2.73 | 1.11 | 0.1 | 0.1 | N | South | FC
VICTOR_1_SOLAR4 | CAISO System | Adelanto Solar | 0 | 0 | 0 | 0 | 0 | 0 | 0 | 0 | 0 | 0 | 0 | 0 | N | South | EO
VICTOR_1_VDRYFA | CAISO System | Victor Dry Farm Ranch A | 0.1 | 0.1 | 0.1 | 0.1 | 0.1 | 2.13 | 3.36 | 1.01 | 1.95 | 0.8 | 0.1 | 0.1 | N | South | FC
VICTOR_1_VDRYFB | CAISO System | Victor Dry Farm Ranch B | 0 | 0 | 0 | 0 | 0 | 0 | 0 | 0 | 0 | 0 | 0 | 0 | N | South | EO
VILLPK_2_VALLYV | LA Basin | MWD Valley View Hydroelectric Recovery P | 0 | 0 | 0 | 0 | 0 | 0 | 0 | 0 | 0 | 0 | 0 | 0 | Y | South | FC
VILLPK_6_MWDYOR | LA Basin | Yorba Linda Hydroelectric Recovery Plant | 0 | 0 | 0 | 0 | 0 | 0 | 0 | 1.6 | 2.4 | 0 | 0 | 0 | Y | South | FC
VISTA_6_QF | LA Basin | VISTA QFS | 0.01 | 0.01 | 0.02 | 0.02 | 0.04 | 0.09 | 0.07 | 0.08 | 0.06 | 0.03 | 0.03 | 0.02 | N | South | FC
VISTRA_5_DALBT1 | Bay Area | Dallas Energy Storage | 100 | 100 | 100 | 100 | 100 | 100 | 100 | 100 | 100 | 100 | 100 | 100 | Y | North | FC
VISTRA_5_DALBT2 | Bay Area | Dallas Energy Storage 2 | 100 | 100 | 100 | 100 | 100 | 100 | 100 | 100 | 100 | 100 | 100 | 100 | Y | North | FC
VISTRA_5_DALBT3 | Bay Area | Dallas Energy Storage 3 | 100 | 100 | 100 | 100 | 100 | 100 | 100 | 100 | 100 | 100 | 100 | 100 | Y | North | FC
VISTRA_5_DALBT4 | Bay Area | Dallas Energy Storage 4 | 100 | 100 | 100 | 100 | 100 | 100 | 100 | 100 | 100 | 100 | 100 | 100 | Y | North | FC
VISTRA_5_PLABT1 | Bay Area | Plano Storage 1 | 100.4 | 100.4 | 100.4 | 100.4 | 100.4 | 100.4 | 100.4 | 100.4 | 100.4 | 100.4 | 100.4 | 100.4 | Y | North | FC
VISTRA_5_PLABT2 | Bay Area | Plano Storage 2 | 100.4 | 100.4 | 100.4 | 100.4 | 100.4 | 100.4 | 100.4 | 100.4 | 100.4 | 100.4 | 100.4 | 100.4 | Y | North | FC
VISTRA_5_PLABT3 | Bay Area | Plano Storage 3 | 74.6 | 74.6 | 74.6 | 74.6 | 74.6 | 74.6 | 74.6 | 74.6 | 74.6 | 74.6 | 74.6 | 74.6 | Y | North | FC
VISTRA_5_PLABT4 | Bay Area | Plano Storage 4 | 74.6 | 74.6 | 74.6 | 74.6 | 74.6 | 74.6 | 74.6 | 74.6 | 74.6 | 74.6 | 74.6 | 74.6 | Y | North | FC
VLCNTR_6_VCEBT1 | San Diego-IV | Valley Center Energy Storage | 54 | 54 | 54 | 54 | 54 | 54 | 54 | 54 | 54 | 54 | 54 | 54 | Y | South | PD | 54 | Group name: VALLEY_CENTER_1191 - Max to grid 139 MW. VLCNTR_6_VCEBT1 and VLCNTR_6_VCEBT2, combined PD 104 MW
VLCNTR_6_VCEBT2 | San Diego-IV | Valley Center Energy Storage B | 50 | 50 | 50 | 50 | 50 | 50 | 50 | 50 | 50 | 50 | 50 | 50 | Y | South | PD | 50 | Group name: VALLEY_CENTER_1191 - Max to grid 139 MW. VLCNTR_6_VCEBT1 and VLCNTR_6_VCEBT2, combined PD 104 MW
VLCNTR_6_VCSLR | San Diego-IV | Cole Grade | 0.1 | 0.1 | 0.1 | 0.1 | 0.1 | 0.99 | 1.57 | 0.47 | 0.91 | 0.37 | 0.1 | 0.1 | N | South | FC
VLCNTR_6_VCSLR1 | San Diego-IV | Valley Center 1 | 0.1 | 0.1 | 0.1 | 0.1 | 0.1 | 0.63 | 1.24 | 0.31 | 0.67 | 0.26 | 0.1 | 0.1 | N | South | FC
VLCNTR_6_VCSLR2 | San Diego-IV | Valley Center 2 | 0.1 | 0.1 | 0.1 | 0.1 | 0.1 | 1.27 | 2.48 | 0.61 | 1.34 | 0.53 | 0.1 | 0.1 | N | South | FC
VLYHOM_7_SSJID | Stockton | Woodward Power Plant | 0 | 0 | 0 | 0 | 0 | 0 | 0 | 0 | 0 | 0 | 0 | 0 | N | North | FC
VOLTA_2_UNIT 1 | CAISO System | VOLTA HYDRO UNIT 1 | 1.36 | 1.25 | 0 | 0 | 0 | 0 | 0 | 0.61 | 0.18 | 0 | 0 | 0 | N | North | FC
VOLTA_2_UNIT 2 | CAISO System | Volta Hydro Unit 2 | 0.42 | 0.44 | 0.42 | 0.08 | 0.39 | 0.34 | 0.31 | 0.31 | 0.28 | 0.29 | 0.3 | 0.29 | N | North | FC
VOLTA_6_BAILCK | CAISO System | Bailey Creek Ranch | 0 | 0 | 0 | 0 | 0 | 0 | 0 | 0 | 0 | 0 | 0 | 0 | N | North | EO
VOLTA_7_PONHY1 | CAISO System | Ponderosa Bailey Hydroelectric | 0.18 | 0.12 | 0.33 | 0.41 | 0.66 | 0.76 | 0.23 | 0 | 0 | 0 | 0.05 | 0.12 | N | North | FC
VOLTA_7_QFUNTS | CAISO System | VOLTA_7_QFUNTS | 0.06 | 0.06 | 0.06 | 0.04 | 0.07 | 0.04 | 0.04 | 0.03 | 0.03 | 0.04 | 0.03 | 0.04 | N | North | FC
VOYAGR_2_VOAWD5 | CAISO System | Voyager Wind Oasis Alta | 1.17 | 2.84 | 3.18 | 5.12 | 5.77 | 5.25 | 5.23 | 4.83 | 2.97 | 1.41 | 0.92 | 0.9 | N | South | FC
VOYAGR_2_VOYWD1 | CAISO System | Voyager 1 | 10.83 | 26.14 | 29.29 | 47.17 | 53.17 | 48.44 | 48.26 | 44.58 | 27.37 | 12.99 | 8.51 | 8.34 | N | South | FC
VOYAGR_2_VOYWD2 | CAISO System | Voyager Wind 2 | 10.61 | 25.62 | 28.71 | 46.23 | 52.12 | 47.48 | 47.31 | 43.69 | 26.82 | 12.73 | 8.34 | 8.17 | N | South | FC
VOYAGR_2_VOYWD3 | CAISO System | Voyager Wind 3 | 3.57 | 8.61 | 9.64 | 15.53 | 17.51 | 15.95 | 15.89 | 14.68 | 9.01 | 4.28 | 2.8 | 2.75 | N | South | FC
VOYAGR_2_VOYWD4 | CAISO System | Voyager Wind 4 | 1.76 | 4.26 | 4.77 | 7.69 | 8.67 | 7.9 | 7.87 | 7.27 | 4.46 | 2.12 | 1.39 | 1.36 | N | South | FC
VSTAES_6_VESBT1 | San Diego-IV | Vista Energy Storage | 10 | 10 | 10 | 10 | 10 | 10 | 10 | 10 | 10 | 10 | 10 | 10 | Y | South | PD | 30
WADHAM_6_UNIT | CAISO System | Wadham Energy LP | 21.02 | 16.19 | 9.39 | 9.81 | 5 | 22.3 | 23.9 | 23.32 | 23.42 | 22.66 | 15.39 | 24.15 | N | North | FC
WALCRK_2_CTG1 | LA Basin | Walnut Creek Energy Park Unit 1 | 100.1 | 100.1 | 100.1 | 100.1 | 100.1 | 100.1 | 100.1 | 100.1 | 100.1 | 100.1 | 100.1 | 100.1 | Y | South | FC
WALCRK_2_CTG2 | LA Basin | Walnut Creek Energy Park Unit 2 | 100.1 | 100.1 | 100.1 | 100.1 | 100.1 | 100.1 | 100.1 | 100.1 | 100.1 | 100.1 | 100.1 | 100.1 | Y | South | FC
WALCRK_2_CTG3 | LA Basin | Walnut Creek Energy Park Unit 3 | 100.1 | 100.1 | 100.1 | 100.1 | 100.1 | 100.1 | 100.1 | 100.1 | 100.1 | 100.1 | 100.1 | 100.1 | Y | South | FC
WALCRK_2_CTG4 | LA Basin | Walnut Creek Energy Park Unit 4 | 100.1 | 100.1 | 100.1 | 100.1 | 100.1 | 100.1 | 100.1 | 100.1 | 100.1 | 100.1 | 100.1 | 100.1 | Y | South | FC
WALCRK_2_CTG5 | LA Basin | Walnut Creek Energy Park Unit 5 | 100.1 | 100.1 | 100.1 | 100.1 | 100.1 | 100.1 | 100.1 | 100.1 | 100.1 | 100.1 | 100.1 | 100.1 | Y | South | FC
WALNUT_2_SOLAR | LA Basin | Industry MetroLink PV 1 | 0 | 0 | 0 | 0 | 0 | 0 | 0 | 0 | 0 | 0 | 0 | 0 | N | South | EO
WALNUT_6_HILLGEN | LA Basin | Puente Hills | 19.15 | 19.31 | 19.21 | 15.94 | 18.88 | 19.52 | 19.2 | 18.9 | 18.81 | 15.69 | 18.04 | 17.93 | N | South | FC
WALNUT_7_WCOVST | LA Basin | MM West Covina - ST Unit | 4.3 | 3.9 | 2.95 | 4.51 | 4.74 | 4.71 | 4.53 | 4.58 | 4.88 | 4.64 | 4.54 | 4.77 | N | South | FC
WARNE_2_UNIT | Big Creek-Ventura | WARNE HYDRO AGGREGATE | 41.5 | 41.05 | 41.29 | 42.26 | 40.33 | 41.81 | 41.39 | 39.12 | 34.82 | 41.44 | 42.52 | 34.73 | Y | South | FC
WASCO_6_TERSR1 | CAISO System | Terry | 0 | 0 | 0 | 0 | 0 | 0 | 0 | 0 | 0 | 0 | 0 | 0 | N | North | EO
WAUKNA_1_SOLAR | Fresno | Corcoran Solar | 0.1 | 0.1 | 0.1 | 0.27 | 0.1 | 7.66 | 11.98 | 4.02 | 8.01 | 3.47 | 0.1 | 0.1 | N | North | FC
WAUKNA_1_SOLAR2 | Fresno | Corcoran 2 | 0.1 | 0.1 | 0.1 | 0.27 | 0.1 | 11.2 | 14.41 | 5.28 | 9.38 | 3.58 | 0.1 | 0.1 | N | North | FC
WDFRDF_2_WFFBT1 | NCNB | West Ford Flat Energy Storage | 25 | 25 | 25 | 25 | 25 | 25 | 25 | 25 | 25 | 25 | 25 | 25 | Y | North | FC
WDLEAF_7_UNIT 1 | Sierra | WOODLEAF HYDRO | 60 | 60 | 60 | 60 | 60 | 60 | 60 | 60 | 60 | 60 | 60 | 60 | Y | North | FC
WEBER_6_FORWRD | CAISO System | Forward | 4.04 | 4.06 | 3.8 | 3.61 | 4.02 | 3.98 | 3.87 | 3.95 | 3.89 | 4.02 | 4.03 | 4 | N | North | FC
WEEDPC_6_KNSSR1 | CAISO System | Kern Sunset | 0 | 0 | 0 | 0 | 0 | 0 | 0 | 0 | 0 | 0 | 0 | 0 | N | North | EO
WESCAN_2_BDSBT1 | San Diego-IV | Bateria Del Sur | 131 | 131 | 131 | 131 | 131 | 131 | 131 | 131 | 131 | 131 | 131 | 131 | Y | South | PD | 131
WESCN2_2_BDSBT1 | San Diego-IV | Bateria Del Sur 2A | 119 | 119 | 119 | 119 | 119 | 119 | 119 | 119 | 119 | 119 | 119 | 119 | Y | South | ID | 1 | Q1531 - 119 MW battery FCDS - Total Q is for 350 MWs FCDS - Waiting for 2022-2023 TPP approved upgrades.
WESTPT_2_UNIT | CAISO System | West Point Hydro Plant | 8.4 | 5.36 | 8.26 | 1.6 | 0 | 10.5 | 10.4 | 11.62 | 9.86 | 9.92 | 9.66 | 9.28 | Y | North | FC
WFRESN_1_SOLAR | Fresno | Joya Del Sol | 0 | 0 | 0 | 0 | 0 | 0 | 0 | 0 | 0 | 0 | 0 | 0 | N | North | EO
WHEATL_6_LNDFIL | Sierra | G2 ENERGY, OSTROM ROAD LLC | 3.17 | 3.2 | 3.32 | 2.68 | 3.21 | 3.25 | 3.03 | 3.21 | 3.18 | 3.35 | 3.26 | 3.17 | N | North | FC
WHITNY_6_SOLAR | Fresno | Whitney Point Solar | 0 | 0 | 0 | 0 | 0 | 0 | 0 | 0 | 0 | 0 | 0 | 0 | N | North | EO
WHTWTR_1_WINDA1 | LA Basin | Whitewater Hill Wind Project | 4.79 | 11.56 | 12.95 | 20.86 | 23.51 | 21.42 | 21.34 | 19.71 | 12.1 | 5.74 | 3.76 | 3.69 | N | South | FC
WILLMS_6_ARBBM1 | CAISO System | Abel Road Bioenergy | 0 | 0 | 0 | 0 | 0 | 0 | 0 | 0 | 0 | 0 | 0 | 0 | N | North | EO
WISE_1_UNIT 1 | Sierra | Wise Hydro Unit 1 | 3.44 | 4.9 | 4.58 | 6.36 | 8.22 | 7.38 | 7.92 | 9.26 | 7.24 | 0 | 0 | 4.16 | Y | North | FC
WISE_1_UNIT 2 | Sierra | WISE HYDRO UNIT 2 | 0 | 0 | 0 | 0 | 0 | 0 | 0 | 0 | 0 | 0 | 0 | 0 | Y | North | FC
WISHON_6_UNITS | Fresno | Wishon/San Joaquin #1-A AGGREGATE | 1.12 | 1.6 | 2.4 | 2 | 0.48 | 0.32 | 0 | 0 | 0 | 2.4 | 5.6 | 1.52 | Y | North | FC
WISTRA_2_WRSSR1 | San Diego-IV | Wistaria Ranch Solar | 0.1 | 0.1 | 0.1 | 0.48 | 0.1 | 42.52 | 67.29 | 20.3 | 38.96 | 15.91 | 0.1 | 0.1 | N | South | FC
WLDWD_1_SOLAR1 | CAISO System | Wildwood Solar I | 0.1 | 0.1 | 0.1 | 0.27 | 0.1 | 11.34 | 14.59 | 5.34 | 9.5 | 3.63 | 0.1 | 0.1 | N | North | FC
WLDWD_1_SOLAR2 | CAISO System | Wildwood Solar 2 | 0.1 | 0.1 | 0.1 | 0.2 | 0.1 | 8.51 | 10.94 | 4.01 | 7.13 | 2.72 | 0.1 | 0.1 | N | North | FC
WNDMAS_2_UNIT 1 | Bay Area | BUENA VISTA ENERGY, LLC | 2.16 | 3.23 | 6.73 | 13.35 | 18.2 | 16.21 | 16.32 | 11.55 | 9.35 | 2.72 | 1.53 | 2.1 | N | North | FC
WNDSTR_2_WIND | CAISO System | Windstar | 10.08 | 24.33 | 27.26 | 43.9 | 49.5 | 45.09 | 44.93 | 41.49 | 25.48 | 12.09 | 7.92 | 7.76 | N | South | FC
WOLFSK_1_UNITA1 | CAISO System | Wolfskill Energy Center | 46.9 | 46.9 | 46.9 | 46.9 | 46.9 | 46.9 | 46.9 | 46.9 | 46.9 | 46.9 | 46.9 | 46.9 | Y | North | FC
WOODWR_1_HYDRO | Fresno | Quinten Luallen | 0 | 0 | 0 | 0 | 0 | 0 | 0 | 0 | 0 | 0 | 0 | 0 | N | North | EO
WRGTSR_2_WSFSR1 | CAISO System | Wright Solar Freeman | 0.1 | 0.1 | 0.1 | 2.68 | 0.1 | 76.62 | 119.83 | 40.19 | 80.14 | 34.73 | 0.1 | 0.1 | N | North | FC
WSENGY_1_UNIT 1 | CAISO System | Wheelabrator Shasta | 34.06 | 34.05 | 33.96 | 25.86 | 34.05 | 34.06 | 34.22 | 35.94 | 35.27 | 33.93 | 33.59 | 34.06 | N | North | FC
WSTWND_2_M89BT2 | CAISO System | Mojave 89 BESS 2B | 0 | 0 | 0 | 0 | 0 | 0 | 0 | 0 | 0 | 0 | 0 | 0 | Y | South | EO |  | Group name - MOJAVE89_0041CONV - Max to grid 82.65 MW.
WSTWND_2_M89WD2 | CAISO System | Mojave 89 Wind | 4.8552 | 11.7218 | 13.1322 | 21.149 | 23.8406 | 21.7212 | 21.6403 | 19.9872 | 12.2709 | 5.8236 | 3.8148 | 3.7397 | N | South | FC |  | Group name: MOJAVE89_0041CONV - Max to grid 82.65 MW.
WSTWND_2_M90WD2 | CAISO System | Mojave 90 | 5.44 | 13.15 | 14.73 | 23.72 | 26.74 | 24.36 | 24.27 | 22.41 | 13.76 | 6.53 | 4.28 | 4.19 | N | South | FC
WSTWND_2_SBSBT1 | CAISO System | Sagebrush Solar 2 | 80 | 80 | 80 | 80 | 80 | 80 | 80 | 80 | 80 | 80 | 80 | 80 | Y | South | FC
WSTWND_2_SBSBT2 | CAISO System | Sagebrush Solar 2 ESS 40 | 40 | 40 | 40 | 40 | 40 | 40 | 40 | 40 | 40 | 40 | 40 | 40 | Y | South | FC
WSTWND_2_SBSBT3 | CAISO System | Sagebrush Solar 2 ESS 59 | 59 | 59 | 59 | 59 | 59 | 59 | 59 | 59 | 59 | 59 | 59 | 59 | Y | South | FC
YELPIN_2_YP2BT1 | CAISO System | Yellow Pine 2 BESS | 65 | 65 | 65 | 65 | 65 | 65 | 65 | 65 | 65 | 65 | 65 | 65 | Y | South | ID | 100% | Q1341 - Group name: YELLOW_PINE_1341_1 - Max to grid 125 MW. Waiting for Lugo-Victorville CRAS - Co-located with 125 MW solar YELPIN_2_YP2SR1
YELPIN_2_YP2BT2 | CAISO System | Yellow Pine 2 A BESS | 53 | 53 | 53 | 53 | 53 | 53 | 53 | 53 | 53 | 53 | 53 | 53 | Y | South | ID | 100% | Q1341 - Group name YELLOW_PINE_1341_2 - Max to grid 60 MW. Waiting for Lugo Victorville CRAS and possibly other (25 MW del. transferred from later Q possition.) - Co-located with 60 MW solar YELP_2_YP2SR2.
YELPIN_2_YP2BT3 | CAISO System | Yellow Pine 2 B BESS | 32 | 32 | 32 | 32 | 32 | 32 | 32 | 32 | 32 | 32 | 32 | 32 | Y | South | ID | 100% | Q1341 - Group name: YELLOW_PINE_1341_3 - Max to grid 65 MW. Waiting for Lugo Victorville CRAS - Co-located with 65 MW solar YELP_2_YP2SR3.
YELPIN_2_YP2SR1 | CAISO System | Yellow Pine 2 | 0.1 | 0.1 | 0.1 | 0.6 | 0.1 | 53.15 | 60 | 25.37 | 48.69 | 19.89 | 0.1 | 0.1 | N | South | ID | 6000% | Q1341 - Group name: YELLOW_PINE_1341_1 - Max to grid 125 MW. Max 60 MW NQC. (Normal FC) At CPUC - hourly FC - Waiting for Lugo-Victorville CRAS - Co-located with 65 MW battery YELPIN_2_YP2BT1
YELPIN_2_YP2SR2 | CAISO System | Yellow Pine 2 A PV | 0.1 | 0.1 | 0.1 | 0.29 | 0.1 | 7 | 7 | 7 | 7 | 7 | 0.1 | 0.1 | N | South | ID | 700% | Q1341 - Group name: YELLOW_PINE_1341_2 - Max to grid 60 MW. Max 7 MW NQC. (Normal FC) At CPUC - hourly FC - Waiting for Lugo Victorville CRAS - Co-located with YELP_2_YP2BT2.
YELPIN_2_YP2SR3 | CAISO System | Yellow Pine 2 B PV | 0.1 | 0.1 | 0.1 | 0.31 | 0.1 | 27.64 | 33 | 13.19 | 25.32 | 10.34 | 0.1 | 0.1 | N | South | ID | 3300% | Q1341 - Group name: YELLOW_PINE_1341_3 - Max to grid 65 MW. Max 33 MW NQC. (Normal FC) At CPUC - hourly FC - Waiting for Lugo Victorville CRAS - Co-located with 32 MW battery YELP_2_YP2BT3.
YUBACT_1_SUNSWT | Sierra | YUBA CITY COGEN | 49.97 | 49.97 | 49.97 | 49.97 | 49.97 | 49.97 | 49.97 | 49.97 | 49.97 | 49.97 | 49.97 | 49.97 | Y | North | FC
YUBACT_6_UNITA1 | Sierra | Yuba City Energy Center (Calpine) | 47.16 | 47.16 | 47.16 | 47.16 | 47.16 | 47.16 | 47.16 | 47.16 | 47.16 | 47.16 | 47.16 | 47.16 | Y | North | FC
ZOND_6_UNIT | Bay Area | ZOND WINDSYSTEMS INC. | 0.97 | 1.45 | 3.03 | 6.01 | 8.19 | 7.3 | 7.34 | 5.2 | 4.21 | 1.23 | 0.69 | 0.95 | N | North | FC

## VER Hourly QC
[9 empty] | January | January | January | January | January | January | January | January | January | January | January | January | January | January | January | January | January | January | January | January | January | January | January | January | February | February | February | February | February | February | February | February | February | February | February | February | February | February | February | February | February | February | February | February | February | February | February | February | March | March | March | March | March | March | March | March | March | March | March | March | March | March | March | March | March | March | March | March | March | March | March | March | April | April | April | April | April | April | April | April | April | April | April | April | April | April | April | April | April | April | April | April | April | April | April | April | May | May | May | May | May | May | May | May | May | May | May | May | May | May | May | May | May | May | May | May | May | May | May | May | June | June | June | June | June | June | June | June | June | June | June | June | June | June | June | June | June | June | June | June | June | June | June | June | July | July | July | July | July | July | July | July | July | July | July | July | July | July | July | July | July | July | July | July | July | July | July | July | August | August | August | August | August | August | August | August | August | August | August | August | August | August | August | August | August | August | August | August | August | August | August | August | September | September | September | September | September | September | September | September | September | September | September | September | September | September | September | September | September | September | September | September | September | September | September | September | October | October | October | October | October | October | October | October | October | October | October | October | October | October | October | October | October | October | October | October | October | October | October | October | November | November | November | November | November | November | November | November | November | November | November | November | November | November | November | November | November | November | November | November | November | November | November | November | December | December | December | December | December | December | December | December | December | December | December | December | December | December | December | December | December | December | December | December | December | December | December | December
Resource ID | Hybrid Sub-ID | Resource Type | Category | BAA | Path Designation | Region | Deliverability Status | Pmax/NDC | 1 | 2 | 3 | 4 | 5 | 6 | 7 | 8 | 9 | 10 | 11 | 12 | 13 | 14 | 15 | 16 | 17 | 18 | 19 | 20 | 21 | 22 | 23 | 24 | 1 | 2 | 3 | 4 | 5 | 6 | 7 | 8 | 9 | 10 | 11 | 12 | 13 | 14 | 15 | 16 | 17 | 18 | 19 | 20 | 21 | 22 | 23 | 24 | 1 | 2 | 3 | 4 | 5 | 6 | 7 | 8 | 9 | 10 | 11 | 12 | 13 | 14 | 15 | 16 | 17 | 18 | 19 | 20 | 21 | 22 | 23 | 24 | 1 | 2 | 3 | 4 | 5 | 6 | 7 | 8 | 9 | 10 | 11 | 12 | 13 | 14 | 15 | 16 | 17 | 18 | 19 | 20 | 21 | 22 | 23 | 24 | 1 | 2 | 3 | 4 | 5 | 6 | 7 | 8 | 9 | 10 | 11 | 12 | 13 | 14 | 15 | 16 | 17 | 18 | 19 | 20 | 21 | 22 | 23 | 24 | 1 | 2 | 3 | 4 | 5 | 6 | 7 | 8 | 9 | 10 | 11 | 12 | 13 | 14 | 15 | 16 | 17 | 18 | 19 | 20 | 21 | 22 | 23 | 24 | 1 | 2 | 3 | 4 | 5 | 6 | 7 | 8 | 9 | 10 | 11 | 12 | 13 | 14 | 15 | 16 | 17 | 18 | 19 | 20 | 21 | 22 | 23 | 24 | 1 | 2 | 3 | 4 | 5 | 6 | 7 | 8 | 9 | 10 | 11 | 12 | 13 | 14 | 15 | 16 | 17 | 18 | 19 | 20 | 21 | 22 | 23 | 24 | 1 | 2 | 3 | 4 | 5 | 6 | 7 | 8 | 9 | 10 | 11 | 12 | 13 | 14 | 15 | 16 | 17 | 18 | 19 | 20 | 21 | 22 | 23 | 24 | 1 | 2 | 3 | 4 | 5 | 6 | 7 | 8 | 9 | 10 | 11 | 12 | 13 | 14 | 15 | 16 | 17 | 18 | 19 | 20 | 21 | 22 | 23 | 24 | 1 | 2 | 3 | 4 | 5 | 6 | 7 | 8 | 9 | 10 | 11 | 12 | 13 | 14 | 15 | 16 | 17 | 18 | 19 | 20 | 21 | 22 | 23 | 24 | 1 | 2 | 3 | 4 | 5 | 6 | 7 | 8 | 9 | 10 | 11 | 12 | 13 | 14 | 15 | 16 | 17 | 18 | 19 | 20 | 21 | 22 | 23 | 24
7STDRD_1_SOLAR1 |  | Solar_1Axis | Solar Tracking | CISO | North | Norcal | FC | 20 | 0 | 0 | 0 | 0 | 0 | 0 | 0 | 0.42 | 3.28 | 6.25 | 7.72 | 8.5 | 8.51 | 8.03 | 7.52 | 5.13 | 1.12 | 0 | 0 | 0 | 0 | 0 | 0 | 0 | 0 | 0 | 0 | 0 | 0 | 0 | 0 | 2.47 | 10.27 | 12.8 | 13.08 | 12.39 | 12.21 | 12.13 | 12.4 | 10.57 | 5.55 | 0.31 | 0 | 0 | 0 | 0 | 0 | 0 | 0 | 0 | 0 | 0 | 0 | 0 | 0.52 | 6.39 | 11.99 | 12.84 | 12.05 | 12.38 | 12.2 | 11.23 | 10.37 | 9.66 | 6.8 | 1.57 | 0 | 0 | 0 | 0 | 0 | 0 | 0 | 0 | 0 | 0 | 0 | 0.28 | 5.97 | 13.17 | 14.48 | 14.4 | 14.15 | 14.49 | 14.52 | 14.31 | 14.54 | 13.94 | 12.71 | 5.9 | 0.27 | 0 | 0 | 0 | 0 | 0 | 0 | 0 | 0 | 0 | 0 | 2.2 | 10.38 | 14.64 | 15.3 | 15.32 | 15.19 | 15.51 | 15.51 | 15.86 | 15.86 | 15.51 | 14.62 | 9.05 | 1.41 | 0 | 0 | 0 | 0 | 0 | 0 | 0 | 0 | 0 | 0.01 | 3.16 | 11.47 | 15.54 | 16.64 | 16.85 | 16.97 | 17.07 | 17.02 | 16.87 | 16.87 | 16.5 | 15.31 | 11.34 | 3.2 | 0.04 | 0 | 0 | 0 | 0 | 0 | 0 | 0 | 0 | 0 | 1.43 | 9.2 | 14.84 | 16.38 | 16.6 | 16.72 | 16.65 | 16.62 | 16.44 | 16.41 | 15.74 | 14.59 | 10.24 | 2.41 | 0.01 | 0 | 0 | 0 | 0 | 0 | 0 | 0 | 0 | 0 | 0.2 | 5.39 | 12.46 | 15.07 | 15.77 | 15.84 | 15.96 | 15.84 | 15.71 | 15.6 | 14.68 | 12.04 | 5.34 | 0.3 | 0 | 0 | 0 | 0 | 0 | 0 | 0 | 0 | 0 | 0 | 0.02 | 3.29 | 11.75 | 14.8 | 15.3 | 15.19 | 15.01 | 15.04 | 15.25 | 15.32 | 14.44 | 9.5 | 1.87 | 0 | 0 | 0 | 0 | 0 | 0 | 0 | 0 | 0 | 0 | 0 | 0 | 0.98 | 7.8 | 12.9 | 13.29 | 13.02 | 12.69 | 12.79 | 13.02 | 12.97 | 10.92 | 3.63 | 0.08 | 0 | 0 | 0 | 0 | 0 | 0 | 0 | 0 | 0 | 0 | 0 | 0 | 0.04 | 3.04 | 9.15 | 10.78 | 10.58 | 10.24 | 10.54 | 10.85 | 10.19 | 6.39 | 0.76 | 0 | 0 | 0 | 0 | 0 | 0 | 0 | 0 | 0 | 0 | 0 | 0 | 0 | 0 | 0.6 | 4.09 | 6.72 | 8.16 | 8.58 | 8.35 | 8.09 | 7.48 | 4.18 | 0.45 | 0 | 0 | 0 | 0 | 0 | 0 | 0
ACACIA_6_SOLAR |  | Solar_Fixed | Solar Fixed | CISO | South | Socal | FC | 20 | 0 | 0 | 0 | 0 | 0 | 0 | 0.03 | 2.39 | 8.26 | 11.24 | 12.38 | 12.86 | 12.28 | 11.72 | 9.81 | 5.43 | 0.79 | 0 | 0 | 0 | 0 | 0 | 0 | 0 | 0 | 0 | 0 | 0 | 0 | 0 | 0.19 | 4.35 | 10.49 | 12.84 | 13.65 | 13.81 | 13.26 | 12.6 | 11.38 | 8.93 | 3.25 | 0.08 | 0 | 0 | 0 | 0 | 0 | 0 | 0 | 0 | 0 | 0 | 0 | 0 | 1.44 | 7.61 | 11.79 | 13.44 | 13.74 | 13.93 | 13.35 | 12.62 | 11.38 | 9.26 | 4.99 | 0.66 | 0 | 0 | 0 | 0 | 0 | 0 | 0 | 0 | 0 | 0 | 0 | 0.7 | 5.89 | 11.9 | 14.93 | 16.19 | 16.83 | 16.84 | 16.53 | 16.09 | 14.8 | 12.78 | 8.72 | 2.28 | 0.06 | 0 | 0 | 0 | 0 | 0 | 0 | 0 | 0 | 0 | 0.04 | 2.35 | 8.39 | 12.56 | 15.1 | 16.65 | 17.35 | 17.51 | 17.34 | 16.98 | 15.87 | 13.88 | 10.11 | 3.92 | 0.3 | 0 | 0 | 0 | 0 | 0 | 0 | 0 | 0 | 0 | 0.08 | 2.66 | 8.19 | 12.25 | 15.26 | 16.71 | 17.56 | 17.58 | 17.46 | 16.95 | 15.62 | 13.67 | 10.64 | 5.06 | 0.69 | 0 | 0 | 0 | 0 | 0 | 0 | 0 | 0 | 0 | 0 | 1.41 | 5.91 | 10.7 | 13.6 | 15.35 | 16.4 | 16.79 | 16.62 | 16.08 | 14.83 | 12.98 | 9.93 | 4.57 | 0.54 | 0 | 0 | 0 | 0 | 0 | 0 | 0 | 0 | 0 | 0 | 0.58 | 5.13 | 10.78 | 13.63 | 15.53 | 16.89 | 17.25 | 16.53 | 16.02 | 14.68 | 12.53 | 8.43 | 2.45 | 0.08 | 0 | 0 | 0 | 0 | 0 | 0 | 0 | 0 | 0 | 0 | 0.18 | 4.04 | 10.48 | 13.78 | 15.46 | 16.48 | 16.7 | 16.69 | 15.95 | 14.38 | 11.46 | 5.35 | 0.56 | 0 | 0 | 0 | 0 | 0 | 0 | 0 | 0 | 0 | 0 | 0 | 0.03 | 2.55 | 9.36 | 13.31 | 14.98 | 16.02 | 16.19 | 15.93 | 15.16 | 13.56 | 8.99 | 2.1 | 0.03 | 0 | 0 | 0 | 0 | 0 | 0 | 0 | 0 | 0 | 0 | 0 | 0 | 0.66 | 5.94 | 11.68 | 13.58 | 14.43 | 14.62 | 14.22 | 13.39 | 11.02 | 5.16 | 0.39 | 0 | 0 | 0 | 0 | 0 | 0 | 0 | 0 | 0 | 0 | 0 | 0 | 0 | 0.07 | 2.64 | 7.7 | 10.41 | 11.33 | 11.95 | 11.81 | 10.81 | 8.49 | 3.92 | 0.25 | 0 | 0 | 0 | 0 | 0 | 0 | 0
ADERA_1_SOLAR1 |  | Solar_1Axis | Solar Tracking | CISO | North | Norcal | EO | 20 | 0 | 0 | 0 | 0 | 0 | 0 | 0 | 0.42 | 3.28 | 6.25 | 7.72 | 8.5 | 8.51 | 8.03 | 7.52 | 5.13 | 1.12 | 0 | 0 | 0 | 0 | 0 | 0 | 0 | 0 | 0 | 0 | 0 | 0 | 0 | 0 | 2.47 | 10.27 | 12.8 | 13.08 | 12.39 | 12.21 | 12.13 | 12.4 | 10.57 | 5.55 | 0.31 | 0 | 0 | 0 | 0 | 0 | 0 | 0 | 0 | 0 | 0 | 0 | 0 | 0.52 | 6.39 | 11.99 | 12.84 | 12.05 | 12.38 | 12.2 | 11.23 | 10.37 | 9.66 | 6.8 | 1.57 | 0 | 0 | 0 | 0 | 0 | 0 | 0 | 0 | 0 | 0 | 0 | 0.28 | 5.97 | 13.17 | 14.48 | 14.4 | 14.15 | 14.49 | 14.52 | 14.31 | 14.54 | 13.94 | 12.71 | 5.9 | 0.27 | 0 | 0 | 0 | 0 | 0 | 0 | 0 | 0 | 0 | 0 | 2.2 | 10.38 | 14.64 | 15.3 | 15.32 | 15.19 | 15.51 | 15.51 | 15.86 | 15.86 | 15.51 | 14.62 | 9.05 | 1.41 | 0 | 0 | 0 | 0 | 0 | 0 | 0 | 0 | 0 | 0.01 | 3.16 | 11.47 | 15.54 | 16.64 | 16.85 | 16.97 | 17.07 | 17.02 | 16.87 | 16.87 | 16.5 | 15.31 | 11.34 | 3.2 | 0.04 | 0 | 0 | 0 | 0 | 0 | 0 | 0 | 0 | 0 | 1.43 | 9.2 | 14.84 | 16.38 | 16.6 | 16.72 | 16.65 | 16.62 | 16.44 | 16.41 | 15.74 | 14.59 | 10.24 | 2.41 | 0.01 | 0 | 0 | 0 | 0 | 0 | 0 | 0 | 0 | 0 | 0.2 | 5.39 | 12.46 | 15.07 | 15.77 | 15.84 | 15.96 | 15.84 | 15.71 | 15.6 | 14.68 | 12.04 | 5.34 | 0.3 | 0 | 0 | 0 | 0 | 0 | 0 | 0 | 0 | 0 | 0 | 0.02 | 3.29 | 11.75 | 14.8 | 15.3 | 15.19 | 15.01 | 15.04 | 15.25 | 15.32 | 14.44 | 9.5 | 1.87 | 0 | 0 | 0 | 0 | 0 | 0 | 0 | 0 | 0 | 0 | 0 | 0 | 0.98 | 7.8 | 12.9 | 13.29 | 13.02 | 12.69 | 12.79 | 13.02 | 12.97 | 10.92 | 3.63 | 0.08 | 0 | 0 | 0 | 0 | 0 | 0 | 0 | 0 | 0 | 0 | 0 | 0 | 0.04 | 3.04 | 9.15 | 10.78 | 10.58 | 10.24 | 10.54 | 10.85 | 10.19 | 6.39 | 0.76 | 0 | 0 | 0 | 0 | 0 | 0 | 0 | 0 | 0 | 0 | 0 | 0 | 0 | 0 | 0.6 | 4.09 | 6.72 | 8.16 | 8.58 | 8.35 | 8.09 | 7.48 | 4.18 | 0.45 | 0 | 0 | 0 | 0 | 0 | 0 | 0
ADMEST_6_SOLAR |  | Solar_Fixed | Solar Fixed | CISO | North | Norcal | ID | 19 | 0 | 0 | 0 | 0 | 0 | 0 | 0 | 0.44 | 3.33 | 6.9 | 8.58 | 9.22 | 9.1 | 8.4 | 7.24 | 4.92 | 1.14 | 0 | 0 | 0 | 0 | 0 | 0 | 0 | 0 | 0 | 0 | 0 | 0 | 0 | 0 | 1.92 | 7.99 | 11.11 | 12.25 | 12.36 | 12.45 | 12.12 | 11.38 | 8.96 | 4.23 | 0.32 | 0 | 0 | 0 | 0 | 0 | 0 | 0 | 0 | 0 | 0 | 0 | 0 | 0.45 | 4.94 | 9.44 | 11.05 | 11.35 | 11.11 | 11.42 | 11.11 | 10.08 | 8.34 | 5.71 | 1.4 | 0 | 0 | 0 | 0 | 0 | 0 | 0 | 0 | 0 | 0 | 0 | 0.19 | 3.82 | 9.91 | 12.83 | 14.26 | 14.77 | 15.39 | 15.11 | 14.94 | 14.48 | 12.82 | 9.85 | 4.07 | 0.25 | 0 | 0 | 0 | 0 | 0 | 0 | 0 | 0 | 0 | 0 | 1.21 | 6.69 | 11.3 | 13.68 | 15.06 | 15.45 | 15.58 | 15.65 | 15.61 | 15.04 | 13.49 | 11.12 | 6.01 | 1 | 0 | 0 | 0 | 0 | 0 | 0 | 0 | 0 | 0 | 0.01 | 1.69 | 7.02 | 11.48 | 13.87 | 15.03 | 15.79 | 16.01 | 16.27 | 16.01 | 15.29 | 13.96 | 11.57 | 7.28 | 1.97 | 0.02 | 0 | 0 | 0 | 0 | 0 | 0 | 0 | 0 | 0 | 0.81 | 5.84 | 10.93 | 13.77 | 15.18 | 16.12 | 16.33 | 16.23 | 15.97 | 15.23 | 13.91 | 11.38 | 7.04 | 1.56 | 0.01 | 0 | 0 | 0 | 0 | 0 | 0 | 0 | 0 | 0 | 0.13 | 3.53 | 9.3 | 12.51 | 14.03 | 15.06 | 15.54 | 15.47 | 15.39 | 14.59 | 12.79 | 9.52 | 3.82 | 0.23 | 0 | 0 | 0 | 0 | 0 | 0 | 0 | 0 | 0 | 0 | 0.01 | 2.36 | 9.04 | 13 | 14.56 | 15.37 | 15.61 | 15.49 | 15.24 | 14.47 | 12.49 | 7.61 | 1.64 | 0 | 0 | 0 | 0 | 0 | 0 | 0 | 0 | 0 | 0 | 0 | 0 | 0.85 | 6.4 | 11.32 | 13.14 | 13.48 | 13.59 | 13.51 | 13.38 | 12.32 | 9.29 | 3.3 | 0.12 | 0 | 0 | 0 | 0 | 0 | 0 | 0 | 0 | 0 | 0 | 0 | 0 | 0.04 | 2.71 | 8.71 | 11.26 | 11.96 | 11.85 | 11.81 | 11.42 | 10.02 | 5.77 | 0.79 | 0 | 0 | 0 | 0 | 0 | 0 | 0 | 0 | 0 | 0 | 0 | 0 | 0 | 0 | 0.64 | 3.35 | 6.5 | 8.23 | 9.01 | 8.79 | 8.12 | 7 | 3.95 | 0.5 | 0 | 0 | 0 | 0 | 0 | 0 | 0
ADOBEE_1_SOLAR |  | Solar_1Axis | Solar Tracking | CISO | North | Norcal | FC | 20 | 0 | 0 | 0 | 0 | 0 | 0 | 0 | 0.42 | 3.28 | 6.25 | 7.72 | 8.5 | 8.51 | 8.03 | 7.52 | 5.13 | 1.12 | 0 | 0 | 0 | 0 | 0 | 0 | 0 | 0 | 0 | 0 | 0 | 0 | 0 | 0 | 2.47 | 10.27 | 12.8 | 13.08 | 12.39 | 12.21 | 12.13 | 12.4 | 10.57 | 5.55 | 0.31 | 0 | 0 | 0 | 0 | 0 | 0 | 0 | 0 | 0 | 0 | 0 | 0 | 0.52 | 6.39 | 11.99 | 12.84 | 12.05 | 12.38 | 12.2 | 11.23 | 10.37 | 9.66 | 6.8 | 1.57 | 0 | 0 | 0 | 0 | 0 | 0 | 0 | 0 | 0 | 0 | 0 | 0.28 | 5.97 | 13.17 | 14.48 | 14.4 | 14.15 | 14.49 | 14.52 | 14.31 | 14.54 | 13.94 | 12.71 | 5.9 | 0.27 | 0 | 0 | 0 | 0 | 0 | 0 | 0 | 0 | 0 | 0 | 2.2 | 10.38 | 14.64 | 15.3 | 15.32 | 15.19 | 15.51 | 15.51 | 15.86 | 15.86 | 15.51 | 14.62 | 9.05 | 1.41 | 0 | 0 | 0 | 0 | 0 | 0 | 0 | 0 | 0 | 0.01 | 3.16 | 11.47 | 15.54 | 16.64 | 16.85 | 16.97 | 17.07 | 17.02 | 16.87 | 16.87 | 16.5 | 15.31 | 11.34 | 3.2 | 0.04 | 0 | 0 | 0 | 0 | 0 | 0 | 0 | 0 | 0 | 1.43 | 9.2 | 14.84 | 16.38 | 16.6 | 16.72 | 16.65 | 16.62 | 16.44 | 16.41 | 15.74 | 14.59 | 10.24 | 2.41 | 0.01 | 0 | 0 | 0 | 0 | 0 | 0 | 0 | 0 | 0 | 0.2 | 5.39 | 12.46 | 15.07 | 15.77 | 15.84 | 15.96 | 15.84 | 15.71 | 15.6 | 14.68 | 12.04 | 5.34 | 0.3 | 0 | 0 | 0 | 0 | 0 | 0 | 0 | 0 | 0 | 0 | 0.02 | 3.29 | 11.75 | 14.8 | 15.3 | 15.19 | 15.01 | 15.04 | 15.25 | 15.32 | 14.44 | 9.5 | 1.87 | 0 | 0 | 0 | 0 | 0 | 0 | 0 | 0 | 0 | 0 | 0 | 0 | 0.98 | 7.8 | 12.9 | 13.29 | 13.02 | 12.69 | 12.79 | 13.02 | 12.97 | 10.92 | 3.63 | 0.08 | 0 | 0 | 0 | 0 | 0 | 0 | 0 | 0 | 0 | 0 | 0 | 0 | 0.04 | 3.04 | 9.15 | 10.78 | 10.58 | 10.24 | 10.54 | 10.85 | 10.19 | 6.39 | 0.76 | 0 | 0 | 0 | 0 | 0 | 0 | 0 | 0 | 0 | 0 | 0 | 0 | 0 | 0 | 0.6 | 4.09 | 6.72 | 8.16 | 8.58 | 8.35 | 8.09 | 7.48 | 4.18 | 0.45 | 0 | 0 | 0 | 0 | 0 | 0 | 0
AGUCAL_5_SOLAR1 |  | Solar_Fixed | Solar Fixed | CISO | South | Socal | EO | 290 | 0 | 0 | 0 | 0 | 0 | 0 | 0.45 | 34.69 | 119.75 | 163.05 | 179.47 | 186.53 | 178.03 | 170 | 142.18 | 78.76 | 11.49 | 0 | 0 | 0 | 0 | 0 | 0 | 0 | 0 | 0 | 0 | 0 | 0 | 0 | 2.74 | 63.07 | 152.17 | 186.13 | 197.99 | 200.23 | 192.29 | 182.66 | 165.07 | 129.49 | 47.13 | 1.21 | 0 | 0 | 0 | 0 | 0 | 0 | 0 | 0 | 0 | 0 | 0 | 0.04 | 20.9 | 110.31 | 171 | 194.87 | 199.21 | 201.93 | 193.55 | 183.05 | 165.06 | 134.28 | 72.41 | 9.59 | 0.01 | 0 | 0 | 0 | 0 | 0 | 0 | 0 | 0 | 0 | 0 | 10.2 | 85.41 | 172.52 | 216.45 | 234.73 | 244.02 | 244.17 | 239.63 | 233.24 | 214.62 | 185.25 | 126.48 | 33.08 | 0.85 | 0 | 0 | 0 | 0 | 0 | 0 | 0 | 0 | 0 | 0.6 | 34.08 | 121.68 | 182.18 | 218.97 | 241.36 | 251.63 | 253.93 | 251.47 | 246.27 | 230.13 | 201.2 | 146.66 | 56.89 | 4.4 | 0.02 | 0 | 0 | 0 | 0 | 0 | 0 | 0 | 0 | 1.15 | 38.58 | 118.7 | 177.67 | 221.22 | 242.27 | 254.67 | 254.97 | 253.13 | 245.77 | 226.5 | 198.25 | 154.23 | 73.38 | 9.97 | 0.02 | 0 | 0 | 0 | 0 | 0 | 0 | 0 | 0 | 0.07 | 20.49 | 85.68 | 155.16 | 197.19 | 222.58 | 237.74 | 243.45 | 241.06 | 233.16 | 215.04 | 188.23 | 144 | 66.23 | 7.9 | 0.01 | 0 | 0 | 0 | 0 | 0 | 0 | 0 | 0 | 0 | 8.42 | 74.43 | 156.26 | 197.59 | 225.14 | 244.97 | 250.16 | 239.75 | 232.23 | 212.92 | 181.74 | 122.23 | 35.56 | 1.11 | 0.01 | 0.01 | 0 | 0 | 0 | 0 | 0 | 0 | 0 | 0 | 2.6 | 58.56 | 151.97 | 199.76 | 224.24 | 238.91 | 242.11 | 242.05 | 231.34 | 208.49 | 166.15 | 77.58 | 8.19 | 0.05 | 0 | 0 | 0 | 0 | 0 | 0 | 0 | 0 | 0 | 0 | 0.48 | 36.9 | 135.69 | 192.96 | 217.28 | 232.35 | 234.7 | 231 | 219.76 | 196.64 | 130.41 | 30.52 | 0.45 | 0 | 0 | 0 | 0 | 0 | 0 | 0 | 0 | 0 | 0 | 0 | 0.04 | 9.58 | 86.13 | 169.32 | 196.88 | 209.18 | 211.96 | 206.2 | 194.15 | 159.86 | 74.75 | 5.6 | 0 | 0 | 0 | 0 | 0 | 0 | 0 | 0 | 0 | 0 | 0 | 0 | 0 | 1.07 | 38.34 | 111.65 | 150.9 | 164.28 | 173.24 | 171.31 | 156.8 | 123.1 | 56.79 | 3.6 | 0 | 0 | 0 | 0 | 0 | 0 | 0
AKINGS_6_AMESR1 |  | Solar_1Axis | Solar Tracking | CISO | North | Norcal | FC | 123 | 0 | 0 | 0 | 0 | 0 | 0 | 0 | 2.61 | 20.15 | 38.41 | 47.5 | 52.3 | 52.32 | 49.38 | 46.22 | 31.57 | 6.88 | 0 | 0 | 0 | 0 | 0 | 0 | 0 | 0 | 0 | 0 | 0 | 0 | 0 | 0.03 | 15.18 | 63.16 | 78.73 | 80.42 | 76.21 | 75.11 | 74.62 | 76.23 | 65.03 | 34.12 | 1.88 | 0 | 0 | 0 | 0 | 0 | 0 | 0 | 0 | 0 | 0 | 0 | 0 | 3.18 | 39.29 | 73.72 | 78.98 | 74.13 | 76.15 | 75.02 | 69.04 | 63.77 | 59.39 | 41.8 | 9.67 | 0.01 | 0 | 0 | 0 | 0 | 0 | 0 | 0 | 0 | 0 | 0 | 1.7 | 36.69 | 80.99 | 89.08 | 88.58 | 87.02 | 89.12 | 89.31 | 87.98 | 89.41 | 85.73 | 78.2 | 36.29 | 1.68 | 0 | 0 | 0 | 0 | 0 | 0 | 0 | 0 | 0 | 0.01 | 13.53 | 63.83 | 90.01 | 94.12 | 94.25 | 93.39 | 95.38 | 95.36 | 97.56 | 97.54 | 95.39 | 89.91 | 55.64 | 8.65 | 0 | 0 | 0 | 0 | 0 | 0 | 0 | 0 | 0 | 0.09 | 19.42 | 70.53 | 95.58 | 102.34 | 103.61 | 104.39 | 104.98 | 104.69 | 103.76 | 103.73 | 101.47 | 94.13 | 69.75 | 19.66 | 0.23 | 0 | 0 | 0 | 0 | 0 | 0 | 0 | 0 | 0 | 8.82 | 56.59 | 91.27 | 100.72 | 102.1 | 102.84 | 102.43 | 102.22 | 101.11 | 100.92 | 96.81 | 89.75 | 62.95 | 14.81 | 0.09 | 0 | 0 | 0 | 0 | 0 | 0 | 0 | 0 | 0 | 1.25 | 33.16 | 76.63 | 92.66 | 96.96 | 97.4 | 98.16 | 97.4 | 96.61 | 95.94 | 90.29 | 74.04 | 32.87 | 1.82 | 0 | 0 | 0 | 0 | 0 | 0 | 0 | 0 | 0 | 0 | 0.13 | 20.26 | 72.24 | 91 | 94.07 | 93.39 | 92.34 | 92.5 | 93.8 | 94.22 | 88.79 | 58.44 | 11.48 | 0.01 | 0 | 0 | 0 | 0 | 0 | 0 | 0 | 0 | 0 | 0 | 0 | 6.04 | 47.96 | 79.31 | 81.7 | 80.08 | 78.07 | 78.65 | 80.07 | 79.77 | 67.14 | 22.32 | 0.46 | 0 | 0 | 0 | 0 | 0 | 0 | 0 | 0 | 0 | 0 | 0 | 0 | 0.22 | 18.7 | 56.29 | 66.31 | 65.06 | 62.97 | 64.81 | 66.74 | 62.69 | 39.27 | 4.66 | 0 | 0 | 0 | 0 | 0 | 0 | 0 | 0 | 0 | 0 | 0 | 0 | 0 | 0 | 3.67 | 25.17 | 41.31 | 50.21 | 52.74 | 51.35 | 49.72 | 45.99 | 25.72 | 2.77 | 0 | 0 | 0 | 0 | 0 | 0 | 0
ALMASL_2_GS1SR1 |  | Solar_1Axis | Solar Tracking | CISO | South | Socal | FC | 125 | 0 | 0 | 0 | 0 | 0 | 0 | 0.06 | 13.94 | 51.08 | 65.97 | 68.56 | 70.02 | 69.16 | 64.95 | 60.11 | 37.89 | 7.46 | 0 | 0 | 0 | 0 | 0 | 0 | 0 | 0 | 0 | 0 | 0 | 0 | 0 | 0.86 | 31.93 | 78.13 | 83.48 | 82.78 | 79.98 | 77.35 | 75.56 | 74.22 | 66.74 | 29.12 | 1.07 | 0 | 0 | 0 | 0 | 0 | 0 | 0 | 0 | 0 | 0 | 0 | 0 | 9.66 | 57.37 | 79.04 | 81.92 | 80.44 | 78.41 | 77.95 | 70.77 | 64.37 | 58.07 | 41.26 | 6.23 | 0 | 0 | 0 | 0 | 0 | 0 | 0 | 0 | 0 | 0 | 0 | 5.53 | 53.34 | 94.42 | 99.51 | 101.93 | 101.18 | 101.85 | 100.74 | 100.52 | 97.38 | 92.24 | 76.07 | 25.26 | 0.6 | 0 | 0 | 0 | 0 | 0 | 0 | 0 | 0 | 0 | 0.17 | 20.58 | 71.57 | 97.72 | 104.36 | 106.69 | 106.93 | 107.79 | 107.63 | 106.19 | 103.54 | 99.36 | 86.8 | 42.71 | 4.02 | 0 | 0 | 0 | 0 | 0 | 0 | 0 | 0 | 0 | 0.37 | 24.39 | 71.63 | 93.92 | 101.27 | 105.32 | 106.16 | 106.74 | 106.56 | 105.36 | 102.76 | 99.19 | 87.97 | 53.15 | 9.1 | 0.01 | 0 | 0 | 0 | 0 | 0 | 0 | 0 | 0 | 0.03 | 11.43 | 55.75 | 87.36 | 99.07 | 104.05 | 105.06 | 104.76 | 103.85 | 102.61 | 99.79 | 95.54 | 84.12 | 48.66 | 7.75 | 0 | 0 | 0 | 0 | 0 | 0 | 0 | 0 | 0 | 0 | 3.85 | 41.75 | 78.51 | 93.4 | 100.14 | 102.29 | 102.05 | 100.05 | 97.34 | 93.41 | 86.12 | 68.49 | 25.37 | 0.78 | 0 | 0 | 0 | 0 | 0 | 0 | 0 | 0 | 0 | 0 | 0.85 | 30.86 | 80.64 | 93.91 | 98.79 | 99.58 | 99.55 | 99.01 | 97.84 | 96.42 | 87.07 | 48.69 | 5.84 | 0 | 0 | 0 | 0 | 0 | 0 | 0 | 0 | 0 | 0 | 0 | 0.06 | 17.61 | 70.13 | 89.08 | 91.79 | 90.99 | 91.24 | 91.72 | 92.13 | 90.14 | 70.52 | 19.89 | 0.22 | 0 | 0 | 0 | 0 | 0 | 0 | 0 | 0 | 0 | 0 | 0 | 0 | 3.26 | 41.13 | 76.8 | 83.07 | 80.84 | 78.64 | 79.61 | 79.8 | 75.99 | 43.83 | 4.36 | 0 | 0 | 0 | 0 | 0 | 0 | 0 | 0 | 0 | 0 | 0 | 0 | 0 | 0.15 | 15.25 | 48.48 | 58.3 | 61.42 | 60.21 | 62.17 | 58.77 | 53.65 | 30.49 | 2.62 | 0 | 0 | 0 | 0 | 0 | 0 | 0
ALMASL_2_GS4SR4 |  | Solar_1Axis | Solar Tracking | CISO | South | Socal | FC | 100 | 0 | 0 | 0 | 0 | 0 | 0 | 0.05 | 11.15 | 40.86 | 52.77 | 54.85 | 56.02 | 55.33 | 51.96 | 48.09 | 30.31 | 5.97 | 0 | 0 | 0 | 0 | 0 | 0 | 0 | 0 | 0 | 0 | 0 | 0 | 0 | 0.69 | 25.55 | 62.5 | 66.78 | 66.22 | 63.98 | 61.88 | 60.45 | 59.37 | 53.39 | 23.3 | 0.86 | 0 | 0 | 0 | 0 | 0 | 0 | 0 | 0 | 0 | 0 | 0 | 0 | 7.72 | 45.9 | 63.23 | 65.54 | 64.35 | 62.73 | 62.36 | 56.62 | 51.49 | 46.46 | 33.01 | 4.98 | 0 | 0 | 0 | 0 | 0 | 0 | 0 | 0 | 0 | 0 | 0 | 4.42 | 42.67 | 75.53 | 79.61 | 81.54 | 80.94 | 81.48 | 80.59 | 80.42 | 77.9 | 73.79 | 60.86 | 20.21 | 0.48 | 0 | 0 | 0 | 0 | 0 | 0 | 0 | 0 | 0 | 0.13 | 16.46 | 57.26 | 78.18 | 83.49 | 85.35 | 85.54 | 86.23 | 86.1 | 84.95 | 82.83 | 79.49 | 69.44 | 34.16 | 3.22 | 0 | 0 | 0 | 0 | 0 | 0 | 0 | 0 | 0 | 0.3 | 19.51 | 57.3 | 75.13 | 81.02 | 84.26 | 84.93 | 85.39 | 85.25 | 84.29 | 82.21 | 79.35 | 70.38 | 42.52 | 7.28 | 0 | 0 | 0 | 0 | 0 | 0 | 0 | 0 | 0 | 0.03 | 9.15 | 44.6 | 69.89 | 79.26 | 83.24 | 84.05 | 83.81 | 83.08 | 82.09 | 79.83 | 76.43 | 67.29 | 38.93 | 6.2 | 0 | 0 | 0 | 0 | 0 | 0 | 0 | 0 | 0 | 0 | 3.08 | 33.4 | 62.81 | 74.72 | 80.11 | 81.83 | 81.64 | 80.04 | 77.87 | 74.72 | 68.89 | 54.8 | 20.3 | 0.62 | 0 | 0 | 0 | 0 | 0 | 0 | 0 | 0 | 0 | 0 | 0.68 | 24.69 | 64.51 | 75.13 | 79.03 | 79.66 | 79.64 | 79.2 | 78.28 | 77.14 | 69.65 | 38.96 | 4.67 | 0 | 0 | 0 | 0 | 0 | 0 | 0 | 0 | 0 | 0 | 0 | 0.05 | 14.09 | 56.11 | 71.27 | 73.43 | 72.79 | 73 | 73.37 | 73.71 | 72.11 | 56.42 | 15.91 | 0.18 | 0 | 0 | 0 | 0 | 0 | 0 | 0 | 0 | 0 | 0 | 0 | 0 | 2.6 | 32.9 | 61.44 | 66.46 | 64.67 | 62.92 | 63.69 | 63.84 | 60.79 | 35.07 | 3.49 | 0 | 0 | 0 | 0 | 0 | 0 | 0 | 0 | 0 | 0 | 0 | 0 | 0 | 0.12 | 12.2 | 38.79 | 46.64 | 49.14 | 48.17 | 49.74 | 47.01 | 42.92 | 24.39 | 2.09 | 0 | 0 | 0 | 0 | 0 | 0 | 0
ALMASL_2_GS6SR6 |  | Paired_Solar_1Axis | Solar Tracking | CISO | South | Socal | FC | 100 | 0 | 0 | 0 | 0 | 0 | 0 | 0.05 | 11.15 | 40.86 | 52.77 | 54.85 | 56.02 | 55.33 | 51.96 | 48.09 | 30.31 | 5.97 | 0 | 0 | 0 | 0 | 0 | 0 | 0 | 0 | 0 | 0 | 0 | 0 | 0 | 0.69 | 25.55 | 62.5 | 66.78 | 66.22 | 63.98 | 61.88 | 60.45 | 59.37 | 53.39 | 23.3 | 0.86 | 0 | 0 | 0 | 0 | 0 | 0 | 0 | 0 | 0 | 0 | 0 | 0 | 7.72 | 45.9 | 63.23 | 65.54 | 64.35 | 62.73 | 62.36 | 56.62 | 51.49 | 46.46 | 33.01 | 4.98 | 0 | 0 | 0 | 0 | 0 | 0 | 0 | 0 | 0 | 0 | 0 | 4.42 | 42.67 | 75.53 | 79.61 | 81.54 | 80.94 | 81.48 | 80.59 | 80.42 | 77.9 | 73.79 | 60.86 | 20.21 | 0.48 | 0 | 0 | 0 | 0 | 0 | 0 | 0 | 0 | 0 | 0.13 | 16.46 | 57.26 | 78.18 | 83.49 | 85.35 | 85.54 | 86.23 | 86.1 | 84.95 | 82.83 | 79.49 | 69.44 | 34.16 | 3.22 | 0 | 0 | 0 | 0 | 0 | 0 | 0 | 0 | 0 | 0.3 | 19.51 | 57.3 | 75.13 | 81.02 | 84.26 | 84.93 | 85.39 | 85.25 | 84.29 | 82.21 | 79.35 | 70.38 | 42.52 | 7.28 | 0 | 0 | 0 | 0 | 0 | 0 | 0 | 0 | 0 | 0.03 | 9.15 | 44.6 | 69.89 | 79.26 | 83.24 | 84.05 | 83.81 | 83.08 | 82.09 | 79.83 | 76.43 | 67.29 | 38.93 | 6.2 | 0 | 0 | 0 | 0 | 0 | 0 | 0 | 0 | 0 | 0 | 3.08 | 33.4 | 62.81 | 74.72 | 80.11 | 81.83 | 81.64 | 80.04 | 77.87 | 74.72 | 68.89 | 54.8 | 20.3 | 0.62 | 0 | 0 | 0 | 0 | 0 | 0 | 0 | 0 | 0 | 0 | 0.68 | 24.69 | 64.51 | 75.13 | 79.03 | 79.66 | 79.64 | 79.2 | 78.28 | 77.14 | 69.65 | 38.96 | 4.67 | 0 | 0 | 0 | 0 | 0 | 0 | 0 | 0 | 0 | 0 | 0 | 0.05 | 14.09 | 56.11 | 71.27 | 73.43 | 72.79 | 73 | 73.37 | 73.71 | 72.11 | 56.42 | 15.91 | 0.18 | 0 | 0 | 0 | 0 | 0 | 0 | 0 | 0 | 0 | 0 | 0 | 0 | 2.6 | 32.9 | 61.44 | 66.46 | 64.67 | 62.92 | 63.69 | 63.84 | 60.79 | 35.07 | 3.49 | 0 | 0 | 0 | 0 | 0 | 0 | 0 | 0 | 0 | 0 | 0 | 0 | 0 | 0.12 | 12.2 | 38.79 | 46.64 | 49.14 | 48.17 | 49.74 | 47.01 | 42.92 | 24.39 | 2.09 | 0 | 0 | 0 | 0 | 0 | 0 | 0
ALMASL_2_GS7SR7 |  | Solar_1Axis | Solar Tracking | CISO | South | Socal | FC | 132 | 0 | 0 | 0 | 0 | 0 | 0 | 0.07 | 14.72 | 53.94 | 69.66 | 72.4 | 73.94 | 73.03 | 68.59 | 63.48 | 40.01 | 7.88 | 0 | 0 | 0 | 0 | 0 | 0 | 0 | 0 | 0 | 0 | 0 | 0 | 0 | 0.91 | 33.72 | 82.5 | 88.15 | 87.41 | 84.45 | 81.68 | 79.79 | 78.37 | 70.48 | 30.75 | 1.13 | 0 | 0 | 0 | 0 | 0 | 0 | 0 | 0 | 0 | 0 | 0 | 0 | 10.2 | 60.59 | 83.46 | 86.51 | 84.94 | 82.81 | 82.32 | 74.73 | 67.97 | 61.33 | 43.57 | 6.58 | 0 | 0 | 0 | 0 | 0 | 0 | 0 | 0 | 0 | 0 | 0 | 5.84 | 56.32 | 99.71 | 105.08 | 107.64 | 106.85 | 107.55 | 106.38 | 106.15 | 102.83 | 97.41 | 80.33 | 26.67 | 0.63 | 0 | 0 | 0 | 0 | 0 | 0 | 0 | 0 | 0 | 0.18 | 21.73 | 75.58 | 103.19 | 110.21 | 112.67 | 112.91 | 113.82 | 113.65 | 112.13 | 109.33 | 104.93 | 91.66 | 45.1 | 4.25 | 0 | 0 | 0 | 0 | 0 | 0 | 0 | 0 | 0 | 0.4 | 25.75 | 75.64 | 99.18 | 106.94 | 111.22 | 112.11 | 112.71 | 112.53 | 111.26 | 108.52 | 104.74 | 92.9 | 56.13 | 9.61 | 0.01 | 0 | 0 | 0 | 0 | 0 | 0 | 0 | 0 | 0.03 | 12.07 | 58.87 | 92.25 | 104.62 | 109.88 | 110.95 | 110.63 | 109.67 | 108.36 | 105.38 | 100.89 | 88.83 | 51.38 | 8.18 | 0 | 0 | 0 | 0 | 0 | 0 | 0 | 0 | 0 | 0 | 4.07 | 44.08 | 82.91 | 98.63 | 105.75 | 108.02 | 107.76 | 105.65 | 102.79 | 98.64 | 90.94 | 72.33 | 26.79 | 0.82 | 0 | 0 | 0 | 0 | 0 | 0 | 0 | 0 | 0 | 0 | 0.9 | 32.59 | 85.16 | 99.17 | 104.32 | 105.16 | 105.13 | 104.55 | 103.32 | 101.82 | 91.94 | 51.42 | 6.17 | 0 | 0 | 0 | 0 | 0 | 0 | 0 | 0 | 0 | 0 | 0 | 0.06 | 18.6 | 74.06 | 94.07 | 96.93 | 96.08 | 96.35 | 96.85 | 97.29 | 95.19 | 74.47 | 21.01 | 0.23 | 0 | 0 | 0 | 0 | 0 | 0 | 0 | 0 | 0 | 0 | 0 | 0 | 3.44 | 43.43 | 81.1 | 87.72 | 85.36 | 83.05 | 84.07 | 84.27 | 80.24 | 46.29 | 4.61 | 0 | 0 | 0 | 0 | 0 | 0 | 0 | 0 | 0 | 0 | 0 | 0 | 0 | 0.16 | 16.1 | 51.2 | 61.57 | 64.86 | 63.58 | 65.65 | 62.06 | 56.66 | 32.19 | 2.76 | 0 | 0 | 0 | 0 | 0 | 0 | 0
ALPSLR_1_NTHSLR |  | Solar_Fixed | Solar Fixed | CISO | North | Norcal | FC | 20 | 0 | 0 | 0 | 0 | 0 | 0 | 0 | 0.47 | 3.5 | 7.26 | 9.03 | 9.71 | 9.58 | 8.84 | 7.62 | 5.18 | 1.2 | 0 | 0 | 0 | 0 | 0 | 0 | 0 | 0 | 0 | 0 | 0 | 0 | 0 | 0 | 2.02 | 8.41 | 11.7 | 12.89 | 13.01 | 13.1 | 12.76 | 11.98 | 9.43 | 4.45 | 0.33 | 0 | 0 | 0 | 0 | 0 | 0 | 0 | 0 | 0 | 0 | 0 | 0 | 0.48 | 5.2 | 9.94 | 11.63 | 11.95 | 11.7 | 12.02 | 11.7 | 10.61 | 8.78 | 6.01 | 1.47 | 0 | 0 | 0 | 0 | 0 | 0 | 0 | 0 | 0 | 0 | 0 | 0.2 | 4.03 | 10.43 | 13.51 | 15.01 | 15.55 | 16.2 | 15.9 | 15.72 | 15.24 | 13.5 | 10.37 | 4.28 | 0.27 | 0 | 0 | 0 | 0 | 0 | 0 | 0 | 0 | 0 | 0 | 1.28 | 7.04 | 11.9 | 14.4 | 15.86 | 16.26 | 16.4 | 16.47 | 16.43 | 15.84 | 14.2 | 11.71 | 6.32 | 1.05 | 0 | 0 | 0 | 0 | 0 | 0 | 0 | 0 | 0 | 0.01 | 1.78 | 7.39 | 12.09 | 14.6 | 15.82 | 16.63 | 16.86 | 17.13 | 16.86 | 16.09 | 14.69 | 12.18 | 7.66 | 2.08 | 0.03 | 0 | 0 | 0 | 0 | 0 | 0 | 0 | 0 | 0 | 0.85 | 6.15 | 11.5 | 14.49 | 15.97 | 16.97 | 17.19 | 17.08 | 16.81 | 16.03 | 14.64 | 11.98 | 7.41 | 1.64 | 0.01 | 0 | 0 | 0 | 0 | 0 | 0 | 0 | 0 | 0 | 0.13 | 3.71 | 9.79 | 13.17 | 14.77 | 15.86 | 16.36 | 16.29 | 16.2 | 15.36 | 13.46 | 10.02 | 4.02 | 0.24 | 0 | 0 | 0 | 0 | 0 | 0 | 0 | 0 | 0 | 0 | 0.01 | 2.49 | 9.52 | 13.68 | 15.33 | 16.18 | 16.43 | 16.31 | 16.05 | 15.23 | 13.14 | 8.01 | 1.73 | 0 | 0 | 0 | 0 | 0 | 0 | 0 | 0 | 0 | 0 | 0 | 0 | 0.89 | 6.74 | 11.92 | 13.83 | 14.19 | 14.3 | 14.23 | 14.09 | 12.97 | 9.78 | 3.47 | 0.13 | 0 | 0 | 0 | 0 | 0 | 0 | 0 | 0 | 0 | 0 | 0 | 0 | 0.04 | 2.86 | 9.17 | 11.86 | 12.58 | 12.47 | 12.43 | 12.02 | 10.55 | 6.07 | 0.83 | 0 | 0 | 0 | 0 | 0 | 0 | 0 | 0 | 0 | 0 | 0 | 0 | 0 | 0 | 0.68 | 3.52 | 6.84 | 8.66 | 9.49 | 9.25 | 8.54 | 7.37 | 4.16 | 0.53 | 0 | 0 | 0 | 0 | 0 | 0 | 0
ALPSLR_1_SPSSLR |  | Solar_Fixed | Solar Fixed | CISO | North | Norcal | FC | 50 | 0 | 0 | 0 | 0 | 0 | 0 | 0 | 1.17 | 8.76 | 18.15 | 22.59 | 24.26 | 23.94 | 22.1 | 19.04 | 12.94 | 3 | 0 | 0 | 0 | 0 | 0 | 0 | 0 | 0 | 0 | 0 | 0 | 0 | 0 | 0 | 5.04 | 21.03 | 29.24 | 32.23 | 32.52 | 32.76 | 31.9 | 29.94 | 23.59 | 11.12 | 0.83 | 0 | 0 | 0 | 0 | 0 | 0 | 0 | 0 | 0 | 0 | 0 | 0 | 1.2 | 13.01 | 24.85 | 29.07 | 29.87 | 29.25 | 30.04 | 29.24 | 26.52 | 21.94 | 15.02 | 3.69 | 0.01 | 0 | 0 | 0 | 0 | 0 | 0 | 0 | 0 | 0 | 0 | 0.51 | 10.06 | 26.09 | 33.77 | 37.52 | 38.87 | 40.51 | 39.75 | 39.31 | 38.1 | 33.74 | 25.93 | 10.7 | 0.67 | 0 | 0 | 0 | 0 | 0 | 0 | 0 | 0 | 0 | 0 | 3.19 | 17.6 | 29.74 | 36 | 39.64 | 40.66 | 41 | 41.17 | 41.08 | 39.59 | 35.49 | 29.27 | 15.81 | 2.62 | 0 | 0 | 0 | 0 | 0 | 0 | 0 | 0 | 0 | 0.02 | 4.46 | 18.47 | 30.22 | 36.51 | 39.56 | 41.57 | 42.14 | 42.82 | 42.14 | 40.24 | 36.73 | 30.44 | 19.16 | 5.19 | 0.07 | 0 | 0 | 0 | 0 | 0 | 0 | 0 | 0 | 0 | 2.14 | 15.37 | 28.75 | 36.23 | 39.94 | 42.43 | 42.98 | 42.71 | 42.03 | 40.08 | 36.61 | 29.96 | 18.51 | 4.1 | 0.03 | 0 | 0 | 0 | 0 | 0 | 0 | 0 | 0 | 0 | 0.34 | 9.28 | 24.47 | 32.93 | 36.92 | 39.64 | 40.9 | 40.72 | 40.5 | 38.41 | 33.66 | 25.06 | 10.05 | 0.6 | 0 | 0 | 0 | 0 | 0 | 0 | 0 | 0 | 0 | 0 | 0.03 | 6.22 | 23.79 | 34.2 | 38.32 | 40.46 | 41.07 | 40.78 | 40.11 | 38.07 | 32.86 | 20.04 | 4.33 | 0.01 | 0 | 0 | 0 | 0 | 0 | 0 | 0 | 0 | 0 | 0 | 0 | 2.23 | 16.85 | 29.8 | 34.57 | 35.48 | 35.75 | 35.57 | 35.22 | 32.42 | 24.46 | 8.68 | 0.32 | 0 | 0 | 0 | 0 | 0 | 0 | 0 | 0 | 0 | 0 | 0 | 0 | 0.11 | 7.14 | 22.93 | 29.64 | 31.46 | 31.19 | 31.08 | 30.06 | 26.38 | 15.17 | 2.07 | 0 | 0 | 0 | 0 | 0 | 0 | 0 | 0 | 0 | 0 | 0 | 0 | 0 | 0 | 1.69 | 8.81 | 17.1 | 21.66 | 23.72 | 23.13 | 21.36 | 18.43 | 10.4 | 1.32 | 0 | 0 | 0 | 0 | 0 | 0 | 0
ALT6DN_2_WIND7 |  | Wind | Wind | CISO | South | Socal | FC | 164.31 | 15.25 | 15.85 | 18.11 | 17.05 | 16.88 | 15.72 | 12.85 | 11.11 | 11.7 | 11.72 | 11.6 | 12.15 | 13.44 | 15.4 | 15.33 | 16.77 | 14.73 | 14.72 | 13.8 | 14 | 13.46 | 13.19 | 13.72 | 13.09 | 20.33 | 22.49 | 23.29 | 22 | 19.43 | 18.34 | 19.16 | 19.37 | 18.71 | 20.92 | 21.71 | 22.15 | 25.79 | 24.03 | 27.61 | 24.41 | 29.2 | 28.88 | 33.32 | 32.03 | 32.38 | 29.3 | 26.39 | 22.26 | 33.22 | 34.62 | 32.29 | 30.4 | 27.97 | 23.99 | 23.03 | 21.99 | 23.97 | 21.1 | 21.5 | 24.05 | 26.83 | 31.33 | 32.92 | 36.73 | 37.65 | 38.44 | 37.32 | 36.87 | 36.21 | 36.61 | 38.92 | 35.04 | 59.44 | 53.22 | 46.38 | 39.5 | 33.99 | 29.31 | 20.45 | 15.4 | 14.41 | 13.52 | 12.54 | 13.53 | 14.81 | 22.44 | 33.61 | 44.5 | 53.53 | 58.48 | 60.11 | 61.82 | 65.3 | 61.72 | 59.58 | 60.22 | 66.5 | 62.6 | 61.24 | 55.23 | 45.51 | 37.54 | 28.05 | 21.61 | 15.07 | 12.14 | 10.68 | 10.03 | 13.95 | 23.03 | 37.54 | 54.21 | 62.94 | 69.43 | 67.79 | 67.77 | 69.16 | 70.26 | 72.03 | 67.54 | 66.27 | 62.22 | 57.19 | 48.41 | 42.1 | 33.03 | 23.36 | 15.62 | 12.32 | 8.28 | 9.76 | 10.19 | 12.57 | 19.44 | 31.41 | 43.4 | 53 | 61.74 | 68.6 | 75.27 | 73.61 | 73.28 | 72.67 | 69.83 | 74.29 | 68.55 | 60.56 | 54.58 | 47.82 | 37.22 | 27.25 | 16.74 | 10.53 | 7.67 | 9.33 | 12.78 | 18.24 | 27.16 | 37.28 | 50.49 | 61.52 | 69.97 | 75.88 | 77.68 | 80.81 | 80.36 | 78.96 | 76.24 | 61.01 | 54.88 | 47.35 | 38.39 | 33.77 | 27.14 | 18.8 | 11.86 | 8.57 | 7.03 | 7.97 | 10.11 | 14.68 | 20.54 | 29.26 | 38.77 | 49.3 | 56.82 | 64.38 | 68.78 | 69.05 | 66.88 | 65.41 | 62.83 | 41.44 | 40.13 | 37.13 | 28.53 | 24.58 | 20.88 | 15.7 | 11.26 | 8.59 | 9.39 | 11.49 | 13.44 | 16.5 | 20.46 | 26.83 | 31.34 | 34.89 | 41.21 | 47.62 | 50.14 | 49.47 | 46.55 | 43.49 | 41.24 | 18.5 | 17.94 | 17.11 | 15.23 | 14.01 | 13.45 | 9.57 | 7.03 | 5.9 | 6.46 | 8.29 | 8.96 | 8.26 | 9.34 | 9.9 | 12.27 | 16.56 | 18.68 | 21.28 | 24.42 | 22 | 20 | 18.33 | 18.06 | 9.55 | 10.56 | 10.18 | 10.67 | 9.85 | 9.66 | 9.13 | 7.96 | 8.32 | 9.39 | 10.27 | 11.87 | 11.36 | 11.64 | 12.34 | 12.64 | 11.12 | 10.85 | 13.13 | 13.51 | 13.43 | 11.98 | 10.95 | 10.1 | 10.79 | 11.03 | 11.68 | 11.09 | 11.65 | 11.05 | 9.76 | 11.73 | 10.92 | 9.83 | 9.7 | 10.3 | 11.7 | 13.02 | 12.04 | 10.2 | 10.47 | 10.63 | 11.05 | 10.75 | 11.62 | 12.5 | 12.79 | 11.88
ALT6DS_2_WIND9 |  | Wind | Wind | CISO | South | Socal | FC | 132 | 12.25 | 12.73 | 14.55 | 13.69 | 13.56 | 12.63 | 10.33 | 8.92 | 9.4 | 9.41 | 9.32 | 9.76 | 10.8 | 12.37 | 12.32 | 13.47 | 11.83 | 11.82 | 11.09 | 11.25 | 10.81 | 10.6 | 11.02 | 10.52 | 16.33 | 18.07 | 18.71 | 17.67 | 15.61 | 14.73 | 15.39 | 15.56 | 15.03 | 16.81 | 17.44 | 17.8 | 20.72 | 19.31 | 22.18 | 19.61 | 23.46 | 23.2 | 26.77 | 25.73 | 26.02 | 23.54 | 21.2 | 17.89 | 26.69 | 27.81 | 25.94 | 24.42 | 22.47 | 19.27 | 18.5 | 17.67 | 19.25 | 16.95 | 17.27 | 19.32 | 21.55 | 25.17 | 26.44 | 29.51 | 30.25 | 30.88 | 29.98 | 29.62 | 29.09 | 29.41 | 31.27 | 28.15 | 47.75 | 42.76 | 37.26 | 31.74 | 27.31 | 23.55 | 16.43 | 12.37 | 11.58 | 10.86 | 10.08 | 10.87 | 11.9 | 18.03 | 27 | 35.75 | 43.01 | 46.98 | 48.29 | 49.67 | 52.46 | 49.58 | 47.87 | 48.38 | 53.42 | 50.29 | 49.19 | 44.37 | 36.56 | 30.15 | 22.53 | 17.36 | 12.11 | 9.76 | 8.58 | 8.06 | 11.21 | 18.5 | 30.16 | 43.55 | 50.56 | 55.78 | 54.46 | 54.45 | 55.56 | 56.44 | 57.86 | 54.26 | 53.24 | 49.99 | 45.95 | 38.89 | 33.82 | 26.53 | 18.76 | 12.55 | 9.9 | 6.65 | 7.84 | 8.18 | 10.09 | 15.61 | 25.23 | 34.87 | 42.58 | 49.6 | 55.11 | 60.47 | 59.13 | 58.87 | 58.38 | 56.1 | 59.68 | 55.07 | 48.66 | 43.85 | 38.41 | 29.9 | 21.89 | 13.45 | 8.46 | 6.17 | 7.49 | 10.27 | 14.65 | 21.82 | 29.95 | 40.56 | 49.42 | 56.21 | 60.96 | 62.41 | 64.92 | 64.56 | 63.43 | 61.25 | 49.01 | 44.09 | 38.04 | 30.84 | 27.13 | 21.8 | 15.1 | 9.52 | 6.89 | 5.65 | 6.41 | 8.12 | 11.8 | 16.5 | 23.5 | 31.14 | 39.61 | 45.64 | 51.72 | 55.25 | 55.47 | 53.73 | 52.54 | 50.47 | 33.29 | 32.24 | 29.83 | 22.92 | 19.75 | 16.78 | 12.62 | 9.05 | 6.9 | 7.54 | 9.23 | 10.8 | 13.25 | 16.44 | 21.55 | 25.18 | 28.03 | 33.1 | 38.25 | 40.28 | 39.74 | 37.4 | 34.94 | 33.13 | 14.87 | 14.41 | 13.75 | 12.23 | 11.26 | 10.8 | 7.69 | 5.64 | 4.74 | 5.19 | 6.66 | 7.2 | 6.63 | 7.5 | 7.95 | 9.85 | 13.3 | 15.01 | 17.1 | 19.62 | 17.67 | 16.07 | 14.72 | 14.51 | 7.67 | 8.48 | 8.18 | 8.57 | 7.91 | 7.76 | 7.33 | 6.39 | 6.68 | 7.54 | 8.25 | 9.54 | 9.13 | 9.35 | 9.91 | 10.16 | 8.93 | 8.71 | 10.55 | 10.85 | 10.79 | 9.63 | 8.8 | 8.11 | 8.66 | 8.86 | 9.38 | 8.91 | 9.36 | 8.88 | 7.84 | 9.42 | 8.77 | 7.9 | 7.8 | 8.28 | 9.4 | 10.46 | 9.67 | 8.2 | 8.41 | 8.54 | 8.88 | 8.63 | 9.34 | 10.04 | 10.27 | 9.55
ALTA3A_2_CPCE4 |  | Wind | Wind | CISO | South | Socal | FC | 102 | 9.47 | 9.84 | 11.24 | 10.58 | 10.48 | 9.76 | 7.98 | 6.89 | 7.27 | 7.27 | 7.2 | 7.54 | 8.34 | 9.56 | 9.52 | 10.41 | 9.14 | 9.14 | 8.57 | 8.69 | 8.35 | 8.19 | 8.51 | 8.13 | 12.62 | 13.96 | 14.46 | 13.66 | 12.06 | 11.38 | 11.89 | 12.02 | 11.61 | 12.99 | 13.48 | 13.75 | 16.01 | 14.92 | 17.14 | 15.15 | 18.13 | 17.93 | 20.68 | 19.88 | 20.1 | 18.19 | 16.38 | 13.82 | 20.62 | 21.49 | 20.05 | 18.87 | 17.36 | 14.89 | 14.3 | 13.65 | 14.88 | 13.1 | 13.35 | 14.93 | 16.65 | 19.45 | 20.43 | 22.8 | 23.37 | 23.86 | 23.17 | 22.89 | 22.48 | 22.73 | 24.16 | 21.75 | 36.9 | 33.04 | 28.79 | 24.52 | 21.1 | 18.19 | 12.69 | 9.56 | 8.95 | 8.39 | 7.79 | 8.4 | 9.2 | 13.93 | 20.86 | 27.63 | 33.23 | 36.3 | 37.32 | 38.38 | 40.54 | 38.31 | 36.99 | 37.38 | 41.28 | 38.86 | 38.01 | 34.29 | 28.25 | 23.3 | 17.41 | 13.42 | 9.36 | 7.54 | 6.63 | 6.23 | 8.66 | 14.29 | 23.31 | 33.66 | 39.07 | 43.1 | 42.08 | 42.07 | 42.93 | 43.61 | 44.71 | 41.93 | 41.14 | 38.63 | 35.51 | 30.05 | 26.14 | 20.5 | 14.5 | 9.69 | 7.65 | 5.14 | 6.06 | 6.32 | 7.8 | 12.07 | 19.5 | 26.94 | 32.9 | 38.33 | 42.59 | 46.73 | 45.69 | 45.49 | 45.11 | 43.35 | 46.12 | 42.56 | 37.6 | 33.88 | 29.68 | 23.11 | 16.92 | 10.39 | 6.53 | 4.76 | 5.79 | 7.93 | 11.32 | 16.86 | 23.14 | 31.34 | 38.19 | 43.44 | 47.1 | 48.22 | 50.17 | 49.89 | 49.01 | 47.33 | 37.87 | 34.07 | 29.39 | 23.83 | 20.96 | 16.85 | 11.67 | 7.36 | 5.32 | 4.37 | 4.95 | 6.27 | 9.12 | 12.75 | 18.16 | 24.07 | 30.6 | 35.27 | 39.96 | 42.7 | 42.86 | 41.52 | 40.6 | 39 | 25.73 | 24.91 | 23.05 | 17.71 | 15.26 | 12.96 | 9.75 | 6.99 | 5.33 | 5.83 | 7.13 | 8.34 | 10.24 | 12.7 | 16.65 | 19.46 | 21.66 | 25.58 | 29.56 | 31.13 | 30.71 | 28.9 | 27 | 25.6 | 11.49 | 11.13 | 10.62 | 9.45 | 8.7 | 8.35 | 5.94 | 4.36 | 3.66 | 4.01 | 5.15 | 5.56 | 5.13 | 5.8 | 6.14 | 7.62 | 10.28 | 11.6 | 13.21 | 15.16 | 13.66 | 12.42 | 11.38 | 11.21 | 5.93 | 6.55 | 6.32 | 6.62 | 6.11 | 6 | 5.67 | 4.94 | 5.16 | 5.83 | 6.38 | 7.37 | 7.05 | 7.23 | 7.66 | 7.85 | 6.9 | 6.73 | 8.15 | 8.38 | 8.34 | 7.44 | 6.8 | 6.27 | 6.7 | 6.84 | 7.25 | 6.89 | 7.23 | 6.86 | 6.06 | 7.28 | 6.78 | 6.1 | 6.02 | 6.39 | 7.26 | 8.08 | 7.47 | 6.33 | 6.5 | 6.6 | 6.86 | 6.67 | 7.22 | 7.76 | 7.94 | 7.38
ALTA3A_2_CPCE5 |  | Wind | Wind | CISO | South | Socal | FC | 168 | 15.6 | 16.21 | 18.52 | 17.43 | 17.26 | 16.07 | 13.14 | 11.36 | 11.97 | 11.98 | 11.87 | 12.42 | 13.74 | 15.74 | 15.68 | 17.15 | 15.06 | 15.05 | 14.11 | 14.32 | 13.76 | 13.49 | 14.02 | 13.39 | 20.78 | 23 | 23.81 | 22.49 | 19.87 | 18.75 | 19.59 | 19.8 | 19.13 | 21.39 | 22.2 | 22.65 | 26.37 | 24.57 | 28.23 | 24.95 | 29.86 | 29.53 | 34.07 | 32.75 | 33.11 | 29.96 | 26.98 | 22.76 | 33.97 | 35.4 | 33.02 | 31.08 | 28.59 | 24.53 | 23.55 | 22.49 | 24.51 | 21.57 | 21.99 | 24.59 | 27.43 | 32.03 | 33.66 | 37.55 | 38.5 | 39.3 | 38.16 | 37.7 | 37.02 | 37.43 | 39.8 | 35.83 | 60.78 | 54.42 | 47.42 | 40.39 | 34.75 | 29.97 | 20.91 | 15.74 | 14.73 | 13.82 | 12.82 | 13.83 | 15.15 | 22.95 | 34.36 | 45.5 | 54.73 | 59.79 | 61.46 | 63.21 | 66.77 | 63.1 | 60.92 | 61.57 | 67.99 | 64 | 62.61 | 56.47 | 46.53 | 38.38 | 28.68 | 22.1 | 15.41 | 12.42 | 10.92 | 10.25 | 14.26 | 23.54 | 38.39 | 55.43 | 64.35 | 70.99 | 69.31 | 69.29 | 70.72 | 71.83 | 73.65 | 69.05 | 67.75 | 63.62 | 58.48 | 49.49 | 43.05 | 33.77 | 23.88 | 15.97 | 12.59 | 8.47 | 9.98 | 10.42 | 12.85 | 19.87 | 32.12 | 44.38 | 54.19 | 63.13 | 70.14 | 76.96 | 75.26 | 74.93 | 74.31 | 71.4 | 75.96 | 70.09 | 61.92 | 55.8 | 48.89 | 38.06 | 27.86 | 17.11 | 10.76 | 7.85 | 9.54 | 13.07 | 18.65 | 27.77 | 38.11 | 51.62 | 62.9 | 71.55 | 77.58 | 79.43 | 82.63 | 82.17 | 80.73 | 77.95 | 62.38 | 56.11 | 48.41 | 39.25 | 34.53 | 27.75 | 19.22 | 12.12 | 8.77 | 7.19 | 8.15 | 10.33 | 15.01 | 21.01 | 29.91 | 39.64 | 50.41 | 58.09 | 65.82 | 70.32 | 70.6 | 68.38 | 66.88 | 64.24 | 42.38 | 41.04 | 37.97 | 29.17 | 25.13 | 21.35 | 16.06 | 11.51 | 8.78 | 9.6 | 11.75 | 13.74 | 16.87 | 20.92 | 27.43 | 32.05 | 35.67 | 42.13 | 48.68 | 51.27 | 50.58 | 47.6 | 44.47 | 42.16 | 18.92 | 18.34 | 17.5 | 15.57 | 14.33 | 13.75 | 9.79 | 7.18 | 6.03 | 6.6 | 8.48 | 9.16 | 8.44 | 9.55 | 10.12 | 12.54 | 16.93 | 19.1 | 21.76 | 24.97 | 22.5 | 20.45 | 18.74 | 18.47 | 9.76 | 10.79 | 10.41 | 10.91 | 10.07 | 9.88 | 9.33 | 8.14 | 8.5 | 9.6 | 10.5 | 12.14 | 11.62 | 11.9 | 12.62 | 12.93 | 11.37 | 11.09 | 13.43 | 13.81 | 13.73 | 12.25 | 11.2 | 10.33 | 11.03 | 11.27 | 11.94 | 11.34 | 11.92 | 11.3 | 9.98 | 11.99 | 11.16 | 10.05 | 9.92 | 10.53 | 11.96 | 13.32 | 12.31 | 10.43 | 10.7 | 10.87 | 11.3 | 10.99 | 11.89 | 12.78 | 13.08 | 12.15
ALTA3A_2_CPCE8 |  | Wind | Wind | CISO | South | Socal | FC | 150 | 13.93 | 14.47 | 16.53 | 15.56 | 15.41 | 14.35 | 11.74 | 10.14 | 10.68 | 10.7 | 10.59 | 11.09 | 12.27 | 14.06 | 14 | 15.31 | 13.45 | 13.44 | 12.6 | 12.79 | 12.29 | 12.04 | 12.52 | 11.95 | 18.56 | 20.53 | 21.26 | 20.08 | 17.74 | 16.74 | 17.49 | 17.68 | 17.08 | 19.1 | 19.82 | 20.22 | 23.54 | 21.94 | 25.2 | 22.28 | 26.66 | 26.36 | 30.42 | 29.24 | 29.56 | 26.75 | 24.09 | 20.32 | 30.33 | 31.6 | 29.48 | 27.75 | 25.53 | 21.9 | 21.02 | 20.08 | 21.88 | 19.26 | 19.63 | 21.96 | 24.49 | 28.6 | 30.05 | 33.53 | 34.37 | 35.09 | 34.07 | 33.66 | 33.06 | 33.42 | 35.53 | 31.99 | 54.27 | 48.59 | 42.34 | 36.06 | 31.03 | 26.76 | 18.67 | 14.06 | 13.15 | 12.34 | 11.45 | 12.35 | 13.52 | 20.49 | 30.68 | 40.63 | 48.87 | 53.38 | 54.88 | 56.44 | 59.61 | 56.34 | 54.39 | 54.97 | 60.71 | 57.14 | 55.9 | 50.42 | 41.55 | 34.27 | 25.6 | 19.73 | 13.76 | 11.09 | 9.75 | 9.16 | 12.74 | 21.02 | 34.27 | 49.49 | 57.46 | 63.38 | 61.88 | 61.87 | 63.14 | 64.14 | 65.76 | 61.66 | 60.5 | 56.8 | 52.21 | 44.19 | 38.43 | 30.15 | 21.32 | 14.26 | 11.24 | 7.56 | 8.91 | 9.3 | 11.47 | 17.74 | 28.67 | 39.62 | 48.39 | 56.36 | 62.63 | 68.72 | 67.2 | 66.9 | 66.34 | 63.75 | 67.82 | 62.58 | 55.29 | 49.82 | 43.65 | 33.98 | 24.88 | 15.28 | 9.61 | 7.01 | 8.52 | 11.67 | 16.65 | 24.79 | 34.03 | 46.09 | 56.16 | 63.88 | 69.27 | 70.92 | 73.78 | 73.37 | 72.08 | 69.6 | 55.69 | 50.1 | 43.23 | 35.05 | 30.83 | 24.78 | 17.16 | 10.82 | 7.83 | 6.42 | 7.28 | 9.23 | 13.4 | 18.76 | 26.71 | 35.39 | 45.01 | 51.87 | 58.77 | 62.79 | 63.03 | 61.06 | 59.71 | 57.36 | 37.84 | 36.64 | 33.9 | 26.05 | 22.44 | 19.07 | 14.34 | 10.28 | 7.84 | 8.57 | 10.49 | 12.27 | 15.06 | 18.68 | 24.49 | 28.61 | 31.85 | 37.62 | 43.47 | 45.77 | 45.16 | 42.5 | 39.7 | 37.65 | 16.89 | 16.37 | 15.62 | 13.9 | 12.79 | 12.28 | 8.74 | 6.41 | 5.39 | 5.9 | 7.57 | 8.18 | 7.54 | 8.53 | 9.04 | 11.2 | 15.11 | 17.06 | 19.43 | 22.3 | 20.08 | 18.26 | 16.73 | 16.49 | 8.71 | 9.64 | 9.3 | 9.74 | 8.99 | 8.82 | 8.33 | 7.26 | 7.59 | 8.57 | 9.38 | 10.84 | 10.37 | 10.63 | 11.26 | 11.54 | 10.15 | 9.9 | 11.99 | 12.33 | 12.26 | 10.94 | 10 | 9.22 | 9.85 | 10.07 | 10.66 | 10.13 | 10.64 | 10.09 | 8.91 | 10.71 | 9.97 | 8.98 | 8.86 | 9.4 | 10.68 | 11.89 | 10.99 | 9.31 | 9.55 | 9.7 | 10.09 | 9.81 | 10.61 | 11.41 | 11.68 | 10.85
ALTA4A_2_CPCW1 |  | Wind | Wind | CISO | South | Socal | FC | 150 | 13.93 | 14.47 | 16.53 | 15.56 | 15.41 | 14.35 | 11.74 | 10.14 | 10.68 | 10.7 | 10.59 | 11.09 | 12.27 | 14.06 | 14 | 15.31 | 13.45 | 13.44 | 12.6 | 12.79 | 12.29 | 12.04 | 12.52 | 11.95 | 18.56 | 20.53 | 21.26 | 20.08 | 17.74 | 16.74 | 17.49 | 17.68 | 17.08 | 19.1 | 19.82 | 20.22 | 23.54 | 21.94 | 25.2 | 22.28 | 26.66 | 26.36 | 30.42 | 29.24 | 29.56 | 26.75 | 24.09 | 20.32 | 30.33 | 31.6 | 29.48 | 27.75 | 25.53 | 21.9 | 21.02 | 20.08 | 21.88 | 19.26 | 19.63 | 21.96 | 24.49 | 28.6 | 30.05 | 33.53 | 34.37 | 35.09 | 34.07 | 33.66 | 33.06 | 33.42 | 35.53 | 31.99 | 54.27 | 48.59 | 42.34 | 36.06 | 31.03 | 26.76 | 18.67 | 14.06 | 13.15 | 12.34 | 11.45 | 12.35 | 13.52 | 20.49 | 30.68 | 40.63 | 48.87 | 53.38 | 54.88 | 56.44 | 59.61 | 56.34 | 54.39 | 54.97 | 60.71 | 57.14 | 55.9 | 50.42 | 41.55 | 34.27 | 25.6 | 19.73 | 13.76 | 11.09 | 9.75 | 9.16 | 12.74 | 21.02 | 34.27 | 49.49 | 57.46 | 63.38 | 61.88 | 61.87 | 63.14 | 64.14 | 65.76 | 61.66 | 60.5 | 56.8 | 52.21 | 44.19 | 38.43 | 30.15 | 21.32 | 14.26 | 11.24 | 7.56 | 8.91 | 9.3 | 11.47 | 17.74 | 28.67 | 39.62 | 48.39 | 56.36 | 62.63 | 68.72 | 67.2 | 66.9 | 66.34 | 63.75 | 67.82 | 62.58 | 55.29 | 49.82 | 43.65 | 33.98 | 24.88 | 15.28 | 9.61 | 7.01 | 8.52 | 11.67 | 16.65 | 24.79 | 34.03 | 46.09 | 56.16 | 63.88 | 69.27 | 70.92 | 73.78 | 73.37 | 72.08 | 69.6 | 55.69 | 50.1 | 43.23 | 35.05 | 30.83 | 24.78 | 17.16 | 10.82 | 7.83 | 6.42 | 7.28 | 9.23 | 13.4 | 18.76 | 26.71 | 35.39 | 45.01 | 51.87 | 58.77 | 62.79 | 63.03 | 61.06 | 59.71 | 57.36 | 37.84 | 36.64 | 33.9 | 26.05 | 22.44 | 19.07 | 14.34 | 10.28 | 7.84 | 8.57 | 10.49 | 12.27 | 15.06 | 18.68 | 24.49 | 28.61 | 31.85 | 37.62 | 43.47 | 45.77 | 45.16 | 42.5 | 39.7 | 37.65 | 16.89 | 16.37 | 15.62 | 13.9 | 12.79 | 12.28 | 8.74 | 6.41 | 5.39 | 5.9 | 7.57 | 8.18 | 7.54 | 8.53 | 9.04 | 11.2 | 15.11 | 17.06 | 19.43 | 22.3 | 20.08 | 18.26 | 16.73 | 16.49 | 8.71 | 9.64 | 9.3 | 9.74 | 8.99 | 8.82 | 8.33 | 7.26 | 7.59 | 8.57 | 9.38 | 10.84 | 10.37 | 10.63 | 11.26 | 11.54 | 10.15 | 9.9 | 11.99 | 12.33 | 12.26 | 10.94 | 10 | 9.22 | 9.85 | 10.07 | 10.66 | 10.13 | 10.64 | 10.09 | 8.91 | 10.71 | 9.97 | 8.98 | 8.86 | 9.4 | 10.68 | 11.89 | 10.99 | 9.31 | 9.55 | 9.7 | 10.09 | 9.81 | 10.61 | 11.41 | 11.68 | 10.85
ALTA4B_2_CPCW2 |  | Wind | Wind | CISO | South | Socal | FC | 150 | 13.93 | 14.47 | 16.53 | 15.56 | 15.41 | 14.35 | 11.74 | 10.14 | 10.68 | 10.7 | 10.59 | 11.09 | 12.27 | 14.06 | 14 | 15.31 | 13.45 | 13.44 | 12.6 | 12.79 | 12.29 | 12.04 | 12.52 | 11.95 | 18.56 | 20.53 | 21.26 | 20.08 | 17.74 | 16.74 | 17.49 | 17.68 | 17.08 | 19.1 | 19.82 | 20.22 | 23.54 | 21.94 | 25.2 | 22.28 | 26.66 | 26.36 | 30.42 | 29.24 | 29.56 | 26.75 | 24.09 | 20.32 | 30.33 | 31.6 | 29.48 | 27.75 | 25.53 | 21.9 | 21.02 | 20.08 | 21.88 | 19.26 | 19.63 | 21.96 | 24.49 | 28.6 | 30.05 | 33.53 | 34.37 | 35.09 | 34.07 | 33.66 | 33.06 | 33.42 | 35.53 | 31.99 | 54.27 | 48.59 | 42.34 | 36.06 | 31.03 | 26.76 | 18.67 | 14.06 | 13.15 | 12.34 | 11.45 | 12.35 | 13.52 | 20.49 | 30.68 | 40.63 | 48.87 | 53.38 | 54.88 | 56.44 | 59.61 | 56.34 | 54.39 | 54.97 | 60.71 | 57.14 | 55.9 | 50.42 | 41.55 | 34.27 | 25.6 | 19.73 | 13.76 | 11.09 | 9.75 | 9.16 | 12.74 | 21.02 | 34.27 | 49.49 | 57.46 | 63.38 | 61.88 | 61.87 | 63.14 | 64.14 | 65.76 | 61.66 | 60.5 | 56.8 | 52.21 | 44.19 | 38.43 | 30.15 | 21.32 | 14.26 | 11.24 | 7.56 | 8.91 | 9.3 | 11.47 | 17.74 | 28.67 | 39.62 | 48.39 | 56.36 | 62.63 | 68.72 | 67.2 | 66.9 | 66.34 | 63.75 | 67.82 | 62.58 | 55.29 | 49.82 | 43.65 | 33.98 | 24.88 | 15.28 | 9.61 | 7.01 | 8.52 | 11.67 | 16.65 | 24.79 | 34.03 | 46.09 | 56.16 | 63.88 | 69.27 | 70.92 | 73.78 | 73.37 | 72.08 | 69.6 | 55.69 | 50.1 | 43.23 | 35.05 | 30.83 | 24.78 | 17.16 | 10.82 | 7.83 | 6.42 | 7.28 | 9.23 | 13.4 | 18.76 | 26.71 | 35.39 | 45.01 | 51.87 | 58.77 | 62.79 | 63.03 | 61.06 | 59.71 | 57.36 | 37.84 | 36.64 | 33.9 | 26.05 | 22.44 | 19.07 | 14.34 | 10.28 | 7.84 | 8.57 | 10.49 | 12.27 | 15.06 | 18.68 | 24.49 | 28.61 | 31.85 | 37.62 | 43.47 | 45.77 | 45.16 | 42.5 | 39.7 | 37.65 | 16.89 | 16.37 | 15.62 | 13.9 | 12.79 | 12.28 | 8.74 | 6.41 | 5.39 | 5.9 | 7.57 | 8.18 | 7.54 | 8.53 | 9.04 | 11.2 | 15.11 | 17.06 | 19.43 | 22.3 | 20.08 | 18.26 | 16.73 | 16.49 | 8.71 | 9.64 | 9.3 | 9.74 | 8.99 | 8.82 | 8.33 | 7.26 | 7.59 | 8.57 | 9.38 | 10.84 | 10.37 | 10.63 | 11.26 | 11.54 | 10.15 | 9.9 | 11.99 | 12.33 | 12.26 | 10.94 | 10 | 9.22 | 9.85 | 10.07 | 10.66 | 10.13 | 10.64 | 10.09 | 8.91 | 10.71 | 9.97 | 8.98 | 8.86 | 9.4 | 10.68 | 11.89 | 10.99 | 9.31 | 9.55 | 9.7 | 10.09 | 9.81 | 10.61 | 11.41 | 11.68 | 10.85
ALTA4B_2_CPCW3 |  | Wind | Wind | CISO | South | Socal | FC | 150 | 13.93 | 14.47 | 16.53 | 15.56 | 15.41 | 14.35 | 11.74 | 10.14 | 10.68 | 10.7 | 10.59 | 11.09 | 12.27 | 14.06 | 14 | 15.31 | 13.45 | 13.44 | 12.6 | 12.79 | 12.29 | 12.04 | 12.52 | 11.95 | 18.56 | 20.53 | 21.26 | 20.08 | 17.74 | 16.74 | 17.49 | 17.68 | 17.08 | 19.1 | 19.82 | 20.22 | 23.54 | 21.94 | 25.2 | 22.28 | 26.66 | 26.36 | 30.42 | 29.24 | 29.56 | 26.75 | 24.09 | 20.32 | 30.33 | 31.6 | 29.48 | 27.75 | 25.53 | 21.9 | 21.02 | 20.08 | 21.88 | 19.26 | 19.63 | 21.96 | 24.49 | 28.6 | 30.05 | 33.53 | 34.37 | 35.09 | 34.07 | 33.66 | 33.06 | 33.42 | 35.53 | 31.99 | 54.27 | 48.59 | 42.34 | 36.06 | 31.03 | 26.76 | 18.67 | 14.06 | 13.15 | 12.34 | 11.45 | 12.35 | 13.52 | 20.49 | 30.68 | 40.63 | 48.87 | 53.38 | 54.88 | 56.44 | 59.61 | 56.34 | 54.39 | 54.97 | 60.71 | 57.14 | 55.9 | 50.42 | 41.55 | 34.27 | 25.6 | 19.73 | 13.76 | 11.09 | 9.75 | 9.16 | 12.74 | 21.02 | 34.27 | 49.49 | 57.46 | 63.38 | 61.88 | 61.87 | 63.14 | 64.14 | 65.76 | 61.66 | 60.5 | 56.8 | 52.21 | 44.19 | 38.43 | 30.15 | 21.32 | 14.26 | 11.24 | 7.56 | 8.91 | 9.3 | 11.47 | 17.74 | 28.67 | 39.62 | 48.39 | 56.36 | 62.63 | 68.72 | 67.2 | 66.9 | 66.34 | 63.75 | 67.82 | 62.58 | 55.29 | 49.82 | 43.65 | 33.98 | 24.88 | 15.28 | 9.61 | 7.01 | 8.52 | 11.67 | 16.65 | 24.79 | 34.03 | 46.09 | 56.16 | 63.88 | 69.27 | 70.92 | 73.78 | 73.37 | 72.08 | 69.6 | 55.69 | 50.1 | 43.23 | 35.05 | 30.83 | 24.78 | 17.16 | 10.82 | 7.83 | 6.42 | 7.28 | 9.23 | 13.4 | 18.76 | 26.71 | 35.39 | 45.01 | 51.87 | 58.77 | 62.79 | 63.03 | 61.06 | 59.71 | 57.36 | 37.84 | 36.64 | 33.9 | 26.05 | 22.44 | 19.07 | 14.34 | 10.28 | 7.84 | 8.57 | 10.49 | 12.27 | 15.06 | 18.68 | 24.49 | 28.61 | 31.85 | 37.62 | 43.47 | 45.77 | 45.16 | 42.5 | 39.7 | 37.65 | 16.89 | 16.37 | 15.62 | 13.9 | 12.79 | 12.28 | 8.74 | 6.41 | 5.39 | 5.9 | 7.57 | 8.18 | 7.54 | 8.53 | 9.04 | 11.2 | 15.11 | 17.06 | 19.43 | 22.3 | 20.08 | 18.26 | 16.73 | 16.49 | 8.71 | 9.64 | 9.3 | 9.74 | 8.99 | 8.82 | 8.33 | 7.26 | 7.59 | 8.57 | 9.38 | 10.84 | 10.37 | 10.63 | 11.26 | 11.54 | 10.15 | 9.9 | 11.99 | 12.33 | 12.26 | 10.94 | 10 | 9.22 | 9.85 | 10.07 | 10.66 | 10.13 | 10.64 | 10.09 | 8.91 | 10.71 | 9.97 | 8.98 | 8.86 | 9.4 | 10.68 | 11.89 | 10.99 | 9.31 | 9.55 | 9.7 | 10.09 | 9.81 | 10.61 | 11.41 | 11.68 | 10.85
ALTA4B_2_CPCW6 |  | Wind | Wind | CISO | South | Socal | FC | 150 | 13.93 | 14.47 | 16.53 | 15.56 | 15.41 | 14.35 | 11.74 | 10.14 | 10.68 | 10.7 | 10.59 | 11.09 | 12.27 | 14.06 | 14 | 15.31 | 13.45 | 13.44 | 12.6 | 12.79 | 12.29 | 12.04 | 12.52 | 11.95 | 18.56 | 20.53 | 21.26 | 20.08 | 17.74 | 16.74 | 17.49 | 17.68 | 17.08 | 19.1 | 19.82 | 20.22 | 23.54 | 21.94 | 25.2 | 22.28 | 26.66 | 26.36 | 30.42 | 29.24 | 29.56 | 26.75 | 24.09 | 20.32 | 30.33 | 31.6 | 29.48 | 27.75 | 25.53 | 21.9 | 21.02 | 20.08 | 21.88 | 19.26 | 19.63 | 21.96 | 24.49 | 28.6 | 30.05 | 33.53 | 34.37 | 35.09 | 34.07 | 33.66 | 33.06 | 33.42 | 35.53 | 31.99 | 54.27 | 48.59 | 42.34 | 36.06 | 31.03 | 26.76 | 18.67 | 14.06 | 13.15 | 12.34 | 11.45 | 12.35 | 13.52 | 20.49 | 30.68 | 40.63 | 48.87 | 53.38 | 54.88 | 56.44 | 59.61 | 56.34 | 54.39 | 54.97 | 60.71 | 57.14 | 55.9 | 50.42 | 41.55 | 34.27 | 25.6 | 19.73 | 13.76 | 11.09 | 9.75 | 9.16 | 12.74 | 21.02 | 34.27 | 49.49 | 57.46 | 63.38 | 61.88 | 61.87 | 63.14 | 64.14 | 65.76 | 61.66 | 60.5 | 56.8 | 52.21 | 44.19 | 38.43 | 30.15 | 21.32 | 14.26 | 11.24 | 7.56 | 8.91 | 9.3 | 11.47 | 17.74 | 28.67 | 39.62 | 48.39 | 56.36 | 62.63 | 68.72 | 67.2 | 66.9 | 66.34 | 63.75 | 67.82 | 62.58 | 55.29 | 49.82 | 43.65 | 33.98 | 24.88 | 15.28 | 9.61 | 7.01 | 8.52 | 11.67 | 16.65 | 24.79 | 34.03 | 46.09 | 56.16 | 63.88 | 69.27 | 70.92 | 73.78 | 73.37 | 72.08 | 69.6 | 55.69 | 50.1 | 43.23 | 35.05 | 30.83 | 24.78 | 17.16 | 10.82 | 7.83 | 6.42 | 7.28 | 9.23 | 13.4 | 18.76 | 26.71 | 35.39 | 45.01 | 51.87 | 58.77 | 62.79 | 63.03 | 61.06 | 59.71 | 57.36 | 37.84 | 36.64 | 33.9 | 26.05 | 22.44 | 19.07 | 14.34 | 10.28 | 7.84 | 8.57 | 10.49 | 12.27 | 15.06 | 18.68 | 24.49 | 28.61 | 31.85 | 37.62 | 43.47 | 45.77 | 45.16 | 42.5 | 39.7 | 37.65 | 16.89 | 16.37 | 15.62 | 13.9 | 12.79 | 12.28 | 8.74 | 6.41 | 5.39 | 5.9 | 7.57 | 8.18 | 7.54 | 8.53 | 9.04 | 11.2 | 15.11 | 17.06 | 19.43 | 22.3 | 20.08 | 18.26 | 16.73 | 16.49 | 8.71 | 9.64 | 9.3 | 9.74 | 8.99 | 8.82 | 8.33 | 7.26 | 7.59 | 8.57 | 9.38 | 10.84 | 10.37 | 10.63 | 11.26 | 11.54 | 10.15 | 9.9 | 11.99 | 12.33 | 12.26 | 10.94 | 10 | 9.22 | 9.85 | 10.07 | 10.66 | 10.13 | 10.64 | 10.09 | 8.91 | 10.71 | 9.97 | 8.98 | 8.86 | 9.4 | 10.68 | 11.89 | 10.99 | 9.31 | 9.55 | 9.7 | 10.09 | 9.81 | 10.61 | 11.41 | 11.68 | 10.85
ALTA6B_2_WIND11 |  | Wind | Wind | CISO | South | Socal | FC | 88.15 | 8.18 | 8.5 | 9.72 | 9.15 | 9.06 | 8.43 | 6.9 | 5.96 | 6.28 | 6.29 | 6.23 | 6.52 | 7.21 | 8.26 | 8.23 | 9 | 7.9 | 7.9 | 7.41 | 7.51 | 7.22 | 7.08 | 7.36 | 7.02 | 10.9 | 12.07 | 12.49 | 11.8 | 10.43 | 9.84 | 10.28 | 10.39 | 10.04 | 11.22 | 11.65 | 11.88 | 13.84 | 12.89 | 14.81 | 13.09 | 15.67 | 15.49 | 17.88 | 17.18 | 17.37 | 15.72 | 14.16 | 11.94 | 17.82 | 18.57 | 17.32 | 16.31 | 15 | 12.87 | 12.35 | 11.8 | 12.86 | 11.32 | 11.54 | 12.9 | 14.39 | 16.81 | 17.66 | 19.7 | 20.2 | 20.62 | 20.02 | 19.78 | 19.43 | 19.64 | 20.88 | 18.8 | 31.89 | 28.55 | 24.88 | 21.19 | 18.23 | 15.72 | 10.97 | 8.26 | 7.73 | 7.25 | 6.73 | 7.26 | 7.95 | 12.04 | 18.03 | 23.88 | 28.72 | 31.37 | 32.25 | 33.17 | 35.03 | 33.11 | 31.96 | 32.31 | 35.68 | 33.58 | 32.85 | 29.63 | 24.41 | 20.14 | 15.05 | 11.6 | 8.08 | 6.52 | 5.73 | 5.38 | 7.48 | 12.35 | 20.14 | 29.09 | 33.76 | 37.25 | 36.37 | 36.36 | 37.1 | 37.69 | 38.64 | 36.23 | 35.55 | 33.38 | 30.68 | 25.97 | 22.59 | 17.72 | 12.53 | 8.38 | 6.61 | 4.44 | 5.24 | 5.47 | 6.74 | 10.43 | 16.85 | 23.28 | 28.44 | 33.12 | 36.81 | 40.38 | 39.49 | 39.32 | 38.99 | 37.46 | 39.85 | 36.78 | 32.49 | 29.28 | 25.65 | 19.97 | 14.62 | 8.98 | 5.65 | 4.12 | 5 | 6.86 | 9.79 | 14.57 | 20 | 27.09 | 33 | 37.54 | 40.71 | 41.68 | 43.36 | 43.11 | 42.36 | 40.9 | 32.73 | 29.44 | 25.4 | 20.6 | 18.12 | 14.56 | 10.09 | 6.36 | 4.6 | 3.77 | 4.28 | 5.42 | 7.88 | 11.02 | 15.7 | 20.8 | 26.45 | 30.48 | 34.54 | 36.9 | 37.04 | 35.88 | 35.09 | 33.71 | 22.23 | 21.53 | 19.92 | 15.31 | 13.19 | 11.2 | 8.43 | 6.04 | 4.61 | 5.04 | 6.16 | 7.21 | 8.85 | 10.98 | 14.39 | 16.82 | 18.72 | 22.11 | 25.54 | 26.9 | 26.54 | 24.97 | 23.33 | 22.12 | 9.93 | 9.62 | 9.18 | 8.17 | 7.52 | 7.21 | 5.14 | 3.77 | 3.17 | 3.47 | 4.45 | 4.81 | 4.43 | 5.01 | 5.31 | 6.58 | 8.88 | 10.02 | 11.42 | 13.1 | 11.8 | 10.73 | 9.83 | 9.69 | 5.12 | 5.66 | 5.46 | 5.72 | 5.28 | 5.18 | 4.9 | 4.27 | 4.46 | 5.04 | 5.51 | 6.37 | 6.1 | 6.25 | 6.62 | 6.78 | 5.96 | 5.82 | 7.05 | 7.25 | 7.21 | 6.43 | 5.87 | 5.42 | 5.79 | 5.92 | 6.27 | 5.95 | 6.25 | 5.93 | 5.24 | 6.29 | 5.86 | 5.27 | 5.21 | 5.53 | 6.27 | 6.99 | 6.46 | 5.47 | 5.61 | 5.7 | 5.93 | 5.77 | 6.24 | 6.7 | 6.86 | 6.37
ALTA6E_2_WIND10 |  | Wind | Wind | CISO | South | Socal | FC | 134.84 | 12.52 | 13.01 | 14.86 | 13.99 | 13.85 | 12.9 | 10.55 | 9.11 | 9.6 | 9.62 | 9.52 | 9.97 | 11.03 | 12.64 | 12.58 | 13.76 | 12.09 | 12.08 | 11.33 | 11.49 | 11.04 | 10.83 | 11.26 | 10.74 | 16.68 | 18.46 | 19.11 | 18.05 | 15.95 | 15.05 | 15.72 | 15.9 | 15.35 | 17.17 | 17.82 | 18.18 | 21.16 | 19.72 | 22.66 | 20.03 | 23.97 | 23.7 | 27.34 | 26.28 | 26.58 | 24.05 | 21.66 | 18.27 | 27.26 | 28.41 | 26.5 | 24.94 | 22.95 | 19.69 | 18.9 | 18.05 | 19.67 | 17.32 | 17.65 | 19.74 | 22.01 | 25.71 | 27.01 | 30.14 | 30.9 | 31.54 | 30.63 | 30.26 | 29.72 | 30.04 | 31.94 | 28.75 | 48.78 | 43.68 | 38.06 | 32.42 | 27.89 | 24.05 | 16.78 | 12.64 | 11.83 | 11.1 | 10.29 | 11.1 | 12.16 | 18.42 | 27.58 | 36.52 | 43.93 | 47.99 | 49.33 | 50.73 | 53.59 | 50.65 | 48.9 | 49.42 | 54.57 | 51.37 | 50.25 | 45.33 | 37.35 | 30.8 | 23.02 | 17.74 | 12.37 | 9.97 | 8.76 | 8.23 | 11.45 | 18.9 | 30.81 | 44.49 | 51.65 | 56.98 | 55.63 | 55.62 | 56.76 | 57.66 | 59.11 | 55.42 | 54.38 | 51.06 | 46.94 | 39.72 | 34.55 | 27.11 | 19.17 | 12.82 | 10.11 | 6.8 | 8.01 | 8.36 | 10.31 | 15.95 | 25.78 | 35.62 | 43.5 | 50.67 | 56.3 | 61.77 | 60.41 | 60.14 | 59.64 | 57.3 | 60.96 | 56.26 | 49.7 | 44.79 | 39.24 | 30.55 | 22.36 | 13.74 | 8.64 | 6.3 | 7.66 | 10.49 | 14.97 | 22.29 | 30.59 | 41.43 | 50.48 | 57.42 | 62.27 | 63.75 | 66.32 | 65.95 | 64.8 | 62.56 | 50.06 | 45.03 | 38.86 | 31.5 | 27.71 | 22.27 | 15.43 | 9.73 | 7.04 | 5.77 | 6.54 | 8.29 | 12.05 | 16.86 | 24.01 | 31.81 | 40.46 | 46.63 | 52.83 | 56.44 | 56.66 | 54.89 | 53.68 | 51.56 | 34.01 | 32.94 | 30.47 | 23.42 | 20.17 | 17.14 | 12.89 | 9.24 | 7.05 | 7.7 | 9.43 | 11.03 | 13.54 | 16.79 | 22.01 | 25.72 | 28.63 | 33.82 | 39.08 | 41.15 | 40.6 | 38.2 | 35.69 | 33.84 | 15.19 | 14.72 | 14.04 | 12.5 | 11.5 | 11.04 | 7.86 | 5.77 | 4.84 | 5.3 | 6.8 | 7.36 | 6.78 | 7.66 | 8.12 | 10.07 | 13.59 | 15.33 | 17.46 | 20.04 | 18.05 | 16.41 | 15.04 | 14.82 | 7.83 | 8.66 | 8.36 | 8.75 | 8.08 | 7.93 | 7.49 | 6.53 | 6.82 | 7.7 | 8.43 | 9.74 | 9.32 | 9.55 | 10.13 | 10.38 | 9.12 | 8.9 | 10.78 | 11.08 | 11.02 | 9.83 | 8.99 | 8.29 | 8.85 | 9.05 | 9.59 | 9.1 | 9.56 | 9.07 | 8.01 | 9.63 | 8.96 | 8.07 | 7.96 | 8.45 | 9.6 | 10.69 | 9.88 | 8.37 | 8.59 | 8.72 | 9.07 | 8.82 | 9.54 | 10.25 | 10.5 | 9.75
ALTWD_2_AT3WD3 |  | Wind | Wind | CISO | South | Socal | FC | 9.8 | 0.91 | 0.95 | 1.08 | 1.02 | 1.01 | 0.94 | 0.77 | 0.66 | 0.7 | 0.7 | 0.69 | 0.72 | 0.8 | 0.92 | 0.91 | 1 | 0.88 | 0.88 | 0.82 | 0.84 | 0.8 | 0.79 | 0.82 | 0.78 | 1.21 | 1.34 | 1.39 | 1.31 | 1.16 | 1.09 | 1.14 | 1.16 | 1.12 | 1.25 | 1.3 | 1.32 | 1.54 | 1.43 | 1.65 | 1.46 | 1.74 | 1.72 | 1.99 | 1.91 | 1.93 | 1.75 | 1.57 | 1.33 | 1.98 | 2.06 | 1.93 | 1.81 | 1.67 | 1.43 | 1.37 | 1.31 | 1.43 | 1.26 | 1.28 | 1.43 | 1.6 | 1.87 | 1.96 | 2.19 | 2.25 | 2.29 | 2.23 | 2.2 | 2.16 | 2.18 | 2.32 | 2.09 | 3.55 | 3.17 | 2.77 | 2.36 | 2.03 | 1.75 | 1.22 | 0.92 | 0.86 | 0.81 | 0.75 | 0.81 | 0.88 | 1.34 | 2 | 2.65 | 3.19 | 3.49 | 3.59 | 3.69 | 3.89 | 3.68 | 3.55 | 3.59 | 3.97 | 3.73 | 3.65 | 3.29 | 2.71 | 2.24 | 1.67 | 1.29 | 0.9 | 0.72 | 0.64 | 0.6 | 0.83 | 1.37 | 2.24 | 3.23 | 3.75 | 4.14 | 4.04 | 4.04 | 4.13 | 4.19 | 4.3 | 4.03 | 3.95 | 3.71 | 3.41 | 2.89 | 2.51 | 1.97 | 1.39 | 0.93 | 0.73 | 0.49 | 0.58 | 0.61 | 0.75 | 1.16 | 1.87 | 2.59 | 3.16 | 3.68 | 4.09 | 4.49 | 4.39 | 4.37 | 4.33 | 4.16 | 4.43 | 4.09 | 3.61 | 3.26 | 2.85 | 2.22 | 1.63 | 1 | 0.63 | 0.46 | 0.56 | 0.76 | 1.09 | 1.62 | 2.22 | 3.01 | 3.67 | 4.17 | 4.53 | 4.63 | 4.82 | 4.79 | 4.71 | 4.55 | 3.64 | 3.27 | 2.82 | 2.29 | 2.01 | 1.62 | 1.12 | 0.71 | 0.51 | 0.42 | 0.48 | 0.6 | 0.88 | 1.23 | 1.74 | 2.31 | 2.94 | 3.39 | 3.84 | 4.1 | 4.12 | 3.99 | 3.9 | 3.75 | 2.47 | 2.39 | 2.21 | 1.7 | 1.47 | 1.25 | 0.94 | 0.67 | 0.51 | 0.56 | 0.69 | 0.8 | 0.98 | 1.22 | 1.6 | 1.87 | 2.08 | 2.46 | 2.84 | 2.99 | 2.95 | 2.78 | 2.59 | 2.46 | 1.1 | 1.07 | 1.02 | 0.91 | 0.84 | 0.8 | 0.57 | 0.42 | 0.35 | 0.39 | 0.49 | 0.53 | 0.49 | 0.56 | 0.59 | 0.73 | 0.99 | 1.11 | 1.27 | 1.46 | 1.31 | 1.19 | 1.09 | 1.08 | 0.57 | 0.63 | 0.61 | 0.64 | 0.59 | 0.58 | 0.54 | 0.47 | 0.5 | 0.56 | 0.61 | 0.71 | 0.68 | 0.69 | 0.74 | 0.75 | 0.66 | 0.65 | 0.78 | 0.81 | 0.8 | 0.71 | 0.65 | 0.6 | 0.64 | 0.66 | 0.7 | 0.66 | 0.7 | 0.66 | 0.58 | 0.7 | 0.65 | 0.59 | 0.58 | 0.61 | 0.7 | 0.78 | 0.72 | 0.61 | 0.62 | 0.63 | 0.66 | 0.64 | 0.69 | 0.75 | 0.76 | 0.71
ALTWD_2_COAWD1 |  | Wind | Wind | CISO | South | Socal | FC | 50.4 | 4.68 | 4.86 | 5.56 | 5.23 | 5.18 | 4.82 | 3.94 | 3.41 | 3.59 | 3.59 | 3.56 | 3.73 | 4.12 | 4.72 | 4.7 | 5.14 | 4.52 | 4.51 | 4.23 | 4.3 | 4.13 | 4.05 | 4.21 | 4.02 | 6.23 | 6.9 | 7.14 | 6.75 | 5.96 | 5.62 | 5.88 | 5.94 | 5.74 | 6.42 | 6.66 | 6.79 | 7.91 | 7.37 | 8.47 | 7.49 | 8.96 | 8.86 | 10.22 | 9.82 | 9.93 | 8.99 | 8.09 | 6.83 | 10.19 | 10.62 | 9.9 | 9.32 | 8.58 | 7.36 | 7.06 | 6.75 | 7.35 | 6.47 | 6.6 | 7.38 | 8.23 | 9.61 | 10.1 | 11.27 | 11.55 | 11.79 | 11.45 | 11.31 | 11.11 | 11.23 | 11.94 | 10.75 | 18.23 | 16.33 | 14.23 | 12.12 | 10.43 | 8.99 | 6.27 | 4.72 | 4.42 | 4.15 | 3.85 | 4.15 | 4.54 | 6.88 | 10.31 | 13.65 | 16.42 | 17.94 | 18.44 | 18.96 | 20.03 | 18.93 | 18.28 | 18.47 | 20.4 | 19.2 | 18.78 | 16.94 | 13.96 | 11.51 | 8.6 | 6.63 | 4.62 | 3.73 | 3.27 | 3.08 | 4.28 | 7.06 | 11.52 | 16.63 | 19.31 | 21.3 | 20.79 | 20.79 | 21.21 | 21.55 | 22.09 | 20.72 | 20.33 | 19.09 | 17.54 | 14.85 | 12.91 | 10.13 | 7.16 | 4.79 | 3.78 | 2.54 | 2.99 | 3.12 | 3.85 | 5.96 | 9.63 | 13.31 | 16.26 | 18.94 | 21.04 | 23.09 | 22.58 | 22.48 | 22.29 | 21.42 | 22.79 | 21.03 | 18.58 | 16.74 | 14.67 | 11.42 | 8.36 | 5.13 | 3.23 | 2.35 | 2.86 | 3.92 | 5.6 | 8.33 | 11.43 | 15.49 | 18.87 | 21.46 | 23.27 | 23.83 | 24.79 | 24.65 | 24.22 | 23.38 | 18.71 | 16.83 | 14.52 | 11.78 | 10.36 | 8.32 | 5.77 | 3.64 | 2.63 | 2.16 | 2.45 | 3.1 | 4.5 | 6.3 | 8.97 | 11.89 | 15.12 | 17.43 | 19.75 | 21.1 | 21.18 | 20.51 | 20.06 | 19.27 | 12.71 | 12.31 | 11.39 | 8.75 | 7.54 | 6.41 | 4.82 | 3.45 | 2.63 | 2.88 | 3.52 | 4.12 | 5.06 | 6.28 | 8.23 | 9.61 | 10.7 | 12.64 | 14.61 | 15.38 | 15.18 | 14.28 | 13.34 | 12.65 | 5.68 | 5.5 | 5.25 | 4.67 | 4.3 | 4.12 | 2.94 | 2.16 | 1.81 | 1.98 | 2.54 | 2.75 | 2.53 | 2.86 | 3.04 | 3.76 | 5.08 | 5.73 | 6.53 | 7.49 | 6.75 | 6.13 | 5.62 | 5.54 | 2.93 | 3.24 | 3.12 | 3.27 | 3.02 | 2.96 | 2.8 | 2.44 | 2.55 | 2.88 | 3.15 | 3.64 | 3.49 | 3.57 | 3.78 | 3.88 | 3.41 | 3.33 | 4.03 | 4.14 | 4.12 | 3.68 | 3.36 | 3.1 | 3.31 | 3.38 | 3.58 | 3.4 | 3.57 | 3.39 | 2.99 | 3.6 | 3.35 | 3.02 | 2.98 | 3.16 | 3.59 | 3.99 | 3.69 | 3.13 | 3.21 | 3.26 | 3.39 | 3.3 | 3.57 | 3.83 | 3.92 | 3.64
AQUAWS_2_AQWSR1 |  | Solar_1Axis | Solar Tracking | CISO | North | Norcal | ID | 250 | 0 | 0 | 0 | 0 | 0 | 0 | 0 | 5.31 | 40.96 | 78.07 | 96.55 | 106.31 | 106.35 | 100.37 | 93.95 | 64.17 | 13.98 | 0.01 | 0 | 0 | 0 | 0 | 0 | 0 | 0 | 0 | 0 | 0 | 0 | 0 | 0.06 | 30.86 | 128.38 | 160.03 | 163.45 | 154.9 | 152.66 | 151.67 | 154.94 | 132.17 | 69.35 | 3.82 | 0 | 0 | 0 | 0 | 0 | 0 | 0 | 0 | 0 | 0 | 0 | 0 | 6.47 | 79.85 | 149.83 | 160.53 | 150.68 | 154.77 | 152.47 | 140.32 | 129.6 | 120.7 | 84.96 | 19.65 | 0.03 | 0 | 0 | 0 | 0 | 0 | 0 | 0 | 0 | 0 | 0 | 3.46 | 74.57 | 164.6 | 181.06 | 180.04 | 176.87 | 181.14 | 181.53 | 178.81 | 181.73 | 174.24 | 158.94 | 73.76 | 3.4 | 0 | 0 | 0 | 0 | 0 | 0 | 0 | 0 | 0 | 0.03 | 27.49 | 129.74 | 182.95 | 191.31 | 191.56 | 189.82 | 193.86 | 193.83 | 198.3 | 198.26 | 193.88 | 182.74 | 113.08 | 17.57 | 0.01 | 0 | 0 | 0 | 0 | 0 | 0 | 0 | 0 | 0.18 | 39.47 | 143.36 | 194.26 | 208.01 | 210.59 | 212.18 | 213.38 | 212.78 | 210.9 | 210.84 | 206.23 | 191.33 | 141.76 | 39.97 | 0.47 | 0 | 0 | 0 | 0 | 0 | 0 | 0 | 0 | 0 | 17.93 | 115.03 | 185.51 | 204.71 | 207.53 | 209.02 | 208.19 | 207.77 | 205.51 | 205.11 | 196.77 | 182.41 | 127.95 | 30.09 | 0.18 | 0 | 0 | 0 | 0 | 0 | 0 | 0 | 0 | 0 | 2.53 | 67.4 | 155.76 | 188.33 | 197.08 | 197.96 | 199.51 | 197.98 | 196.37 | 195 | 183.52 | 150.49 | 66.8 | 3.69 | 0 | 0 | 0 | 0 | 0 | 0 | 0 | 0 | 0 | 0 | 0.27 | 41.18 | 146.82 | 184.97 | 191.2 | 189.82 | 187.68 | 188.01 | 190.65 | 191.51 | 180.46 | 118.78 | 23.34 | 0.02 | 0 | 0 | 0 | 0 | 0 | 0 | 0 | 0 | 0 | 0 | 0 | 12.28 | 97.47 | 161.2 | 166.07 | 162.76 | 158.68 | 159.86 | 162.74 | 162.13 | 136.46 | 45.37 | 0.94 | 0 | 0 | 0 | 0 | 0 | 0 | 0 | 0 | 0 | 0 | 0 | 0 | 0.45 | 38 | 114.41 | 134.77 | 132.23 | 127.99 | 131.74 | 135.64 | 127.42 | 79.82 | 9.47 | 0 | 0 | 0 | 0 | 0 | 0 | 0 | 0 | 0 | 0 | 0 | 0 | 0 | 0 | 7.47 | 51.16 | 83.97 | 102.06 | 107.2 | 104.37 | 101.06 | 93.47 | 52.27 | 5.62 | 0 | 0 | 0 | 0 | 0 | 0 | 0
ARBWD_6_QF |  | Wind | Wind | CISO | South | Socal | FC | 19.95 | 1.85 | 1.92 | 2.2 | 2.07 | 2.05 | 1.91 | 1.56 | 1.35 | 1.42 | 1.42 | 1.41 | 1.47 | 1.63 | 1.87 | 1.86 | 2.04 | 1.79 | 1.79 | 1.68 | 1.7 | 1.63 | 1.6 | 1.67 | 1.59 | 2.47 | 2.73 | 2.83 | 2.67 | 2.36 | 2.23 | 2.33 | 2.35 | 2.27 | 2.54 | 2.64 | 2.69 | 3.13 | 2.92 | 3.35 | 2.96 | 3.55 | 3.51 | 4.05 | 3.89 | 3.93 | 3.56 | 3.2 | 2.7 | 4.03 | 4.2 | 3.92 | 3.69 | 3.4 | 2.91 | 2.8 | 2.67 | 2.91 | 2.56 | 2.61 | 2.92 | 3.26 | 3.8 | 4 | 4.46 | 4.57 | 4.67 | 4.53 | 4.48 | 4.4 | 4.44 | 4.73 | 4.25 | 7.22 | 6.46 | 5.63 | 4.8 | 4.13 | 3.56 | 2.48 | 1.87 | 1.75 | 1.64 | 1.52 | 1.64 | 1.8 | 2.73 | 4.08 | 5.4 | 6.5 | 7.1 | 7.3 | 7.51 | 7.93 | 7.49 | 7.23 | 7.31 | 8.07 | 7.6 | 7.43 | 6.71 | 5.53 | 4.56 | 3.41 | 2.62 | 1.83 | 1.47 | 1.3 | 1.22 | 1.69 | 2.8 | 4.56 | 6.58 | 7.64 | 8.43 | 8.23 | 8.23 | 8.4 | 8.53 | 8.75 | 8.2 | 8.05 | 7.55 | 6.94 | 5.88 | 5.11 | 4.01 | 2.84 | 1.9 | 1.5 | 1.01 | 1.19 | 1.24 | 1.53 | 2.36 | 3.81 | 5.27 | 6.44 | 7.5 | 8.33 | 9.14 | 8.94 | 8.9 | 8.82 | 8.48 | 9.02 | 8.32 | 7.35 | 6.63 | 5.81 | 4.52 | 3.31 | 2.03 | 1.28 | 0.93 | 1.13 | 1.55 | 2.21 | 3.3 | 4.53 | 6.13 | 7.47 | 8.5 | 9.21 | 9.43 | 9.81 | 9.76 | 9.59 | 9.26 | 7.41 | 6.66 | 5.75 | 4.66 | 4.1 | 3.3 | 2.28 | 1.44 | 1.04 | 0.85 | 0.97 | 1.23 | 1.78 | 2.49 | 3.55 | 4.71 | 5.99 | 6.9 | 7.82 | 8.35 | 8.38 | 8.12 | 7.94 | 7.63 | 5.03 | 4.87 | 4.51 | 3.46 | 2.98 | 2.54 | 1.91 | 1.37 | 1.04 | 1.14 | 1.4 | 1.63 | 2 | 2.48 | 3.26 | 3.81 | 4.24 | 5 | 5.78 | 6.09 | 6.01 | 5.65 | 5.28 | 5.01 | 2.25 | 2.18 | 2.08 | 1.85 | 1.7 | 1.63 | 1.16 | 0.85 | 0.72 | 0.78 | 1.01 | 1.09 | 1 | 1.13 | 1.2 | 1.49 | 2.01 | 2.27 | 2.58 | 2.97 | 2.67 | 2.43 | 2.23 | 2.19 | 1.16 | 1.28 | 1.24 | 1.29 | 1.2 | 1.17 | 1.11 | 0.97 | 1.01 | 1.14 | 1.25 | 1.44 | 1.38 | 1.41 | 1.5 | 1.54 | 1.35 | 1.32 | 1.59 | 1.64 | 1.63 | 1.45 | 1.33 | 1.23 | 1.31 | 1.34 | 1.42 | 1.35 | 1.41 | 1.34 | 1.19 | 1.42 | 1.33 | 1.19 | 1.18 | 1.25 | 1.42 | 1.58 | 1.46 | 1.24 | 1.27 | 1.29 | 1.34 | 1.3 | 1.41 | 1.52 | 1.55 | 1.44
ARLNTN_2_AR1SR1 |  | Paired_Solar_1Axis | Solar Tracking | CISO | South | Socal | ID | 100 | 0 | 0 | 0 | 0 | 0 | 0 | 0.05 | 11.15 | 40.86 | 52.77 | 54.85 | 56.02 | 55.33 | 51.96 | 48.09 | 30.31 | 5.97 | 0 | 0 | 0 | 0 | 0 | 0 | 0 | 0 | 0 | 0 | 0 | 0 | 0 | 0.69 | 25.55 | 62.5 | 66.78 | 66.22 | 63.98 | 61.88 | 60.45 | 59.37 | 53.39 | 23.3 | 0.86 | 0 | 0 | 0 | 0 | 0 | 0 | 0 | 0 | 0 | 0 | 0 | 0 | 7.72 | 45.9 | 63.23 | 65.54 | 64.35 | 62.73 | 62.36 | 56.62 | 51.49 | 46.46 | 33.01 | 4.98 | 0 | 0 | 0 | 0 | 0 | 0 | 0 | 0 | 0 | 0 | 0 | 4.42 | 42.67 | 75.53 | 79.61 | 81.54 | 80.94 | 81.48 | 80.59 | 80.42 | 77.9 | 73.79 | 60.86 | 20.21 | 0.48 | 0 | 0 | 0 | 0 | 0 | 0 | 0 | 0 | 0 | 0.13 | 16.46 | 57.26 | 78.18 | 83.49 | 85.35 | 85.54 | 86.23 | 86.1 | 84.95 | 82.83 | 79.49 | 69.44 | 34.16 | 3.22 | 0 | 0 | 0 | 0 | 0 | 0 | 0 | 0 | 0 | 0.3 | 19.51 | 57.3 | 75.13 | 81.02 | 84.26 | 84.93 | 85.39 | 85.25 | 84.29 | 82.21 | 79.35 | 70.38 | 42.52 | 7.28 | 0 | 0 | 0 | 0 | 0 | 0 | 0 | 0 | 0 | 0.03 | 9.15 | 44.6 | 69.89 | 79.26 | 83.24 | 84.05 | 83.81 | 83.08 | 82.09 | 79.83 | 76.43 | 67.29 | 38.93 | 6.2 | 0 | 0 | 0 | 0 | 0 | 0 | 0 | 0 | 0 | 0 | 3.08 | 33.4 | 62.81 | 74.72 | 80.11 | 81.83 | 81.64 | 80.04 | 77.87 | 74.72 | 68.89 | 54.8 | 20.3 | 0.62 | 0 | 0 | 0 | 0 | 0 | 0 | 0 | 0 | 0 | 0 | 0.68 | 24.69 | 64.51 | 75.13 | 79.03 | 79.66 | 79.64 | 79.2 | 78.28 | 77.14 | 69.65 | 38.96 | 4.67 | 0 | 0 | 0 | 0 | 0 | 0 | 0 | 0 | 0 | 0 | 0 | 0.05 | 14.09 | 56.11 | 71.27 | 73.43 | 72.79 | 73 | 73.37 | 73.71 | 72.11 | 56.42 | 15.91 | 0.18 | 0 | 0 | 0 | 0 | 0 | 0 | 0 | 0 | 0 | 0 | 0 | 0 | 2.6 | 32.9 | 61.44 | 66.46 | 64.67 | 62.92 | 63.69 | 63.84 | 60.79 | 35.07 | 3.49 | 0 | 0 | 0 | 0 | 0 | 0 | 0 | 0 | 0 | 0 | 0 | 0 | 0 | 0.12 | 12.2 | 38.79 | 46.64 | 49.14 | 48.17 | 49.74 | 47.01 | 42.92 | 24.39 | 2.09 | 0 | 0 | 0 | 0 | 0 | 0 | 0
ARLNTN_2_ASUSR1 |  | Paired_Solar_1Axis | Solar Tracking | CISO | South | Socal | ID | 131 | 0 | 0 | 0 | 0 | 0 | 0 | 0.07 | 14.61 | 53.53 | 69.13 | 71.85 | 73.38 | 72.48 | 68.07 | 63 | 39.71 | 7.82 | 0 | 0 | 0 | 0 | 0 | 0 | 0 | 0 | 0 | 0 | 0 | 0 | 0 | 0.9 | 33.46 | 81.88 | 87.48 | 86.75 | 83.81 | 81.07 | 79.19 | 77.78 | 69.94 | 30.52 | 1.12 | 0 | 0 | 0 | 0 | 0 | 0 | 0 | 0 | 0 | 0 | 0 | 0 | 10.12 | 60.13 | 82.83 | 85.86 | 84.3 | 82.18 | 81.7 | 74.17 | 67.46 | 60.86 | 43.24 | 6.53 | 0 | 0 | 0 | 0 | 0 | 0 | 0 | 0 | 0 | 0 | 0 | 5.79 | 55.9 | 98.95 | 104.29 | 106.82 | 106.04 | 106.74 | 105.58 | 105.35 | 102.05 | 96.67 | 79.72 | 26.47 | 0.62 | 0 | 0 | 0 | 0 | 0 | 0 | 0 | 0 | 0 | 0.18 | 21.57 | 75.01 | 102.41 | 109.37 | 111.81 | 112.06 | 112.96 | 112.79 | 111.28 | 108.5 | 104.13 | 90.97 | 44.76 | 4.21 | 0 | 0 | 0 | 0 | 0 | 0 | 0 | 0 | 0 | 0.39 | 25.56 | 75.07 | 98.43 | 106.13 | 110.38 | 111.26 | 111.86 | 111.68 | 110.42 | 107.7 | 103.95 | 92.19 | 55.71 | 9.54 | 0.01 | 0 | 0 | 0 | 0 | 0 | 0 | 0 | 0 | 0.03 | 11.98 | 58.43 | 91.55 | 103.83 | 109.04 | 110.11 | 109.79 | 108.84 | 107.54 | 104.58 | 100.13 | 88.16 | 50.99 | 8.12 | 0 | 0 | 0 | 0 | 0 | 0 | 0 | 0 | 0 | 0 | 4.04 | 43.75 | 82.28 | 97.89 | 104.95 | 107.2 | 106.95 | 104.85 | 102.01 | 97.89 | 90.25 | 71.78 | 26.59 | 0.81 | 0 | 0 | 0 | 0 | 0 | 0 | 0 | 0 | 0 | 0 | 0.9 | 32.34 | 84.51 | 98.42 | 103.53 | 104.36 | 104.33 | 103.76 | 102.54 | 101.05 | 91.25 | 51.03 | 6.12 | 0 | 0 | 0 | 0 | 0 | 0 | 0 | 0 | 0 | 0 | 0 | 0.06 | 18.46 | 73.5 | 93.36 | 96.2 | 95.36 | 95.62 | 96.12 | 96.55 | 94.46 | 73.91 | 20.85 | 0.23 | 0 | 0 | 0 | 0 | 0 | 0 | 0 | 0 | 0 | 0 | 0 | 0 | 3.41 | 43.1 | 80.49 | 87.06 | 84.72 | 82.42 | 83.43 | 83.63 | 79.63 | 45.94 | 4.57 | 0 | 0 | 0 | 0 | 0 | 0 | 0 | 0 | 0 | 0 | 0 | 0 | 0 | 0.16 | 15.98 | 50.81 | 61.1 | 64.37 | 63.1 | 65.16 | 61.59 | 56.23 | 31.95 | 2.74 | 0 | 0 | 0 | 0 | 0 | 0 | 0
ARVINN_6_ORION1 |  | Solar_Fixed | Solar Fixed | CISO | North | Norcal | FC | 12 | 0 | 0 | 0 | 0 | 0 | 0 | 0 | 0.28 | 2.1 | 4.36 | 5.42 | 5.82 | 5.75 | 5.3 | 4.57 | 3.11 | 0.72 | 0 | 0 | 0 | 0 | 0 | 0 | 0 | 0 | 0 | 0 | 0 | 0 | 0 | 0 | 1.21 | 5.05 | 7.02 | 7.73 | 7.81 | 7.86 | 7.66 | 7.19 | 5.66 | 2.67 | 0.2 | 0 | 0 | 0 | 0 | 0 | 0 | 0 | 0 | 0 | 0 | 0 | 0 | 0.29 | 3.12 | 5.96 | 6.98 | 7.17 | 7.02 | 7.21 | 7.02 | 6.36 | 5.27 | 3.61 | 0.88 | 0 | 0 | 0 | 0 | 0 | 0 | 0 | 0 | 0 | 0 | 0 | 0.12 | 2.42 | 6.26 | 8.1 | 9 | 9.33 | 9.72 | 9.54 | 9.43 | 9.14 | 8.1 | 6.22 | 2.57 | 0.16 | 0 | 0 | 0 | 0 | 0 | 0 | 0 | 0 | 0 | 0 | 0.77 | 4.22 | 7.14 | 8.64 | 9.51 | 9.76 | 9.84 | 9.88 | 9.86 | 9.5 | 8.52 | 7.03 | 3.79 | 0.63 | 0 | 0 | 0 | 0 | 0 | 0 | 0 | 0 | 0 | 0 | 1.07 | 4.43 | 7.25 | 8.76 | 9.49 | 9.98 | 10.11 | 10.28 | 10.11 | 9.66 | 8.81 | 7.31 | 4.6 | 1.25 | 0.02 | 0 | 0 | 0 | 0 | 0 | 0 | 0 | 0 | 0 | 0.51 | 3.69 | 6.9 | 8.69 | 9.58 | 10.18 | 10.32 | 10.25 | 10.09 | 9.62 | 8.79 | 7.19 | 4.44 | 0.98 | 0.01 | 0 | 0 | 0 | 0 | 0 | 0 | 0 | 0 | 0 | 0.08 | 2.23 | 5.87 | 7.9 | 8.86 | 9.51 | 9.82 | 9.77 | 9.72 | 9.22 | 8.08 | 6.01 | 2.41 | 0.15 | 0 | 0 | 0 | 0 | 0 | 0 | 0 | 0 | 0 | 0 | 0.01 | 1.49 | 5.71 | 8.21 | 9.2 | 9.71 | 9.86 | 9.79 | 9.63 | 9.14 | 7.89 | 4.81 | 1.04 | 0 | 0 | 0 | 0 | 0 | 0 | 0 | 0 | 0 | 0 | 0 | 0 | 0.54 | 4.04 | 7.15 | 8.3 | 8.52 | 8.58 | 8.54 | 8.45 | 7.78 | 5.87 | 2.08 | 0.08 | 0 | 0 | 0 | 0 | 0 | 0 | 0 | 0 | 0 | 0 | 0 | 0 | 0.03 | 1.71 | 5.5 | 7.11 | 7.55 | 7.48 | 7.46 | 7.21 | 6.33 | 3.64 | 0.5 | 0 | 0 | 0 | 0 | 0 | 0 | 0 | 0 | 0 | 0 | 0 | 0 | 0 | 0 | 0.41 | 2.11 | 4.1 | 5.2 | 5.69 | 5.55 | 5.13 | 4.42 | 2.5 | 0.32 | 0 | 0 | 0 | 0 | 0 | 0 | 0
ARVINN_6_ORION2 |  | Solar_1Axis | Solar Tracking | CISO | North | Norcal | FC | 8 | 0 | 0 | 0 | 0 | 0 | 0 | 0 | 0.17 | 1.31 | 2.5 | 3.09 | 3.4 | 3.4 | 3.21 | 3.01 | 2.05 | 0.45 | 0 | 0 | 0 | 0 | 0 | 0 | 0 | 0 | 0 | 0 | 0 | 0 | 0 | 0 | 0.99 | 4.11 | 5.12 | 5.23 | 4.96 | 4.89 | 4.85 | 4.96 | 4.23 | 2.22 | 0.12 | 0 | 0 | 0 | 0 | 0 | 0 | 0 | 0 | 0 | 0 | 0 | 0 | 0.21 | 2.56 | 4.79 | 5.14 | 4.82 | 4.95 | 4.88 | 4.49 | 4.15 | 3.86 | 2.72 | 0.63 | 0 | 0 | 0 | 0 | 0 | 0 | 0 | 0 | 0 | 0 | 0 | 0.11 | 2.39 | 5.27 | 5.79 | 5.76 | 5.66 | 5.8 | 5.81 | 5.72 | 5.82 | 5.58 | 5.09 | 2.36 | 0.11 | 0 | 0 | 0 | 0 | 0 | 0 | 0 | 0 | 0 | 0 | 0.88 | 4.15 | 5.85 | 6.12 | 6.13 | 6.07 | 6.2 | 6.2 | 6.35 | 6.34 | 6.2 | 5.85 | 3.62 | 0.56 | 0 | 0 | 0 | 0 | 0 | 0 | 0 | 0 | 0 | 0.01 | 1.26 | 4.59 | 6.22 | 6.66 | 6.74 | 6.79 | 6.83 | 6.81 | 6.75 | 6.75 | 6.6 | 6.12 | 4.54 | 1.28 | 0.01 | 0 | 0 | 0 | 0 | 0 | 0 | 0 | 0 | 0 | 0.57 | 3.68 | 5.94 | 6.55 | 6.64 | 6.69 | 6.66 | 6.65 | 6.58 | 6.56 | 6.3 | 5.84 | 4.09 | 0.96 | 0.01 | 0 | 0 | 0 | 0 | 0 | 0 | 0 | 0 | 0 | 0.08 | 2.16 | 4.98 | 6.03 | 6.31 | 6.33 | 6.38 | 6.34 | 6.28 | 6.24 | 5.87 | 4.82 | 2.14 | 0.12 | 0 | 0 | 0 | 0 | 0 | 0 | 0 | 0 | 0 | 0 | 0.01 | 1.32 | 4.7 | 5.92 | 6.12 | 6.07 | 6.01 | 6.02 | 6.1 | 6.13 | 5.77 | 3.8 | 0.75 | 0 | 0 | 0 | 0 | 0 | 0 | 0 | 0 | 0 | 0 | 0 | 0 | 0.39 | 3.12 | 5.16 | 5.31 | 5.21 | 5.08 | 5.12 | 5.21 | 5.19 | 4.37 | 1.45 | 0.03 | 0 | 0 | 0 | 0 | 0 | 0 | 0 | 0 | 0 | 0 | 0 | 0 | 0.01 | 1.22 | 3.66 | 4.31 | 4.23 | 4.1 | 4.22 | 4.34 | 4.08 | 2.55 | 0.3 | 0 | 0 | 0 | 0 | 0 | 0 | 0 | 0 | 0 | 0 | 0 | 0 | 0 | 0 | 0.24 | 1.64 | 2.69 | 3.27 | 3.43 | 3.34 | 3.23 | 2.99 | 1.67 | 0.18 | 0 | 0 | 0 | 0 | 0 | 0 | 0
ASTORA_2_SOLAR1 |  | Solar_1Axis | Solar Tracking | CISO | South | Socal | FC | 100 | 0 | 0 | 0 | 0 | 0 | 0 | 0.05 | 11.15 | 40.86 | 52.77 | 54.85 | 56.02 | 55.33 | 51.96 | 48.09 | 30.31 | 5.97 | 0 | 0 | 0 | 0 | 0 | 0 | 0 | 0 | 0 | 0 | 0 | 0 | 0 | 0.69 | 25.55 | 62.5 | 66.78 | 66.22 | 63.98 | 61.88 | 60.45 | 59.37 | 53.39 | 23.3 | 0.86 | 0 | 0 | 0 | 0 | 0 | 0 | 0 | 0 | 0 | 0 | 0 | 0 | 7.72 | 45.9 | 63.23 | 65.54 | 64.35 | 62.73 | 62.36 | 56.62 | 51.49 | 46.46 | 33.01 | 4.98 | 0 | 0 | 0 | 0 | 0 | 0 | 0 | 0 | 0 | 0 | 0 | 4.42 | 42.67 | 75.53 | 79.61 | 81.54 | 80.94 | 81.48 | 80.59 | 80.42 | 77.9 | 73.79 | 60.86 | 20.21 | 0.48 | 0 | 0 | 0 | 0 | 0 | 0 | 0 | 0 | 0 | 0.13 | 16.46 | 57.26 | 78.18 | 83.49 | 85.35 | 85.54 | 86.23 | 86.1 | 84.95 | 82.83 | 79.49 | 69.44 | 34.16 | 3.22 | 0 | 0 | 0 | 0 | 0 | 0 | 0 | 0 | 0 | 0.3 | 19.51 | 57.3 | 75.13 | 81.02 | 84.26 | 84.93 | 85.39 | 85.25 | 84.29 | 82.21 | 79.35 | 70.38 | 42.52 | 7.28 | 0 | 0 | 0 | 0 | 0 | 0 | 0 | 0 | 0 | 0.03 | 9.15 | 44.6 | 69.89 | 79.26 | 83.24 | 84.05 | 83.81 | 83.08 | 82.09 | 79.83 | 76.43 | 67.29 | 38.93 | 6.2 | 0 | 0 | 0 | 0 | 0 | 0 | 0 | 0 | 0 | 0 | 3.08 | 33.4 | 62.81 | 74.72 | 80.11 | 81.83 | 81.64 | 80.04 | 77.87 | 74.72 | 68.89 | 54.8 | 20.3 | 0.62 | 0 | 0 | 0 | 0 | 0 | 0 | 0 | 0 | 0 | 0 | 0.68 | 24.69 | 64.51 | 75.13 | 79.03 | 79.66 | 79.64 | 79.2 | 78.28 | 77.14 | 69.65 | 38.96 | 4.67 | 0 | 0 | 0 | 0 | 0 | 0 | 0 | 0 | 0 | 0 | 0 | 0.05 | 14.09 | 56.11 | 71.27 | 73.43 | 72.79 | 73 | 73.37 | 73.71 | 72.11 | 56.42 | 15.91 | 0.18 | 0 | 0 | 0 | 0 | 0 | 0 | 0 | 0 | 0 | 0 | 0 | 0 | 2.6 | 32.9 | 61.44 | 66.46 | 64.67 | 62.92 | 63.69 | 63.84 | 60.79 | 35.07 | 3.49 | 0 | 0 | 0 | 0 | 0 | 0 | 0 | 0 | 0 | 0 | 0 | 0 | 0 | 0.12 | 12.2 | 38.79 | 46.64 | 49.14 | 48.17 | 49.74 | 47.01 | 42.92 | 24.39 | 2.09 | 0 | 0 | 0 | 0 | 0 | 0 | 0
ASTORA_2_SOLAR2 |  | Solar_1Axis | Solar Tracking | CISO | South | Socal | FC | 75 | 0 | 0 | 0 | 0 | 0 | 0 | 0.04 | 8.37 | 30.65 | 39.58 | 41.13 | 42.01 | 41.49 | 38.97 | 36.07 | 22.73 | 4.47 | 0 | 0 | 0 | 0 | 0 | 0 | 0 | 0 | 0 | 0 | 0 | 0 | 0 | 0.52 | 19.16 | 46.88 | 50.09 | 49.67 | 47.99 | 46.41 | 45.34 | 44.53 | 40.04 | 17.47 | 0.64 | 0 | 0 | 0 | 0 | 0 | 0 | 0 | 0 | 0 | 0 | 0 | 0 | 5.79 | 34.42 | 47.42 | 49.15 | 48.26 | 47.05 | 46.77 | 42.46 | 38.62 | 34.84 | 24.76 | 3.74 | 0 | 0 | 0 | 0 | 0 | 0 | 0 | 0 | 0 | 0 | 0 | 3.32 | 32 | 56.65 | 59.71 | 61.16 | 60.71 | 61.11 | 60.45 | 60.31 | 58.43 | 55.34 | 45.64 | 15.15 | 0.36 | 0 | 0 | 0 | 0 | 0 | 0 | 0 | 0 | 0 | 0.1 | 12.35 | 42.94 | 58.63 | 62.62 | 64.01 | 64.16 | 64.67 | 64.58 | 63.71 | 62.12 | 59.62 | 52.08 | 25.62 | 2.41 | 0 | 0 | 0 | 0 | 0 | 0 | 0 | 0 | 0 | 0.22 | 14.63 | 42.98 | 56.35 | 60.76 | 63.19 | 63.7 | 64.04 | 63.94 | 63.21 | 61.66 | 59.51 | 52.78 | 31.89 | 5.46 | 0 | 0 | 0 | 0 | 0 | 0 | 0 | 0 | 0 | 0.02 | 6.86 | 33.45 | 52.42 | 59.44 | 62.43 | 63.04 | 62.86 | 62.31 | 61.57 | 59.88 | 57.32 | 50.47 | 29.2 | 4.65 | 0 | 0 | 0 | 0 | 0 | 0 | 0 | 0 | 0 | 0 | 2.31 | 25.05 | 47.11 | 56.04 | 60.09 | 61.37 | 61.23 | 60.03 | 58.4 | 56.04 | 51.67 | 41.1 | 15.22 | 0.47 | 0 | 0 | 0 | 0 | 0 | 0 | 0 | 0 | 0 | 0 | 0.51 | 18.51 | 48.39 | 56.35 | 59.27 | 59.75 | 59.73 | 59.4 | 58.71 | 57.85 | 52.24 | 29.22 | 3.51 | 0 | 0 | 0 | 0 | 0 | 0 | 0 | 0 | 0 | 0 | 0 | 0.03 | 10.57 | 42.08 | 53.45 | 55.07 | 54.59 | 54.75 | 55.03 | 55.28 | 54.08 | 42.31 | 11.94 | 0.13 | 0 | 0 | 0 | 0 | 0 | 0 | 0 | 0 | 0 | 0 | 0 | 0 | 1.95 | 24.68 | 46.08 | 49.84 | 48.5 | 47.19 | 47.77 | 47.88 | 45.59 | 26.3 | 2.62 | 0 | 0 | 0 | 0 | 0 | 0 | 0 | 0 | 0 | 0 | 0 | 0 | 0 | 0.09 | 9.15 | 29.09 | 34.98 | 36.85 | 36.13 | 37.3 | 35.26 | 32.19 | 18.29 | 1.57 | 0 | 0 | 0 | 0 | 0 | 0 | 0
ATHOS_5_AP1X2 |  | Solar_1Axis | Solar Tracking | CISO | South | Socal | FC | 250 | 0 | 0 | 0 | 0 | 0 | 0 | 0.12 | 27.89 | 102.16 | 131.93 | 137.12 | 140.05 | 138.31 | 129.91 | 120.22 | 75.77 | 14.92 | 0 | 0 | 0 | 0 | 0 | 0 | 0 | 0 | 0 | 0 | 0 | 0 | 0 | 1.72 | 63.86 | 156.25 | 166.95 | 165.56 | 159.95 | 154.71 | 151.12 | 148.43 | 133.48 | 58.24 | 2.15 | 0 | 0 | 0 | 0 | 0 | 0 | 0 | 0 | 0 | 0 | 0 | 0 | 19.31 | 114.75 | 158.07 | 163.85 | 160.88 | 156.83 | 155.91 | 141.54 | 128.73 | 116.15 | 82.52 | 12.46 | 0 | 0 | 0 | 0 | 0 | 0 | 0 | 0 | 0 | 0 | 0 | 11.06 | 106.68 | 188.84 | 199.02 | 203.86 | 202.36 | 203.7 | 201.48 | 201.05 | 194.75 | 184.48 | 152.14 | 50.51 | 1.19 | 0 | 0 | 0 | 0 | 0 | 0 | 0 | 0 | 0 | 0.33 | 41.16 | 143.14 | 195.44 | 208.73 | 213.38 | 213.85 | 215.58 | 215.26 | 212.37 | 207.07 | 198.73 | 173.6 | 85.41 | 8.04 | 0 | 0 | 0 | 0 | 0 | 0 | 0 | 0 | 0 | 0.75 | 48.78 | 143.26 | 187.83 | 202.55 | 210.65 | 212.32 | 213.47 | 213.13 | 210.72 | 205.53 | 198.37 | 175.94 | 106.31 | 18.2 | 0.01 | 0 | 0 | 0 | 0 | 0 | 0 | 0 | 0 | 0.06 | 22.86 | 111.5 | 174.72 | 198.15 | 208.1 | 210.13 | 209.52 | 207.71 | 205.22 | 199.58 | 191.08 | 168.24 | 97.32 | 15.5 | 0.01 | 0 | 0 | 0 | 0 | 0 | 0 | 0 | 0 | 0 | 7.7 | 83.49 | 157.02 | 186.81 | 200.29 | 204.58 | 204.1 | 200.09 | 194.68 | 186.81 | 172.23 | 136.99 | 50.74 | 1.55 | 0 | 0 | 0 | 0 | 0 | 0 | 0 | 0 | 0 | 0 | 1.71 | 61.72 | 161.29 | 187.82 | 197.58 | 199.16 | 199.1 | 198.01 | 195.69 | 192.84 | 174.13 | 97.39 | 11.68 | 0 | 0 | 0 | 0 | 0 | 0 | 0 | 0 | 0 | 0 | 0 | 0.12 | 35.23 | 140.27 | 178.17 | 183.58 | 181.98 | 182.49 | 183.44 | 184.26 | 180.27 | 141.05 | 39.79 | 0.44 | 0 | 0 | 0 | 0 | 0 | 0 | 0 | 0 | 0 | 0 | 0 | 0 | 6.51 | 82.25 | 153.6 | 166.14 | 161.67 | 157.29 | 159.22 | 159.6 | 151.97 | 87.67 | 8.72 | 0 | 0 | 0 | 0 | 0 | 0 | 0 | 0 | 0 | 0 | 0 | 0 | 0 | 0.3 | 30.5 | 96.97 | 116.6 | 122.84 | 120.43 | 124.35 | 117.53 | 107.3 | 60.97 | 5.23 | 0 | 0 | 0 | 0 | 0 | 0 | 0
ATHOS_5_AP2X2 |  | Solar_1Axis | Solar Tracking | CISO | South | Socal | FC | 200 | 0 | 0 | 0 | 0 | 0 | 0 | 0.1 | 22.31 | 81.73 | 105.54 | 109.69 | 112.04 | 110.65 | 103.93 | 96.18 | 60.62 | 11.93 | 0 | 0 | 0 | 0 | 0 | 0 | 0 | 0 | 0 | 0 | 0 | 0 | 0 | 1.38 | 51.09 | 125 | 133.56 | 132.45 | 127.96 | 123.76 | 120.9 | 118.75 | 106.78 | 46.59 | 1.72 | 0 | 0 | 0 | 0 | 0 | 0 | 0 | 0 | 0 | 0 | 0 | 0 | 15.45 | 91.8 | 126.46 | 131.08 | 128.7 | 125.46 | 124.73 | 113.23 | 102.99 | 92.92 | 66.02 | 9.97 | 0 | 0 | 0 | 0 | 0 | 0 | 0 | 0 | 0 | 0 | 0 | 8.85 | 85.34 | 151.07 | 159.22 | 163.09 | 161.89 | 162.96 | 161.19 | 160.84 | 155.8 | 147.58 | 121.72 | 40.41 | 0.95 | 0 | 0 | 0 | 0 | 0 | 0 | 0 | 0 | 0 | 0.27 | 32.93 | 114.51 | 156.35 | 166.98 | 170.71 | 171.08 | 172.46 | 172.2 | 169.9 | 165.66 | 158.98 | 138.88 | 68.33 | 6.43 | 0 | 0 | 0 | 0 | 0 | 0 | 0 | 0 | 0 | 0.6 | 39.02 | 114.61 | 150.27 | 162.04 | 168.52 | 169.86 | 170.78 | 170.5 | 168.57 | 164.42 | 158.7 | 140.75 | 85.05 | 14.56 | 0.01 | 0 | 0 | 0 | 0 | 0 | 0 | 0 | 0 | 0.05 | 18.29 | 89.2 | 139.78 | 158.52 | 166.48 | 168.1 | 167.62 | 166.17 | 164.18 | 159.67 | 152.87 | 134.59 | 77.85 | 12.4 | 0.01 | 0 | 0 | 0 | 0 | 0 | 0 | 0 | 0 | 0 | 6.16 | 66.79 | 125.62 | 149.44 | 160.23 | 163.67 | 163.28 | 160.07 | 155.74 | 149.45 | 137.78 | 109.59 | 40.59 | 1.24 | 0 | 0 | 0 | 0 | 0 | 0 | 0 | 0 | 0 | 0 | 1.37 | 49.37 | 129.03 | 150.26 | 158.06 | 159.33 | 159.28 | 158.41 | 156.55 | 154.27 | 139.31 | 77.91 | 9.35 | 0 | 0 | 0 | 0 | 0 | 0 | 0 | 0 | 0 | 0 | 0 | 0.09 | 28.18 | 112.21 | 142.54 | 146.86 | 145.58 | 145.99 | 146.75 | 147.41 | 144.22 | 112.84 | 31.83 | 0.35 | 0 | 0 | 0 | 0 | 0 | 0 | 0 | 0 | 0 | 0 | 0 | 0 | 5.21 | 65.8 | 122.88 | 132.91 | 129.34 | 125.83 | 127.38 | 127.68 | 121.58 | 70.13 | 6.98 | 0 | 0 | 0 | 0 | 0 | 0 | 0 | 0 | 0 | 0 | 0 | 0 | 0 | 0.24 | 24.4 | 77.57 | 93.28 | 98.27 | 96.34 | 99.48 | 94.03 | 85.84 | 48.78 | 4.19 | 0 | 0 | 0 | 0 | 0 | 0 | 0
ATWEL2_1_SOLAR1 |  | Solar_1Axis | Solar Tracking | CISO | North | Norcal | FC | 20 | 0 | 0 | 0 | 0 | 0 | 0 | 0 | 0.42 | 3.28 | 6.25 | 7.72 | 8.5 | 8.51 | 8.03 | 7.52 | 5.13 | 1.12 | 0 | 0 | 0 | 0 | 0 | 0 | 0 | 0 | 0 | 0 | 0 | 0 | 0 | 0 | 2.47 | 10.27 | 12.8 | 13.08 | 12.39 | 12.21 | 12.13 | 12.4 | 10.57 | 5.55 | 0.31 | 0 | 0 | 0 | 0 | 0 | 0 | 0 | 0 | 0 | 0 | 0 | 0 | 0.52 | 6.39 | 11.99 | 12.84 | 12.05 | 12.38 | 12.2 | 11.23 | 10.37 | 9.66 | 6.8 | 1.57 | 0 | 0 | 0 | 0 | 0 | 0 | 0 | 0 | 0 | 0 | 0 | 0.28 | 5.97 | 13.17 | 14.48 | 14.4 | 14.15 | 14.49 | 14.52 | 14.31 | 14.54 | 13.94 | 12.71 | 5.9 | 0.27 | 0 | 0 | 0 | 0 | 0 | 0 | 0 | 0 | 0 | 0 | 2.2 | 10.38 | 14.64 | 15.3 | 15.32 | 15.19 | 15.51 | 15.51 | 15.86 | 15.86 | 15.51 | 14.62 | 9.05 | 1.41 | 0 | 0 | 0 | 0 | 0 | 0 | 0 | 0 | 0 | 0.01 | 3.16 | 11.47 | 15.54 | 16.64 | 16.85 | 16.97 | 17.07 | 17.02 | 16.87 | 16.87 | 16.5 | 15.31 | 11.34 | 3.2 | 0.04 | 0 | 0 | 0 | 0 | 0 | 0 | 0 | 0 | 0 | 1.43 | 9.2 | 14.84 | 16.38 | 16.6 | 16.72 | 16.65 | 16.62 | 16.44 | 16.41 | 15.74 | 14.59 | 10.24 | 2.41 | 0.01 | 0 | 0 | 0 | 0 | 0 | 0 | 0 | 0 | 0 | 0.2 | 5.39 | 12.46 | 15.07 | 15.77 | 15.84 | 15.96 | 15.84 | 15.71 | 15.6 | 14.68 | 12.04 | 5.34 | 0.3 | 0 | 0 | 0 | 0 | 0 | 0 | 0 | 0 | 0 | 0 | 0.02 | 3.29 | 11.75 | 14.8 | 15.3 | 15.19 | 15.01 | 15.04 | 15.25 | 15.32 | 14.44 | 9.5 | 1.87 | 0 | 0 | 0 | 0 | 0 | 0 | 0 | 0 | 0 | 0 | 0 | 0 | 0.98 | 7.8 | 12.9 | 13.29 | 13.02 | 12.69 | 12.79 | 13.02 | 12.97 | 10.92 | 3.63 | 0.08 | 0 | 0 | 0 | 0 | 0 | 0 | 0 | 0 | 0 | 0 | 0 | 0 | 0.04 | 3.04 | 9.15 | 10.78 | 10.58 | 10.24 | 10.54 | 10.85 | 10.19 | 6.39 | 0.76 | 0 | 0 | 0 | 0 | 0 | 0 | 0 | 0 | 0 | 0 | 0 | 0 | 0 | 0 | 0.6 | 4.09 | 6.72 | 8.16 | 8.58 | 8.35 | 8.09 | 7.48 | 4.18 | 0.45 | 0 | 0 | 0 | 0 | 0 | 0 | 0
ATWELL_1_SOLAR |  | Solar_Fixed | Solar Fixed | CISO | North | Norcal | FC | 20 | 0 | 0 | 0 | 0 | 0 | 0 | 0 | 0.47 | 3.5 | 7.26 | 9.03 | 9.71 | 9.58 | 8.84 | 7.62 | 5.18 | 1.2 | 0 | 0 | 0 | 0 | 0 | 0 | 0 | 0 | 0 | 0 | 0 | 0 | 0 | 0 | 2.02 | 8.41 | 11.7 | 12.89 | 13.01 | 13.1 | 12.76 | 11.98 | 9.43 | 4.45 | 0.33 | 0 | 0 | 0 | 0 | 0 | 0 | 0 | 0 | 0 | 0 | 0 | 0 | 0.48 | 5.2 | 9.94 | 11.63 | 11.95 | 11.7 | 12.02 | 11.7 | 10.61 | 8.78 | 6.01 | 1.47 | 0 | 0 | 0 | 0 | 0 | 0 | 0 | 0 | 0 | 0 | 0 | 0.2 | 4.03 | 10.43 | 13.51 | 15.01 | 15.55 | 16.2 | 15.9 | 15.72 | 15.24 | 13.5 | 10.37 | 4.28 | 0.27 | 0 | 0 | 0 | 0 | 0 | 0 | 0 | 0 | 0 | 0 | 1.28 | 7.04 | 11.9 | 14.4 | 15.86 | 16.26 | 16.4 | 16.47 | 16.43 | 15.84 | 14.2 | 11.71 | 6.32 | 1.05 | 0 | 0 | 0 | 0 | 0 | 0 | 0 | 0 | 0 | 0.01 | 1.78 | 7.39 | 12.09 | 14.6 | 15.82 | 16.63 | 16.86 | 17.13 | 16.86 | 16.09 | 14.69 | 12.18 | 7.66 | 2.08 | 0.03 | 0 | 0 | 0 | 0 | 0 | 0 | 0 | 0 | 0 | 0.85 | 6.15 | 11.5 | 14.49 | 15.97 | 16.97 | 17.19 | 17.08 | 16.81 | 16.03 | 14.64 | 11.98 | 7.41 | 1.64 | 0.01 | 0 | 0 | 0 | 0 | 0 | 0 | 0 | 0 | 0 | 0.13 | 3.71 | 9.79 | 13.17 | 14.77 | 15.86 | 16.36 | 16.29 | 16.2 | 15.36 | 13.46 | 10.02 | 4.02 | 0.24 | 0 | 0 | 0 | 0 | 0 | 0 | 0 | 0 | 0 | 0 | 0.01 | 2.49 | 9.52 | 13.68 | 15.33 | 16.18 | 16.43 | 16.31 | 16.05 | 15.23 | 13.14 | 8.01 | 1.73 | 0 | 0 | 0 | 0 | 0 | 0 | 0 | 0 | 0 | 0 | 0 | 0 | 0.89 | 6.74 | 11.92 | 13.83 | 14.19 | 14.3 | 14.23 | 14.09 | 12.97 | 9.78 | 3.47 | 0.13 | 0 | 0 | 0 | 0 | 0 | 0 | 0 | 0 | 0 | 0 | 0 | 0 | 0.04 | 2.86 | 9.17 | 11.86 | 12.58 | 12.47 | 12.43 | 12.02 | 10.55 | 6.07 | 0.83 | 0 | 0 | 0 | 0 | 0 | 0 | 0 | 0 | 0 | 0 | 0 | 0 | 0 | 0 | 0.68 | 3.52 | 6.84 | 8.66 | 9.49 | 9.25 | 8.54 | 7.37 | 4.16 | 0.53 | 0 | 0 | 0 | 0 | 0 | 0 | 0
AVENAL_6_AVPARK |  | Solar_Fixed | Solar Fixed | CISO | North | Norcal | ID | 6 | 0 | 0 | 0 | 0 | 0 | 0 | 0 | 0.14 | 1.05 | 2.18 | 2.71 | 2.91 | 2.87 | 2.65 | 2.29 | 1.55 | 0.36 | 0 | 0 | 0 | 0 | 0 | 0 | 0 | 0 | 0 | 0 | 0 | 0 | 0 | 0 | 0.61 | 2.52 | 3.51 | 3.87 | 3.9 | 3.93 | 3.83 | 3.59 | 2.83 | 1.33 | 0.1 | 0 | 0 | 0 | 0 | 0 | 0 | 0 | 0 | 0 | 0 | 0 | 0 | 0.14 | 1.56 | 2.98 | 3.49 | 3.58 | 3.51 | 3.6 | 3.51 | 3.18 | 2.63 | 1.8 | 0.44 | 0 | 0 | 0 | 0 | 0 | 0 | 0 | 0 | 0 | 0 | 0 | 0.06 | 1.21 | 3.13 | 4.05 | 4.5 | 4.66 | 4.86 | 4.77 | 4.72 | 4.57 | 4.05 | 3.11 | 1.28 | 0.08 | 0 | 0 | 0 | 0 | 0 | 0 | 0 | 0 | 0 | 0 | 0.38 | 2.11 | 3.57 | 4.32 | 4.76 | 4.88 | 4.92 | 4.94 | 4.93 | 4.75 | 4.26 | 3.51 | 1.9 | 0.31 | 0 | 0 | 0 | 0 | 0 | 0 | 0 | 0 | 0 | 0 | 0.54 | 2.22 | 3.63 | 4.38 | 4.75 | 4.99 | 5.06 | 5.14 | 5.06 | 4.83 | 4.41 | 3.65 | 2.3 | 0.62 | 0.01 | 0 | 0 | 0 | 0 | 0 | 0 | 0 | 0 | 0 | 0.26 | 1.84 | 3.45 | 4.35 | 4.79 | 5.09 | 5.16 | 5.13 | 5.04 | 4.81 | 4.39 | 3.59 | 2.22 | 0.49 | 0 | 0 | 0 | 0 | 0 | 0 | 0 | 0 | 0 | 0 | 0.04 | 1.11 | 2.94 | 3.95 | 4.43 | 4.76 | 4.91 | 4.89 | 4.86 | 4.61 | 4.04 | 3.01 | 1.21 | 0.07 | 0 | 0 | 0 | 0 | 0 | 0 | 0 | 0 | 0 | 0 | 0 | 0.75 | 2.85 | 4.1 | 4.6 | 4.85 | 4.93 | 4.89 | 4.81 | 4.57 | 3.94 | 2.4 | 0.52 | 0 | 0 | 0 | 0 | 0 | 0 | 0 | 0 | 0 | 0 | 0 | 0 | 0.27 | 2.02 | 3.58 | 4.15 | 4.26 | 4.29 | 4.27 | 4.23 | 3.89 | 2.94 | 1.04 | 0.04 | 0 | 0 | 0 | 0 | 0 | 0 | 0 | 0 | 0 | 0 | 0 | 0 | 0.01 | 0.86 | 2.75 | 3.56 | 3.78 | 3.74 | 3.73 | 3.61 | 3.17 | 1.82 | 0.25 | 0 | 0 | 0 | 0 | 0 | 0 | 0 | 0 | 0 | 0 | 0 | 0 | 0 | 0 | 0.2 | 1.06 | 2.05 | 2.6 | 2.85 | 2.78 | 2.56 | 2.21 | 1.25 | 0.16 | 0 | 0 | 0 | 0 | 0 | 0 | 0
AVENAL_6_AVSLR1 |  | Solar_1Axis | Solar Tracking | CISO | North | Norcal | EO | 7.9 | 0 | 0 | 0 | 0 | 0 | 0 | 0 | 0.17 | 1.29 | 2.47 | 3.05 | 3.36 | 3.36 | 3.17 | 2.97 | 2.03 | 0.44 | 0 | 0 | 0 | 0 | 0 | 0 | 0 | 0 | 0 | 0 | 0 | 0 | 0 | 0 | 0.98 | 4.06 | 5.06 | 5.16 | 4.89 | 4.82 | 4.79 | 4.9 | 4.18 | 2.19 | 0.12 | 0 | 0 | 0 | 0 | 0 | 0 | 0 | 0 | 0 | 0 | 0 | 0 | 0.2 | 2.52 | 4.73 | 5.07 | 4.76 | 4.89 | 4.82 | 4.43 | 4.1 | 3.81 | 2.68 | 0.62 | 0 | 0 | 0 | 0 | 0 | 0 | 0 | 0 | 0 | 0 | 0 | 0.11 | 2.36 | 5.2 | 5.72 | 5.69 | 5.59 | 5.72 | 5.74 | 5.65 | 5.74 | 5.51 | 5.02 | 2.33 | 0.11 | 0 | 0 | 0 | 0 | 0 | 0 | 0 | 0 | 0 | 0 | 0.87 | 4.1 | 5.78 | 6.05 | 6.05 | 6 | 6.13 | 6.12 | 6.27 | 6.26 | 6.13 | 5.77 | 3.57 | 0.56 | 0 | 0 | 0 | 0 | 0 | 0 | 0 | 0 | 0 | 0.01 | 1.25 | 4.53 | 6.14 | 6.57 | 6.65 | 6.7 | 6.74 | 6.72 | 6.66 | 6.66 | 6.52 | 6.05 | 4.48 | 1.26 | 0.01 | 0 | 0 | 0 | 0 | 0 | 0 | 0 | 0 | 0 | 0.57 | 3.63 | 5.86 | 6.47 | 6.56 | 6.61 | 6.58 | 6.57 | 6.49 | 6.48 | 6.22 | 5.76 | 4.04 | 0.95 | 0.01 | 0 | 0 | 0 | 0 | 0 | 0 | 0 | 0 | 0 | 0.08 | 2.13 | 4.92 | 5.95 | 6.23 | 6.26 | 6.3 | 6.26 | 6.21 | 6.16 | 5.8 | 4.76 | 2.11 | 0.12 | 0 | 0 | 0 | 0 | 0 | 0 | 0 | 0 | 0 | 0 | 0.01 | 1.3 | 4.64 | 5.84 | 6.04 | 6 | 5.93 | 5.94 | 6.02 | 6.05 | 5.7 | 3.75 | 0.74 | 0 | 0 | 0 | 0 | 0 | 0 | 0 | 0 | 0 | 0 | 0 | 0 | 0.39 | 3.08 | 5.09 | 5.25 | 5.14 | 5.01 | 5.05 | 5.14 | 5.12 | 4.31 | 1.43 | 0.03 | 0 | 0 | 0 | 0 | 0 | 0 | 0 | 0 | 0 | 0 | 0 | 0 | 0.01 | 1.2 | 3.62 | 4.26 | 4.18 | 4.04 | 4.16 | 4.29 | 4.03 | 2.52 | 0.3 | 0 | 0 | 0 | 0 | 0 | 0 | 0 | 0 | 0 | 0 | 0 | 0 | 0 | 0 | 0.24 | 1.62 | 2.65 | 3.22 | 3.39 | 3.3 | 3.19 | 2.95 | 1.65 | 0.18 | 0 | 0 | 0 | 0 | 0 | 0 | 0
AVENAL_6_AVSLR2 |  | Solar_1Axis | Solar Tracking | CISO | North | Norcal | EO | 7.9 | 0 | 0 | 0 | 0 | 0 | 0 | 0 | 0.17 | 1.29 | 2.47 | 3.05 | 3.36 | 3.36 | 3.17 | 2.97 | 2.03 | 0.44 | 0 | 0 | 0 | 0 | 0 | 0 | 0 | 0 | 0 | 0 | 0 | 0 | 0 | 0 | 0.98 | 4.06 | 5.06 | 5.16 | 4.89 | 4.82 | 4.79 | 4.9 | 4.18 | 2.19 | 0.12 | 0 | 0 | 0 | 0 | 0 | 0 | 0 | 0 | 0 | 0 | 0 | 0 | 0.2 | 2.52 | 4.73 | 5.07 | 4.76 | 4.89 | 4.82 | 4.43 | 4.1 | 3.81 | 2.68 | 0.62 | 0 | 0 | 0 | 0 | 0 | 0 | 0 | 0 | 0 | 0 | 0 | 0.11 | 2.36 | 5.2 | 5.72 | 5.69 | 5.59 | 5.72 | 5.74 | 5.65 | 5.74 | 5.51 | 5.02 | 2.33 | 0.11 | 0 | 0 | 0 | 0 | 0 | 0 | 0 | 0 | 0 | 0 | 0.87 | 4.1 | 5.78 | 6.05 | 6.05 | 6 | 6.13 | 6.12 | 6.27 | 6.26 | 6.13 | 5.77 | 3.57 | 0.56 | 0 | 0 | 0 | 0 | 0 | 0 | 0 | 0 | 0 | 0.01 | 1.25 | 4.53 | 6.14 | 6.57 | 6.65 | 6.7 | 6.74 | 6.72 | 6.66 | 6.66 | 6.52 | 6.05 | 4.48 | 1.26 | 0.01 | 0 | 0 | 0 | 0 | 0 | 0 | 0 | 0 | 0 | 0.57 | 3.63 | 5.86 | 6.47 | 6.56 | 6.61 | 6.58 | 6.57 | 6.49 | 6.48 | 6.22 | 5.76 | 4.04 | 0.95 | 0.01 | 0 | 0 | 0 | 0 | 0 | 0 | 0 | 0 | 0 | 0.08 | 2.13 | 4.92 | 5.95 | 6.23 | 6.26 | 6.3 | 6.26 | 6.21 | 6.16 | 5.8 | 4.76 | 2.11 | 0.12 | 0 | 0 | 0 | 0 | 0 | 0 | 0 | 0 | 0 | 0 | 0.01 | 1.3 | 4.64 | 5.84 | 6.04 | 6 | 5.93 | 5.94 | 6.02 | 6.05 | 5.7 | 3.75 | 0.74 | 0 | 0 | 0 | 0 | 0 | 0 | 0 | 0 | 0 | 0 | 0 | 0 | 0.39 | 3.08 | 5.09 | 5.25 | 5.14 | 5.01 | 5.05 | 5.14 | 5.12 | 4.31 | 1.43 | 0.03 | 0 | 0 | 0 | 0 | 0 | 0 | 0 | 0 | 0 | 0 | 0 | 0 | 0.01 | 1.2 | 3.62 | 4.26 | 4.18 | 4.04 | 4.16 | 4.29 | 4.03 | 2.52 | 0.3 | 0 | 0 | 0 | 0 | 0 | 0 | 0 | 0 | 0 | 0 | 0 | 0 | 0 | 0 | 0.24 | 1.62 | 2.65 | 3.22 | 3.39 | 3.3 | 3.19 | 2.95 | 1.65 | 0.18 | 0 | 0 | 0 | 0 | 0 | 0 | 0
AVENAL_6_SANDDG |  | Solar_Fixed | Solar Fixed | CISO | North | Norcal | ID | 19 | 0 | 0 | 0 | 0 | 0 | 0 | 0 | 0.44 | 3.33 | 6.9 | 8.58 | 9.22 | 9.1 | 8.4 | 7.24 | 4.92 | 1.14 | 0 | 0 | 0 | 0 | 0 | 0 | 0 | 0 | 0 | 0 | 0 | 0 | 0 | 0 | 1.92 | 7.99 | 11.11 | 12.25 | 12.36 | 12.45 | 12.12 | 11.38 | 8.96 | 4.23 | 0.32 | 0 | 0 | 0 | 0 | 0 | 0 | 0 | 0 | 0 | 0 | 0 | 0 | 0.45 | 4.94 | 9.44 | 11.05 | 11.35 | 11.11 | 11.42 | 11.11 | 10.08 | 8.34 | 5.71 | 1.4 | 0 | 0 | 0 | 0 | 0 | 0 | 0 | 0 | 0 | 0 | 0 | 0.19 | 3.82 | 9.91 | 12.83 | 14.26 | 14.77 | 15.39 | 15.11 | 14.94 | 14.48 | 12.82 | 9.85 | 4.07 | 0.25 | 0 | 0 | 0 | 0 | 0 | 0 | 0 | 0 | 0 | 0 | 1.21 | 6.69 | 11.3 | 13.68 | 15.06 | 15.45 | 15.58 | 15.65 | 15.61 | 15.04 | 13.49 | 11.12 | 6.01 | 1 | 0 | 0 | 0 | 0 | 0 | 0 | 0 | 0 | 0 | 0.01 | 1.69 | 7.02 | 11.48 | 13.87 | 15.03 | 15.79 | 16.01 | 16.27 | 16.01 | 15.29 | 13.96 | 11.57 | 7.28 | 1.97 | 0.02 | 0 | 0 | 0 | 0 | 0 | 0 | 0 | 0 | 0 | 0.81 | 5.84 | 10.93 | 13.77 | 15.18 | 16.12 | 16.33 | 16.23 | 15.97 | 15.23 | 13.91 | 11.38 | 7.04 | 1.56 | 0.01 | 0 | 0 | 0 | 0 | 0 | 0 | 0 | 0 | 0 | 0.13 | 3.53 | 9.3 | 12.51 | 14.03 | 15.06 | 15.54 | 15.47 | 15.39 | 14.59 | 12.79 | 9.52 | 3.82 | 0.23 | 0 | 0 | 0 | 0 | 0 | 0 | 0 | 0 | 0 | 0 | 0.01 | 2.36 | 9.04 | 13 | 14.56 | 15.37 | 15.61 | 15.49 | 15.24 | 14.47 | 12.49 | 7.61 | 1.64 | 0 | 0 | 0 | 0 | 0 | 0 | 0 | 0 | 0 | 0 | 0 | 0 | 0.85 | 6.4 | 11.32 | 13.14 | 13.48 | 13.59 | 13.51 | 13.38 | 12.32 | 9.29 | 3.3 | 0.12 | 0 | 0 | 0 | 0 | 0 | 0 | 0 | 0 | 0 | 0 | 0 | 0 | 0.04 | 2.71 | 8.71 | 11.26 | 11.96 | 11.85 | 11.81 | 11.42 | 10.02 | 5.77 | 0.79 | 0 | 0 | 0 | 0 | 0 | 0 | 0 | 0 | 0 | 0 | 0 | 0 | 0 | 0 | 0.64 | 3.35 | 6.5 | 8.23 | 9.01 | 8.79 | 8.12 | 7 | 3.95 | 0.5 | 0 | 0 | 0 | 0 | 0 | 0 | 0
AVENAL_6_SUNCTY |  | Solar_Fixed | Solar Fixed | CISO | North | Norcal | ID | 20 | 0 | 0 | 0 | 0 | 0 | 0 | 0 | 0.47 | 3.5 | 7.26 | 9.03 | 9.71 | 9.58 | 8.84 | 7.62 | 5.18 | 1.2 | 0 | 0 | 0 | 0 | 0 | 0 | 0 | 0 | 0 | 0 | 0 | 0 | 0 | 0 | 2.02 | 8.41 | 11.7 | 12.89 | 13.01 | 13.1 | 12.76 | 11.98 | 9.43 | 4.45 | 0.33 | 0 | 0 | 0 | 0 | 0 | 0 | 0 | 0 | 0 | 0 | 0 | 0 | 0.48 | 5.2 | 9.94 | 11.63 | 11.95 | 11.7 | 12.02 | 11.7 | 10.61 | 8.78 | 6.01 | 1.47 | 0 | 0 | 0 | 0 | 0 | 0 | 0 | 0 | 0 | 0 | 0 | 0.2 | 4.03 | 10.43 | 13.51 | 15.01 | 15.55 | 16.2 | 15.9 | 15.72 | 15.24 | 13.5 | 10.37 | 4.28 | 0.27 | 0 | 0 | 0 | 0 | 0 | 0 | 0 | 0 | 0 | 0 | 1.28 | 7.04 | 11.9 | 14.4 | 15.86 | 16.26 | 16.4 | 16.47 | 16.43 | 15.84 | 14.2 | 11.71 | 6.32 | 1.05 | 0 | 0 | 0 | 0 | 0 | 0 | 0 | 0 | 0 | 0.01 | 1.78 | 7.39 | 12.09 | 14.6 | 15.82 | 16.63 | 16.86 | 17.13 | 16.86 | 16.09 | 14.69 | 12.18 | 7.66 | 2.08 | 0.03 | 0 | 0 | 0 | 0 | 0 | 0 | 0 | 0 | 0 | 0.85 | 6.15 | 11.5 | 14.49 | 15.97 | 16.97 | 17.19 | 17.08 | 16.81 | 16.03 | 14.64 | 11.98 | 7.41 | 1.64 | 0.01 | 0 | 0 | 0 | 0 | 0 | 0 | 0 | 0 | 0 | 0.13 | 3.71 | 9.79 | 13.17 | 14.77 | 15.86 | 16.36 | 16.29 | 16.2 | 15.36 | 13.46 | 10.02 | 4.02 | 0.24 | 0 | 0 | 0 | 0 | 0 | 0 | 0 | 0 | 0 | 0 | 0.01 | 2.49 | 9.52 | 13.68 | 15.33 | 16.18 | 16.43 | 16.31 | 16.05 | 15.23 | 13.14 | 8.01 | 1.73 | 0 | 0 | 0 | 0 | 0 | 0 | 0 | 0 | 0 | 0 | 0 | 0 | 0.89 | 6.74 | 11.92 | 13.83 | 14.19 | 14.3 | 14.23 | 14.09 | 12.97 | 9.78 | 3.47 | 0.13 | 0 | 0 | 0 | 0 | 0 | 0 | 0 | 0 | 0 | 0 | 0 | 0 | 0.04 | 2.86 | 9.17 | 11.86 | 12.58 | 12.47 | 12.43 | 12.02 | 10.55 | 6.07 | 0.83 | 0 | 0 | 0 | 0 | 0 | 0 | 0 | 0 | 0 | 0 | 0 | 0 | 0 | 0 | 0.68 | 3.52 | 6.84 | 8.66 | 9.49 | 9.25 | 8.54 | 7.37 | 4.16 | 0.53 | 0 | 0 | 0 | 0 | 0 | 0 | 0
AVSOLR_2_SOLAR |  | Solar_Fixed | Solar Fixed | CISO | South | Socal | FC | 241.5 | 0 | 0 | 0 | 0 | 0 | 0 | 0.37 | 28.89 | 99.72 | 135.78 | 149.45 | 155.33 | 148.26 | 141.57 | 118.4 | 65.59 | 9.56 | 0 | 0 | 0 | 0 | 0 | 0 | 0 | 0 | 0 | 0 | 0 | 0 | 0 | 2.28 | 52.52 | 126.72 | 155 | 164.88 | 166.75 | 160.13 | 152.11 | 137.47 | 107.83 | 39.25 | 1 | 0 | 0 | 0 | 0 | 0 | 0 | 0 | 0 | 0 | 0 | 0 | 0.03 | 17.4 | 91.86 | 142.4 | 162.28 | 165.89 | 168.16 | 161.18 | 152.44 | 137.45 | 111.82 | 60.3 | 7.99 | 0 | 0 | 0 | 0 | 0 | 0 | 0 | 0 | 0 | 0 | 0 | 8.5 | 71.13 | 143.67 | 180.25 | 195.47 | 203.21 | 203.33 | 199.55 | 194.23 | 178.73 | 154.27 | 105.32 | 27.55 | 0.71 | 0 | 0 | 0 | 0 | 0 | 0 | 0 | 0 | 0 | 0.5 | 28.38 | 101.33 | 151.71 | 182.35 | 201 | 209.55 | 211.46 | 209.41 | 205.08 | 191.64 | 167.55 | 122.13 | 47.37 | 3.67 | 0.01 | 0 | 0 | 0 | 0 | 0 | 0 | 0 | 0 | 0.96 | 32.13 | 98.85 | 147.96 | 184.22 | 201.75 | 212.08 | 212.33 | 210.8 | 204.67 | 188.62 | 165.09 | 128.43 | 61.11 | 8.3 | 0.02 | 0 | 0 | 0 | 0 | 0 | 0 | 0 | 0 | 0.06 | 17.07 | 71.35 | 129.21 | 164.21 | 185.36 | 197.98 | 202.74 | 200.74 | 194.16 | 179.07 | 156.75 | 119.92 | 55.15 | 6.58 | 0.01 | 0 | 0 | 0 | 0 | 0 | 0 | 0 | 0 | 0 | 7.01 | 61.98 | 130.13 | 164.54 | 187.49 | 204 | 208.32 | 199.66 | 193.39 | 177.31 | 151.34 | 101.79 | 29.62 | 0.93 | 0.01 | 0 | 0 | 0 | 0 | 0 | 0 | 0 | 0 | 0 | 2.16 | 48.77 | 126.55 | 166.35 | 186.74 | 198.95 | 201.62 | 201.57 | 192.65 | 173.62 | 138.37 | 64.61 | 6.82 | 0.04 | 0 | 0 | 0 | 0 | 0 | 0 | 0 | 0 | 0 | 0 | 0.4 | 30.73 | 113 | 160.69 | 180.94 | 193.49 | 195.44 | 192.36 | 183.01 | 163.76 | 108.6 | 25.41 | 0.37 | 0 | 0 | 0 | 0 | 0 | 0 | 0 | 0 | 0 | 0 | 0 | 0.04 | 7.98 | 71.73 | 141 | 163.95 | 174.2 | 176.51 | 171.71 | 161.68 | 133.12 | 62.25 | 4.66 | 0 | 0 | 0 | 0 | 0 | 0 | 0 | 0 | 0 | 0 | 0 | 0 | 0 | 0.89 | 31.93 | 92.98 | 125.66 | 136.8 | 144.26 | 142.66 | 130.58 | 102.52 | 47.29 | 3 | 0 | 0 | 0 | 0 | 0 | 0 | 0
BAHIA_2_LKHSR1 |  | Solar_1Axis | Solar Tracking | CISO | North | Norcal | EO | 5 | 0 | 0 | 0 | 0 | 0 | 0 | 0 | 0.11 | 0.82 | 1.56 | 1.93 | 2.13 | 2.13 | 2.01 | 1.88 | 1.28 | 0.28 | 0 | 0 | 0 | 0 | 0 | 0 | 0 | 0 | 0 | 0 | 0 | 0 | 0 | 0 | 0.62 | 2.57 | 3.2 | 3.27 | 3.1 | 3.05 | 3.03 | 3.1 | 2.64 | 1.39 | 0.08 | 0 | 0 | 0 | 0 | 0 | 0 | 0 | 0 | 0 | 0 | 0 | 0 | 0.13 | 1.6 | 3 | 3.21 | 3.01 | 3.1 | 3.05 | 2.81 | 2.59 | 2.41 | 1.7 | 0.39 | 0 | 0 | 0 | 0 | 0 | 0 | 0 | 0 | 0 | 0 | 0 | 0.07 | 1.49 | 3.29 | 3.62 | 3.6 | 3.54 | 3.62 | 3.63 | 3.58 | 3.63 | 3.48 | 3.18 | 1.48 | 0.07 | 0 | 0 | 0 | 0 | 0 | 0 | 0 | 0 | 0 | 0 | 0.55 | 2.59 | 3.66 | 3.83 | 3.83 | 3.8 | 3.88 | 3.88 | 3.97 | 3.97 | 3.88 | 3.65 | 2.26 | 0.35 | 0 | 0 | 0 | 0 | 0 | 0 | 0 | 0 | 0 | 0 | 0.79 | 2.87 | 3.89 | 4.16 | 4.21 | 4.24 | 4.27 | 4.26 | 4.22 | 4.22 | 4.12 | 3.83 | 2.84 | 0.8 | 0.01 | 0 | 0 | 0 | 0 | 0 | 0 | 0 | 0 | 0 | 0.36 | 2.3 | 3.71 | 4.09 | 4.15 | 4.18 | 4.16 | 4.16 | 4.11 | 4.1 | 3.94 | 3.65 | 2.56 | 0.6 | 0 | 0 | 0 | 0 | 0 | 0 | 0 | 0 | 0 | 0 | 0.05 | 1.35 | 3.12 | 3.77 | 3.94 | 3.96 | 3.99 | 3.96 | 3.93 | 3.9 | 3.67 | 3.01 | 1.34 | 0.07 | 0 | 0 | 0 | 0 | 0 | 0 | 0 | 0 | 0 | 0 | 0.01 | 0.82 | 2.94 | 3.7 | 3.82 | 3.8 | 3.75 | 3.76 | 3.81 | 3.83 | 3.61 | 2.38 | 0.47 | 0 | 0 | 0 | 0 | 0 | 0 | 0 | 0 | 0 | 0 | 0 | 0 | 0.25 | 1.95 | 3.22 | 3.32 | 3.26 | 3.17 | 3.2 | 3.25 | 3.24 | 2.73 | 0.91 | 0.02 | 0 | 0 | 0 | 0 | 0 | 0 | 0 | 0 | 0 | 0 | 0 | 0 | 0.01 | 0.76 | 2.29 | 2.7 | 2.64 | 2.56 | 2.63 | 2.71 | 2.55 | 1.6 | 0.19 | 0 | 0 | 0 | 0 | 0 | 0 | 0 | 0 | 0 | 0 | 0 | 0 | 0 | 0 | 0.15 | 1.02 | 1.68 | 2.04 | 2.14 | 2.09 | 2.02 | 1.87 | 1.05 | 0.11 | 0 | 0 | 0 | 0 | 0 | 0 | 0
BARRE_2_ALASB1 | BARRE_2_ALASB1_SUN | Hybrid_Solar1Axis | Solar Tracking | CISO | South | Socal | FC | 10 | 0 | 0 | 0 | 0 | 0 | 0 | 0 | 1.12 | 4.09 | 5.28 | 5.48 | 5.6 | 5.53 | 5.2 | 4.81 | 3.03 | 0.6 | 0 | 0 | 0 | 0 | 0 | 0 | 0 | 0 | 0 | 0 | 0 | 0 | 0 | 0.07 | 2.55 | 6.25 | 6.68 | 6.62 | 6.4 | 6.19 | 6.04 | 5.94 | 5.34 | 2.33 | 0.09 | 0 | 0 | 0 | 0 | 0 | 0 | 0 | 0 | 0 | 0 | 0 | 0 | 0.77 | 4.59 | 6.32 | 6.55 | 6.44 | 6.27 | 6.24 | 5.66 | 5.15 | 4.65 | 3.3 | 0.5 | 0 | 0 | 0 | 0 | 0 | 0 | 0 | 0 | 0 | 0 | 0 | 0.44 | 4.27 | 7.55 | 7.96 | 8.15 | 8.09 | 8.15 | 8.06 | 8.04 | 7.79 | 7.38 | 6.09 | 2.02 | 0.05 | 0 | 0 | 0 | 0 | 0 | 0 | 0 | 0 | 0 | 0.01 | 1.65 | 5.73 | 7.82 | 8.35 | 8.54 | 8.55 | 8.62 | 8.61 | 8.49 | 8.28 | 7.95 | 6.94 | 3.42 | 0.32 | 0 | 0 | 0 | 0 | 0 | 0 | 0 | 0 | 0 | 0.03 | 1.95 | 5.73 | 7.51 | 8.1 | 8.43 | 8.49 | 8.54 | 8.53 | 8.43 | 8.22 | 7.93 | 7.04 | 4.25 | 0.73 | 0 | 0 | 0 | 0 | 0 | 0 | 0 | 0 | 0 | 0 | 0.91 | 4.46 | 6.99 | 7.93 | 8.32 | 8.41 | 8.38 | 8.31 | 8.21 | 7.98 | 7.64 | 6.73 | 3.89 | 0.62 | 0 | 0 | 0 | 0 | 0 | 0 | 0 | 0 | 0 | 0 | 0.31 | 3.34 | 6.28 | 7.47 | 8.01 | 8.18 | 8.16 | 8 | 7.79 | 7.47 | 6.89 | 5.48 | 2.03 | 0.06 | 0 | 0 | 0 | 0 | 0 | 0 | 0 | 0 | 0 | 0 | 0.07 | 2.47 | 6.45 | 7.51 | 7.9 | 7.97 | 7.96 | 7.92 | 7.83 | 7.71 | 6.97 | 3.9 | 0.47 | 0 | 0 | 0 | 0 | 0 | 0 | 0 | 0 | 0 | 0 | 0 | 0 | 1.41 | 5.61 | 7.13 | 7.34 | 7.28 | 7.3 | 7.34 | 7.37 | 7.21 | 5.64 | 1.59 | 0.02 | 0 | 0 | 0 | 0 | 0 | 0 | 0 | 0 | 0 | 0 | 0 | 0 | 0.26 | 3.29 | 6.14 | 6.65 | 6.47 | 6.29 | 6.37 | 6.38 | 6.08 | 3.51 | 0.35 | 0 | 0 | 0 | 0 | 0 | 0 | 0 | 0 | 0 | 0 | 0 | 0 | 0 | 0.01 | 1.22 | 3.88 | 4.66 | 4.91 | 4.82 | 4.97 | 4.7 | 4.29 | 2.44 | 0.21 | 0 | 0 | 0 | 0 | 0 | 0 | 0
BGSKYN_2_AS2SR1 |  | Paired_Solar_1Axis | Solar Tracking | CISO | South | Socal | ID | 105 | 0 | 0 | 0 | 0 | 0 | 0 | 0.05 | 11.71 | 42.91 | 55.41 | 57.59 | 58.82 | 58.09 | 54.56 | 50.49 | 31.82 | 6.26 | 0 | 0 | 0 | 0 | 0 | 0 | 0 | 0 | 0 | 0 | 0 | 0 | 0 | 0.72 | 26.82 | 65.63 | 70.12 | 69.53 | 67.18 | 64.98 | 63.47 | 62.34 | 56.06 | 24.46 | 0.9 | 0 | 0 | 0 | 0 | 0 | 0 | 0 | 0 | 0 | 0 | 0 | 0 | 8.11 | 48.19 | 66.39 | 68.82 | 67.57 | 65.87 | 65.48 | 59.45 | 54.07 | 48.78 | 34.66 | 5.23 | 0 | 0 | 0 | 0 | 0 | 0 | 0 | 0 | 0 | 0 | 0 | 4.64 | 44.8 | 79.31 | 83.59 | 85.62 | 84.99 | 85.55 | 84.62 | 84.44 | 81.8 | 77.48 | 63.9 | 21.22 | 0.5 | 0 | 0 | 0 | 0 | 0 | 0 | 0 | 0 | 0 | 0.14 | 17.29 | 60.12 | 82.08 | 87.66 | 89.62 | 89.82 | 90.54 | 90.41 | 89.2 | 86.97 | 83.47 | 72.91 | 35.87 | 3.38 | 0 | 0 | 0 | 0 | 0 | 0 | 0 | 0 | 0 | 0.31 | 20.49 | 60.17 | 78.89 | 85.07 | 88.47 | 89.18 | 89.66 | 89.51 | 88.5 | 86.32 | 83.32 | 73.89 | 44.65 | 7.64 | 0.01 | 0 | 0 | 0 | 0 | 0 | 0 | 0 | 0 | 0.03 | 9.6 | 46.83 | 73.38 | 83.22 | 87.4 | 88.25 | 88 | 87.24 | 86.19 | 83.83 | 80.25 | 70.66 | 40.87 | 6.51 | 0 | 0 | 0 | 0 | 0 | 0 | 0 | 0 | 0 | 0 | 3.23 | 35.07 | 65.95 | 78.46 | 84.12 | 85.92 | 85.72 | 84.04 | 81.77 | 78.46 | 72.34 | 57.53 | 21.31 | 0.65 | 0 | 0 | 0 | 0 | 0 | 0 | 0 | 0 | 0 | 0 | 0.72 | 25.92 | 67.74 | 78.88 | 82.98 | 83.65 | 83.62 | 83.17 | 82.19 | 80.99 | 73.14 | 40.9 | 4.91 | 0 | 0 | 0 | 0 | 0 | 0 | 0 | 0 | 0 | 0 | 0 | 0.05 | 14.8 | 58.91 | 74.83 | 77.1 | 76.43 | 76.65 | 77.04 | 77.39 | 75.72 | 59.24 | 16.71 | 0.18 | 0 | 0 | 0 | 0 | 0 | 0 | 0 | 0 | 0 | 0 | 0 | 0 | 2.73 | 34.55 | 64.51 | 69.78 | 67.9 | 66.06 | 66.87 | 67.03 | 63.83 | 36.82 | 3.66 | 0 | 0 | 0 | 0 | 0 | 0 | 0 | 0 | 0 | 0 | 0 | 0 | 0 | 0.13 | 12.81 | 40.73 | 48.97 | 51.59 | 50.58 | 52.23 | 49.36 | 45.07 | 25.61 | 2.2 | 0 | 0 | 0 | 0 | 0 | 0 | 0
BGSKYN_2_ASPSR2 |  | Paired_Solar_1Axis | Solar Tracking | CISO | South | Socal | ID | 100 | 0 | 0 | 0 | 0 | 0 | 0 | 0.05 | 11.15 | 40.86 | 52.77 | 54.85 | 56.02 | 55.33 | 51.96 | 48.09 | 30.31 | 5.97 | 0 | 0 | 0 | 0 | 0 | 0 | 0 | 0 | 0 | 0 | 0 | 0 | 0 | 0.69 | 25.55 | 62.5 | 66.78 | 66.22 | 63.98 | 61.88 | 60.45 | 59.37 | 53.39 | 23.3 | 0.86 | 0 | 0 | 0 | 0 | 0 | 0 | 0 | 0 | 0 | 0 | 0 | 0 | 7.72 | 45.9 | 63.23 | 65.54 | 64.35 | 62.73 | 62.36 | 56.62 | 51.49 | 46.46 | 33.01 | 4.98 | 0 | 0 | 0 | 0 | 0 | 0 | 0 | 0 | 0 | 0 | 0 | 4.42 | 42.67 | 75.53 | 79.61 | 81.54 | 80.94 | 81.48 | 80.59 | 80.42 | 77.9 | 73.79 | 60.86 | 20.21 | 0.48 | 0 | 0 | 0 | 0 | 0 | 0 | 0 | 0 | 0 | 0.13 | 16.46 | 57.26 | 78.18 | 83.49 | 85.35 | 85.54 | 86.23 | 86.1 | 84.95 | 82.83 | 79.49 | 69.44 | 34.16 | 3.22 | 0 | 0 | 0 | 0 | 0 | 0 | 0 | 0 | 0 | 0.3 | 19.51 | 57.3 | 75.13 | 81.02 | 84.26 | 84.93 | 85.39 | 85.25 | 84.29 | 82.21 | 79.35 | 70.38 | 42.52 | 7.28 | 0 | 0 | 0 | 0 | 0 | 0 | 0 | 0 | 0 | 0.03 | 9.15 | 44.6 | 69.89 | 79.26 | 83.24 | 84.05 | 83.81 | 83.08 | 82.09 | 79.83 | 76.43 | 67.29 | 38.93 | 6.2 | 0 | 0 | 0 | 0 | 0 | 0 | 0 | 0 | 0 | 0 | 3.08 | 33.4 | 62.81 | 74.72 | 80.11 | 81.83 | 81.64 | 80.04 | 77.87 | 74.72 | 68.89 | 54.8 | 20.3 | 0.62 | 0 | 0 | 0 | 0 | 0 | 0 | 0 | 0 | 0 | 0 | 0.68 | 24.69 | 64.51 | 75.13 | 79.03 | 79.66 | 79.64 | 79.2 | 78.28 | 77.14 | 69.65 | 38.96 | 4.67 | 0 | 0 | 0 | 0 | 0 | 0 | 0 | 0 | 0 | 0 | 0 | 0.05 | 14.09 | 56.11 | 71.27 | 73.43 | 72.79 | 73 | 73.37 | 73.71 | 72.11 | 56.42 | 15.91 | 0.18 | 0 | 0 | 0 | 0 | 0 | 0 | 0 | 0 | 0 | 0 | 0 | 0 | 2.6 | 32.9 | 61.44 | 66.46 | 64.67 | 62.92 | 63.69 | 63.84 | 60.79 | 35.07 | 3.49 | 0 | 0 | 0 | 0 | 0 | 0 | 0 | 0 | 0 | 0 | 0 | 0 | 0 | 0.12 | 12.2 | 38.79 | 46.64 | 49.14 | 48.17 | 49.74 | 47.01 | 42.92 | 24.39 | 2.09 | 0 | 0 | 0 | 0 | 0 | 0 | 0
BGSKYN_2_ASSR1B |  | Paired_Solar_1Axis | Solar Tracking | CISO | South | Socal | ID | 17 | 0 | 0 | 0 | 0 | 0 | 0 | 0.01 | 1.9 | 6.95 | 8.97 | 9.32 | 9.52 | 9.41 | 8.83 | 8.18 | 5.15 | 1.01 | 0 | 0 | 0 | 0 | 0 | 0 | 0 | 0 | 0 | 0 | 0 | 0 | 0 | 0.12 | 4.34 | 10.63 | 11.35 | 11.26 | 10.88 | 10.52 | 10.28 | 10.09 | 9.08 | 3.96 | 0.15 | 0 | 0 | 0 | 0 | 0 | 0 | 0 | 0 | 0 | 0 | 0 | 0 | 1.31 | 7.8 | 10.75 | 11.14 | 10.94 | 10.66 | 10.6 | 9.62 | 8.75 | 7.9 | 5.61 | 0.85 | 0 | 0 | 0 | 0 | 0 | 0 | 0 | 0 | 0 | 0 | 0 | 0.75 | 7.25 | 12.84 | 13.53 | 13.86 | 13.76 | 13.85 | 13.7 | 13.67 | 13.24 | 12.54 | 10.35 | 3.43 | 0.08 | 0 | 0 | 0 | 0 | 0 | 0 | 0 | 0 | 0 | 0.02 | 2.8 | 9.73 | 13.29 | 14.19 | 14.51 | 14.54 | 14.66 | 14.64 | 14.44 | 14.08 | 13.51 | 11.81 | 5.81 | 0.55 | 0 | 0 | 0 | 0 | 0 | 0 | 0 | 0 | 0 | 0.05 | 3.32 | 9.74 | 12.77 | 13.77 | 14.32 | 14.44 | 14.52 | 14.49 | 14.33 | 13.98 | 13.49 | 11.96 | 7.23 | 1.24 | 0 | 0 | 0 | 0 | 0 | 0 | 0 | 0 | 0 | 0 | 1.55 | 7.58 | 11.88 | 13.47 | 14.15 | 14.29 | 14.25 | 14.12 | 13.96 | 13.57 | 12.99 | 11.44 | 6.62 | 1.05 | 0 | 0 | 0 | 0 | 0 | 0 | 0 | 0 | 0 | 0 | 0.52 | 5.68 | 10.68 | 12.7 | 13.62 | 13.91 | 13.88 | 13.61 | 13.24 | 12.7 | 11.71 | 9.32 | 3.45 | 0.11 | 0 | 0 | 0 | 0 | 0 | 0 | 0 | 0 | 0 | 0 | 0.12 | 4.2 | 10.97 | 12.77 | 13.44 | 13.54 | 13.54 | 13.46 | 13.31 | 13.11 | 11.84 | 6.62 | 0.79 | 0 | 0 | 0 | 0 | 0 | 0 | 0 | 0 | 0 | 0 | 0 | 0.01 | 2.4 | 9.54 | 12.12 | 12.48 | 12.37 | 12.41 | 12.47 | 12.53 | 12.26 | 9.59 | 2.71 | 0.03 | 0 | 0 | 0 | 0 | 0 | 0 | 0 | 0 | 0 | 0 | 0 | 0 | 0.44 | 5.59 | 10.44 | 11.3 | 10.99 | 10.7 | 10.83 | 10.85 | 10.33 | 5.96 | 0.59 | 0 | 0 | 0 | 0 | 0 | 0 | 0 | 0 | 0 | 0 | 0 | 0 | 0 | 0.02 | 2.07 | 6.59 | 7.93 | 8.35 | 8.19 | 8.46 | 7.99 | 7.3 | 4.15 | 0.36 | 0 | 0 | 0 | 0 | 0 | 0 | 0
BGSKYN_2_ASSR3A |  | Paired_Solar_1Axis | Solar Tracking | CISO | South | Socal | ID | 15 | 0 | 0 | 0 | 0 | 0 | 0 | 0.01 | 1.67 | 6.13 | 7.92 | 8.23 | 8.4 | 8.3 | 7.79 | 7.21 | 4.55 | 0.89 | 0 | 0 | 0 | 0 | 0 | 0 | 0 | 0 | 0 | 0 | 0 | 0 | 0 | 0.1 | 3.83 | 9.38 | 10.02 | 9.93 | 9.6 | 9.28 | 9.07 | 8.91 | 8.01 | 3.49 | 0.13 | 0 | 0 | 0 | 0 | 0 | 0 | 0 | 0 | 0 | 0 | 0 | 0 | 1.16 | 6.88 | 9.48 | 9.83 | 9.65 | 9.41 | 9.35 | 8.49 | 7.72 | 6.97 | 4.95 | 0.75 | 0 | 0 | 0 | 0 | 0 | 0 | 0 | 0 | 0 | 0 | 0 | 0.66 | 6.4 | 11.33 | 11.94 | 12.23 | 12.14 | 12.22 | 12.09 | 12.06 | 11.69 | 11.07 | 9.13 | 3.03 | 0.07 | 0 | 0 | 0 | 0 | 0 | 0 | 0 | 0 | 0 | 0.02 | 2.47 | 8.59 | 11.73 | 12.52 | 12.8 | 12.83 | 12.93 | 12.92 | 12.74 | 12.42 | 11.92 | 10.42 | 5.12 | 0.48 | 0 | 0 | 0 | 0 | 0 | 0 | 0 | 0 | 0 | 0.04 | 2.93 | 8.6 | 11.27 | 12.15 | 12.64 | 12.74 | 12.81 | 12.79 | 12.64 | 12.33 | 11.9 | 10.56 | 6.38 | 1.09 | 0 | 0 | 0 | 0 | 0 | 0 | 0 | 0 | 0 | 0 | 1.37 | 6.69 | 10.48 | 11.89 | 12.49 | 12.61 | 12.57 | 12.46 | 12.31 | 11.98 | 11.46 | 10.09 | 5.84 | 0.93 | 0 | 0 | 0 | 0 | 0 | 0 | 0 | 0 | 0 | 0 | 0.46 | 5.01 | 9.42 | 11.21 | 12.02 | 12.27 | 12.25 | 12.01 | 11.68 | 11.21 | 10.33 | 8.22 | 3.04 | 0.09 | 0 | 0 | 0 | 0 | 0 | 0 | 0 | 0 | 0 | 0 | 0.1 | 3.7 | 9.68 | 11.27 | 11.85 | 11.95 | 11.95 | 11.88 | 11.74 | 11.57 | 10.45 | 5.84 | 0.7 | 0 | 0 | 0 | 0 | 0 | 0 | 0 | 0 | 0 | 0 | 0 | 0.01 | 2.11 | 8.42 | 10.69 | 11.01 | 10.92 | 10.95 | 11.01 | 11.06 | 10.82 | 8.46 | 2.39 | 0.03 | 0 | 0 | 0 | 0 | 0 | 0 | 0 | 0 | 0 | 0 | 0 | 0 | 0.39 | 4.94 | 9.22 | 9.97 | 9.7 | 9.44 | 9.55 | 9.58 | 9.12 | 5.26 | 0.52 | 0 | 0 | 0 | 0 | 0 | 0 | 0 | 0 | 0 | 0 | 0 | 0 | 0 | 0.02 | 1.83 | 5.82 | 7 | 7.37 | 7.23 | 7.46 | 7.05 | 6.44 | 3.66 | 0.31 | 0 | 0 | 0 | 0 | 0 | 0 | 0
BGSKYN_2_ASSR3B |  | Paired_Solar_1Axis | Solar Tracking | CISO | South | Socal | ID | 5 | 0 | 0 | 0 | 0 | 0 | 0 | 0 | 0.56 | 2.04 | 2.64 | 2.74 | 2.8 | 2.77 | 2.6 | 2.4 | 1.52 | 0.3 | 0 | 0 | 0 | 0 | 0 | 0 | 0 | 0 | 0 | 0 | 0 | 0 | 0 | 0.03 | 1.28 | 3.13 | 3.34 | 3.31 | 3.2 | 3.09 | 3.02 | 2.97 | 2.67 | 1.16 | 0.04 | 0 | 0 | 0 | 0 | 0 | 0 | 0 | 0 | 0 | 0 | 0 | 0 | 0.39 | 2.29 | 3.16 | 3.28 | 3.22 | 3.14 | 3.12 | 2.83 | 2.57 | 2.32 | 1.65 | 0.25 | 0 | 0 | 0 | 0 | 0 | 0 | 0 | 0 | 0 | 0 | 0 | 0.22 | 2.13 | 3.78 | 3.98 | 4.08 | 4.05 | 4.07 | 4.03 | 4.02 | 3.9 | 3.69 | 3.04 | 1.01 | 0.02 | 0 | 0 | 0 | 0 | 0 | 0 | 0 | 0 | 0 | 0.01 | 0.82 | 2.86 | 3.91 | 4.17 | 4.27 | 4.28 | 4.31 | 4.31 | 4.25 | 4.14 | 3.97 | 3.47 | 1.71 | 0.16 | 0 | 0 | 0 | 0 | 0 | 0 | 0 | 0 | 0 | 0.01 | 0.98 | 2.87 | 3.76 | 4.05 | 4.21 | 4.25 | 4.27 | 4.26 | 4.21 | 4.11 | 3.97 | 3.52 | 2.13 | 0.36 | 0 | 0 | 0 | 0 | 0 | 0 | 0 | 0 | 0 | 0 | 0.46 | 2.23 | 3.49 | 3.96 | 4.16 | 4.2 | 4.19 | 4.15 | 4.1 | 3.99 | 3.82 | 3.36 | 1.95 | 0.31 | 0 | 0 | 0 | 0 | 0 | 0 | 0 | 0 | 0 | 0 | 0.15 | 1.67 | 3.14 | 3.74 | 4.01 | 4.09 | 4.08 | 4 | 3.89 | 3.74 | 3.44 | 2.74 | 1.01 | 0.03 | 0 | 0 | 0 | 0 | 0 | 0 | 0 | 0 | 0 | 0 | 0.03 | 1.23 | 3.23 | 3.76 | 3.95 | 3.98 | 3.98 | 3.96 | 3.91 | 3.86 | 3.48 | 1.95 | 0.23 | 0 | 0 | 0 | 0 | 0 | 0 | 0 | 0 | 0 | 0 | 0 | 0 | 0.7 | 2.81 | 3.56 | 3.67 | 3.64 | 3.65 | 3.67 | 3.69 | 3.61 | 2.82 | 0.8 | 0.01 | 0 | 0 | 0 | 0 | 0 | 0 | 0 | 0 | 0 | 0 | 0 | 0 | 0.13 | 1.65 | 3.07 | 3.32 | 3.23 | 3.15 | 3.18 | 3.19 | 3.04 | 1.75 | 0.17 | 0 | 0 | 0 | 0 | 0 | 0 | 0 | 0 | 0 | 0 | 0 | 0 | 0 | 0.01 | 0.61 | 1.94 | 2.33 | 2.46 | 2.41 | 2.49 | 2.35 | 2.15 | 1.22 | 0.1 | 0 | 0 | 0 | 0 | 0 | 0 | 0
BGSKYN_2_BS3SR3 |  | Paired_Solar_1Axis | Solar Tracking | CISO | South | Socal | FC | 20 | 0 | 0 | 0 | 0 | 0 | 0 | 0.01 | 2.23 | 8.17 | 10.55 | 10.97 | 11.2 | 11.07 | 10.39 | 9.62 | 6.06 | 1.19 | 0 | 0 | 0 | 0 | 0 | 0 | 0 | 0 | 0 | 0 | 0 | 0 | 0 | 0.14 | 5.11 | 12.5 | 13.36 | 13.24 | 12.8 | 12.38 | 12.09 | 11.87 | 10.68 | 4.66 | 0.17 | 0 | 0 | 0 | 0 | 0 | 0 | 0 | 0 | 0 | 0 | 0 | 0 | 1.54 | 9.18 | 12.65 | 13.11 | 12.87 | 12.55 | 12.47 | 11.32 | 10.3 | 9.29 | 6.6 | 1 | 0 | 0 | 0 | 0 | 0 | 0 | 0 | 0 | 0 | 0 | 0 | 0.88 | 8.53 | 15.11 | 15.92 | 16.31 | 16.19 | 16.3 | 16.12 | 16.08 | 15.58 | 14.76 | 12.17 | 4.04 | 0.1 | 0 | 0 | 0 | 0 | 0 | 0 | 0 | 0 | 0 | 0.03 | 3.29 | 11.45 | 15.64 | 16.7 | 17.07 | 17.11 | 17.25 | 17.22 | 16.99 | 16.57 | 15.9 | 13.89 | 6.83 | 0.64 | 0 | 0 | 0 | 0 | 0 | 0 | 0 | 0 | 0 | 0.06 | 3.9 | 11.46 | 15.03 | 16.2 | 16.85 | 16.99 | 17.08 | 17.05 | 16.86 | 16.44 | 15.87 | 14.08 | 8.5 | 1.46 | 0 | 0 | 0 | 0 | 0 | 0 | 0 | 0 | 0 | 0.01 | 1.83 | 8.92 | 13.98 | 15.85 | 16.65 | 16.81 | 16.76 | 16.62 | 16.42 | 15.97 | 15.29 | 13.46 | 7.79 | 1.24 | 0 | 0 | 0 | 0 | 0 | 0 | 0 | 0 | 0 | 0 | 0.62 | 6.68 | 12.56 | 14.94 | 16.02 | 16.37 | 16.33 | 16.01 | 15.57 | 14.94 | 13.78 | 10.96 | 4.06 | 0.12 | 0 | 0 | 0 | 0 | 0 | 0 | 0 | 0 | 0 | 0 | 0.14 | 4.94 | 12.9 | 15.03 | 15.81 | 15.93 | 15.93 | 15.84 | 15.66 | 15.43 | 13.93 | 7.79 | 0.93 | 0 | 0 | 0 | 0 | 0 | 0 | 0 | 0 | 0 | 0 | 0 | 0.01 | 2.82 | 11.22 | 14.25 | 14.69 | 14.56 | 14.6 | 14.67 | 14.74 | 14.42 | 11.28 | 3.18 | 0.04 | 0 | 0 | 0 | 0 | 0 | 0 | 0 | 0 | 0 | 0 | 0 | 0 | 0.52 | 6.58 | 12.29 | 13.29 | 12.93 | 12.58 | 12.74 | 12.77 | 12.16 | 7.01 | 0.7 | 0 | 0 | 0 | 0 | 0 | 0 | 0 | 0 | 0 | 0 | 0 | 0 | 0 | 0.02 | 2.44 | 7.76 | 9.33 | 9.83 | 9.63 | 9.95 | 9.4 | 8.58 | 4.88 | 0.42 | 0 | 0 | 0 | 0 | 0 | 0 | 0
BIGSKY_2_BSKSR6 |  | Paired_Solar_1Axis | Solar Tracking | CISO | South | Socal | FC | 20 | 0 | 0 | 0 | 0 | 0 | 0 | 0.01 | 2.23 | 8.17 | 10.55 | 10.97 | 11.2 | 11.07 | 10.39 | 9.62 | 6.06 | 1.19 | 0 | 0 | 0 | 0 | 0 | 0 | 0 | 0 | 0 | 0 | 0 | 0 | 0 | 0.14 | 5.11 | 12.5 | 13.36 | 13.24 | 12.8 | 12.38 | 12.09 | 11.87 | 10.68 | 4.66 | 0.17 | 0 | 0 | 0 | 0 | 0 | 0 | 0 | 0 | 0 | 0 | 0 | 0 | 1.54 | 9.18 | 12.65 | 13.11 | 12.87 | 12.55 | 12.47 | 11.32 | 10.3 | 9.29 | 6.6 | 1 | 0 | 0 | 0 | 0 | 0 | 0 | 0 | 0 | 0 | 0 | 0 | 0.88 | 8.53 | 15.11 | 15.92 | 16.31 | 16.19 | 16.3 | 16.12 | 16.08 | 15.58 | 14.76 | 12.17 | 4.04 | 0.1 | 0 | 0 | 0 | 0 | 0 | 0 | 0 | 0 | 0 | 0.03 | 3.29 | 11.45 | 15.64 | 16.7 | 17.07 | 17.11 | 17.25 | 17.22 | 16.99 | 16.57 | 15.9 | 13.89 | 6.83 | 0.64 | 0 | 0 | 0 | 0 | 0 | 0 | 0 | 0 | 0 | 0.06 | 3.9 | 11.46 | 15.03 | 16.2 | 16.85 | 16.99 | 17.08 | 17.05 | 16.86 | 16.44 | 15.87 | 14.08 | 8.5 | 1.46 | 0 | 0 | 0 | 0 | 0 | 0 | 0 | 0 | 0 | 0.01 | 1.83 | 8.92 | 13.98 | 15.85 | 16.65 | 16.81 | 16.76 | 16.62 | 16.42 | 15.97 | 15.29 | 13.46 | 7.79 | 1.24 | 0 | 0 | 0 | 0 | 0 | 0 | 0 | 0 | 0 | 0 | 0.62 | 6.68 | 12.56 | 14.94 | 16.02 | 16.37 | 16.33 | 16.01 | 15.57 | 14.94 | 13.78 | 10.96 | 4.06 | 0.12 | 0 | 0 | 0 | 0 | 0 | 0 | 0 | 0 | 0 | 0 | 0.14 | 4.94 | 12.9 | 15.03 | 15.81 | 15.93 | 15.93 | 15.84 | 15.66 | 15.43 | 13.93 | 7.79 | 0.93 | 0 | 0 | 0 | 0 | 0 | 0 | 0 | 0 | 0 | 0 | 0 | 0.01 | 2.82 | 11.22 | 14.25 | 14.69 | 14.56 | 14.6 | 14.67 | 14.74 | 14.42 | 11.28 | 3.18 | 0.04 | 0 | 0 | 0 | 0 | 0 | 0 | 0 | 0 | 0 | 0 | 0 | 0 | 0.52 | 6.58 | 12.29 | 13.29 | 12.93 | 12.58 | 12.74 | 12.77 | 12.16 | 7.01 | 0.7 | 0 | 0 | 0 | 0 | 0 | 0 | 0 | 0 | 0 | 0 | 0 | 0 | 0 | 0.02 | 2.44 | 7.76 | 9.33 | 9.83 | 9.63 | 9.95 | 9.4 | 8.58 | 4.88 | 0.42 | 0 | 0 | 0 | 0 | 0 | 0 | 0
BIGSKY_2_BSKSR7 |  | Paired_Solar_1Axis | Solar Tracking | CISO | South | Socal | FC | 20 | 0 | 0 | 0 | 0 | 0 | 0 | 0.01 | 2.23 | 8.17 | 10.55 | 10.97 | 11.2 | 11.07 | 10.39 | 9.62 | 6.06 | 1.19 | 0 | 0 | 0 | 0 | 0 | 0 | 0 | 0 | 0 | 0 | 0 | 0 | 0 | 0.14 | 5.11 | 12.5 | 13.36 | 13.24 | 12.8 | 12.38 | 12.09 | 11.87 | 10.68 | 4.66 | 0.17 | 0 | 0 | 0 | 0 | 0 | 0 | 0 | 0 | 0 | 0 | 0 | 0 | 1.54 | 9.18 | 12.65 | 13.11 | 12.87 | 12.55 | 12.47 | 11.32 | 10.3 | 9.29 | 6.6 | 1 | 0 | 0 | 0 | 0 | 0 | 0 | 0 | 0 | 0 | 0 | 0 | 0.88 | 8.53 | 15.11 | 15.92 | 16.31 | 16.19 | 16.3 | 16.12 | 16.08 | 15.58 | 14.76 | 12.17 | 4.04 | 0.1 | 0 | 0 | 0 | 0 | 0 | 0 | 0 | 0 | 0 | 0.03 | 3.29 | 11.45 | 15.64 | 16.7 | 17.07 | 17.11 | 17.25 | 17.22 | 16.99 | 16.57 | 15.9 | 13.89 | 6.83 | 0.64 | 0 | 0 | 0 | 0 | 0 | 0 | 0 | 0 | 0 | 0.06 | 3.9 | 11.46 | 15.03 | 16.2 | 16.85 | 16.99 | 17.08 | 17.05 | 16.86 | 16.44 | 15.87 | 14.08 | 8.5 | 1.46 | 0 | 0 | 0 | 0 | 0 | 0 | 0 | 0 | 0 | 0.01 | 1.83 | 8.92 | 13.98 | 15.85 | 16.65 | 16.81 | 16.76 | 16.62 | 16.42 | 15.97 | 15.29 | 13.46 | 7.79 | 1.24 | 0 | 0 | 0 | 0 | 0 | 0 | 0 | 0 | 0 | 0 | 0.62 | 6.68 | 12.56 | 14.94 | 16.02 | 16.37 | 16.33 | 16.01 | 15.57 | 14.94 | 13.78 | 10.96 | 4.06 | 0.12 | 0 | 0 | 0 | 0 | 0 | 0 | 0 | 0 | 0 | 0 | 0.14 | 4.94 | 12.9 | 15.03 | 15.81 | 15.93 | 15.93 | 15.84 | 15.66 | 15.43 | 13.93 | 7.79 | 0.93 | 0 | 0 | 0 | 0 | 0 | 0 | 0 | 0 | 0 | 0 | 0 | 0.01 | 2.82 | 11.22 | 14.25 | 14.69 | 14.56 | 14.6 | 14.67 | 14.74 | 14.42 | 11.28 | 3.18 | 0.04 | 0 | 0 | 0 | 0 | 0 | 0 | 0 | 0 | 0 | 0 | 0 | 0 | 0.52 | 6.58 | 12.29 | 13.29 | 12.93 | 12.58 | 12.74 | 12.77 | 12.16 | 7.01 | 0.7 | 0 | 0 | 0 | 0 | 0 | 0 | 0 | 0 | 0 | 0 | 0 | 0 | 0 | 0.02 | 2.44 | 7.76 | 9.33 | 9.83 | 9.63 | 9.95 | 9.4 | 8.58 | 4.88 | 0.42 | 0 | 0 | 0 | 0 | 0 | 0 | 0
BIGSKY_2_BSKSR8 |  | Paired_Solar_1Axis | Solar Tracking | CISO | South | Socal | FC | 20 | 0 | 0 | 0 | 0 | 0 | 0 | 0.01 | 2.23 | 8.17 | 10.55 | 10.97 | 11.2 | 11.07 | 10.39 | 9.62 | 6.06 | 1.19 | 0 | 0 | 0 | 0 | 0 | 0 | 0 | 0 | 0 | 0 | 0 | 0 | 0 | 0.14 | 5.11 | 12.5 | 13.36 | 13.24 | 12.8 | 12.38 | 12.09 | 11.87 | 10.68 | 4.66 | 0.17 | 0 | 0 | 0 | 0 | 0 | 0 | 0 | 0 | 0 | 0 | 0 | 0 | 1.54 | 9.18 | 12.65 | 13.11 | 12.87 | 12.55 | 12.47 | 11.32 | 10.3 | 9.29 | 6.6 | 1 | 0 | 0 | 0 | 0 | 0 | 0 | 0 | 0 | 0 | 0 | 0 | 0.88 | 8.53 | 15.11 | 15.92 | 16.31 | 16.19 | 16.3 | 16.12 | 16.08 | 15.58 | 14.76 | 12.17 | 4.04 | 0.1 | 0 | 0 | 0 | 0 | 0 | 0 | 0 | 0 | 0 | 0.03 | 3.29 | 11.45 | 15.64 | 16.7 | 17.07 | 17.11 | 17.25 | 17.22 | 16.99 | 16.57 | 15.9 | 13.89 | 6.83 | 0.64 | 0 | 0 | 0 | 0 | 0 | 0 | 0 | 0 | 0 | 0.06 | 3.9 | 11.46 | 15.03 | 16.2 | 16.85 | 16.99 | 17.08 | 17.05 | 16.86 | 16.44 | 15.87 | 14.08 | 8.5 | 1.46 | 0 | 0 | 0 | 0 | 0 | 0 | 0 | 0 | 0 | 0.01 | 1.83 | 8.92 | 13.98 | 15.85 | 16.65 | 16.81 | 16.76 | 16.62 | 16.42 | 15.97 | 15.29 | 13.46 | 7.79 | 1.24 | 0 | 0 | 0 | 0 | 0 | 0 | 0 | 0 | 0 | 0 | 0.62 | 6.68 | 12.56 | 14.94 | 16.02 | 16.37 | 16.33 | 16.01 | 15.57 | 14.94 | 13.78 | 10.96 | 4.06 | 0.12 | 0 | 0 | 0 | 0 | 0 | 0 | 0 | 0 | 0 | 0 | 0.14 | 4.94 | 12.9 | 15.03 | 15.81 | 15.93 | 15.93 | 15.84 | 15.66 | 15.43 | 13.93 | 7.79 | 0.93 | 0 | 0 | 0 | 0 | 0 | 0 | 0 | 0 | 0 | 0 | 0 | 0.01 | 2.82 | 11.22 | 14.25 | 14.69 | 14.56 | 14.6 | 14.67 | 14.74 | 14.42 | 11.28 | 3.18 | 0.04 | 0 | 0 | 0 | 0 | 0 | 0 | 0 | 0 | 0 | 0 | 0 | 0 | 0.52 | 6.58 | 12.29 | 13.29 | 12.93 | 12.58 | 12.74 | 12.77 | 12.16 | 7.01 | 0.7 | 0 | 0 | 0 | 0 | 0 | 0 | 0 | 0 | 0 | 0 | 0 | 0 | 0 | 0.02 | 2.44 | 7.76 | 9.33 | 9.83 | 9.63 | 9.95 | 9.4 | 8.58 | 4.88 | 0.42 | 0 | 0 | 0 | 0 | 0 | 0 | 0
BIGSKY_2_SOLAR1 |  | Paired_Solar_1Axis | Solar Tracking | CISO | South | Socal | FC | 20 | 0 | 0 | 0 | 0 | 0 | 0 | 0.01 | 2.23 | 8.17 | 10.55 | 10.97 | 11.2 | 11.07 | 10.39 | 9.62 | 6.06 | 1.19 | 0 | 0 | 0 | 0 | 0 | 0 | 0 | 0 | 0 | 0 | 0 | 0 | 0 | 0.14 | 5.11 | 12.5 | 13.36 | 13.24 | 12.8 | 12.38 | 12.09 | 11.87 | 10.68 | 4.66 | 0.17 | 0 | 0 | 0 | 0 | 0 | 0 | 0 | 0 | 0 | 0 | 0 | 0 | 1.54 | 9.18 | 12.65 | 13.11 | 12.87 | 12.55 | 12.47 | 11.32 | 10.3 | 9.29 | 6.6 | 1 | 0 | 0 | 0 | 0 | 0 | 0 | 0 | 0 | 0 | 0 | 0 | 0.88 | 8.53 | 15.11 | 15.92 | 16.31 | 16.19 | 16.3 | 16.12 | 16.08 | 15.58 | 14.76 | 12.17 | 4.04 | 0.1 | 0 | 0 | 0 | 0 | 0 | 0 | 0 | 0 | 0 | 0.03 | 3.29 | 11.45 | 15.64 | 16.7 | 17.07 | 17.11 | 17.25 | 17.22 | 16.99 | 16.57 | 15.9 | 13.89 | 6.83 | 0.64 | 0 | 0 | 0 | 0 | 0 | 0 | 0 | 0 | 0 | 0.06 | 3.9 | 11.46 | 15.03 | 16.2 | 16.85 | 16.99 | 17.08 | 17.05 | 16.86 | 16.44 | 15.87 | 14.08 | 8.5 | 1.46 | 0 | 0 | 0 | 0 | 0 | 0 | 0 | 0 | 0 | 0.01 | 1.83 | 8.92 | 13.98 | 15.85 | 16.65 | 16.81 | 16.76 | 16.62 | 16.42 | 15.97 | 15.29 | 13.46 | 7.79 | 1.24 | 0 | 0 | 0 | 0 | 0 | 0 | 0 | 0 | 0 | 0 | 0.62 | 6.68 | 12.56 | 14.94 | 16.02 | 16.37 | 16.33 | 16.01 | 15.57 | 14.94 | 13.78 | 10.96 | 4.06 | 0.12 | 0 | 0 | 0 | 0 | 0 | 0 | 0 | 0 | 0 | 0 | 0.14 | 4.94 | 12.9 | 15.03 | 15.81 | 15.93 | 15.93 | 15.84 | 15.66 | 15.43 | 13.93 | 7.79 | 0.93 | 0 | 0 | 0 | 0 | 0 | 0 | 0 | 0 | 0 | 0 | 0 | 0.01 | 2.82 | 11.22 | 14.25 | 14.69 | 14.56 | 14.6 | 14.67 | 14.74 | 14.42 | 11.28 | 3.18 | 0.04 | 0 | 0 | 0 | 0 | 0 | 0 | 0 | 0 | 0 | 0 | 0 | 0 | 0.52 | 6.58 | 12.29 | 13.29 | 12.93 | 12.58 | 12.74 | 12.77 | 12.16 | 7.01 | 0.7 | 0 | 0 | 0 | 0 | 0 | 0 | 0 | 0 | 0 | 0 | 0 | 0 | 0 | 0.02 | 2.44 | 7.76 | 9.33 | 9.83 | 9.63 | 9.95 | 9.4 | 8.58 | 4.88 | 0.42 | 0 | 0 | 0 | 0 | 0 | 0 | 0
BIGSKY_2_SOLAR2 |  | Paired_Solar_1Axis | Solar Tracking | CISO | South | Socal | FC | 40 | 0 | 0 | 0 | 0 | 0 | 0 | 0.02 | 4.46 | 16.35 | 21.11 | 21.94 | 22.41 | 22.13 | 20.79 | 19.24 | 12.12 | 2.39 | 0 | 0 | 0 | 0 | 0 | 0 | 0 | 0 | 0 | 0 | 0 | 0 | 0 | 0.28 | 10.22 | 25 | 26.71 | 26.49 | 25.59 | 24.75 | 24.18 | 23.75 | 21.36 | 9.32 | 0.34 | 0 | 0 | 0 | 0 | 0 | 0 | 0 | 0 | 0 | 0 | 0 | 0 | 3.09 | 18.36 | 25.29 | 26.22 | 25.74 | 25.09 | 24.95 | 22.65 | 20.6 | 18.58 | 13.2 | 1.99 | 0 | 0 | 0 | 0 | 0 | 0 | 0 | 0 | 0 | 0 | 0 | 1.77 | 17.07 | 30.21 | 31.84 | 32.62 | 32.38 | 32.59 | 32.24 | 32.17 | 31.16 | 29.52 | 24.34 | 8.08 | 0.19 | 0 | 0 | 0 | 0 | 0 | 0 | 0 | 0 | 0 | 0.05 | 6.59 | 22.9 | 31.27 | 33.4 | 34.14 | 34.22 | 34.49 | 34.44 | 33.98 | 33.13 | 31.8 | 27.78 | 13.67 | 1.29 | 0 | 0 | 0 | 0 | 0 | 0 | 0 | 0 | 0 | 0.12 | 7.8 | 22.92 | 30.05 | 32.41 | 33.7 | 33.97 | 34.16 | 34.1 | 33.71 | 32.88 | 31.74 | 28.15 | 17.01 | 2.91 | 0 | 0 | 0 | 0 | 0 | 0 | 0 | 0 | 0 | 0.01 | 3.66 | 17.84 | 27.96 | 31.7 | 33.3 | 33.62 | 33.52 | 33.23 | 32.84 | 31.93 | 30.57 | 26.92 | 15.57 | 2.48 | 0 | 0 | 0 | 0 | 0 | 0 | 0 | 0 | 0 | 0 | 1.23 | 13.36 | 25.12 | 29.89 | 32.05 | 32.73 | 32.66 | 32.01 | 31.15 | 29.89 | 27.56 | 21.92 | 8.12 | 0.25 | 0 | 0 | 0 | 0 | 0 | 0 | 0 | 0 | 0 | 0 | 0.27 | 9.87 | 25.81 | 30.05 | 31.61 | 31.87 | 31.86 | 31.68 | 31.31 | 30.85 | 27.86 | 15.58 | 1.87 | 0 | 0 | 0 | 0 | 0 | 0 | 0 | 0 | 0 | 0 | 0 | 0.02 | 5.64 | 22.44 | 28.51 | 29.37 | 29.12 | 29.2 | 29.35 | 29.48 | 28.84 | 22.57 | 6.37 | 0.07 | 0 | 0 | 0 | 0 | 0 | 0 | 0 | 0 | 0 | 0 | 0 | 0 | 1.04 | 13.16 | 24.58 | 26.58 | 25.87 | 25.17 | 25.48 | 25.54 | 24.32 | 14.03 | 1.4 | 0 | 0 | 0 | 0 | 0 | 0 | 0 | 0 | 0 | 0 | 0 | 0 | 0 | 0.05 | 4.88 | 15.51 | 18.66 | 19.65 | 19.27 | 19.9 | 18.81 | 17.17 | 9.76 | 0.84 | 0 | 0 | 0 | 0 | 0 | 0 | 0
BIGSKY_2_SOLAR3 |  | Paired_Solar_1Axis | Solar Tracking | CISO | South | Socal | FC | 20 | 0 | 0 | 0 | 0 | 0 | 0 | 0.01 | 2.23 | 8.17 | 10.55 | 10.97 | 11.2 | 11.07 | 10.39 | 9.62 | 6.06 | 1.19 | 0 | 0 | 0 | 0 | 0 | 0 | 0 | 0 | 0 | 0 | 0 | 0 | 0 | 0.14 | 5.11 | 12.5 | 13.36 | 13.24 | 12.8 | 12.38 | 12.09 | 11.87 | 10.68 | 4.66 | 0.17 | 0 | 0 | 0 | 0 | 0 | 0 | 0 | 0 | 0 | 0 | 0 | 0 | 1.54 | 9.18 | 12.65 | 13.11 | 12.87 | 12.55 | 12.47 | 11.32 | 10.3 | 9.29 | 6.6 | 1 | 0 | 0 | 0 | 0 | 0 | 0 | 0 | 0 | 0 | 0 | 0 | 0.88 | 8.53 | 15.11 | 15.92 | 16.31 | 16.19 | 16.3 | 16.12 | 16.08 | 15.58 | 14.76 | 12.17 | 4.04 | 0.1 | 0 | 0 | 0 | 0 | 0 | 0 | 0 | 0 | 0 | 0.03 | 3.29 | 11.45 | 15.64 | 16.7 | 17.07 | 17.11 | 17.25 | 17.22 | 16.99 | 16.57 | 15.9 | 13.89 | 6.83 | 0.64 | 0 | 0 | 0 | 0 | 0 | 0 | 0 | 0 | 0 | 0.06 | 3.9 | 11.46 | 15.03 | 16.2 | 16.85 | 16.99 | 17.08 | 17.05 | 16.86 | 16.44 | 15.87 | 14.08 | 8.5 | 1.46 | 0 | 0 | 0 | 0 | 0 | 0 | 0 | 0 | 0 | 0.01 | 1.83 | 8.92 | 13.98 | 15.85 | 16.65 | 16.81 | 16.76 | 16.62 | 16.42 | 15.97 | 15.29 | 13.46 | 7.79 | 1.24 | 0 | 0 | 0 | 0 | 0 | 0 | 0 | 0 | 0 | 0 | 0.62 | 6.68 | 12.56 | 14.94 | 16.02 | 16.37 | 16.33 | 16.01 | 15.57 | 14.94 | 13.78 | 10.96 | 4.06 | 0.12 | 0 | 0 | 0 | 0 | 0 | 0 | 0 | 0 | 0 | 0 | 0.14 | 4.94 | 12.9 | 15.03 | 15.81 | 15.93 | 15.93 | 15.84 | 15.66 | 15.43 | 13.93 | 7.79 | 0.93 | 0 | 0 | 0 | 0 | 0 | 0 | 0 | 0 | 0 | 0 | 0 | 0.01 | 2.82 | 11.22 | 14.25 | 14.69 | 14.56 | 14.6 | 14.67 | 14.74 | 14.42 | 11.28 | 3.18 | 0.04 | 0 | 0 | 0 | 0 | 0 | 0 | 0 | 0 | 0 | 0 | 0 | 0 | 0.52 | 6.58 | 12.29 | 13.29 | 12.93 | 12.58 | 12.74 | 12.77 | 12.16 | 7.01 | 0.7 | 0 | 0 | 0 | 0 | 0 | 0 | 0 | 0 | 0 | 0 | 0 | 0 | 0 | 0.02 | 2.44 | 7.76 | 9.33 | 9.83 | 9.63 | 9.95 | 9.4 | 8.58 | 4.88 | 0.42 | 0 | 0 | 0 | 0 | 0 | 0 | 0
BIGSKY_2_SOLAR4 |  | Paired_Solar_1Axis | Solar Tracking | CISO | South | Socal | FC | 20 | 0 | 0 | 0 | 0 | 0 | 0 | 0.01 | 2.23 | 8.17 | 10.55 | 10.97 | 11.2 | 11.07 | 10.39 | 9.62 | 6.06 | 1.19 | 0 | 0 | 0 | 0 | 0 | 0 | 0 | 0 | 0 | 0 | 0 | 0 | 0 | 0.14 | 5.11 | 12.5 | 13.36 | 13.24 | 12.8 | 12.38 | 12.09 | 11.87 | 10.68 | 4.66 | 0.17 | 0 | 0 | 0 | 0 | 0 | 0 | 0 | 0 | 0 | 0 | 0 | 0 | 1.54 | 9.18 | 12.65 | 13.11 | 12.87 | 12.55 | 12.47 | 11.32 | 10.3 | 9.29 | 6.6 | 1 | 0 | 0 | 0 | 0 | 0 | 0 | 0 | 0 | 0 | 0 | 0 | 0.88 | 8.53 | 15.11 | 15.92 | 16.31 | 16.19 | 16.3 | 16.12 | 16.08 | 15.58 | 14.76 | 12.17 | 4.04 | 0.1 | 0 | 0 | 0 | 0 | 0 | 0 | 0 | 0 | 0 | 0.03 | 3.29 | 11.45 | 15.64 | 16.7 | 17.07 | 17.11 | 17.25 | 17.22 | 16.99 | 16.57 | 15.9 | 13.89 | 6.83 | 0.64 | 0 | 0 | 0 | 0 | 0 | 0 | 0 | 0 | 0 | 0.06 | 3.9 | 11.46 | 15.03 | 16.2 | 16.85 | 16.99 | 17.08 | 17.05 | 16.86 | 16.44 | 15.87 | 14.08 | 8.5 | 1.46 | 0 | 0 | 0 | 0 | 0 | 0 | 0 | 0 | 0 | 0.01 | 1.83 | 8.92 | 13.98 | 15.85 | 16.65 | 16.81 | 16.76 | 16.62 | 16.42 | 15.97 | 15.29 | 13.46 | 7.79 | 1.24 | 0 | 0 | 0 | 0 | 0 | 0 | 0 | 0 | 0 | 0 | 0.62 | 6.68 | 12.56 | 14.94 | 16.02 | 16.37 | 16.33 | 16.01 | 15.57 | 14.94 | 13.78 | 10.96 | 4.06 | 0.12 | 0 | 0 | 0 | 0 | 0 | 0 | 0 | 0 | 0 | 0 | 0.14 | 4.94 | 12.9 | 15.03 | 15.81 | 15.93 | 15.93 | 15.84 | 15.66 | 15.43 | 13.93 | 7.79 | 0.93 | 0 | 0 | 0 | 0 | 0 | 0 | 0 | 0 | 0 | 0 | 0 | 0.01 | 2.82 | 11.22 | 14.25 | 14.69 | 14.56 | 14.6 | 14.67 | 14.74 | 14.42 | 11.28 | 3.18 | 0.04 | 0 | 0 | 0 | 0 | 0 | 0 | 0 | 0 | 0 | 0 | 0 | 0 | 0.52 | 6.58 | 12.29 | 13.29 | 12.93 | 12.58 | 12.74 | 12.77 | 12.16 | 7.01 | 0.7 | 0 | 0 | 0 | 0 | 0 | 0 | 0 | 0 | 0 | 0 | 0 | 0 | 0 | 0.02 | 2.44 | 7.76 | 9.33 | 9.83 | 9.63 | 9.95 | 9.4 | 8.58 | 4.88 | 0.42 | 0 | 0 | 0 | 0 | 0 | 0 | 0
BIGSKY_2_SOLAR5 |  | Paired_Solar_1Axis | Solar Tracking | CISO | South | Socal | FC | 5 | 0 | 0 | 0 | 0 | 0 | 0 | 0 | 0.56 | 2.04 | 2.64 | 2.74 | 2.8 | 2.77 | 2.6 | 2.4 | 1.52 | 0.3 | 0 | 0 | 0 | 0 | 0 | 0 | 0 | 0 | 0 | 0 | 0 | 0 | 0 | 0.03 | 1.28 | 3.13 | 3.34 | 3.31 | 3.2 | 3.09 | 3.02 | 2.97 | 2.67 | 1.16 | 0.04 | 0 | 0 | 0 | 0 | 0 | 0 | 0 | 0 | 0 | 0 | 0 | 0 | 0.39 | 2.29 | 3.16 | 3.28 | 3.22 | 3.14 | 3.12 | 2.83 | 2.57 | 2.32 | 1.65 | 0.25 | 0 | 0 | 0 | 0 | 0 | 0 | 0 | 0 | 0 | 0 | 0 | 0.22 | 2.13 | 3.78 | 3.98 | 4.08 | 4.05 | 4.07 | 4.03 | 4.02 | 3.9 | 3.69 | 3.04 | 1.01 | 0.02 | 0 | 0 | 0 | 0 | 0 | 0 | 0 | 0 | 0 | 0.01 | 0.82 | 2.86 | 3.91 | 4.17 | 4.27 | 4.28 | 4.31 | 4.31 | 4.25 | 4.14 | 3.97 | 3.47 | 1.71 | 0.16 | 0 | 0 | 0 | 0 | 0 | 0 | 0 | 0 | 0 | 0.01 | 0.98 | 2.87 | 3.76 | 4.05 | 4.21 | 4.25 | 4.27 | 4.26 | 4.21 | 4.11 | 3.97 | 3.52 | 2.13 | 0.36 | 0 | 0 | 0 | 0 | 0 | 0 | 0 | 0 | 0 | 0 | 0.46 | 2.23 | 3.49 | 3.96 | 4.16 | 4.2 | 4.19 | 4.15 | 4.1 | 3.99 | 3.82 | 3.36 | 1.95 | 0.31 | 0 | 0 | 0 | 0 | 0 | 0 | 0 | 0 | 0 | 0 | 0.15 | 1.67 | 3.14 | 3.74 | 4.01 | 4.09 | 4.08 | 4 | 3.89 | 3.74 | 3.44 | 2.74 | 1.01 | 0.03 | 0 | 0 | 0 | 0 | 0 | 0 | 0 | 0 | 0 | 0 | 0.03 | 1.23 | 3.23 | 3.76 | 3.95 | 3.98 | 3.98 | 3.96 | 3.91 | 3.86 | 3.48 | 1.95 | 0.23 | 0 | 0 | 0 | 0 | 0 | 0 | 0 | 0 | 0 | 0 | 0 | 0 | 0.7 | 2.81 | 3.56 | 3.67 | 3.64 | 3.65 | 3.67 | 3.69 | 3.61 | 2.82 | 0.8 | 0.01 | 0 | 0 | 0 | 0 | 0 | 0 | 0 | 0 | 0 | 0 | 0 | 0 | 0.13 | 1.65 | 3.07 | 3.32 | 3.23 | 3.15 | 3.18 | 3.19 | 3.04 | 1.75 | 0.17 | 0 | 0 | 0 | 0 | 0 | 0 | 0 | 0 | 0 | 0 | 0 | 0 | 0 | 0.01 | 0.61 | 1.94 | 2.33 | 2.46 | 2.41 | 2.49 | 2.35 | 2.15 | 1.22 | 0.1 | 0 | 0 | 0 | 0 | 0 | 0 | 0
BIGSKY_2_SOLAR6 |  | Paired_Solar_1Axis | Solar Tracking | CISO | South | Socal | FC | 85 | 0 | 0 | 0 | 0 | 0 | 0 | 0.04 | 9.48 | 34.73 | 44.86 | 46.62 | 47.62 | 47.03 | 44.17 | 40.88 | 25.76 | 5.07 | 0 | 0 | 0 | 0 | 0 | 0 | 0 | 0 | 0 | 0 | 0 | 0 | 0 | 0.59 | 21.71 | 53.13 | 56.76 | 56.29 | 54.38 | 52.6 | 51.38 | 50.47 | 45.38 | 19.8 | 0.73 | 0 | 0 | 0 | 0 | 0 | 0 | 0 | 0 | 0 | 0 | 0 | 0 | 6.57 | 39.01 | 53.74 | 55.71 | 54.7 | 53.32 | 53.01 | 48.12 | 43.77 | 39.49 | 28.06 | 4.24 | 0 | 0 | 0 | 0 | 0 | 0 | 0 | 0 | 0 | 0 | 0 | 3.76 | 36.27 | 64.2 | 67.67 | 69.31 | 68.8 | 69.26 | 68.5 | 68.36 | 66.22 | 62.72 | 51.73 | 17.17 | 0.4 | 0 | 0 | 0 | 0 | 0 | 0 | 0 | 0 | 0 | 0.11 | 13.99 | 48.67 | 66.45 | 70.97 | 72.55 | 72.71 | 73.3 | 73.19 | 72.21 | 70.4 | 67.57 | 59.03 | 29.04 | 2.73 | 0 | 0 | 0 | 0 | 0 | 0 | 0 | 0 | 0 | 0.25 | 16.58 | 48.71 | 63.86 | 68.87 | 71.62 | 72.19 | 72.58 | 72.46 | 71.64 | 69.88 | 67.45 | 59.82 | 36.14 | 6.19 | 0 | 0 | 0 | 0 | 0 | 0 | 0 | 0 | 0 | 0.02 | 7.77 | 37.91 | 59.41 | 67.37 | 70.75 | 71.44 | 71.24 | 70.62 | 69.78 | 67.86 | 64.97 | 57.2 | 33.09 | 5.27 | 0 | 0 | 0 | 0 | 0 | 0 | 0 | 0 | 0 | 0 | 2.62 | 28.39 | 53.39 | 63.51 | 68.1 | 69.56 | 69.39 | 68.03 | 66.19 | 63.52 | 58.56 | 46.58 | 17.25 | 0.53 | 0 | 0 | 0 | 0 | 0 | 0 | 0 | 0 | 0 | 0 | 0.58 | 20.98 | 54.84 | 63.86 | 67.18 | 67.71 | 67.7 | 67.32 | 66.53 | 65.57 | 59.21 | 33.11 | 3.97 | 0 | 0 | 0 | 0 | 0 | 0 | 0 | 0 | 0 | 0 | 0 | 0.04 | 11.98 | 47.69 | 60.58 | 62.42 | 61.87 | 62.05 | 62.37 | 62.65 | 61.29 | 47.96 | 13.53 | 0.15 | 0 | 0 | 0 | 0 | 0 | 0 | 0 | 0 | 0 | 0 | 0 | 0 | 2.21 | 27.97 | 52.22 | 56.49 | 54.97 | 53.48 | 54.14 | 54.27 | 51.67 | 29.81 | 2.97 | 0 | 0 | 0 | 0 | 0 | 0 | 0 | 0 | 0 | 0 | 0 | 0 | 0 | 0.1 | 10.37 | 32.97 | 39.64 | 41.77 | 40.94 | 42.28 | 39.96 | 36.48 | 20.73 | 1.78 | 0 | 0 | 0 | 0 | 0 | 0 | 0
BIGSKY_2_SOLAR7 |  | Paired_Solar_1Axis | Solar Tracking | CISO | South | Socal | FC | 50 | 0 | 0 | 0 | 0 | 0 | 0 | 0.02 | 5.58 | 20.43 | 26.39 | 27.42 | 28.01 | 27.66 | 25.98 | 24.04 | 15.15 | 2.98 | 0 | 0 | 0 | 0 | 0 | 0 | 0 | 0 | 0 | 0 | 0 | 0 | 0 | 0.34 | 12.77 | 31.25 | 33.39 | 33.11 | 31.99 | 30.94 | 30.22 | 29.69 | 26.7 | 11.65 | 0.43 | 0 | 0 | 0 | 0 | 0 | 0 | 0 | 0 | 0 | 0 | 0 | 0 | 3.86 | 22.95 | 31.61 | 32.77 | 32.18 | 31.37 | 31.18 | 28.31 | 25.75 | 23.23 | 16.5 | 2.49 | 0 | 0 | 0 | 0 | 0 | 0 | 0 | 0 | 0 | 0 | 0 | 2.21 | 21.34 | 37.77 | 39.8 | 40.77 | 40.47 | 40.74 | 40.3 | 40.21 | 38.95 | 36.9 | 30.43 | 10.1 | 0.24 | 0 | 0 | 0 | 0 | 0 | 0 | 0 | 0 | 0 | 0.07 | 8.23 | 28.63 | 39.09 | 41.75 | 42.68 | 42.77 | 43.12 | 43.05 | 42.47 | 41.41 | 39.75 | 34.72 | 17.08 | 1.61 | 0 | 0 | 0 | 0 | 0 | 0 | 0 | 0 | 0 | 0.15 | 9.76 | 28.65 | 37.57 | 40.51 | 42.13 | 42.46 | 42.69 | 42.63 | 42.14 | 41.11 | 39.67 | 35.19 | 21.26 | 3.64 | 0 | 0 | 0 | 0 | 0 | 0 | 0 | 0 | 0 | 0.01 | 4.57 | 22.3 | 34.94 | 39.63 | 41.62 | 42.03 | 41.9 | 41.54 | 41.04 | 39.92 | 38.22 | 33.65 | 19.46 | 3.1 | 0 | 0 | 0 | 0 | 0 | 0 | 0 | 0 | 0 | 0 | 1.54 | 16.7 | 31.4 | 37.36 | 40.06 | 40.92 | 40.82 | 40.02 | 38.94 | 37.36 | 34.45 | 27.4 | 10.15 | 0.31 | 0 | 0 | 0 | 0 | 0 | 0 | 0 | 0 | 0 | 0 | 0.34 | 12.34 | 32.26 | 37.56 | 39.52 | 39.83 | 39.82 | 39.6 | 39.14 | 38.57 | 34.83 | 19.48 | 2.34 | 0 | 0 | 0 | 0 | 0 | 0 | 0 | 0 | 0 | 0 | 0 | 0.02 | 7.05 | 28.05 | 35.63 | 36.72 | 36.4 | 36.5 | 36.69 | 36.85 | 36.05 | 28.21 | 7.96 | 0.09 | 0 | 0 | 0 | 0 | 0 | 0 | 0 | 0 | 0 | 0 | 0 | 0 | 1.3 | 16.45 | 30.72 | 33.23 | 32.33 | 31.46 | 31.84 | 31.92 | 30.39 | 17.53 | 1.74 | 0 | 0 | 0 | 0 | 0 | 0 | 0 | 0 | 0 | 0 | 0 | 0 | 0 | 0.06 | 6.1 | 19.39 | 23.32 | 24.57 | 24.09 | 24.87 | 23.51 | 21.46 | 12.19 | 1.05 | 0 | 0 | 0 | 0 | 0 | 0 | 0
BKRFLD_2_SOLAR1 |  | Solar_1Axis | Solar Tracking | CISO | North | Norcal | FC | 1.38 | 0 | 0 | 0 | 0 | 0 | 0 | 0 | 0.03 | 0.23 | 0.43 | 0.53 | 0.59 | 0.59 | 0.55 | 0.52 | 0.35 | 0.08 | 0 | 0 | 0 | 0 | 0 | 0 | 0 | 0 | 0 | 0 | 0 | 0 | 0 | 0 | 0.17 | 0.71 | 0.88 | 0.9 | 0.86 | 0.84 | 0.84 | 0.86 | 0.73 | 0.38 | 0.02 | 0 | 0 | 0 | 0 | 0 | 0 | 0 | 0 | 0 | 0 | 0 | 0 | 0.04 | 0.44 | 0.83 | 0.89 | 0.83 | 0.85 | 0.84 | 0.77 | 0.72 | 0.67 | 0.47 | 0.11 | 0 | 0 | 0 | 0 | 0 | 0 | 0 | 0 | 0 | 0 | 0 | 0.02 | 0.41 | 0.91 | 1 | 0.99 | 0.98 | 1 | 1 | 0.99 | 1 | 0.96 | 0.88 | 0.41 | 0.02 | 0 | 0 | 0 | 0 | 0 | 0 | 0 | 0 | 0 | 0 | 0.15 | 0.72 | 1.01 | 1.06 | 1.06 | 1.05 | 1.07 | 1.07 | 1.09 | 1.09 | 1.07 | 1.01 | 0.62 | 0.1 | 0 | 0 | 0 | 0 | 0 | 0 | 0 | 0 | 0 | 0 | 0.22 | 0.79 | 1.07 | 1.15 | 1.16 | 1.17 | 1.18 | 1.17 | 1.16 | 1.16 | 1.14 | 1.06 | 0.78 | 0.22 | 0 | 0 | 0 | 0 | 0 | 0 | 0 | 0 | 0 | 0 | 0.1 | 0.63 | 1.02 | 1.13 | 1.15 | 1.15 | 1.15 | 1.15 | 1.13 | 1.13 | 1.09 | 1.01 | 0.71 | 0.17 | 0 | 0 | 0 | 0 | 0 | 0 | 0 | 0 | 0 | 0 | 0.01 | 0.37 | 0.86 | 1.04 | 1.09 | 1.09 | 1.1 | 1.09 | 1.08 | 1.08 | 1.01 | 0.83 | 0.37 | 0.02 | 0 | 0 | 0 | 0 | 0 | 0 | 0 | 0 | 0 | 0 | 0 | 0.23 | 0.81 | 1.02 | 1.06 | 1.05 | 1.04 | 1.04 | 1.05 | 1.06 | 1 | 0.66 | 0.13 | 0 | 0 | 0 | 0 | 0 | 0 | 0 | 0 | 0 | 0 | 0 | 0 | 0.07 | 0.54 | 0.89 | 0.92 | 0.9 | 0.88 | 0.88 | 0.9 | 0.89 | 0.75 | 0.25 | 0.01 | 0 | 0 | 0 | 0 | 0 | 0 | 0 | 0 | 0 | 0 | 0 | 0 | 0 | 0.21 | 0.63 | 0.74 | 0.73 | 0.71 | 0.73 | 0.75 | 0.7 | 0.44 | 0.05 | 0 | 0 | 0 | 0 | 0 | 0 | 0 | 0 | 0 | 0 | 0 | 0 | 0 | 0 | 0.04 | 0.28 | 0.46 | 0.56 | 0.59 | 0.58 | 0.56 | 0.52 | 0.29 | 0.03 | 0 | 0 | 0 | 0 | 0 | 0 | 0
BLAST_1_WIND |  | Wind | Wind | CISO | South | Socal | FC | 49 | 4.55 | 4.73 | 5.4 | 5.08 | 5.03 | 4.69 | 3.83 | 3.31 | 3.49 | 3.49 | 3.46 | 3.62 | 4.01 | 4.59 | 4.57 | 5 | 4.39 | 4.39 | 4.12 | 4.18 | 4.01 | 3.93 | 4.09 | 3.9 | 6.06 | 6.71 | 6.94 | 6.56 | 5.8 | 5.47 | 5.71 | 5.78 | 5.58 | 6.24 | 6.48 | 6.61 | 7.69 | 7.17 | 8.23 | 7.28 | 8.71 | 8.61 | 9.94 | 9.55 | 9.66 | 8.74 | 7.87 | 6.64 | 9.91 | 10.32 | 9.63 | 9.06 | 8.34 | 7.15 | 6.87 | 6.56 | 7.15 | 6.29 | 6.41 | 7.17 | 8 | 9.34 | 9.82 | 10.95 | 11.23 | 11.46 | 11.13 | 11 | 10.8 | 10.92 | 11.61 | 10.45 | 17.73 | 15.87 | 13.83 | 11.78 | 10.14 | 8.74 | 6.1 | 4.59 | 4.3 | 4.03 | 3.74 | 4.03 | 4.42 | 6.69 | 10.02 | 13.27 | 15.96 | 17.44 | 17.93 | 18.44 | 19.47 | 18.41 | 17.77 | 17.96 | 19.83 | 18.67 | 18.26 | 16.47 | 13.57 | 11.19 | 8.36 | 6.45 | 4.49 | 3.62 | 3.18 | 2.99 | 4.16 | 6.87 | 11.2 | 16.17 | 18.77 | 20.71 | 20.21 | 20.21 | 20.63 | 20.95 | 21.48 | 20.14 | 19.76 | 18.56 | 17.06 | 14.44 | 12.56 | 9.85 | 6.97 | 4.66 | 3.67 | 2.47 | 2.91 | 3.04 | 3.75 | 5.8 | 9.37 | 12.94 | 15.81 | 18.41 | 20.46 | 22.45 | 21.95 | 21.85 | 21.67 | 20.82 | 22.15 | 20.44 | 18.06 | 16.28 | 14.26 | 11.1 | 8.13 | 4.99 | 3.14 | 2.29 | 2.78 | 3.81 | 5.44 | 8.1 | 11.12 | 15.06 | 18.35 | 20.87 | 22.63 | 23.17 | 24.1 | 23.97 | 23.55 | 22.74 | 18.19 | 16.37 | 14.12 | 11.45 | 10.07 | 8.09 | 5.61 | 3.54 | 2.56 | 2.1 | 2.38 | 3.01 | 4.38 | 6.13 | 8.72 | 11.56 | 14.7 | 16.94 | 19.2 | 20.51 | 20.59 | 19.94 | 19.51 | 18.74 | 12.36 | 11.97 | 11.07 | 8.51 | 7.33 | 6.23 | 4.68 | 3.36 | 2.56 | 2.8 | 3.43 | 4.01 | 4.92 | 6.1 | 8 | 9.35 | 10.4 | 12.29 | 14.2 | 14.95 | 14.75 | 13.88 | 12.97 | 12.3 | 5.52 | 5.35 | 5.1 | 4.54 | 4.18 | 4.01 | 2.85 | 2.1 | 1.76 | 1.93 | 2.47 | 2.67 | 2.46 | 2.79 | 2.95 | 3.66 | 4.94 | 5.57 | 6.35 | 7.28 | 6.56 | 5.96 | 5.47 | 5.39 | 2.85 | 3.15 | 3.04 | 3.18 | 2.94 | 2.88 | 2.72 | 2.37 | 2.48 | 2.8 | 3.06 | 3.54 | 3.39 | 3.47 | 3.68 | 3.77 | 3.32 | 3.23 | 3.92 | 4.03 | 4.01 | 3.57 | 3.27 | 3.01 | 3.22 | 3.29 | 3.48 | 3.31 | 3.48 | 3.29 | 2.91 | 3.5 | 3.26 | 2.93 | 2.89 | 3.07 | 3.49 | 3.88 | 3.59 | 3.04 | 3.12 | 3.17 | 3.3 | 3.21 | 3.47 | 3.73 | 3.81 | 3.54
BLCKWL_6_SOLAR1 |  | Solar_1Axis | Solar Tracking | CISO | North | Norcal | FC | 12 | 0 | 0 | 0 | 0 | 0 | 0 | 0 | 0.25 | 1.97 | 3.75 | 4.63 | 5.1 | 5.1 | 4.82 | 4.51 | 3.08 | 0.67 | 0 | 0 | 0 | 0 | 0 | 0 | 0 | 0 | 0 | 0 | 0 | 0 | 0 | 0 | 1.48 | 6.16 | 7.68 | 7.85 | 7.44 | 7.33 | 7.28 | 7.44 | 6.34 | 3.33 | 0.18 | 0 | 0 | 0 | 0 | 0 | 0 | 0 | 0 | 0 | 0 | 0 | 0 | 0.31 | 3.83 | 7.19 | 7.71 | 7.23 | 7.43 | 7.32 | 6.74 | 6.22 | 5.79 | 4.08 | 0.94 | 0 | 0 | 0 | 0 | 0 | 0 | 0 | 0 | 0 | 0 | 0 | 0.17 | 3.58 | 7.9 | 8.69 | 8.64 | 8.49 | 8.69 | 8.71 | 8.58 | 8.72 | 8.36 | 7.63 | 3.54 | 0.16 | 0 | 0 | 0 | 0 | 0 | 0 | 0 | 0 | 0 | 0 | 1.32 | 6.23 | 8.78 | 9.18 | 9.19 | 9.11 | 9.31 | 9.3 | 9.52 | 9.52 | 9.31 | 8.77 | 5.43 | 0.84 | 0 | 0 | 0 | 0 | 0 | 0 | 0 | 0 | 0 | 0.01 | 1.89 | 6.88 | 9.32 | 9.98 | 10.11 | 10.18 | 10.24 | 10.21 | 10.12 | 10.12 | 9.9 | 9.18 | 6.8 | 1.92 | 0.02 | 0 | 0 | 0 | 0 | 0 | 0 | 0 | 0 | 0 | 0.86 | 5.52 | 8.9 | 9.83 | 9.96 | 10.03 | 9.99 | 9.97 | 9.86 | 9.85 | 9.45 | 8.76 | 6.14 | 1.44 | 0.01 | 0 | 0 | 0 | 0 | 0 | 0 | 0 | 0 | 0 | 0.12 | 3.24 | 7.48 | 9.04 | 9.46 | 9.5 | 9.58 | 9.5 | 9.43 | 9.36 | 8.81 | 7.22 | 3.21 | 0.18 | 0 | 0 | 0 | 0 | 0 | 0 | 0 | 0 | 0 | 0 | 0.01 | 1.98 | 7.05 | 8.88 | 9.18 | 9.11 | 9.01 | 9.02 | 9.15 | 9.19 | 8.66 | 5.7 | 1.12 | 0 | 0 | 0 | 0 | 0 | 0 | 0 | 0 | 0 | 0 | 0 | 0 | 0.59 | 4.68 | 7.74 | 7.97 | 7.81 | 7.62 | 7.67 | 7.81 | 7.78 | 6.55 | 2.18 | 0.05 | 0 | 0 | 0 | 0 | 0 | 0 | 0 | 0 | 0 | 0 | 0 | 0 | 0.02 | 1.82 | 5.49 | 6.47 | 6.35 | 6.14 | 6.32 | 6.51 | 6.12 | 3.83 | 0.45 | 0 | 0 | 0 | 0 | 0 | 0 | 0 | 0 | 0 | 0 | 0 | 0 | 0 | 0 | 0.36 | 2.46 | 4.03 | 4.9 | 5.15 | 5.01 | 4.85 | 4.49 | 2.51 | 0.27 | 0 | 0 | 0 | 0 | 0 | 0 | 0
BLKCRK_2_SOLAR1 |  | Paired_Solar_1Axis | Solar Tracking | CISO | South | Socal | EO | 250 | 0 | 0 | 0 | 0 | 0 | 0 | 0.12 | 27.89 | 102.16 | 131.93 | 137.12 | 140.05 | 138.31 | 129.91 | 120.22 | 75.77 | 14.92 | 0 | 0 | 0 | 0 | 0 | 0 | 0 | 0 | 0 | 0 | 0 | 0 | 0 | 1.72 | 63.86 | 156.25 | 166.95 | 165.56 | 159.95 | 154.71 | 151.12 | 148.43 | 133.48 | 58.24 | 2.15 | 0 | 0 | 0 | 0 | 0 | 0 | 0 | 0 | 0 | 0 | 0 | 0 | 19.31 | 114.75 | 158.07 | 163.85 | 160.88 | 156.83 | 155.91 | 141.54 | 128.73 | 116.15 | 82.52 | 12.46 | 0 | 0 | 0 | 0 | 0 | 0 | 0 | 0 | 0 | 0 | 0 | 11.06 | 106.68 | 188.84 | 199.02 | 203.86 | 202.36 | 203.7 | 201.48 | 201.05 | 194.75 | 184.48 | 152.14 | 50.51 | 1.19 | 0 | 0 | 0 | 0 | 0 | 0 | 0 | 0 | 0 | 0.33 | 41.16 | 143.14 | 195.44 | 208.73 | 213.38 | 213.85 | 215.58 | 215.26 | 212.37 | 207.07 | 198.73 | 173.6 | 85.41 | 8.04 | 0 | 0 | 0 | 0 | 0 | 0 | 0 | 0 | 0 | 0.75 | 48.78 | 143.26 | 187.83 | 202.55 | 210.65 | 212.32 | 213.47 | 213.13 | 210.72 | 205.53 | 198.37 | 175.94 | 106.31 | 18.2 | 0.01 | 0 | 0 | 0 | 0 | 0 | 0 | 0 | 0 | 0.06 | 22.86 | 111.5 | 174.72 | 198.15 | 208.1 | 210.13 | 209.52 | 207.71 | 205.22 | 199.58 | 191.08 | 168.24 | 97.32 | 15.5 | 0.01 | 0 | 0 | 0 | 0 | 0 | 0 | 0 | 0 | 0 | 7.7 | 83.49 | 157.02 | 186.81 | 200.29 | 204.58 | 204.1 | 200.09 | 194.68 | 186.81 | 172.23 | 136.99 | 50.74 | 1.55 | 0 | 0 | 0 | 0 | 0 | 0 | 0 | 0 | 0 | 0 | 1.71 | 61.72 | 161.29 | 187.82 | 197.58 | 199.16 | 199.1 | 198.01 | 195.69 | 192.84 | 174.13 | 97.39 | 11.68 | 0 | 0 | 0 | 0 | 0 | 0 | 0 | 0 | 0 | 0 | 0 | 0.12 | 35.23 | 140.27 | 178.17 | 183.58 | 181.98 | 182.49 | 183.44 | 184.26 | 180.27 | 141.05 | 39.79 | 0.44 | 0 | 0 | 0 | 0 | 0 | 0 | 0 | 0 | 0 | 0 | 0 | 0 | 6.51 | 82.25 | 153.6 | 166.14 | 161.67 | 157.29 | 159.22 | 159.6 | 151.97 | 87.67 | 8.72 | 0 | 0 | 0 | 0 | 0 | 0 | 0 | 0 | 0 | 0 | 0 | 0 | 0 | 0.3 | 30.5 | 96.97 | 116.6 | 122.84 | 120.43 | 124.35 | 117.53 | 107.3 | 60.97 | 5.23 | 0 | 0 | 0 | 0 | 0 | 0 | 0
BLYTHE_1_SOLAR1 |  | Solar_Fixed | Solar Fixed | CISO | South | Socal | EO | 21 | 0 | 0 | 0 | 0 | 0 | 0 | 0.03 | 2.51 | 8.67 | 11.81 | 13 | 13.51 | 12.89 | 12.31 | 10.3 | 5.7 | 0.83 | 0 | 0 | 0 | 0 | 0 | 0 | 0 | 0 | 0 | 0 | 0 | 0 | 0 | 0.2 | 4.57 | 11.02 | 13.48 | 14.34 | 14.5 | 13.92 | 13.23 | 11.95 | 9.38 | 3.41 | 0.09 | 0 | 0 | 0 | 0 | 0 | 0 | 0 | 0 | 0 | 0 | 0 | 0 | 1.51 | 7.99 | 12.38 | 14.11 | 14.43 | 14.62 | 14.02 | 13.26 | 11.95 | 9.72 | 5.24 | 0.69 | 0 | 0 | 0 | 0 | 0 | 0 | 0 | 0 | 0 | 0 | 0 | 0.74 | 6.19 | 12.49 | 15.67 | 17 | 17.67 | 17.68 | 17.35 | 16.89 | 15.54 | 13.41 | 9.16 | 2.4 | 0.06 | 0 | 0 | 0 | 0 | 0 | 0 | 0 | 0 | 0 | 0.04 | 2.47 | 8.81 | 13.19 | 15.86 | 17.48 | 18.22 | 18.39 | 18.21 | 17.83 | 16.66 | 14.57 | 10.62 | 4.12 | 0.32 | 0 | 0 | 0 | 0 | 0 | 0 | 0 | 0 | 0 | 0.08 | 2.79 | 8.6 | 12.87 | 16.02 | 17.54 | 18.44 | 18.46 | 18.33 | 17.8 | 16.4 | 14.36 | 11.17 | 5.31 | 0.72 | 0 | 0 | 0 | 0 | 0 | 0 | 0 | 0 | 0 | 0 | 1.48 | 6.2 | 11.24 | 14.28 | 16.12 | 17.22 | 17.63 | 17.46 | 16.88 | 15.57 | 13.63 | 10.43 | 4.8 | 0.57 | 0 | 0 | 0 | 0 | 0 | 0 | 0 | 0 | 0 | 0 | 0.61 | 5.39 | 11.32 | 14.31 | 16.3 | 17.74 | 18.11 | 17.36 | 16.82 | 15.42 | 13.16 | 8.85 | 2.58 | 0.08 | 0 | 0 | 0 | 0 | 0 | 0 | 0 | 0 | 0 | 0 | 0.19 | 4.24 | 11 | 14.47 | 16.24 | 17.3 | 17.53 | 17.53 | 16.75 | 15.1 | 12.03 | 5.62 | 0.59 | 0 | 0 | 0 | 0 | 0 | 0 | 0 | 0 | 0 | 0 | 0 | 0.03 | 2.67 | 9.83 | 13.97 | 15.73 | 16.83 | 17 | 16.73 | 15.91 | 14.24 | 9.44 | 2.21 | 0.03 | 0 | 0 | 0 | 0 | 0 | 0 | 0 | 0 | 0 | 0 | 0 | 0 | 0.69 | 6.24 | 12.26 | 14.26 | 15.15 | 15.35 | 14.93 | 14.06 | 11.58 | 5.41 | 0.41 | 0 | 0 | 0 | 0 | 0 | 0 | 0 | 0 | 0 | 0 | 0 | 0 | 0 | 0.08 | 2.78 | 8.09 | 10.93 | 11.9 | 12.54 | 12.41 | 11.35 | 8.91 | 4.11 | 0.26 | 0 | 0 | 0 | 0 | 0 | 0 | 0
BLYTHE_1_SOLAR2 |  | Solar_1Axis | Solar Tracking | CISO | South | Socal | EO | 20 | 0 | 0 | 0 | 0 | 0 | 0 | 0.01 | 2.23 | 8.17 | 10.55 | 10.97 | 11.2 | 11.07 | 10.39 | 9.62 | 6.06 | 1.19 | 0 | 0 | 0 | 0 | 0 | 0 | 0 | 0 | 0 | 0 | 0 | 0 | 0 | 0.14 | 5.11 | 12.5 | 13.36 | 13.24 | 12.8 | 12.38 | 12.09 | 11.87 | 10.68 | 4.66 | 0.17 | 0 | 0 | 0 | 0 | 0 | 0 | 0 | 0 | 0 | 0 | 0 | 0 | 1.54 | 9.18 | 12.65 | 13.11 | 12.87 | 12.55 | 12.47 | 11.32 | 10.3 | 9.29 | 6.6 | 1 | 0 | 0 | 0 | 0 | 0 | 0 | 0 | 0 | 0 | 0 | 0 | 0.88 | 8.53 | 15.11 | 15.92 | 16.31 | 16.19 | 16.3 | 16.12 | 16.08 | 15.58 | 14.76 | 12.17 | 4.04 | 0.1 | 0 | 0 | 0 | 0 | 0 | 0 | 0 | 0 | 0 | 0.03 | 3.29 | 11.45 | 15.64 | 16.7 | 17.07 | 17.11 | 17.25 | 17.22 | 16.99 | 16.57 | 15.9 | 13.89 | 6.83 | 0.64 | 0 | 0 | 0 | 0 | 0 | 0 | 0 | 0 | 0 | 0.06 | 3.9 | 11.46 | 15.03 | 16.2 | 16.85 | 16.99 | 17.08 | 17.05 | 16.86 | 16.44 | 15.87 | 14.08 | 8.5 | 1.46 | 0 | 0 | 0 | 0 | 0 | 0 | 0 | 0 | 0 | 0.01 | 1.83 | 8.92 | 13.98 | 15.85 | 16.65 | 16.81 | 16.76 | 16.62 | 16.42 | 15.97 | 15.29 | 13.46 | 7.79 | 1.24 | 0 | 0 | 0 | 0 | 0 | 0 | 0 | 0 | 0 | 0 | 0.62 | 6.68 | 12.56 | 14.94 | 16.02 | 16.37 | 16.33 | 16.01 | 15.57 | 14.94 | 13.78 | 10.96 | 4.06 | 0.12 | 0 | 0 | 0 | 0 | 0 | 0 | 0 | 0 | 0 | 0 | 0.14 | 4.94 | 12.9 | 15.03 | 15.81 | 15.93 | 15.93 | 15.84 | 15.66 | 15.43 | 13.93 | 7.79 | 0.93 | 0 | 0 | 0 | 0 | 0 | 0 | 0 | 0 | 0 | 0 | 0 | 0.01 | 2.82 | 11.22 | 14.25 | 14.69 | 14.56 | 14.6 | 14.67 | 14.74 | 14.42 | 11.28 | 3.18 | 0.04 | 0 | 0 | 0 | 0 | 0 | 0 | 0 | 0 | 0 | 0 | 0 | 0 | 0.52 | 6.58 | 12.29 | 13.29 | 12.93 | 12.58 | 12.74 | 12.77 | 12.16 | 7.01 | 0.7 | 0 | 0 | 0 | 0 | 0 | 0 | 0 | 0 | 0 | 0 | 0 | 0 | 0 | 0.02 | 2.44 | 7.76 | 9.33 | 9.83 | 9.63 | 9.95 | 9.4 | 8.58 | 4.88 | 0.42 | 0 | 0 | 0 | 0 | 0 | 0 | 0
BRDSLD_2_HIWIND |  | Wind | Wind | CISO | North | Norcal | FC | 162 | 11.28 | 12.16 | 10.04 | 10.25 | 9.95 | 9.99 | 10.29 | 11.21 | 10.14 | 8.66 | 8.85 | 8.22 | 8.01 | 7.44 | 6.71 | 6.46 | 6.79 | 7.56 | 9.2 | 11.28 | 11.64 | 12.34 | 11.82 | 11.72 | 23.64 | 23.62 | 21.79 | 21.02 | 19.54 | 18.84 | 19.17 | 21.17 | 18.62 | 17.29 | 17.16 | 15.32 | 14.77 | 15.49 | 16 | 13.72 | 11.68 | 12.11 | 13.76 | 18.95 | 20.5 | 20.19 | 24.17 | 25.05 | 29.14 | 26.57 | 25.56 | 24.14 | 19.65 | 16 | 17.23 | 16.96 | 13.8 | 12.31 | 11.54 | 12.62 | 12.54 | 15.65 | 15.94 | 17.59 | 20.03 | 22.81 | 28.7 | 30.37 | 30.39 | 30.11 | 29.95 | 30.66 | 64.98 | 60.21 | 52.08 | 48.13 | 42.31 | 38.7 | 31.19 | 25.94 | 22.38 | 21.4 | 18.18 | 16.13 | 17.05 | 21.86 | 26.5 | 37.39 | 44.78 | 55.17 | 56.9 | 60.54 | 63.7 | 66.76 | 68.14 | 69.74 | 72.08 | 74.33 | 73.76 | 63.14 | 54.4 | 50.47 | 41.08 | 40.97 | 34.09 | 28.13 | 22.14 | 23.83 | 28.8 | 32.99 | 46.66 | 58.53 | 68.87 | 73.66 | 74.73 | 77.59 | 80.95 | 78.11 | 76.78 | 76.14 | 78.07 | 78.58 | 73.62 | 70.9 | 63.93 | 53.71 | 43.56 | 39.26 | 32.5 | 24.27 | 16.41 | 16.37 | 16.66 | 24.1 | 39.44 | 54.66 | 64.04 | 69.12 | 71.22 | 75.65 | 82.95 | 82.79 | 84.61 | 83.1 | 96.33 | 92.25 | 90.76 | 86.34 | 79.19 | 75.1 | 63.62 | 49.45 | 37.02 | 30.1 | 23 | 20.78 | 26.52 | 37.11 | 52.6 | 61.79 | 69.57 | 75.49 | 81.74 | 84.58 | 89.75 | 93.5 | 98.25 | 100.14 | 81.47 | 74.65 | 67.26 | 58.88 | 51.1 | 44.42 | 39.4 | 27.01 | 17.86 | 13.1 | 9.63 | 8.05 | 8.18 | 10.11 | 15.69 | 27.62 | 40.76 | 49.22 | 59.56 | 73.57 | 78.37 | 80.31 | 81.58 | 80.83 | 76.64 | 70.02 | 63.05 | 56.04 | 49.61 | 44.52 | 42.24 | 37.25 | 32.65 | 25.38 | 17.59 | 12.79 | 13.74 | 15.18 | 20.37 | 31.34 | 39.86 | 48.13 | 58.7 | 64.57 | 68.39 | 69.03 | 74.76 | 74.05 | 33.32 | 32.51 | 29.1 | 26.67 | 24.28 | 18.06 | 17.22 | 13.48 | 11.42 | 11.47 | 9.19 | 8.59 | 7.84 | 7.78 | 8.42 | 9.49 | 11.61 | 17.71 | 19.84 | 23.59 | 29.76 | 33.29 | 37.16 | 37.25 | 10.24 | 9.54 | 10.8 | 10.63 | 9.06 | 9.62 | 9.34 | 9.2 | 7.24 | 6.03 | 5.5 | 5 | 5.44 | 4.92 | 5.62 | 6.29 | 5.71 | 6.52 | 7.38 | 7.72 | 9.77 | 10.7 | 11.57 | 11.87 | 10.94 | 11.95 | 10.06 | 10.11 | 10.29 | 11.12 | 10.64 | 10.39 | 10.56 | 8.95 | 7.75 | 7.78 | 7.45 | 6.51 | 7.63 | 7.61 | 7.09 | 8.95 | 10.12 | 11.77 | 12.88 | 12.09 | 12.29 | 11.32
BRDSLD_2_MTZUM2 |  | Wind | Wind | CISO | North | Norcal | FC | 78.2 | 5.44 | 5.87 | 4.85 | 4.95 | 4.8 | 4.82 | 4.97 | 5.41 | 4.9 | 4.18 | 4.27 | 3.97 | 3.87 | 3.59 | 3.24 | 3.12 | 3.28 | 3.65 | 4.44 | 5.44 | 5.62 | 5.96 | 5.71 | 5.66 | 11.41 | 11.4 | 10.52 | 10.15 | 9.43 | 9.09 | 9.25 | 10.22 | 8.99 | 8.35 | 8.28 | 7.4 | 7.13 | 7.48 | 7.73 | 6.62 | 5.64 | 5.85 | 6.64 | 9.15 | 9.9 | 9.74 | 11.67 | 12.09 | 14.07 | 12.83 | 12.34 | 11.65 | 9.49 | 7.72 | 8.32 | 8.19 | 6.66 | 5.94 | 5.57 | 6.09 | 6.06 | 7.56 | 7.7 | 8.49 | 9.67 | 11.01 | 13.86 | 14.66 | 14.67 | 14.53 | 14.46 | 14.8 | 31.37 | 29.06 | 25.14 | 23.24 | 20.42 | 18.68 | 15.05 | 12.52 | 10.8 | 10.33 | 8.78 | 7.79 | 8.23 | 10.55 | 12.79 | 18.05 | 21.62 | 26.63 | 27.47 | 29.22 | 30.75 | 32.23 | 32.89 | 33.67 | 34.79 | 35.88 | 35.6 | 30.48 | 26.26 | 24.36 | 19.83 | 19.78 | 16.45 | 13.58 | 10.69 | 11.5 | 13.9 | 15.92 | 22.53 | 28.25 | 33.25 | 35.56 | 36.07 | 37.45 | 39.07 | 37.7 | 37.06 | 36.76 | 37.69 | 37.93 | 35.54 | 34.22 | 30.86 | 25.93 | 21.03 | 18.95 | 15.69 | 11.71 | 7.92 | 7.9 | 8.04 | 11.63 | 19.04 | 26.38 | 30.92 | 33.37 | 34.38 | 36.52 | 40.04 | 39.96 | 40.84 | 40.12 | 46.5 | 44.53 | 43.81 | 41.68 | 38.23 | 36.25 | 30.71 | 23.87 | 17.87 | 14.53 | 11.1 | 10.03 | 12.8 | 17.91 | 25.39 | 29.83 | 33.58 | 36.44 | 39.46 | 40.83 | 43.32 | 45.13 | 47.43 | 48.34 | 39.33 | 36.04 | 32.47 | 28.42 | 24.67 | 21.44 | 19.02 | 13.04 | 8.62 | 6.32 | 4.65 | 3.89 | 3.95 | 4.88 | 7.58 | 13.33 | 19.68 | 23.76 | 28.75 | 35.51 | 37.83 | 38.77 | 39.38 | 39.02 | 37 | 33.8 | 30.44 | 27.05 | 23.95 | 21.49 | 20.39 | 17.98 | 15.76 | 12.25 | 8.49 | 6.17 | 6.63 | 7.33 | 9.83 | 15.13 | 19.24 | 23.23 | 28.33 | 31.17 | 33.01 | 33.32 | 36.09 | 35.75 | 16.09 | 15.69 | 14.05 | 12.87 | 11.72 | 8.72 | 8.31 | 6.51 | 5.51 | 5.54 | 4.44 | 4.15 | 3.78 | 3.75 | 4.06 | 4.58 | 5.61 | 8.55 | 9.58 | 11.39 | 14.37 | 16.07 | 17.94 | 17.98 | 4.95 | 4.6 | 5.21 | 5.13 | 4.37 | 4.64 | 4.51 | 4.44 | 3.5 | 2.91 | 2.66 | 2.41 | 2.62 | 2.37 | 2.71 | 3.04 | 2.76 | 3.15 | 3.56 | 3.72 | 4.72 | 5.17 | 5.59 | 5.73 | 5.28 | 5.77 | 4.86 | 4.88 | 4.97 | 5.37 | 5.14 | 5.02 | 5.1 | 4.32 | 3.74 | 3.75 | 3.59 | 3.14 | 3.68 | 3.67 | 3.42 | 4.32 | 4.89 | 5.68 | 6.22 | 5.84 | 5.93 | 5.46
BRDSLD_2_MTZUMA |  | Wind | Wind | CISO | North | Norcal | FC | 36.8 | 2.56 | 2.76 | 2.28 | 2.33 | 2.26 | 2.27 | 2.34 | 2.55 | 2.3 | 1.97 | 2.01 | 1.87 | 1.82 | 1.69 | 1.52 | 1.47 | 1.54 | 1.72 | 2.09 | 2.56 | 2.64 | 2.8 | 2.69 | 2.66 | 5.37 | 5.37 | 4.95 | 4.77 | 4.44 | 4.28 | 4.35 | 4.81 | 4.23 | 3.93 | 3.9 | 3.48 | 3.35 | 3.52 | 3.64 | 3.12 | 2.65 | 2.75 | 3.12 | 4.3 | 4.66 | 4.59 | 5.49 | 5.69 | 6.62 | 6.04 | 5.81 | 5.48 | 4.46 | 3.64 | 3.91 | 3.85 | 3.14 | 2.8 | 2.62 | 2.87 | 2.85 | 3.56 | 3.62 | 4 | 4.55 | 5.18 | 6.52 | 6.9 | 6.9 | 6.84 | 6.8 | 6.96 | 14.76 | 13.68 | 11.83 | 10.93 | 9.61 | 8.79 | 7.08 | 5.89 | 5.08 | 4.86 | 4.13 | 3.66 | 3.87 | 4.97 | 6.02 | 8.49 | 10.17 | 12.53 | 12.93 | 13.75 | 14.47 | 15.17 | 15.48 | 15.84 | 16.37 | 16.89 | 16.75 | 14.34 | 12.36 | 11.46 | 9.33 | 9.31 | 7.74 | 6.39 | 5.03 | 5.41 | 6.54 | 7.49 | 10.6 | 13.3 | 15.65 | 16.73 | 16.98 | 17.62 | 18.39 | 17.74 | 17.44 | 17.3 | 17.73 | 17.85 | 16.72 | 16.11 | 14.52 | 12.2 | 9.9 | 8.92 | 7.38 | 5.51 | 3.73 | 3.72 | 3.78 | 5.47 | 8.96 | 12.42 | 14.55 | 15.7 | 16.18 | 17.18 | 18.84 | 18.81 | 19.22 | 18.88 | 21.88 | 20.95 | 20.62 | 19.61 | 17.99 | 17.06 | 14.45 | 11.23 | 8.41 | 6.84 | 5.23 | 4.72 | 6.02 | 8.43 | 11.95 | 14.04 | 15.8 | 17.15 | 18.57 | 19.21 | 20.39 | 21.24 | 22.32 | 22.75 | 18.51 | 16.96 | 15.28 | 13.37 | 11.61 | 10.09 | 8.95 | 6.14 | 4.06 | 2.98 | 2.19 | 1.83 | 1.86 | 2.3 | 3.56 | 6.27 | 9.26 | 11.18 | 13.53 | 16.71 | 17.8 | 18.24 | 18.53 | 18.36 | 17.41 | 15.91 | 14.32 | 12.73 | 11.27 | 10.11 | 9.6 | 8.46 | 7.42 | 5.77 | 3.99 | 2.9 | 3.12 | 3.45 | 4.63 | 7.12 | 9.05 | 10.93 | 13.33 | 14.67 | 15.54 | 15.68 | 16.98 | 16.82 | 7.57 | 7.38 | 6.61 | 6.06 | 5.52 | 4.1 | 3.91 | 3.06 | 2.59 | 2.61 | 2.09 | 1.95 | 1.78 | 1.77 | 1.91 | 2.16 | 2.64 | 4.02 | 4.51 | 5.36 | 6.76 | 7.56 | 8.44 | 8.46 | 2.33 | 2.17 | 2.45 | 2.42 | 2.06 | 2.18 | 2.12 | 2.09 | 1.65 | 1.37 | 1.25 | 1.14 | 1.23 | 1.12 | 1.28 | 1.43 | 1.3 | 1.48 | 1.68 | 1.75 | 2.22 | 2.43 | 2.63 | 2.7 | 2.49 | 2.71 | 2.29 | 2.3 | 2.34 | 2.53 | 2.42 | 2.36 | 2.4 | 2.03 | 1.76 | 1.77 | 1.69 | 1.48 | 1.73 | 1.73 | 1.61 | 2.03 | 2.3 | 2.67 | 2.93 | 2.75 | 2.79 | 2.57
BRDSLD_2_SHILO1 |  | Wind | Wind | CISO | North | Norcal | FC | 150 | 10.44 | 11.26 | 9.29 | 9.49 | 9.21 | 9.25 | 9.53 | 10.38 | 9.39 | 8.02 | 8.2 | 7.61 | 7.42 | 6.88 | 6.21 | 5.98 | 6.28 | 7 | 8.51 | 10.44 | 10.78 | 11.43 | 10.95 | 10.85 | 21.89 | 21.87 | 20.17 | 19.46 | 18.09 | 17.44 | 17.75 | 19.6 | 17.24 | 16.01 | 15.89 | 14.19 | 13.67 | 14.34 | 14.82 | 12.7 | 10.82 | 11.21 | 12.74 | 17.55 | 18.98 | 18.69 | 22.38 | 23.19 | 26.99 | 24.6 | 23.67 | 22.35 | 18.2 | 14.82 | 15.95 | 15.7 | 12.78 | 11.4 | 10.68 | 11.69 | 11.61 | 14.49 | 14.76 | 16.29 | 18.55 | 21.12 | 26.58 | 28.12 | 28.13 | 27.88 | 27.73 | 28.39 | 60.17 | 55.75 | 48.22 | 44.57 | 39.17 | 35.83 | 28.88 | 24.02 | 20.72 | 19.81 | 16.83 | 14.94 | 15.79 | 20.24 | 24.53 | 34.62 | 41.46 | 51.09 | 52.69 | 56.05 | 58.99 | 61.82 | 63.1 | 64.58 | 66.74 | 68.83 | 68.29 | 58.46 | 50.37 | 46.73 | 38.03 | 37.94 | 31.56 | 26.04 | 20.5 | 22.06 | 26.67 | 30.54 | 43.21 | 54.19 | 63.77 | 68.21 | 69.19 | 71.84 | 74.95 | 72.32 | 71.09 | 70.5 | 72.29 | 72.76 | 68.17 | 65.65 | 59.19 | 49.73 | 40.33 | 36.36 | 30.09 | 22.47 | 15.19 | 15.15 | 15.42 | 22.31 | 36.52 | 50.61 | 59.3 | 64 | 65.94 | 70.04 | 76.81 | 76.65 | 78.35 | 76.95 | 89.2 | 85.41 | 84.03 | 79.94 | 73.33 | 69.53 | 58.91 | 45.79 | 34.28 | 27.87 | 21.3 | 19.24 | 24.56 | 34.36 | 48.71 | 57.21 | 64.42 | 69.9 | 75.68 | 78.32 | 83.1 | 86.57 | 90.97 | 92.73 | 75.44 | 69.12 | 62.28 | 54.52 | 47.32 | 41.13 | 36.48 | 25.01 | 16.54 | 12.13 | 8.92 | 7.45 | 7.57 | 9.37 | 14.53 | 25.58 | 37.74 | 45.57 | 55.15 | 68.12 | 72.57 | 74.36 | 75.53 | 74.84 | 70.96 | 64.83 | 58.38 | 51.89 | 45.94 | 41.22 | 39.11 | 34.49 | 30.23 | 23.5 | 16.28 | 11.84 | 12.72 | 14.06 | 18.86 | 29.02 | 36.91 | 44.56 | 54.35 | 59.78 | 63.32 | 63.92 | 69.22 | 68.56 | 30.86 | 30.1 | 26.95 | 24.69 | 22.48 | 16.72 | 15.95 | 12.48 | 10.57 | 10.62 | 8.51 | 7.95 | 7.26 | 7.2 | 7.8 | 8.78 | 10.75 | 16.4 | 18.37 | 21.85 | 27.56 | 30.83 | 34.41 | 34.49 | 9.49 | 8.83 | 10 | 9.84 | 8.39 | 8.91 | 8.64 | 8.52 | 6.71 | 5.58 | 5.1 | 4.63 | 5.03 | 4.55 | 5.21 | 5.82 | 5.28 | 6.04 | 6.84 | 7.14 | 9.04 | 9.91 | 10.72 | 10.99 | 10.13 | 11.06 | 9.31 | 9.36 | 9.53 | 10.3 | 9.85 | 9.62 | 9.78 | 8.29 | 7.18 | 7.2 | 6.89 | 6.03 | 7.06 | 7.04 | 6.56 | 8.29 | 9.37 | 10.89 | 11.93 | 11.19 | 11.38 | 10.48
BRDSLD_2_SHILO2 |  | Wind | Wind | CISO | North | Norcal | FC | 150 | 10.44 | 11.26 | 9.29 | 9.49 | 9.21 | 9.25 | 9.53 | 10.38 | 9.39 | 8.02 | 8.2 | 7.61 | 7.42 | 6.88 | 6.21 | 5.98 | 6.28 | 7 | 8.51 | 10.44 | 10.78 | 11.43 | 10.95 | 10.85 | 21.89 | 21.87 | 20.17 | 19.46 | 18.09 | 17.44 | 17.75 | 19.6 | 17.24 | 16.01 | 15.89 | 14.19 | 13.67 | 14.34 | 14.82 | 12.7 | 10.82 | 11.21 | 12.74 | 17.55 | 18.98 | 18.69 | 22.38 | 23.19 | 26.99 | 24.6 | 23.67 | 22.35 | 18.2 | 14.82 | 15.95 | 15.7 | 12.78 | 11.4 | 10.68 | 11.69 | 11.61 | 14.49 | 14.76 | 16.29 | 18.55 | 21.12 | 26.58 | 28.12 | 28.13 | 27.88 | 27.73 | 28.39 | 60.17 | 55.75 | 48.22 | 44.57 | 39.17 | 35.83 | 28.88 | 24.02 | 20.72 | 19.81 | 16.83 | 14.94 | 15.79 | 20.24 | 24.53 | 34.62 | 41.46 | 51.09 | 52.69 | 56.05 | 58.99 | 61.82 | 63.1 | 64.58 | 66.74 | 68.83 | 68.29 | 58.46 | 50.37 | 46.73 | 38.03 | 37.94 | 31.56 | 26.04 | 20.5 | 22.06 | 26.67 | 30.54 | 43.21 | 54.19 | 63.77 | 68.21 | 69.19 | 71.84 | 74.95 | 72.32 | 71.09 | 70.5 | 72.29 | 72.76 | 68.17 | 65.65 | 59.19 | 49.73 | 40.33 | 36.36 | 30.09 | 22.47 | 15.19 | 15.15 | 15.42 | 22.31 | 36.52 | 50.61 | 59.3 | 64 | 65.94 | 70.04 | 76.81 | 76.65 | 78.35 | 76.95 | 89.2 | 85.41 | 84.03 | 79.94 | 73.33 | 69.53 | 58.91 | 45.79 | 34.28 | 27.87 | 21.3 | 19.24 | 24.56 | 34.36 | 48.71 | 57.21 | 64.42 | 69.9 | 75.68 | 78.32 | 83.1 | 86.57 | 90.97 | 92.73 | 75.44 | 69.12 | 62.28 | 54.52 | 47.32 | 41.13 | 36.48 | 25.01 | 16.54 | 12.13 | 8.92 | 7.45 | 7.57 | 9.37 | 14.53 | 25.58 | 37.74 | 45.57 | 55.15 | 68.12 | 72.57 | 74.36 | 75.53 | 74.84 | 70.96 | 64.83 | 58.38 | 51.89 | 45.94 | 41.22 | 39.11 | 34.49 | 30.23 | 23.5 | 16.28 | 11.84 | 12.72 | 14.06 | 18.86 | 29.02 | 36.91 | 44.56 | 54.35 | 59.78 | 63.32 | 63.92 | 69.22 | 68.56 | 30.86 | 30.1 | 26.95 | 24.69 | 22.48 | 16.72 | 15.95 | 12.48 | 10.57 | 10.62 | 8.51 | 7.95 | 7.26 | 7.2 | 7.8 | 8.78 | 10.75 | 16.4 | 18.37 | 21.85 | 27.56 | 30.83 | 34.41 | 34.49 | 9.49 | 8.83 | 10 | 9.84 | 8.39 | 8.91 | 8.64 | 8.52 | 6.71 | 5.58 | 5.1 | 4.63 | 5.03 | 4.55 | 5.21 | 5.82 | 5.28 | 6.04 | 6.84 | 7.14 | 9.04 | 9.91 | 10.72 | 10.99 | 10.13 | 11.06 | 9.31 | 9.36 | 9.53 | 10.3 | 9.85 | 9.62 | 9.78 | 8.29 | 7.18 | 7.2 | 6.89 | 6.03 | 7.06 | 7.04 | 6.56 | 8.29 | 9.37 | 10.89 | 11.93 | 11.19 | 11.38 | 10.48
BRDSLD_2_SHLO3A |  | Wind | Wind | CISO | North | Norcal | FC | 102.5 | 7.14 | 7.7 | 6.35 | 6.49 | 6.29 | 6.32 | 6.51 | 7.09 | 6.42 | 5.48 | 5.6 | 5.2 | 5.07 | 4.7 | 4.25 | 4.09 | 4.29 | 4.78 | 5.82 | 7.14 | 7.36 | 7.81 | 7.48 | 7.41 | 14.96 | 14.95 | 13.79 | 13.3 | 12.36 | 11.92 | 12.13 | 13.39 | 11.78 | 10.94 | 10.86 | 9.69 | 9.34 | 9.8 | 10.13 | 8.68 | 7.39 | 7.66 | 8.7 | 11.99 | 12.97 | 12.77 | 15.29 | 15.85 | 18.44 | 16.81 | 16.17 | 15.27 | 12.43 | 10.13 | 10.9 | 10.73 | 8.73 | 7.79 | 7.3 | 7.99 | 7.94 | 9.9 | 10.09 | 11.13 | 12.68 | 14.43 | 18.16 | 19.22 | 19.23 | 19.05 | 18.95 | 19.4 | 41.12 | 38.09 | 32.95 | 30.46 | 26.77 | 24.49 | 19.73 | 16.42 | 14.16 | 13.54 | 11.5 | 10.21 | 10.79 | 13.83 | 16.76 | 23.66 | 28.33 | 34.91 | 36 | 38.3 | 40.31 | 42.24 | 43.12 | 44.13 | 45.6 | 47.03 | 46.67 | 39.95 | 34.42 | 31.93 | 25.99 | 25.92 | 21.57 | 17.8 | 14.01 | 15.08 | 18.22 | 20.87 | 29.52 | 37.03 | 43.58 | 46.61 | 47.28 | 49.09 | 51.22 | 49.42 | 48.58 | 48.18 | 49.4 | 49.72 | 46.58 | 44.86 | 40.45 | 33.98 | 27.56 | 24.84 | 20.56 | 15.35 | 10.38 | 10.36 | 10.54 | 15.25 | 24.96 | 34.58 | 40.52 | 43.74 | 45.06 | 47.86 | 52.48 | 52.38 | 53.54 | 52.58 | 60.95 | 58.37 | 57.42 | 54.63 | 50.11 | 47.51 | 40.25 | 31.29 | 23.42 | 19.04 | 14.55 | 13.15 | 16.78 | 23.48 | 33.28 | 39.1 | 44.02 | 47.76 | 51.72 | 53.52 | 56.79 | 59.16 | 62.16 | 63.36 | 51.55 | 47.23 | 42.56 | 37.25 | 32.33 | 28.11 | 24.93 | 17.09 | 11.3 | 8.29 | 6.09 | 5.09 | 5.18 | 6.4 | 9.93 | 17.48 | 25.79 | 31.14 | 37.68 | 46.55 | 49.59 | 50.81 | 51.62 | 51.14 | 48.49 | 44.3 | 39.89 | 35.46 | 31.39 | 28.17 | 26.73 | 23.57 | 20.66 | 16.06 | 11.13 | 8.09 | 8.69 | 9.61 | 12.89 | 19.83 | 25.22 | 30.45 | 37.14 | 40.85 | 43.27 | 43.68 | 47.3 | 46.85 | 21.09 | 20.57 | 18.41 | 16.87 | 15.36 | 11.43 | 10.9 | 8.53 | 7.22 | 7.26 | 5.82 | 5.43 | 4.96 | 4.92 | 5.33 | 6 | 7.35 | 11.21 | 12.55 | 14.93 | 18.83 | 21.07 | 23.51 | 23.57 | 6.48 | 6.03 | 6.83 | 6.73 | 5.73 | 6.09 | 5.91 | 5.82 | 4.58 | 3.82 | 3.48 | 3.17 | 3.44 | 3.11 | 3.56 | 3.98 | 3.61 | 4.13 | 4.67 | 4.88 | 6.18 | 6.77 | 7.32 | 7.51 | 6.92 | 7.56 | 6.36 | 6.4 | 6.51 | 7.04 | 6.73 | 6.57 | 6.68 | 5.66 | 4.91 | 4.92 | 4.71 | 4.12 | 4.82 | 4.81 | 4.49 | 5.67 | 6.4 | 7.44 | 8.15 | 7.65 | 7.78 | 7.16
BRDSLD_2_SHLO3B |  | Wind | Wind | CISO | North | Norcal | FC | 100 | 6.96 | 7.51 | 6.2 | 6.33 | 6.14 | 6.16 | 6.35 | 6.92 | 6.26 | 5.34 | 5.46 | 5.07 | 4.95 | 4.59 | 4.14 | 3.99 | 4.19 | 4.67 | 5.68 | 6.96 | 7.18 | 7.62 | 7.3 | 7.23 | 14.59 | 14.58 | 13.45 | 12.97 | 12.06 | 11.63 | 11.83 | 13.07 | 11.5 | 10.68 | 10.59 | 9.46 | 9.12 | 9.56 | 9.88 | 8.47 | 7.21 | 7.48 | 8.49 | 11.7 | 12.66 | 12.46 | 14.92 | 15.46 | 17.99 | 16.4 | 15.78 | 14.9 | 12.13 | 9.88 | 10.63 | 10.47 | 8.52 | 7.6 | 7.12 | 7.79 | 7.74 | 9.66 | 9.84 | 10.86 | 12.37 | 14.08 | 17.72 | 18.75 | 18.76 | 18.58 | 18.49 | 18.93 | 40.11 | 37.17 | 32.15 | 29.71 | 26.12 | 23.89 | 19.25 | 16.02 | 13.82 | 13.21 | 11.22 | 9.96 | 10.53 | 13.5 | 16.36 | 23.08 | 27.64 | 34.06 | 35.13 | 37.37 | 39.32 | 41.21 | 42.06 | 43.05 | 44.49 | 45.88 | 45.53 | 38.97 | 33.58 | 31.15 | 25.36 | 25.29 | 21.04 | 17.36 | 13.66 | 14.71 | 17.78 | 20.36 | 28.8 | 36.13 | 42.51 | 45.47 | 46.13 | 47.89 | 49.97 | 48.22 | 47.4 | 47 | 48.19 | 48.51 | 45.45 | 43.77 | 39.46 | 33.15 | 26.89 | 24.24 | 20.06 | 14.98 | 10.13 | 10.1 | 10.28 | 14.87 | 24.35 | 33.74 | 39.53 | 42.67 | 43.96 | 46.69 | 51.2 | 51.1 | 52.23 | 51.3 | 59.46 | 56.94 | 56.02 | 53.3 | 48.88 | 46.36 | 39.27 | 30.52 | 22.85 | 18.58 | 14.2 | 12.83 | 16.37 | 22.91 | 32.47 | 38.14 | 42.94 | 46.6 | 50.46 | 52.21 | 55.4 | 57.72 | 60.65 | 61.82 | 50.29 | 46.08 | 41.52 | 36.35 | 31.54 | 27.42 | 24.32 | 16.67 | 11.03 | 8.09 | 5.95 | 4.97 | 5.05 | 6.24 | 9.69 | 17.05 | 25.16 | 30.38 | 36.76 | 45.41 | 48.38 | 49.57 | 50.36 | 49.89 | 47.31 | 43.22 | 38.92 | 34.59 | 30.63 | 27.48 | 26.08 | 22.99 | 20.15 | 15.67 | 10.86 | 7.89 | 8.48 | 9.37 | 12.57 | 19.34 | 24.61 | 29.71 | 36.23 | 39.86 | 42.22 | 42.61 | 46.15 | 45.71 | 20.57 | 20.06 | 17.96 | 16.46 | 14.99 | 11.15 | 10.63 | 8.32 | 7.05 | 7.08 | 5.67 | 5.3 | 4.84 | 4.8 | 5.2 | 5.86 | 7.17 | 10.93 | 12.24 | 14.56 | 18.37 | 20.55 | 22.94 | 22.99 | 6.32 | 5.89 | 6.67 | 6.56 | 5.59 | 5.94 | 5.76 | 5.68 | 4.47 | 3.72 | 3.4 | 3.09 | 3.36 | 3.04 | 3.47 | 3.88 | 3.52 | 4.03 | 4.56 | 4.76 | 6.03 | 6.61 | 7.14 | 7.32 | 6.75 | 7.38 | 6.21 | 6.24 | 6.35 | 6.86 | 6.57 | 6.41 | 6.52 | 5.52 | 4.79 | 4.8 | 4.6 | 4.02 | 4.71 | 4.69 | 4.38 | 5.53 | 6.25 | 7.26 | 7.95 | 7.46 | 7.59 | 6.99
BREGGO_6_DEGRSL |  | Solar_2Axis | Solar Tracking | CISO | South | Socal | FC | 6.3 | 0 | 0 | 0 | 0 | 0 | 0 | 0 | 0.7 | 2.57 | 3.32 | 3.46 | 3.53 | 3.49 | 3.27 | 3.03 | 1.91 | 0.38 | 0 | 0 | 0 | 0 | 0 | 0 | 0 | 0 | 0 | 0 | 0 | 0 | 0 | 0.04 | 1.61 | 3.94 | 4.21 | 4.17 | 4.03 | 3.9 | 3.81 | 3.74 | 3.36 | 1.47 | 0.05 | 0 | 0 | 0 | 0 | 0 | 0 | 0 | 0 | 0 | 0 | 0 | 0 | 0.49 | 2.89 | 3.98 | 4.13 | 4.05 | 3.95 | 3.93 | 3.57 | 3.24 | 2.93 | 2.08 | 0.31 | 0 | 0 | 0 | 0 | 0 | 0 | 0 | 0 | 0 | 0 | 0 | 0.28 | 2.69 | 4.76 | 5.02 | 5.14 | 5.1 | 5.13 | 5.08 | 5.07 | 4.91 | 4.65 | 3.83 | 1.27 | 0.03 | 0 | 0 | 0 | 0 | 0 | 0 | 0 | 0 | 0 | 0.01 | 1.04 | 3.61 | 4.93 | 5.26 | 5.38 | 5.39 | 5.43 | 5.42 | 5.35 | 5.22 | 5.01 | 4.37 | 2.15 | 0.2 | 0 | 0 | 0 | 0 | 0 | 0 | 0 | 0 | 0 | 0.02 | 1.23 | 3.61 | 4.73 | 5.1 | 5.31 | 5.35 | 5.38 | 5.37 | 5.31 | 5.18 | 5 | 4.43 | 2.68 | 0.46 | 0 | 0 | 0 | 0 | 0 | 0 | 0 | 0 | 0 | 0 | 0.58 | 2.81 | 4.4 | 4.99 | 5.24 | 5.3 | 5.28 | 5.23 | 5.17 | 5.03 | 4.82 | 4.24 | 2.45 | 0.39 | 0 | 0 | 0 | 0 | 0 | 0 | 0 | 0 | 0 | 0 | 0.19 | 2.1 | 3.96 | 4.71 | 5.05 | 5.16 | 5.14 | 5.04 | 4.91 | 4.71 | 4.34 | 3.45 | 1.28 | 0.04 | 0 | 0 | 0 | 0 | 0 | 0 | 0 | 0 | 0 | 0 | 0.04 | 1.56 | 4.06 | 4.73 | 4.98 | 5.02 | 5.02 | 4.99 | 4.93 | 4.86 | 4.39 | 2.45 | 0.29 | 0 | 0 | 0 | 0 | 0 | 0 | 0 | 0 | 0 | 0 | 0 | 0 | 0.89 | 3.53 | 4.49 | 4.63 | 4.59 | 4.6 | 4.62 | 4.64 | 4.54 | 3.55 | 1 | 0.01 | 0 | 0 | 0 | 0 | 0 | 0 | 0 | 0 | 0 | 0 | 0 | 0 | 0.16 | 2.07 | 3.87 | 4.19 | 4.07 | 3.96 | 4.01 | 4.02 | 3.83 | 2.21 | 0.22 | 0 | 0 | 0 | 0 | 0 | 0 | 0 | 0 | 0 | 0 | 0 | 0 | 0 | 0.01 | 0.77 | 2.44 | 2.94 | 3.1 | 3.03 | 3.13 | 2.96 | 2.7 | 1.54 | 0.13 | 0 | 0 | 0 | 0 | 0 | 0 | 0
BREGGO_6_SOLAR |  | Solar_Fixed | Solar Fixed | CISO | South | Socal | FC | 26 | 0 | 0 | 0 | 0 | 0 | 0 | 0.04 | 3.11 | 10.74 | 14.62 | 16.09 | 16.72 | 15.96 | 15.24 | 12.75 | 7.06 | 1.03 | 0 | 0 | 0 | 0 | 0 | 0 | 0 | 0 | 0 | 0 | 0 | 0 | 0 | 0.25 | 5.65 | 13.64 | 16.69 | 17.75 | 17.95 | 17.24 | 16.38 | 14.8 | 11.61 | 4.23 | 0.11 | 0 | 0 | 0 | 0 | 0 | 0 | 0 | 0 | 0 | 0 | 0 | 0 | 1.87 | 9.89 | 15.33 | 17.47 | 17.86 | 18.1 | 17.35 | 16.41 | 14.8 | 12.04 | 6.49 | 0.86 | 0 | 0 | 0 | 0 | 0 | 0 | 0 | 0 | 0 | 0 | 0 | 0.91 | 7.66 | 15.47 | 19.41 | 21.04 | 21.88 | 21.89 | 21.48 | 20.91 | 19.24 | 16.61 | 11.34 | 2.97 | 0.08 | 0 | 0 | 0 | 0 | 0 | 0 | 0 | 0 | 0 | 0.05 | 3.06 | 10.91 | 16.33 | 19.63 | 21.64 | 22.56 | 22.77 | 22.55 | 22.08 | 20.63 | 18.04 | 13.15 | 5.1 | 0.39 | 0 | 0 | 0 | 0 | 0 | 0 | 0 | 0 | 0 | 0.1 | 3.46 | 10.64 | 15.93 | 19.83 | 21.72 | 22.83 | 22.86 | 22.69 | 22.03 | 20.31 | 17.77 | 13.83 | 6.58 | 0.89 | 0 | 0 | 0 | 0 | 0 | 0 | 0 | 0 | 0 | 0.01 | 1.84 | 7.68 | 13.91 | 17.68 | 19.96 | 21.31 | 21.83 | 21.61 | 20.9 | 19.28 | 16.88 | 12.91 | 5.94 | 0.71 | 0 | 0 | 0 | 0 | 0 | 0 | 0 | 0 | 0 | 0 | 0.75 | 6.67 | 14.01 | 17.71 | 20.18 | 21.96 | 22.43 | 21.5 | 20.82 | 19.09 | 16.29 | 10.96 | 3.19 | 0.1 | 0 | 0 | 0 | 0 | 0 | 0 | 0 | 0 | 0 | 0 | 0.23 | 5.25 | 13.62 | 17.91 | 20.1 | 21.42 | 21.71 | 21.7 | 20.74 | 18.69 | 14.9 | 6.96 | 0.73 | 0 | 0 | 0 | 0 | 0 | 0 | 0 | 0 | 0 | 0 | 0 | 0.04 | 3.31 | 12.17 | 17.3 | 19.48 | 20.83 | 21.04 | 20.71 | 19.7 | 17.63 | 11.69 | 2.74 | 0.04 | 0 | 0 | 0 | 0 | 0 | 0 | 0 | 0 | 0 | 0 | 0 | 0 | 0.86 | 7.72 | 15.18 | 17.65 | 18.75 | 19 | 18.49 | 17.41 | 14.33 | 6.7 | 0.5 | 0 | 0 | 0 | 0 | 0 | 0 | 0 | 0 | 0 | 0 | 0 | 0 | 0 | 0.1 | 3.44 | 10.01 | 13.53 | 14.73 | 15.53 | 15.36 | 14.06 | 11.04 | 5.09 | 0.32 | 0 | 0 | 0 | 0 | 0 | 0 | 0
BRODIE_2_WIND |  | Wind | Wind | CISO | South | Socal | FC | 102 | 9.47 | 9.84 | 11.24 | 10.58 | 10.48 | 9.76 | 7.98 | 6.89 | 7.27 | 7.27 | 7.2 | 7.54 | 8.34 | 9.56 | 9.52 | 10.41 | 9.14 | 9.14 | 8.57 | 8.69 | 8.35 | 8.19 | 8.51 | 8.13 | 12.62 | 13.96 | 14.46 | 13.66 | 12.06 | 11.38 | 11.89 | 12.02 | 11.61 | 12.99 | 13.48 | 13.75 | 16.01 | 14.92 | 17.14 | 15.15 | 18.13 | 17.93 | 20.68 | 19.88 | 20.1 | 18.19 | 16.38 | 13.82 | 20.62 | 21.49 | 20.05 | 18.87 | 17.36 | 14.89 | 14.3 | 13.65 | 14.88 | 13.1 | 13.35 | 14.93 | 16.65 | 19.45 | 20.43 | 22.8 | 23.37 | 23.86 | 23.17 | 22.89 | 22.48 | 22.73 | 24.16 | 21.75 | 36.9 | 33.04 | 28.79 | 24.52 | 21.1 | 18.19 | 12.69 | 9.56 | 8.95 | 8.39 | 7.79 | 8.4 | 9.2 | 13.93 | 20.86 | 27.63 | 33.23 | 36.3 | 37.32 | 38.38 | 40.54 | 38.31 | 36.99 | 37.38 | 41.28 | 38.86 | 38.01 | 34.29 | 28.25 | 23.3 | 17.41 | 13.42 | 9.36 | 7.54 | 6.63 | 6.23 | 8.66 | 14.29 | 23.31 | 33.66 | 39.07 | 43.1 | 42.08 | 42.07 | 42.93 | 43.61 | 44.71 | 41.93 | 41.14 | 38.63 | 35.51 | 30.05 | 26.14 | 20.5 | 14.5 | 9.69 | 7.65 | 5.14 | 6.06 | 6.32 | 7.8 | 12.07 | 19.5 | 26.94 | 32.9 | 38.33 | 42.59 | 46.73 | 45.69 | 45.49 | 45.11 | 43.35 | 46.12 | 42.56 | 37.6 | 33.88 | 29.68 | 23.11 | 16.92 | 10.39 | 6.53 | 4.76 | 5.79 | 7.93 | 11.32 | 16.86 | 23.14 | 31.34 | 38.19 | 43.44 | 47.1 | 48.22 | 50.17 | 49.89 | 49.01 | 47.33 | 37.87 | 34.07 | 29.39 | 23.83 | 20.96 | 16.85 | 11.67 | 7.36 | 5.32 | 4.37 | 4.95 | 6.27 | 9.12 | 12.75 | 18.16 | 24.07 | 30.6 | 35.27 | 39.96 | 42.7 | 42.86 | 41.52 | 40.6 | 39 | 25.73 | 24.91 | 23.05 | 17.71 | 15.26 | 12.96 | 9.75 | 6.99 | 5.33 | 5.83 | 7.13 | 8.34 | 10.24 | 12.7 | 16.65 | 19.46 | 21.66 | 25.58 | 29.56 | 31.13 | 30.71 | 28.9 | 27 | 25.6 | 11.49 | 11.13 | 10.62 | 9.45 | 8.7 | 8.35 | 5.94 | 4.36 | 3.66 | 4.01 | 5.15 | 5.56 | 5.13 | 5.8 | 6.14 | 7.62 | 10.28 | 11.6 | 13.21 | 15.16 | 13.66 | 12.42 | 11.38 | 11.21 | 5.93 | 6.55 | 6.32 | 6.62 | 6.11 | 6 | 5.67 | 4.94 | 5.16 | 5.83 | 6.38 | 7.37 | 7.05 | 7.23 | 7.66 | 7.85 | 6.9 | 6.73 | 8.15 | 8.38 | 8.34 | 7.44 | 6.8 | 6.27 | 6.7 | 6.84 | 7.25 | 6.89 | 7.23 | 6.86 | 6.06 | 7.28 | 6.78 | 6.1 | 6.02 | 6.39 | 7.26 | 8.08 | 7.47 | 6.33 | 6.5 | 6.6 | 6.86 | 6.67 | 7.22 | 7.76 | 7.94 | 7.38
BUCKWD_1_NPALM1 |  | Solar_1Axis | Solar Tracking | CISO | South | Socal | FC | 2.4 | 0 | 0 | 0 | 0 | 0 | 0 | 0 | 0.27 | 0.98 | 1.27 | 1.32 | 1.34 | 1.33 | 1.25 | 1.15 | 0.73 | 0.14 | 0 | 0 | 0 | 0 | 0 | 0 | 0 | 0 | 0 | 0 | 0 | 0 | 0 | 0.02 | 0.61 | 1.5 | 1.6 | 1.59 | 1.54 | 1.49 | 1.45 | 1.42 | 1.28 | 0.56 | 0.02 | 0 | 0 | 0 | 0 | 0 | 0 | 0 | 0 | 0 | 0 | 0 | 0 | 0.19 | 1.1 | 1.52 | 1.57 | 1.54 | 1.51 | 1.5 | 1.36 | 1.24 | 1.12 | 0.79 | 0.12 | 0 | 0 | 0 | 0 | 0 | 0 | 0 | 0 | 0 | 0 | 0 | 0.11 | 1.02 | 1.81 | 1.91 | 1.96 | 1.94 | 1.96 | 1.93 | 1.93 | 1.87 | 1.77 | 1.46 | 0.48 | 0.01 | 0 | 0 | 0 | 0 | 0 | 0 | 0 | 0 | 0 | 0 | 0.4 | 1.37 | 1.88 | 2 | 2.05 | 2.05 | 2.07 | 2.07 | 2.04 | 1.99 | 1.91 | 1.67 | 0.82 | 0.08 | 0 | 0 | 0 | 0 | 0 | 0 | 0 | 0 | 0 | 0.01 | 0.47 | 1.38 | 1.8 | 1.94 | 2.02 | 2.04 | 2.05 | 2.05 | 2.02 | 1.97 | 1.9 | 1.69 | 1.02 | 0.17 | 0 | 0 | 0 | 0 | 0 | 0 | 0 | 0 | 0 | 0 | 0.22 | 1.07 | 1.68 | 1.9 | 2 | 2.02 | 2.01 | 1.99 | 1.97 | 1.92 | 1.83 | 1.62 | 0.93 | 0.15 | 0 | 0 | 0 | 0 | 0 | 0 | 0 | 0 | 0 | 0 | 0.07 | 0.8 | 1.51 | 1.79 | 1.92 | 1.96 | 1.96 | 1.92 | 1.87 | 1.79 | 1.65 | 1.32 | 0.49 | 0.01 | 0 | 0 | 0 | 0 | 0 | 0 | 0 | 0 | 0 | 0 | 0.02 | 0.59 | 1.55 | 1.8 | 1.9 | 1.91 | 1.91 | 1.9 | 1.88 | 1.85 | 1.67 | 0.93 | 0.11 | 0 | 0 | 0 | 0 | 0 | 0 | 0 | 0 | 0 | 0 | 0 | 0 | 0.34 | 1.35 | 1.71 | 1.76 | 1.75 | 1.75 | 1.76 | 1.77 | 1.73 | 1.35 | 0.38 | 0 | 0 | 0 | 0 | 0 | 0 | 0 | 0 | 0 | 0 | 0 | 0 | 0 | 0.06 | 0.79 | 1.47 | 1.59 | 1.55 | 1.51 | 1.53 | 1.53 | 1.46 | 0.84 | 0.08 | 0 | 0 | 0 | 0 | 0 | 0 | 0 | 0 | 0 | 0 | 0 | 0 | 0 | 0 | 0.29 | 0.93 | 1.12 | 1.18 | 1.16 | 1.19 | 1.13 | 1.03 | 0.59 | 0.05 | 0 | 0 | 0 | 0 | 0 | 0 | 0
BUCKWD_1_QF |  | Wind | Wind | CISO | South | Socal | FC | 16.5 | 1.53 | 1.59 | 1.82 | 1.71 | 1.7 | 1.58 | 1.29 | 1.12 | 1.18 | 1.18 | 1.17 | 1.22 | 1.35 | 1.55 | 1.54 | 1.68 | 1.48 | 1.48 | 1.39 | 1.41 | 1.35 | 1.32 | 1.38 | 1.31 | 2.04 | 2.26 | 2.34 | 2.21 | 1.95 | 1.84 | 1.92 | 1.95 | 1.88 | 2.1 | 2.18 | 2.22 | 2.59 | 2.41 | 2.77 | 2.45 | 2.93 | 2.9 | 3.35 | 3.22 | 3.25 | 2.94 | 2.65 | 2.24 | 3.34 | 3.48 | 3.24 | 3.05 | 2.81 | 2.41 | 2.31 | 2.21 | 2.41 | 2.12 | 2.16 | 2.42 | 2.69 | 3.15 | 3.31 | 3.69 | 3.78 | 3.86 | 3.75 | 3.7 | 3.64 | 3.68 | 3.91 | 3.52 | 5.97 | 5.34 | 4.66 | 3.97 | 3.41 | 2.94 | 2.05 | 1.55 | 1.45 | 1.36 | 1.26 | 1.36 | 1.49 | 2.25 | 3.37 | 4.47 | 5.38 | 5.87 | 6.04 | 6.21 | 6.56 | 6.2 | 5.98 | 6.05 | 6.68 | 6.29 | 6.15 | 5.55 | 4.57 | 3.77 | 2.82 | 2.17 | 1.51 | 1.22 | 1.07 | 1.01 | 1.4 | 2.31 | 3.77 | 5.44 | 6.32 | 6.97 | 6.81 | 6.81 | 6.95 | 7.06 | 7.23 | 6.78 | 6.65 | 6.25 | 5.74 | 4.86 | 4.23 | 3.32 | 2.35 | 1.57 | 1.24 | 0.83 | 0.98 | 1.02 | 1.26 | 1.95 | 3.15 | 4.36 | 5.32 | 6.2 | 6.89 | 7.56 | 7.39 | 7.36 | 7.3 | 7.01 | 7.46 | 6.88 | 6.08 | 5.48 | 4.8 | 3.74 | 2.74 | 1.68 | 1.06 | 0.77 | 0.94 | 1.28 | 1.83 | 2.73 | 3.74 | 5.07 | 6.18 | 7.03 | 7.62 | 7.8 | 8.12 | 8.07 | 7.93 | 7.66 | 6.13 | 5.51 | 4.75 | 3.86 | 3.39 | 2.73 | 1.89 | 1.19 | 0.86 | 0.71 | 0.8 | 1.01 | 1.47 | 2.06 | 2.94 | 3.89 | 4.95 | 5.71 | 6.46 | 6.91 | 6.93 | 6.72 | 6.57 | 6.31 | 4.16 | 4.03 | 3.73 | 2.87 | 2.47 | 2.1 | 1.58 | 1.13 | 0.86 | 0.94 | 1.15 | 1.35 | 1.66 | 2.05 | 2.69 | 3.15 | 3.5 | 4.14 | 4.78 | 5.04 | 4.97 | 4.67 | 4.37 | 4.14 | 1.86 | 1.8 | 1.72 | 1.53 | 1.41 | 1.35 | 0.96 | 0.71 | 0.59 | 0.65 | 0.83 | 0.9 | 0.83 | 0.94 | 0.99 | 1.23 | 1.66 | 1.88 | 2.14 | 2.45 | 2.21 | 2.01 | 1.84 | 1.81 | 0.96 | 1.06 | 1.02 | 1.07 | 0.99 | 0.97 | 0.92 | 0.8 | 0.84 | 0.94 | 1.03 | 1.19 | 1.14 | 1.17 | 1.24 | 1.27 | 1.12 | 1.09 | 1.32 | 1.36 | 1.35 | 1.2 | 1.1 | 1.01 | 1.08 | 1.11 | 1.17 | 1.11 | 1.17 | 1.11 | 0.98 | 1.18 | 1.1 | 0.99 | 0.97 | 1.03 | 1.17 | 1.31 | 1.21 | 1.02 | 1.05 | 1.07 | 1.11 | 1.08 | 1.17 | 1.25 | 1.28 | 1.19
BUCKWD_7_WINTCV |  | Wind | Wind | CISO | South | Socal | FC | #N/A | #N/A | #N/A | #N/A | #N/A | #N/A | #N/A | #N/A | #N/A | #N/A | #N/A | #N/A | #N/A | #N/A | #N/A | #N/A | #N/A | #N/A | #N/A | #N/A | #N/A | #N/A | #N/A | #N/A | #N/A | #N/A | #N/A | #N/A | #N/A | #N/A | #N/A | #N/A | #N/A | #N/A | #N/A | #N/A | #N/A | #N/A | #N/A | #N/A | #N/A | #N/A | #N/A | #N/A | #N/A | #N/A | #N/A | #N/A | #N/A | #N/A | #N/A | #N/A | #N/A | #N/A | #N/A | #N/A | #N/A | #N/A | #N/A | #N/A | #N/A | #N/A | #N/A | #N/A | #N/A | #N/A | #N/A | #N/A | #N/A | #N/A | #N/A | #N/A | #N/A | #N/A | #N/A | #N/A | #N/A | #N/A | #N/A | #N/A | #N/A | #N/A | #N/A | #N/A | #N/A | #N/A | #N/A | #N/A | #N/A | #N/A | #N/A | #N/A | #N/A | #N/A | #N/A | #N/A | #N/A | #N/A | #N/A | #N/A | #N/A | #N/A | #N/A | #N/A | #N/A | #N/A | #N/A | #N/A | #N/A | #N/A | #N/A | #N/A | #N/A | #N/A | #N/A | #N/A | #N/A | #N/A | #N/A | #N/A | #N/A | #N/A | #N/A | #N/A | #N/A | #N/A | #N/A | #N/A | #N/A | #N/A | #N/A | #N/A | #N/A | #N/A | #N/A | #N/A | #N/A | #N/A | #N/A | #N/A | #N/A | #N/A | #N/A | #N/A | #N/A | #N/A | #N/A | #N/A | #N/A | #N/A | #N/A | #N/A | #N/A | #N/A | #N/A | #N/A | #N/A | #N/A | #N/A | #N/A | #N/A | #N/A | #N/A | #N/A | #N/A | #N/A | #N/A | #N/A | #N/A | #N/A | #N/A | #N/A | #N/A | #N/A | #N/A | #N/A | #N/A | #N/A | #N/A | #N/A | #N/A | #N/A | #N/A | #N/A | #N/A | #N/A | #N/A | #N/A | #N/A | #N/A | #N/A | #N/A | #N/A | #N/A | #N/A | #N/A | #N/A | #N/A | #N/A | #N/A | #N/A | #N/A | #N/A | #N/A | #N/A | #N/A | #N/A | #N/A | #N/A | #N/A | #N/A | #N/A | #N/A | #N/A | #N/A | #N/A | #N/A | #N/A | #N/A | #N/A | #N/A | #N/A | #N/A | #N/A | #N/A | #N/A | #N/A | #N/A | #N/A | #N/A | #N/A | #N/A | #N/A | #N/A | #N/A | #N/A | #N/A | #N/A | #N/A | #N/A | #N/A | #N/A | #N/A | #N/A | #N/A | #N/A | #N/A | #N/A | #N/A | #N/A | #N/A | #N/A | #N/A | #N/A | #N/A | #N/A | #N/A | #N/A | #N/A | #N/A | #N/A | #N/A | #N/A | #N/A | #N/A | #N/A | #N/A | #N/A | #N/A | #N/A | #N/A | #N/A | #N/A | #N/A | #N/A | #N/A | #N/A | #N/A | #N/A | #N/A | #N/A | #N/A | #N/A | #N/A | #N/A | #N/A | #N/A | #N/A | #N/A
CABALO_2_M2BSR1 |  | Solar_1Axis | Solar Tracking | CISO | North | Norcal | ID | 50 | 0 | 0 | 0 | 0 | 0 | 0 | 0 | 1.06 | 8.19 | 15.61 | 19.31 | 21.26 | 21.27 | 20.07 | 18.79 | 12.83 | 2.8 | 0 | 0 | 0 | 0 | 0 | 0 | 0 | 0 | 0 | 0 | 0 | 0 | 0 | 0.01 | 6.17 | 25.68 | 32.01 | 32.69 | 30.98 | 30.53 | 30.33 | 30.99 | 26.43 | 13.87 | 0.76 | 0 | 0 | 0 | 0 | 0 | 0 | 0 | 0 | 0 | 0 | 0 | 0 | 1.29 | 15.97 | 29.97 | 32.11 | 30.14 | 30.95 | 30.49 | 28.06 | 25.92 | 24.14 | 16.99 | 3.93 | 0.01 | 0 | 0 | 0 | 0 | 0 | 0 | 0 | 0 | 0 | 0 | 0.69 | 14.91 | 32.92 | 36.21 | 36.01 | 35.37 | 36.23 | 36.31 | 35.76 | 36.35 | 34.85 | 31.79 | 14.75 | 0.68 | 0 | 0 | 0 | 0 | 0 | 0 | 0 | 0 | 0 | 0.01 | 5.5 | 25.95 | 36.59 | 38.26 | 38.31 | 37.96 | 38.77 | 38.77 | 39.66 | 39.65 | 38.78 | 36.55 | 22.62 | 3.51 | 0 | 0 | 0 | 0 | 0 | 0 | 0 | 0 | 0 | 0.04 | 7.89 | 28.67 | 38.85 | 41.6 | 42.12 | 42.44 | 42.68 | 42.56 | 42.18 | 42.17 | 41.25 | 38.27 | 28.35 | 7.99 | 0.09 | 0 | 0 | 0 | 0 | 0 | 0 | 0 | 0 | 0 | 3.59 | 23.01 | 37.1 | 40.94 | 41.51 | 41.8 | 41.64 | 41.55 | 41.1 | 41.02 | 39.35 | 36.48 | 25.59 | 6.02 | 0.04 | 0 | 0 | 0 | 0 | 0 | 0 | 0 | 0 | 0 | 0.51 | 13.48 | 31.15 | 37.67 | 39.42 | 39.59 | 39.9 | 39.6 | 39.27 | 39 | 36.7 | 30.1 | 13.36 | 0.74 | 0 | 0 | 0 | 0 | 0 | 0 | 0 | 0 | 0 | 0 | 0.05 | 8.24 | 29.36 | 36.99 | 38.24 | 37.96 | 37.54 | 37.6 | 38.13 | 38.3 | 36.09 | 23.76 | 4.67 | 0 | 0 | 0 | 0 | 0 | 0 | 0 | 0 | 0 | 0 | 0 | 0 | 2.46 | 19.49 | 32.24 | 33.21 | 32.55 | 31.74 | 31.97 | 32.55 | 32.43 | 27.29 | 9.07 | 0.19 | 0 | 0 | 0 | 0 | 0 | 0 | 0 | 0 | 0 | 0 | 0 | 0 | 0.09 | 7.6 | 22.88 | 26.95 | 26.45 | 25.6 | 26.35 | 27.13 | 25.48 | 15.96 | 1.89 | 0 | 0 | 0 | 0 | 0 | 0 | 0 | 0 | 0 | 0 | 0 | 0 | 0 | 0 | 1.49 | 10.23 | 16.79 | 20.41 | 21.44 | 20.87 | 20.21 | 18.69 | 10.45 | 1.12 | 0 | 0 | 0 | 0 | 0 | 0 | 0
CABALO_2_M2WSR2 |  | Solar_1Axis | Solar Tracking | CISO | North | Norcal | ID | 100 | 0 | 0 | 0 | 0 | 0 | 0 | 0 | 2.12 | 16.38 | 31.23 | 38.62 | 42.52 | 42.54 | 40.15 | 37.58 | 25.67 | 5.59 | 0 | 0 | 0 | 0 | 0 | 0 | 0 | 0 | 0 | 0 | 0 | 0 | 0 | 0.02 | 12.34 | 51.35 | 64.01 | 65.38 | 61.96 | 61.07 | 60.67 | 61.98 | 52.87 | 27.74 | 1.53 | 0 | 0 | 0 | 0 | 0 | 0 | 0 | 0 | 0 | 0 | 0 | 0 | 2.59 | 31.94 | 59.93 | 64.21 | 60.27 | 61.91 | 60.99 | 56.13 | 51.84 | 48.28 | 33.98 | 7.86 | 0.01 | 0 | 0 | 0 | 0 | 0 | 0 | 0 | 0 | 0 | 0 | 1.38 | 29.83 | 65.84 | 72.42 | 72.02 | 70.75 | 72.45 | 72.61 | 71.53 | 72.69 | 69.7 | 63.57 | 29.5 | 1.36 | 0 | 0 | 0 | 0 | 0 | 0 | 0 | 0 | 0 | 0.01 | 11 | 51.9 | 73.18 | 76.52 | 76.62 | 75.93 | 77.54 | 77.53 | 79.32 | 79.3 | 77.55 | 73.1 | 45.23 | 7.03 | 0 | 0 | 0 | 0 | 0 | 0 | 0 | 0 | 0 | 0.07 | 15.79 | 57.35 | 77.7 | 83.2 | 84.23 | 84.87 | 85.35 | 85.11 | 84.36 | 84.34 | 82.49 | 76.53 | 56.7 | 15.99 | 0.19 | 0 | 0 | 0 | 0 | 0 | 0 | 0 | 0 | 0 | 7.17 | 46.01 | 74.2 | 81.89 | 83.01 | 83.61 | 83.27 | 83.11 | 82.2 | 82.05 | 78.71 | 72.97 | 51.18 | 12.04 | 0.07 | 0 | 0 | 0 | 0 | 0 | 0 | 0 | 0 | 0 | 1.01 | 26.96 | 62.3 | 75.33 | 78.83 | 79.19 | 79.8 | 79.19 | 78.55 | 78 | 73.41 | 60.2 | 26.72 | 1.48 | 0 | 0 | 0 | 0 | 0 | 0 | 0 | 0 | 0 | 0 | 0.11 | 16.47 | 58.73 | 73.99 | 76.48 | 75.93 | 75.07 | 75.21 | 76.26 | 76.6 | 72.19 | 47.51 | 9.34 | 0.01 | 0 | 0 | 0 | 0 | 0 | 0 | 0 | 0 | 0 | 0 | 0 | 4.91 | 38.99 | 64.48 | 66.43 | 65.11 | 63.47 | 63.94 | 65.1 | 64.85 | 54.59 | 18.15 | 0.38 | 0 | 0 | 0 | 0 | 0 | 0 | 0 | 0 | 0 | 0 | 0 | 0 | 0.18 | 15.2 | 45.76 | 53.91 | 52.89 | 51.19 | 52.69 | 54.26 | 50.97 | 31.93 | 3.79 | 0 | 0 | 0 | 0 | 0 | 0 | 0 | 0 | 0 | 0 | 0 | 0 | 0 | 0 | 2.99 | 20.46 | 33.59 | 40.82 | 42.88 | 41.75 | 40.43 | 37.39 | 20.91 | 2.25 | 0 | 0 | 0 | 0 | 0 | 0 | 0
CABZON_1_WINDA1 |  | Wind | Wind | CISO | South | Socal | FC | 41 | 3.81 | 3.96 | 4.52 | 4.25 | 4.21 | 3.92 | 3.21 | 2.77 | 2.92 | 2.92 | 2.9 | 3.03 | 3.35 | 3.84 | 3.83 | 4.19 | 3.68 | 3.67 | 3.44 | 3.49 | 3.36 | 3.29 | 3.42 | 3.27 | 5.07 | 5.61 | 5.81 | 5.49 | 4.85 | 4.58 | 4.78 | 4.83 | 4.67 | 5.22 | 5.42 | 5.53 | 6.44 | 6 | 6.89 | 6.09 | 7.29 | 7.21 | 8.31 | 7.99 | 8.08 | 7.31 | 6.58 | 5.56 | 8.29 | 8.64 | 8.06 | 7.58 | 6.98 | 5.99 | 5.75 | 5.49 | 5.98 | 5.27 | 5.37 | 6 | 6.69 | 7.82 | 8.21 | 9.16 | 9.4 | 9.59 | 9.31 | 9.2 | 9.04 | 9.13 | 9.71 | 8.74 | 14.83 | 13.28 | 11.57 | 9.86 | 8.48 | 7.31 | 5.1 | 3.84 | 3.6 | 3.37 | 3.13 | 3.38 | 3.7 | 5.6 | 8.39 | 11.11 | 13.36 | 14.59 | 15 | 15.43 | 16.29 | 15.4 | 14.87 | 15.03 | 16.59 | 15.62 | 15.28 | 13.78 | 11.36 | 9.37 | 7 | 5.39 | 3.76 | 3.03 | 2.66 | 2.5 | 3.48 | 5.75 | 9.37 | 13.53 | 15.7 | 17.32 | 16.91 | 16.91 | 17.26 | 17.53 | 17.97 | 16.85 | 16.54 | 15.53 | 14.27 | 12.08 | 10.51 | 8.24 | 5.83 | 3.9 | 3.07 | 2.07 | 2.44 | 2.54 | 3.14 | 4.85 | 7.84 | 10.83 | 13.23 | 15.41 | 17.12 | 18.78 | 18.37 | 18.29 | 18.13 | 17.42 | 18.54 | 17.11 | 15.11 | 13.62 | 11.93 | 9.29 | 6.8 | 4.18 | 2.63 | 1.92 | 2.33 | 3.19 | 4.55 | 6.78 | 9.3 | 12.6 | 15.35 | 17.46 | 18.93 | 19.38 | 20.17 | 20.05 | 19.7 | 19.02 | 15.22 | 13.69 | 11.82 | 9.58 | 8.43 | 6.77 | 4.69 | 2.96 | 2.14 | 1.75 | 1.99 | 2.52 | 3.66 | 5.13 | 7.3 | 9.67 | 12.3 | 14.18 | 16.06 | 17.16 | 17.23 | 16.69 | 16.32 | 15.68 | 10.34 | 10.01 | 9.27 | 7.12 | 6.13 | 5.21 | 3.92 | 2.81 | 2.14 | 2.34 | 2.87 | 3.35 | 4.12 | 5.11 | 6.69 | 7.82 | 8.71 | 10.28 | 11.88 | 12.51 | 12.34 | 11.62 | 10.85 | 10.29 | 4.62 | 4.48 | 4.27 | 3.8 | 3.5 | 3.36 | 2.39 | 1.75 | 1.47 | 1.61 | 2.07 | 2.24 | 2.06 | 2.33 | 2.47 | 3.06 | 4.13 | 4.66 | 5.31 | 6.09 | 5.49 | 4.99 | 4.57 | 4.51 | 2.38 | 2.63 | 2.54 | 2.66 | 2.46 | 2.41 | 2.28 | 1.99 | 2.07 | 2.34 | 2.56 | 2.96 | 2.84 | 2.91 | 3.08 | 3.16 | 2.77 | 2.71 | 3.28 | 3.37 | 3.35 | 2.99 | 2.73 | 2.52 | 2.69 | 2.75 | 2.91 | 2.77 | 2.91 | 2.76 | 2.44 | 2.93 | 2.72 | 2.45 | 2.42 | 2.57 | 2.92 | 3.25 | 3 | 2.55 | 2.61 | 2.65 | 2.76 | 2.68 | 2.9 | 3.12 | 3.19 | 2.97
CALFTN_2_SOLAR |  | Paired_Solar_Fixed | Solar Fixed | CISO | North | Norcal | ID | 130 | 0 | 0 | 0 | 0 | 0 | 0 | 0 | 3.03 | 22.76 | 47.18 | 58.73 | 63.09 | 62.24 | 57.46 | 49.51 | 33.64 | 7.81 | 0.01 | 0 | 0 | 0 | 0 | 0 | 0 | 0 | 0 | 0 | 0 | 0 | 0 | 0.01 | 13.11 | 54.69 | 76.03 | 83.79 | 84.56 | 85.17 | 82.95 | 77.85 | 61.33 | 28.92 | 2.16 | 0 | 0 | 0 | 0 | 0 | 0 | 0 | 0 | 0 | 0 | 0 | 0 | 3.11 | 33.83 | 64.6 | 75.58 | 77.67 | 76.04 | 78.11 | 76.02 | 68.94 | 57.05 | 39.06 | 9.58 | 0.03 | 0 | 0 | 0 | 0 | 0 | 0 | 0 | 0 | 0 | 0 | 1.32 | 26.17 | 67.82 | 87.79 | 97.55 | 101.07 | 105.33 | 103.36 | 102.21 | 99.05 | 87.73 | 67.41 | 27.82 | 1.74 | 0 | 0 | 0 | 0 | 0 | 0 | 0 | 0 | 0 | 0 | 8.3 | 45.76 | 77.32 | 93.6 | 103.06 | 105.71 | 106.6 | 107.05 | 106.8 | 102.93 | 92.28 | 76.11 | 41.11 | 6.81 | 0.01 | 0 | 0 | 0 | 0 | 0 | 0 | 0 | 0 | 0.04 | 11.59 | 48.02 | 78.56 | 94.93 | 102.84 | 108.07 | 109.57 | 111.34 | 109.56 | 104.61 | 95.49 | 79.15 | 49.81 | 13.49 | 0.17 | 0 | 0 | 0 | 0 | 0 | 0 | 0 | 0 | 0 | 5.56 | 39.96 | 74.76 | 94.19 | 103.83 | 110.33 | 111.75 | 111.05 | 109.27 | 104.2 | 95.19 | 77.89 | 48.14 | 10.65 | 0.07 | 0 | 0 | 0 | 0 | 0 | 0 | 0 | 0 | 0 | 0.87 | 24.13 | 63.63 | 85.61 | 95.99 | 103.07 | 106.33 | 105.86 | 105.29 | 99.86 | 87.52 | 65.15 | 26.12 | 1.57 | 0 | 0 | 0 | 0 | 0 | 0 | 0 | 0 | 0 | 0 | 0.09 | 16.17 | 61.85 | 88.92 | 99.63 | 105.19 | 106.77 | 106.02 | 104.29 | 98.99 | 85.44 | 52.09 | 11.25 | 0.03 | 0 | 0 | 0 | 0 | 0 | 0 | 0 | 0 | 0 | 0 | 0 | 5.8 | 43.82 | 77.47 | 89.89 | 92.26 | 92.95 | 92.47 | 91.56 | 84.29 | 63.59 | 22.57 | 0.84 | 0 | 0 | 0 | 0 | 0 | 0 | 0 | 0 | 0 | 0 | 0 | 0 | 0.27 | 18.57 | 59.61 | 77.06 | 81.8 | 81.08 | 80.8 | 78.16 | 68.58 | 39.45 | 5.38 | 0 | 0 | 0 | 0 | 0 | 0 | 0 | 0 | 0 | 0 | 0 | 0 | 0 | 0 | 4.41 | 22.9 | 44.45 | 56.31 | 61.67 | 60.13 | 55.53 | 47.91 | 27.04 | 3.44 | 0 | 0 | 0 | 0 | 0 | 0 | 0
CALFTS_2_CFSSR1 |  | Solar_1Axis | Solar Tracking | CISO | North | Norcal | FC | 150 | 0 | 0 | 0 | 0 | 0 | 0 | 0 | 3.19 | 24.57 | 46.84 | 57.93 | 63.78 | 63.81 | 60.22 | 56.37 | 38.5 | 8.39 | 0 | 0 | 0 | 0 | 0 | 0 | 0 | 0 | 0 | 0 | 0 | 0 | 0 | 0.04 | 18.51 | 77.03 | 96.02 | 98.07 | 92.94 | 91.6 | 91 | 92.97 | 79.3 | 41.61 | 2.29 | 0 | 0 | 0 | 0 | 0 | 0 | 0 | 0 | 0 | 0 | 0 | 0 | 3.88 | 47.91 | 89.9 | 96.32 | 90.41 | 92.86 | 91.48 | 84.19 | 77.76 | 72.42 | 50.98 | 11.79 | 0.02 | 0 | 0 | 0 | 0 | 0 | 0 | 0 | 0 | 0 | 0 | 2.08 | 44.74 | 98.76 | 108.63 | 108.02 | 106.12 | 108.68 | 108.92 | 107.29 | 109.04 | 104.54 | 95.36 | 44.26 | 2.04 | 0 | 0 | 0 | 0 | 0 | 0 | 0 | 0 | 0 | 0.02 | 16.49 | 77.84 | 109.77 | 114.79 | 114.93 | 113.89 | 116.31 | 116.3 | 118.98 | 118.95 | 116.33 | 109.64 | 67.85 | 10.54 | 0 | 0 | 0 | 0 | 0 | 0 | 0 | 0 | 0 | 0.11 | 23.68 | 86.02 | 116.56 | 124.8 | 126.35 | 127.31 | 128.03 | 127.67 | 126.54 | 126.5 | 123.74 | 114.8 | 85.06 | 23.98 | 0.28 | 0 | 0 | 0 | 0 | 0 | 0 | 0 | 0 | 0 | 10.76 | 69.02 | 111.31 | 122.83 | 124.52 | 125.41 | 124.91 | 124.66 | 123.3 | 123.07 | 118.06 | 109.45 | 76.77 | 18.06 | 0.11 | 0 | 0 | 0 | 0 | 0 | 0 | 0 | 0 | 0 | 1.52 | 40.44 | 93.45 | 113 | 118.25 | 118.78 | 119.71 | 118.79 | 117.82 | 117 | 110.11 | 90.29 | 40.08 | 2.22 | 0 | 0 | 0 | 0 | 0 | 0 | 0 | 0 | 0 | 0 | 0.16 | 24.71 | 88.09 | 110.98 | 114.72 | 113.89 | 112.61 | 112.81 | 114.39 | 114.9 | 108.28 | 71.27 | 14.01 | 0.01 | 0 | 0 | 0 | 0 | 0 | 0 | 0 | 0 | 0 | 0 | 0 | 7.37 | 58.48 | 96.72 | 99.64 | 97.66 | 95.21 | 95.92 | 97.65 | 97.28 | 81.88 | 27.22 | 0.57 | 0 | 0 | 0 | 0 | 0 | 0 | 0 | 0 | 0 | 0 | 0 | 0 | 0.27 | 22.8 | 68.64 | 80.86 | 79.34 | 76.79 | 79.04 | 81.39 | 76.45 | 47.89 | 5.68 | 0 | 0 | 0 | 0 | 0 | 0 | 0 | 0 | 0 | 0 | 0 | 0 | 0 | 0 | 4.48 | 30.7 | 50.38 | 61.23 | 64.32 | 62.62 | 60.64 | 56.08 | 31.36 | 3.37 | 0 | 0 | 0 | 0 | 0 | 0 | 0
CAMLOT_2_SOLAR1 |  | Solar_Fixed | Solar Fixed | CISO | South | Socal | FC | 45 | 0 | 0 | 0 | 0 | 0 | 0 | 0.07 | 5.38 | 18.58 | 25.3 | 27.85 | 28.94 | 27.63 | 26.38 | 22.06 | 12.22 | 1.78 | 0 | 0 | 0 | 0 | 0 | 0 | 0 | 0 | 0 | 0 | 0 | 0 | 0 | 0.43 | 9.79 | 23.61 | 28.88 | 30.72 | 31.07 | 29.84 | 28.34 | 25.61 | 20.09 | 7.31 | 0.19 | 0 | 0 | 0 | 0 | 0 | 0 | 0 | 0 | 0 | 0 | 0 | 0.01 | 3.24 | 17.12 | 26.53 | 30.24 | 30.91 | 31.33 | 30.03 | 28.4 | 25.61 | 20.84 | 11.24 | 1.49 | 0 | 0 | 0 | 0 | 0 | 0 | 0 | 0 | 0 | 0 | 0 | 1.58 | 13.25 | 26.77 | 33.59 | 36.42 | 37.87 | 37.89 | 37.18 | 36.19 | 33.3 | 28.75 | 19.63 | 5.13 | 0.13 | 0 | 0 | 0 | 0 | 0 | 0 | 0 | 0 | 0 | 0.09 | 5.29 | 18.88 | 28.27 | 33.98 | 37.45 | 39.05 | 39.4 | 39.02 | 38.21 | 35.71 | 31.22 | 22.76 | 8.83 | 0.68 | 0 | 0 | 0 | 0 | 0 | 0 | 0 | 0 | 0 | 0.18 | 5.99 | 18.42 | 27.57 | 34.33 | 37.59 | 39.52 | 39.56 | 39.28 | 38.14 | 35.15 | 30.76 | 23.93 | 11.39 | 1.55 | 0 | 0 | 0 | 0 | 0 | 0 | 0 | 0 | 0 | 0.01 | 3.18 | 13.3 | 24.08 | 30.6 | 34.54 | 36.89 | 37.78 | 37.41 | 36.18 | 33.37 | 29.21 | 22.34 | 10.28 | 1.23 | 0 | 0 | 0 | 0 | 0 | 0 | 0 | 0 | 0 | 0 | 1.31 | 11.55 | 24.25 | 30.66 | 34.94 | 38.01 | 38.82 | 37.2 | 36.03 | 33.04 | 28.2 | 18.97 | 5.52 | 0.17 | 0 | 0 | 0 | 0 | 0 | 0 | 0 | 0 | 0 | 0 | 0.4 | 9.09 | 23.58 | 31 | 34.8 | 37.07 | 37.57 | 37.56 | 35.9 | 32.35 | 25.78 | 12.04 | 1.27 | 0.01 | 0 | 0 | 0 | 0 | 0 | 0 | 0 | 0 | 0 | 0 | 0.07 | 5.73 | 21.06 | 29.94 | 33.72 | 36.05 | 36.42 | 35.84 | 34.1 | 30.51 | 20.24 | 4.74 | 0.07 | 0 | 0 | 0 | 0 | 0 | 0 | 0 | 0 | 0 | 0 | 0 | 0.01 | 1.49 | 13.37 | 26.27 | 30.55 | 32.46 | 32.89 | 32 | 30.13 | 24.81 | 11.6 | 0.87 | 0 | 0 | 0 | 0 | 0 | 0 | 0 | 0 | 0 | 0 | 0 | 0 | 0 | 0.17 | 5.95 | 17.33 | 23.42 | 25.49 | 26.88 | 26.58 | 24.33 | 19.1 | 8.81 | 0.56 | 0 | 0 | 0 | 0 | 0 | 0 | 0
CAMLOT_2_SOLAR2 |  | Solar_Fixed | Solar Fixed | CISO | South | Socal | FC | 15 | 0 | 0 | 0 | 0 | 0 | 0 | 0.02 | 1.79 | 6.19 | 8.43 | 9.28 | 9.65 | 9.21 | 8.79 | 7.35 | 4.07 | 0.59 | 0 | 0 | 0 | 0 | 0 | 0 | 0 | 0 | 0 | 0 | 0 | 0 | 0 | 0.14 | 3.26 | 7.87 | 9.63 | 10.24 | 10.36 | 9.95 | 9.45 | 8.54 | 6.7 | 2.44 | 0.06 | 0 | 0 | 0 | 0 | 0 | 0 | 0 | 0 | 0 | 0 | 0 | 0 | 1.08 | 5.71 | 8.84 | 10.08 | 10.3 | 10.44 | 10.01 | 9.47 | 8.54 | 6.95 | 3.75 | 0.5 | 0 | 0 | 0 | 0 | 0 | 0 | 0 | 0 | 0 | 0 | 0 | 0.53 | 4.42 | 8.92 | 11.2 | 12.14 | 12.62 | 12.63 | 12.39 | 12.06 | 11.1 | 9.58 | 6.54 | 1.71 | 0.04 | 0 | 0 | 0 | 0 | 0 | 0 | 0 | 0 | 0 | 0.03 | 1.76 | 6.29 | 9.42 | 11.33 | 12.48 | 13.02 | 13.13 | 13.01 | 12.74 | 11.9 | 10.41 | 7.59 | 2.94 | 0.23 | 0 | 0 | 0 | 0 | 0 | 0 | 0 | 0 | 0 | 0.06 | 2 | 6.14 | 9.19 | 11.44 | 12.53 | 13.17 | 13.19 | 13.09 | 12.71 | 11.72 | 10.25 | 7.98 | 3.8 | 0.52 | 0 | 0 | 0 | 0 | 0 | 0 | 0 | 0 | 0 | 0 | 1.06 | 4.43 | 8.03 | 10.2 | 11.51 | 12.3 | 12.59 | 12.47 | 12.06 | 11.12 | 9.74 | 7.45 | 3.43 | 0.41 | 0 | 0 | 0 | 0 | 0 | 0 | 0 | 0 | 0 | 0 | 0.44 | 3.85 | 8.08 | 10.22 | 11.65 | 12.67 | 12.94 | 12.4 | 12.01 | 11.01 | 9.4 | 6.32 | 1.84 | 0.06 | 0 | 0 | 0 | 0 | 0 | 0 | 0 | 0 | 0 | 0 | 0.13 | 3.03 | 7.86 | 10.33 | 11.6 | 12.36 | 12.52 | 12.52 | 11.97 | 10.78 | 8.59 | 4.01 | 0.42 | 0 | 0 | 0 | 0 | 0 | 0 | 0 | 0 | 0 | 0 | 0 | 0.02 | 1.91 | 7.02 | 9.98 | 11.24 | 12.02 | 12.14 | 11.95 | 11.37 | 10.17 | 6.75 | 1.58 | 0.02 | 0 | 0 | 0 | 0 | 0 | 0 | 0 | 0 | 0 | 0 | 0 | 0 | 0.5 | 4.46 | 8.76 | 10.18 | 10.82 | 10.96 | 10.67 | 10.04 | 8.27 | 3.87 | 0.29 | 0 | 0 | 0 | 0 | 0 | 0 | 0 | 0 | 0 | 0 | 0 | 0 | 0 | 0.06 | 1.98 | 5.78 | 7.81 | 8.5 | 8.96 | 8.86 | 8.11 | 6.37 | 2.94 | 0.19 | 0 | 0 | 0 | 0 | 0 | 0 | 0
CANTUA_1_SOLAR |  | Solar_Fixed | Solar Fixed | CISO | North | Norcal | FC | 20 | 0 | 0 | 0 | 0 | 0 | 0 | 0 | 0.47 | 3.5 | 7.26 | 9.03 | 9.71 | 9.58 | 8.84 | 7.62 | 5.18 | 1.2 | 0 | 0 | 0 | 0 | 0 | 0 | 0 | 0 | 0 | 0 | 0 | 0 | 0 | 0 | 2.02 | 8.41 | 11.7 | 12.89 | 13.01 | 13.1 | 12.76 | 11.98 | 9.43 | 4.45 | 0.33 | 0 | 0 | 0 | 0 | 0 | 0 | 0 | 0 | 0 | 0 | 0 | 0 | 0.48 | 5.2 | 9.94 | 11.63 | 11.95 | 11.7 | 12.02 | 11.7 | 10.61 | 8.78 | 6.01 | 1.47 | 0 | 0 | 0 | 0 | 0 | 0 | 0 | 0 | 0 | 0 | 0 | 0.2 | 4.03 | 10.43 | 13.51 | 15.01 | 15.55 | 16.2 | 15.9 | 15.72 | 15.24 | 13.5 | 10.37 | 4.28 | 0.27 | 0 | 0 | 0 | 0 | 0 | 0 | 0 | 0 | 0 | 0 | 1.28 | 7.04 | 11.9 | 14.4 | 15.86 | 16.26 | 16.4 | 16.47 | 16.43 | 15.84 | 14.2 | 11.71 | 6.32 | 1.05 | 0 | 0 | 0 | 0 | 0 | 0 | 0 | 0 | 0 | 0.01 | 1.78 | 7.39 | 12.09 | 14.6 | 15.82 | 16.63 | 16.86 | 17.13 | 16.86 | 16.09 | 14.69 | 12.18 | 7.66 | 2.08 | 0.03 | 0 | 0 | 0 | 0 | 0 | 0 | 0 | 0 | 0 | 0.85 | 6.15 | 11.5 | 14.49 | 15.97 | 16.97 | 17.19 | 17.08 | 16.81 | 16.03 | 14.64 | 11.98 | 7.41 | 1.64 | 0.01 | 0 | 0 | 0 | 0 | 0 | 0 | 0 | 0 | 0 | 0.13 | 3.71 | 9.79 | 13.17 | 14.77 | 15.86 | 16.36 | 16.29 | 16.2 | 15.36 | 13.46 | 10.02 | 4.02 | 0.24 | 0 | 0 | 0 | 0 | 0 | 0 | 0 | 0 | 0 | 0 | 0.01 | 2.49 | 9.52 | 13.68 | 15.33 | 16.18 | 16.43 | 16.31 | 16.05 | 15.23 | 13.14 | 8.01 | 1.73 | 0 | 0 | 0 | 0 | 0 | 0 | 0 | 0 | 0 | 0 | 0 | 0 | 0.89 | 6.74 | 11.92 | 13.83 | 14.19 | 14.3 | 14.23 | 14.09 | 12.97 | 9.78 | 3.47 | 0.13 | 0 | 0 | 0 | 0 | 0 | 0 | 0 | 0 | 0 | 0 | 0 | 0 | 0.04 | 2.86 | 9.17 | 11.86 | 12.58 | 12.47 | 12.43 | 12.02 | 10.55 | 6.07 | 0.83 | 0 | 0 | 0 | 0 | 0 | 0 | 0 | 0 | 0 | 0 | 0 | 0 | 0 | 0 | 0.68 | 3.52 | 6.84 | 8.66 | 9.49 | 9.25 | 8.54 | 7.37 | 4.16 | 0.53 | 0 | 0 | 0 | 0 | 0 | 0 | 0
CAPWD_1_QF |  | Wind | Wind | CISO | South | Socal | FC | 19.55 | 1.81 | 1.89 | 2.15 | 2.03 | 2.01 | 1.87 | 1.53 | 1.32 | 1.39 | 1.39 | 1.38 | 1.45 | 1.6 | 1.83 | 1.82 | 2 | 1.75 | 1.75 | 1.64 | 1.67 | 1.6 | 1.57 | 1.63 | 1.56 | 2.42 | 2.68 | 2.77 | 2.62 | 2.31 | 2.18 | 2.28 | 2.3 | 2.23 | 2.49 | 2.58 | 2.64 | 3.07 | 2.86 | 3.28 | 2.9 | 3.47 | 3.44 | 3.96 | 3.81 | 3.85 | 3.49 | 3.14 | 2.65 | 3.95 | 4.12 | 3.84 | 3.62 | 3.33 | 2.85 | 2.74 | 2.62 | 2.85 | 2.51 | 2.56 | 2.86 | 3.19 | 3.73 | 3.92 | 4.37 | 4.48 | 4.57 | 4.44 | 4.39 | 4.31 | 4.36 | 4.63 | 4.17 | 7.07 | 6.33 | 5.52 | 4.7 | 4.04 | 3.49 | 2.43 | 1.83 | 1.71 | 1.61 | 1.49 | 1.61 | 1.76 | 2.67 | 4 | 5.3 | 6.37 | 6.96 | 7.15 | 7.36 | 7.77 | 7.34 | 7.09 | 7.16 | 7.91 | 7.45 | 7.29 | 6.57 | 5.41 | 4.47 | 3.34 | 2.57 | 1.79 | 1.44 | 1.27 | 1.19 | 1.66 | 2.74 | 4.47 | 6.45 | 7.49 | 8.26 | 8.07 | 8.06 | 8.23 | 8.36 | 8.57 | 8.04 | 7.88 | 7.4 | 6.81 | 5.76 | 5.01 | 3.93 | 2.78 | 1.86 | 1.47 | 0.99 | 1.16 | 1.21 | 1.5 | 2.31 | 3.74 | 5.16 | 6.31 | 7.35 | 8.16 | 8.96 | 8.76 | 8.72 | 8.65 | 8.31 | 8.84 | 8.16 | 7.21 | 6.49 | 5.69 | 4.43 | 3.24 | 1.99 | 1.25 | 0.91 | 1.11 | 1.52 | 2.17 | 3.23 | 4.44 | 6.01 | 7.32 | 8.33 | 9.03 | 9.24 | 9.62 | 9.56 | 9.39 | 9.07 | 7.26 | 6.53 | 5.63 | 4.57 | 4.02 | 3.23 | 2.24 | 1.41 | 1.02 | 0.84 | 0.95 | 1.2 | 1.75 | 2.44 | 3.48 | 4.61 | 5.87 | 6.76 | 7.66 | 8.18 | 8.22 | 7.96 | 7.78 | 7.48 | 4.93 | 4.78 | 4.42 | 3.39 | 2.92 | 2.48 | 1.87 | 1.34 | 1.02 | 1.12 | 1.37 | 1.6 | 1.96 | 2.43 | 3.19 | 3.73 | 4.15 | 4.9 | 5.67 | 5.97 | 5.89 | 5.54 | 5.17 | 4.91 | 2.2 | 2.13 | 2.04 | 1.81 | 1.67 | 1.6 | 1.14 | 0.84 | 0.7 | 0.77 | 0.99 | 1.07 | 0.98 | 1.11 | 1.18 | 1.46 | 1.97 | 2.22 | 2.53 | 2.91 | 2.62 | 2.38 | 2.18 | 2.15 | 1.14 | 1.26 | 1.21 | 1.27 | 1.17 | 1.15 | 1.09 | 0.95 | 0.99 | 1.12 | 1.22 | 1.41 | 1.35 | 1.39 | 1.47 | 1.5 | 1.32 | 1.29 | 1.56 | 1.61 | 1.6 | 1.43 | 1.3 | 1.2 | 1.28 | 1.31 | 1.39 | 1.32 | 1.39 | 1.31 | 1.16 | 1.4 | 1.3 | 1.17 | 1.15 | 1.23 | 1.39 | 1.55 | 1.43 | 1.21 | 1.25 | 1.26 | 1.32 | 1.28 | 1.38 | 1.49 | 1.52 | 1.41
CATLNA_2_SOLAR |  | Solar_Fixed | Solar Fixed | CISO | South | Socal | FC | 110 | 0 | 0 | 0 | 0 | 0 | 0 | 0.17 | 13.16 | 45.42 | 61.84 | 68.07 | 70.75 | 67.53 | 64.48 | 53.93 | 29.87 | 4.36 | 0 | 0 | 0 | 0 | 0 | 0 | 0 | 0 | 0 | 0 | 0 | 0 | 0 | 1.04 | 23.92 | 57.72 | 70.6 | 75.1 | 75.95 | 72.94 | 69.29 | 62.61 | 49.12 | 17.88 | 0.46 | 0 | 0 | 0 | 0 | 0 | 0 | 0 | 0 | 0 | 0 | 0 | 0.01 | 7.93 | 41.84 | 64.86 | 73.92 | 75.56 | 76.59 | 73.41 | 69.43 | 62.61 | 50.93 | 27.47 | 3.64 | 0 | 0 | 0 | 0 | 0 | 0 | 0 | 0 | 0 | 0 | 0 | 3.87 | 32.4 | 65.44 | 82.1 | 89.04 | 92.56 | 92.61 | 90.89 | 88.47 | 81.41 | 70.27 | 47.97 | 12.55 | 0.32 | 0 | 0 | 0 | 0 | 0 | 0 | 0 | 0 | 0 | 0.23 | 12.93 | 46.16 | 69.1 | 83.06 | 91.55 | 95.45 | 96.32 | 95.39 | 93.41 | 87.29 | 76.32 | 55.63 | 21.58 | 1.67 | 0.01 | 0 | 0 | 0 | 0 | 0 | 0 | 0 | 0 | 0.44 | 14.64 | 45.02 | 67.39 | 83.91 | 91.9 | 96.6 | 96.71 | 96.02 | 93.22 | 85.91 | 75.2 | 58.5 | 27.83 | 3.78 | 0.01 | 0 | 0 | 0 | 0 | 0 | 0 | 0 | 0 | 0.03 | 7.77 | 32.5 | 58.85 | 74.79 | 84.43 | 90.18 | 92.34 | 91.44 | 88.44 | 81.57 | 71.4 | 54.62 | 25.12 | 3 | 0 | 0 | 0 | 0 | 0 | 0 | 0 | 0 | 0 | 0 | 3.19 | 28.23 | 59.27 | 74.95 | 85.4 | 92.92 | 94.89 | 90.94 | 88.09 | 80.76 | 68.94 | 46.36 | 13.49 | 0.42 | 0 | 0 | 0 | 0 | 0 | 0 | 0 | 0 | 0 | 0 | 0.99 | 22.21 | 57.64 | 75.77 | 85.06 | 90.62 | 91.84 | 91.81 | 87.75 | 79.08 | 63.02 | 29.43 | 3.11 | 0.02 | 0 | 0 | 0 | 0 | 0 | 0 | 0 | 0 | 0 | 0 | 0.18 | 14 | 51.47 | 73.19 | 82.42 | 88.13 | 89.02 | 87.62 | 83.36 | 74.59 | 49.47 | 11.58 | 0.17 | 0 | 0 | 0 | 0 | 0 | 0 | 0 | 0 | 0 | 0 | 0 | 0.02 | 3.63 | 32.67 | 64.23 | 74.68 | 79.34 | 80.4 | 78.21 | 73.64 | 60.64 | 28.35 | 2.12 | 0 | 0 | 0 | 0 | 0 | 0 | 0 | 0 | 0 | 0 | 0 | 0 | 0 | 0.4 | 14.54 | 42.35 | 57.24 | 62.31 | 65.71 | 64.98 | 59.48 | 46.69 | 21.54 | 1.36 | 0 | 0 | 0 | 0 | 0 | 0 | 0
CATLNA_2_SOLAR2 |  | Solar_1Axis | Solar Tracking | CISO | South | Socal | FC | 18 | 0 | 0 | 0 | 0 | 0 | 0 | 0.01 | 2.01 | 7.36 | 9.5 | 9.87 | 10.08 | 9.96 | 9.35 | 8.66 | 5.46 | 1.07 | 0 | 0 | 0 | 0 | 0 | 0 | 0 | 0 | 0 | 0 | 0 | 0 | 0 | 0.12 | 4.6 | 11.25 | 12.02 | 11.92 | 11.52 | 11.14 | 10.88 | 10.69 | 9.61 | 4.19 | 0.15 | 0 | 0 | 0 | 0 | 0 | 0 | 0 | 0 | 0 | 0 | 0 | 0 | 1.39 | 8.26 | 11.38 | 11.8 | 11.58 | 11.29 | 11.23 | 10.19 | 9.27 | 8.36 | 5.94 | 0.9 | 0 | 0 | 0 | 0 | 0 | 0 | 0 | 0 | 0 | 0 | 0 | 0.8 | 7.68 | 13.6 | 14.33 | 14.68 | 14.57 | 14.67 | 14.51 | 14.48 | 14.02 | 13.28 | 10.95 | 3.64 | 0.09 | 0 | 0 | 0 | 0 | 0 | 0 | 0 | 0 | 0 | 0.02 | 2.96 | 10.31 | 14.07 | 15.03 | 15.36 | 15.4 | 15.52 | 15.5 | 15.29 | 14.91 | 14.31 | 12.5 | 6.15 | 0.58 | 0 | 0 | 0 | 0 | 0 | 0 | 0 | 0 | 0 | 0.05 | 3.51 | 10.31 | 13.52 | 14.58 | 15.17 | 15.29 | 15.37 | 15.35 | 15.17 | 14.8 | 14.28 | 12.67 | 7.65 | 1.31 | 0 | 0 | 0 | 0 | 0 | 0 | 0 | 0 | 0 | 0 | 1.65 | 8.03 | 12.58 | 14.27 | 14.98 | 15.13 | 15.09 | 14.96 | 14.78 | 14.37 | 13.76 | 12.11 | 7.01 | 1.12 | 0 | 0 | 0 | 0 | 0 | 0 | 0 | 0 | 0 | 0 | 0.55 | 6.01 | 11.31 | 13.45 | 14.42 | 14.73 | 14.69 | 14.41 | 14.02 | 13.45 | 12.4 | 9.86 | 3.65 | 0.11 | 0 | 0 | 0 | 0 | 0 | 0 | 0 | 0 | 0 | 0 | 0.12 | 4.44 | 11.61 | 13.52 | 14.23 | 14.34 | 14.34 | 14.26 | 14.09 | 13.88 | 12.54 | 7.01 | 0.84 | 0 | 0 | 0 | 0 | 0 | 0 | 0 | 0 | 0 | 0 | 0 | 0.01 | 2.54 | 10.1 | 12.83 | 13.22 | 13.1 | 13.14 | 13.21 | 13.27 | 12.98 | 10.16 | 2.86 | 0.03 | 0 | 0 | 0 | 0 | 0 | 0 | 0 | 0 | 0 | 0 | 0 | 0 | 0.47 | 5.92 | 11.06 | 11.96 | 11.64 | 11.32 | 11.46 | 11.49 | 10.94 | 6.31 | 0.63 | 0 | 0 | 0 | 0 | 0 | 0 | 0 | 0 | 0 | 0 | 0 | 0 | 0 | 0.02 | 2.2 | 6.98 | 8.4 | 8.84 | 8.67 | 8.95 | 8.46 | 7.73 | 4.39 | 0.38 | 0 | 0 | 0 | 0 | 0 | 0 | 0
CAVLSR_2_BSOLAR |  | Solar_Fixed | Solar Fixed | CISO | North | Norcal | FC | 40 | 0 | 0 | 0 | 0 | 0 | 0 | 0 | 0.93 | 7 | 14.52 | 18.07 | 19.41 | 19.15 | 17.68 | 15.23 | 10.35 | 2.4 | 0 | 0 | 0 | 0 | 0 | 0 | 0 | 0 | 0 | 0 | 0 | 0 | 0 | 0 | 4.03 | 16.83 | 23.39 | 25.78 | 26.02 | 26.21 | 25.52 | 23.95 | 18.87 | 8.9 | 0.66 | 0 | 0 | 0 | 0 | 0 | 0 | 0 | 0 | 0 | 0 | 0 | 0 | 0.96 | 10.41 | 19.88 | 23.25 | 23.9 | 23.4 | 24.03 | 23.39 | 21.21 | 17.55 | 12.02 | 2.95 | 0.01 | 0 | 0 | 0 | 0 | 0 | 0 | 0 | 0 | 0 | 0 | 0.41 | 8.05 | 20.87 | 27.01 | 30.02 | 31.1 | 32.41 | 31.8 | 31.45 | 30.48 | 26.99 | 20.74 | 8.56 | 0.54 | 0 | 0 | 0 | 0 | 0 | 0 | 0 | 0 | 0 | 0 | 2.56 | 14.08 | 23.79 | 28.8 | 31.71 | 32.53 | 32.8 | 32.94 | 32.86 | 31.67 | 28.39 | 23.42 | 12.65 | 2.1 | 0 | 0 | 0 | 0 | 0 | 0 | 0 | 0 | 0 | 0.01 | 3.57 | 14.78 | 24.17 | 29.21 | 31.64 | 33.25 | 33.71 | 34.26 | 33.71 | 32.19 | 29.38 | 24.35 | 15.32 | 4.15 | 0.05 | 0 | 0 | 0 | 0 | 0 | 0 | 0 | 0 | 0 | 1.71 | 12.3 | 23 | 28.98 | 31.95 | 33.95 | 34.39 | 34.17 | 33.62 | 32.06 | 29.29 | 23.97 | 14.81 | 3.28 | 0.02 | 0 | 0 | 0 | 0 | 0 | 0 | 0 | 0 | 0 | 0.27 | 7.43 | 19.58 | 26.34 | 29.54 | 31.71 | 32.72 | 32.57 | 32.4 | 30.73 | 26.93 | 20.05 | 8.04 | 0.48 | 0 | 0 | 0 | 0 | 0 | 0 | 0 | 0 | 0 | 0 | 0.03 | 4.98 | 19.03 | 27.36 | 30.66 | 32.36 | 32.85 | 32.62 | 32.09 | 30.46 | 26.29 | 16.03 | 3.46 | 0.01 | 0 | 0 | 0 | 0 | 0 | 0 | 0 | 0 | 0 | 0 | 0 | 1.79 | 13.48 | 23.84 | 27.66 | 28.39 | 28.6 | 28.45 | 28.17 | 25.94 | 19.57 | 6.95 | 0.26 | 0 | 0 | 0 | 0 | 0 | 0 | 0 | 0 | 0 | 0 | 0 | 0 | 0.08 | 5.71 | 18.34 | 23.71 | 25.17 | 24.95 | 24.86 | 24.05 | 21.1 | 12.14 | 1.66 | 0 | 0 | 0 | 0 | 0 | 0 | 0 | 0 | 0 | 0 | 0 | 0 | 0 | 0 | 1.36 | 7.05 | 13.68 | 17.33 | 18.98 | 18.5 | 17.09 | 14.74 | 8.32 | 1.06 | 0 | 0 | 0 | 0 | 0 | 0 | 0
CAVLSR_2_RSOLAR |  | Solar_Fixed | Solar Fixed | CISO | North | Norcal | FC | 210 | 0 | 0 | 0 | 0 | 0 | 0 | 0 | 4.9 | 36.77 | 76.22 | 94.86 | 101.91 | 100.54 | 92.81 | 79.98 | 54.34 | 12.61 | 0.01 | 0 | 0 | 0 | 0 | 0 | 0 | 0 | 0 | 0 | 0 | 0 | 0 | 0.01 | 21.18 | 88.34 | 122.82 | 135.36 | 136.6 | 137.59 | 133.99 | 125.76 | 99.07 | 46.72 | 3.49 | 0 | 0 | 0 | 0 | 0 | 0 | 0 | 0 | 0 | 0 | 0 | 0 | 5.02 | 54.64 | 104.35 | 122.09 | 125.47 | 122.83 | 126.17 | 122.81 | 111.37 | 92.15 | 63.1 | 15.48 | 0.04 | 0 | 0 | 0 | 0 | 0 | 0 | 0 | 0 | 0 | 0 | 2.14 | 42.27 | 109.56 | 141.82 | 157.58 | 163.26 | 170.14 | 166.96 | 165.11 | 160.01 | 141.72 | 108.9 | 44.94 | 2.82 | 0 | 0 | 0 | 0 | 0 | 0 | 0 | 0 | 0 | 0 | 13.41 | 73.92 | 124.9 | 151.19 | 166.48 | 170.77 | 172.21 | 172.93 | 172.53 | 166.27 | 149.07 | 122.95 | 66.41 | 11.01 | 0.02 | 0 | 0 | 0 | 0 | 0 | 0 | 0 | 0 | 0.07 | 18.73 | 77.57 | 126.91 | 153.35 | 166.13 | 174.57 | 176.99 | 179.86 | 176.98 | 168.99 | 154.25 | 127.85 | 80.46 | 21.79 | 0.28 | 0 | 0 | 0 | 0 | 0 | 0 | 0 | 0 | 0 | 8.98 | 64.55 | 120.76 | 152.16 | 167.73 | 178.22 | 180.52 | 179.38 | 176.51 | 168.32 | 153.77 | 125.82 | 77.76 | 17.21 | 0.12 | 0 | 0 | 0 | 0 | 0 | 0 | 0 | 0 | 0 | 1.41 | 38.98 | 102.78 | 138.3 | 155.07 | 166.49 | 171.76 | 171.01 | 170.08 | 161.31 | 141.37 | 105.24 | 42.2 | 2.54 | 0 | 0 | 0 | 0 | 0 | 0 | 0 | 0 | 0 | 0 | 0.15 | 26.12 | 99.91 | 143.64 | 160.95 | 169.92 | 172.48 | 171.26 | 168.47 | 159.91 | 138.02 | 84.15 | 18.18 | 0.05 | 0 | 0 | 0 | 0 | 0 | 0 | 0 | 0 | 0 | 0 | 0 | 9.37 | 70.78 | 125.15 | 145.21 | 149.03 | 150.16 | 149.37 | 147.9 | 136.16 | 102.73 | 36.46 | 1.36 | 0 | 0 | 0 | 0 | 0 | 0 | 0 | 0 | 0 | 0 | 0 | 0 | 0.44 | 30 | 96.3 | 124.48 | 132.14 | 130.98 | 130.52 | 126.26 | 110.79 | 63.73 | 8.69 | 0 | 0 | 0 | 0 | 0 | 0 | 0 | 0 | 0 | 0 | 0 | 0 | 0 | 0 | 7.12 | 37 | 71.8 | 90.96 | 99.63 | 97.13 | 89.7 | 77.39 | 43.69 | 5.56 | 0 | 0 | 0 | 0 | 0 | 0 | 0
CEDUCR_2_SOLAR1 |  | Solar_1Axis | Solar Tracking | CISO | South | Socal | EO | 20 | 0 | 0 | 0 | 0 | 0 | 0 | 0.01 | 2.23 | 8.17 | 10.55 | 10.97 | 11.2 | 11.07 | 10.39 | 9.62 | 6.06 | 1.19 | 0 | 0 | 0 | 0 | 0 | 0 | 0 | 0 | 0 | 0 | 0 | 0 | 0 | 0.14 | 5.11 | 12.5 | 13.36 | 13.24 | 12.8 | 12.38 | 12.09 | 11.87 | 10.68 | 4.66 | 0.17 | 0 | 0 | 0 | 0 | 0 | 0 | 0 | 0 | 0 | 0 | 0 | 0 | 1.54 | 9.18 | 12.65 | 13.11 | 12.87 | 12.55 | 12.47 | 11.32 | 10.3 | 9.29 | 6.6 | 1 | 0 | 0 | 0 | 0 | 0 | 0 | 0 | 0 | 0 | 0 | 0 | 0.88 | 8.53 | 15.11 | 15.92 | 16.31 | 16.19 | 16.3 | 16.12 | 16.08 | 15.58 | 14.76 | 12.17 | 4.04 | 0.1 | 0 | 0 | 0 | 0 | 0 | 0 | 0 | 0 | 0 | 0.03 | 3.29 | 11.45 | 15.64 | 16.7 | 17.07 | 17.11 | 17.25 | 17.22 | 16.99 | 16.57 | 15.9 | 13.89 | 6.83 | 0.64 | 0 | 0 | 0 | 0 | 0 | 0 | 0 | 0 | 0 | 0.06 | 3.9 | 11.46 | 15.03 | 16.2 | 16.85 | 16.99 | 17.08 | 17.05 | 16.86 | 16.44 | 15.87 | 14.08 | 8.5 | 1.46 | 0 | 0 | 0 | 0 | 0 | 0 | 0 | 0 | 0 | 0.01 | 1.83 | 8.92 | 13.98 | 15.85 | 16.65 | 16.81 | 16.76 | 16.62 | 16.42 | 15.97 | 15.29 | 13.46 | 7.79 | 1.24 | 0 | 0 | 0 | 0 | 0 | 0 | 0 | 0 | 0 | 0 | 0.62 | 6.68 | 12.56 | 14.94 | 16.02 | 16.37 | 16.33 | 16.01 | 15.57 | 14.94 | 13.78 | 10.96 | 4.06 | 0.12 | 0 | 0 | 0 | 0 | 0 | 0 | 0 | 0 | 0 | 0 | 0.14 | 4.94 | 12.9 | 15.03 | 15.81 | 15.93 | 15.93 | 15.84 | 15.66 | 15.43 | 13.93 | 7.79 | 0.93 | 0 | 0 | 0 | 0 | 0 | 0 | 0 | 0 | 0 | 0 | 0 | 0.01 | 2.82 | 11.22 | 14.25 | 14.69 | 14.56 | 14.6 | 14.67 | 14.74 | 14.42 | 11.28 | 3.18 | 0.04 | 0 | 0 | 0 | 0 | 0 | 0 | 0 | 0 | 0 | 0 | 0 | 0 | 0.52 | 6.58 | 12.29 | 13.29 | 12.93 | 12.58 | 12.74 | 12.77 | 12.16 | 7.01 | 0.7 | 0 | 0 | 0 | 0 | 0 | 0 | 0 | 0 | 0 | 0 | 0 | 0 | 0 | 0.02 | 2.44 | 7.76 | 9.33 | 9.83 | 9.63 | 9.95 | 9.4 | 8.58 | 4.88 | 0.42 | 0 | 0 | 0 | 0 | 0 | 0 | 0
CEDUCR_2_SOLAR2 |  | Solar_1Axis | Solar Tracking | CISO | South | Socal | EO | 20 | 0 | 0 | 0 | 0 | 0 | 0 | 0.01 | 2.23 | 8.17 | 10.55 | 10.97 | 11.2 | 11.07 | 10.39 | 9.62 | 6.06 | 1.19 | 0 | 0 | 0 | 0 | 0 | 0 | 0 | 0 | 0 | 0 | 0 | 0 | 0 | 0.14 | 5.11 | 12.5 | 13.36 | 13.24 | 12.8 | 12.38 | 12.09 | 11.87 | 10.68 | 4.66 | 0.17 | 0 | 0 | 0 | 0 | 0 | 0 | 0 | 0 | 0 | 0 | 0 | 0 | 1.54 | 9.18 | 12.65 | 13.11 | 12.87 | 12.55 | 12.47 | 11.32 | 10.3 | 9.29 | 6.6 | 1 | 0 | 0 | 0 | 0 | 0 | 0 | 0 | 0 | 0 | 0 | 0 | 0.88 | 8.53 | 15.11 | 15.92 | 16.31 | 16.19 | 16.3 | 16.12 | 16.08 | 15.58 | 14.76 | 12.17 | 4.04 | 0.1 | 0 | 0 | 0 | 0 | 0 | 0 | 0 | 0 | 0 | 0.03 | 3.29 | 11.45 | 15.64 | 16.7 | 17.07 | 17.11 | 17.25 | 17.22 | 16.99 | 16.57 | 15.9 | 13.89 | 6.83 | 0.64 | 0 | 0 | 0 | 0 | 0 | 0 | 0 | 0 | 0 | 0.06 | 3.9 | 11.46 | 15.03 | 16.2 | 16.85 | 16.99 | 17.08 | 17.05 | 16.86 | 16.44 | 15.87 | 14.08 | 8.5 | 1.46 | 0 | 0 | 0 | 0 | 0 | 0 | 0 | 0 | 0 | 0.01 | 1.83 | 8.92 | 13.98 | 15.85 | 16.65 | 16.81 | 16.76 | 16.62 | 16.42 | 15.97 | 15.29 | 13.46 | 7.79 | 1.24 | 0 | 0 | 0 | 0 | 0 | 0 | 0 | 0 | 0 | 0 | 0.62 | 6.68 | 12.56 | 14.94 | 16.02 | 16.37 | 16.33 | 16.01 | 15.57 | 14.94 | 13.78 | 10.96 | 4.06 | 0.12 | 0 | 0 | 0 | 0 | 0 | 0 | 0 | 0 | 0 | 0 | 0.14 | 4.94 | 12.9 | 15.03 | 15.81 | 15.93 | 15.93 | 15.84 | 15.66 | 15.43 | 13.93 | 7.79 | 0.93 | 0 | 0 | 0 | 0 | 0 | 0 | 0 | 0 | 0 | 0 | 0 | 0.01 | 2.82 | 11.22 | 14.25 | 14.69 | 14.56 | 14.6 | 14.67 | 14.74 | 14.42 | 11.28 | 3.18 | 0.04 | 0 | 0 | 0 | 0 | 0 | 0 | 0 | 0 | 0 | 0 | 0 | 0 | 0.52 | 6.58 | 12.29 | 13.29 | 12.93 | 12.58 | 12.74 | 12.77 | 12.16 | 7.01 | 0.7 | 0 | 0 | 0 | 0 | 0 | 0 | 0 | 0 | 0 | 0 | 0 | 0 | 0 | 0.02 | 2.44 | 7.76 | 9.33 | 9.83 | 9.63 | 9.95 | 9.4 | 8.58 | 4.88 | 0.42 | 0 | 0 | 0 | 0 | 0 | 0 | 0
CEDUCR_2_SOLAR3 |  | Solar_1Axis | Solar Tracking | CISO | South | Socal | EO | 15 | 0 | 0 | 0 | 0 | 0 | 0 | 0.01 | 1.67 | 6.13 | 7.92 | 8.23 | 8.4 | 8.3 | 7.79 | 7.21 | 4.55 | 0.89 | 0 | 0 | 0 | 0 | 0 | 0 | 0 | 0 | 0 | 0 | 0 | 0 | 0 | 0.1 | 3.83 | 9.38 | 10.02 | 9.93 | 9.6 | 9.28 | 9.07 | 8.91 | 8.01 | 3.49 | 0.13 | 0 | 0 | 0 | 0 | 0 | 0 | 0 | 0 | 0 | 0 | 0 | 0 | 1.16 | 6.88 | 9.48 | 9.83 | 9.65 | 9.41 | 9.35 | 8.49 | 7.72 | 6.97 | 4.95 | 0.75 | 0 | 0 | 0 | 0 | 0 | 0 | 0 | 0 | 0 | 0 | 0 | 0.66 | 6.4 | 11.33 | 11.94 | 12.23 | 12.14 | 12.22 | 12.09 | 12.06 | 11.69 | 11.07 | 9.13 | 3.03 | 0.07 | 0 | 0 | 0 | 0 | 0 | 0 | 0 | 0 | 0 | 0.02 | 2.47 | 8.59 | 11.73 | 12.52 | 12.8 | 12.83 | 12.93 | 12.92 | 12.74 | 12.42 | 11.92 | 10.42 | 5.12 | 0.48 | 0 | 0 | 0 | 0 | 0 | 0 | 0 | 0 | 0 | 0.04 | 2.93 | 8.6 | 11.27 | 12.15 | 12.64 | 12.74 | 12.81 | 12.79 | 12.64 | 12.33 | 11.9 | 10.56 | 6.38 | 1.09 | 0 | 0 | 0 | 0 | 0 | 0 | 0 | 0 | 0 | 0 | 1.37 | 6.69 | 10.48 | 11.89 | 12.49 | 12.61 | 12.57 | 12.46 | 12.31 | 11.98 | 11.46 | 10.09 | 5.84 | 0.93 | 0 | 0 | 0 | 0 | 0 | 0 | 0 | 0 | 0 | 0 | 0.46 | 5.01 | 9.42 | 11.21 | 12.02 | 12.27 | 12.25 | 12.01 | 11.68 | 11.21 | 10.33 | 8.22 | 3.04 | 0.09 | 0 | 0 | 0 | 0 | 0 | 0 | 0 | 0 | 0 | 0 | 0.1 | 3.7 | 9.68 | 11.27 | 11.85 | 11.95 | 11.95 | 11.88 | 11.74 | 11.57 | 10.45 | 5.84 | 0.7 | 0 | 0 | 0 | 0 | 0 | 0 | 0 | 0 | 0 | 0 | 0 | 0.01 | 2.11 | 8.42 | 10.69 | 11.01 | 10.92 | 10.95 | 11.01 | 11.06 | 10.82 | 8.46 | 2.39 | 0.03 | 0 | 0 | 0 | 0 | 0 | 0 | 0 | 0 | 0 | 0 | 0 | 0 | 0.39 | 4.94 | 9.22 | 9.97 | 9.7 | 9.44 | 9.55 | 9.58 | 9.12 | 5.26 | 0.52 | 0 | 0 | 0 | 0 | 0 | 0 | 0 | 0 | 0 | 0 | 0 | 0 | 0 | 0.02 | 1.83 | 5.82 | 7 | 7.37 | 7.23 | 7.46 | 7.05 | 6.44 | 3.66 | 0.31 | 0 | 0 | 0 | 0 | 0 | 0 | 0
CEDUCR_2_SOLAR4 |  | Solar_1Axis | Solar Tracking | CISO | South | Socal | EO | 20 | 0 | 0 | 0 | 0 | 0 | 0 | 0.01 | 2.23 | 8.17 | 10.55 | 10.97 | 11.2 | 11.07 | 10.39 | 9.62 | 6.06 | 1.19 | 0 | 0 | 0 | 0 | 0 | 0 | 0 | 0 | 0 | 0 | 0 | 0 | 0 | 0.14 | 5.11 | 12.5 | 13.36 | 13.24 | 12.8 | 12.38 | 12.09 | 11.87 | 10.68 | 4.66 | 0.17 | 0 | 0 | 0 | 0 | 0 | 0 | 0 | 0 | 0 | 0 | 0 | 0 | 1.54 | 9.18 | 12.65 | 13.11 | 12.87 | 12.55 | 12.47 | 11.32 | 10.3 | 9.29 | 6.6 | 1 | 0 | 0 | 0 | 0 | 0 | 0 | 0 | 0 | 0 | 0 | 0 | 0.88 | 8.53 | 15.11 | 15.92 | 16.31 | 16.19 | 16.3 | 16.12 | 16.08 | 15.58 | 14.76 | 12.17 | 4.04 | 0.1 | 0 | 0 | 0 | 0 | 0 | 0 | 0 | 0 | 0 | 0.03 | 3.29 | 11.45 | 15.64 | 16.7 | 17.07 | 17.11 | 17.25 | 17.22 | 16.99 | 16.57 | 15.9 | 13.89 | 6.83 | 0.64 | 0 | 0 | 0 | 0 | 0 | 0 | 0 | 0 | 0 | 0.06 | 3.9 | 11.46 | 15.03 | 16.2 | 16.85 | 16.99 | 17.08 | 17.05 | 16.86 | 16.44 | 15.87 | 14.08 | 8.5 | 1.46 | 0 | 0 | 0 | 0 | 0 | 0 | 0 | 0 | 0 | 0.01 | 1.83 | 8.92 | 13.98 | 15.85 | 16.65 | 16.81 | 16.76 | 16.62 | 16.42 | 15.97 | 15.29 | 13.46 | 7.79 | 1.24 | 0 | 0 | 0 | 0 | 0 | 0 | 0 | 0 | 0 | 0 | 0.62 | 6.68 | 12.56 | 14.94 | 16.02 | 16.37 | 16.33 | 16.01 | 15.57 | 14.94 | 13.78 | 10.96 | 4.06 | 0.12 | 0 | 0 | 0 | 0 | 0 | 0 | 0 | 0 | 0 | 0 | 0.14 | 4.94 | 12.9 | 15.03 | 15.81 | 15.93 | 15.93 | 15.84 | 15.66 | 15.43 | 13.93 | 7.79 | 0.93 | 0 | 0 | 0 | 0 | 0 | 0 | 0 | 0 | 0 | 0 | 0 | 0.01 | 2.82 | 11.22 | 14.25 | 14.69 | 14.56 | 14.6 | 14.67 | 14.74 | 14.42 | 11.28 | 3.18 | 0.04 | 0 | 0 | 0 | 0 | 0 | 0 | 0 | 0 | 0 | 0 | 0 | 0 | 0.52 | 6.58 | 12.29 | 13.29 | 12.93 | 12.58 | 12.74 | 12.77 | 12.16 | 7.01 | 0.7 | 0 | 0 | 0 | 0 | 0 | 0 | 0 | 0 | 0 | 0 | 0 | 0 | 0 | 0.02 | 2.44 | 7.76 | 9.33 | 9.83 | 9.63 | 9.95 | 9.4 | 8.58 | 4.88 | 0.42 | 0 | 0 | 0 | 0 | 0 | 0 | 0
CENT40_1_C40SR1 |  | Solar_1Axis | Solar Tracking | CISO | North | Norcal | FC | 40 | 0 | 0 | 0 | 0 | 0 | 0 | 0 | 0.85 | 6.55 | 12.49 | 15.45 | 17.01 | 17.02 | 16.06 | 15.03 | 10.27 | 2.24 | 0 | 0 | 0 | 0 | 0 | 0 | 0 | 0 | 0 | 0 | 0 | 0 | 0 | 0.01 | 4.94 | 20.54 | 25.6 | 26.15 | 24.78 | 24.43 | 24.27 | 24.79 | 21.15 | 11.1 | 0.61 | 0 | 0 | 0 | 0 | 0 | 0 | 0 | 0 | 0 | 0 | 0 | 0 | 1.04 | 12.78 | 23.97 | 25.68 | 24.11 | 24.76 | 24.4 | 22.45 | 20.74 | 19.31 | 13.59 | 3.14 | 0 | 0 | 0 | 0 | 0 | 0 | 0 | 0 | 0 | 0 | 0 | 0.55 | 11.93 | 26.34 | 28.97 | 28.81 | 28.3 | 28.98 | 29.04 | 28.61 | 29.08 | 27.88 | 25.43 | 11.8 | 0.54 | 0 | 0 | 0 | 0 | 0 | 0 | 0 | 0 | 0 | 0 | 4.4 | 20.76 | 29.27 | 30.61 | 30.65 | 30.37 | 31.02 | 31.01 | 31.73 | 31.72 | 31.02 | 29.24 | 18.09 | 2.81 | 0 | 0 | 0 | 0 | 0 | 0 | 0 | 0 | 0 | 0.03 | 6.32 | 22.94 | 31.08 | 33.28 | 33.69 | 33.95 | 34.14 | 34.04 | 33.74 | 33.73 | 33 | 30.61 | 22.68 | 6.39 | 0.07 | 0 | 0 | 0 | 0 | 0 | 0 | 0 | 0 | 0 | 2.87 | 18.4 | 29.68 | 32.75 | 33.2 | 33.44 | 33.31 | 33.24 | 32.88 | 32.82 | 31.48 | 29.19 | 20.47 | 4.81 | 0.03 | 0 | 0 | 0 | 0 | 0 | 0 | 0 | 0 | 0 | 0.41 | 10.78 | 24.92 | 30.13 | 31.53 | 31.67 | 31.92 | 31.68 | 31.42 | 31.2 | 29.36 | 24.08 | 10.69 | 0.59 | 0 | 0 | 0 | 0 | 0 | 0 | 0 | 0 | 0 | 0 | 0.04 | 6.59 | 23.49 | 29.59 | 30.59 | 30.37 | 30.03 | 30.08 | 30.5 | 30.64 | 28.87 | 19.01 | 3.73 | 0 | 0 | 0 | 0 | 0 | 0 | 0 | 0 | 0 | 0 | 0 | 0 | 1.97 | 15.6 | 25.79 | 26.57 | 26.04 | 25.39 | 25.58 | 26.04 | 25.94 | 21.83 | 7.26 | 0.15 | 0 | 0 | 0 | 0 | 0 | 0 | 0 | 0 | 0 | 0 | 0 | 0 | 0.07 | 6.08 | 18.3 | 21.56 | 21.16 | 20.48 | 21.08 | 21.7 | 20.39 | 12.77 | 1.51 | 0 | 0 | 0 | 0 | 0 | 0 | 0 | 0 | 0 | 0 | 0 | 0 | 0 | 0 | 1.19 | 8.19 | 13.44 | 16.33 | 17.15 | 16.7 | 16.17 | 14.95 | 8.36 | 0.9 | 0 | 0 | 0 | 0 | 0 | 0 | 0
CENTER_2_SOLAR1 |  | Solar_1Axis | Solar Tracking | CISO | South | Socal | EO | 0.9 | 0 | 0 | 0 | 0 | 0 | 0 | 0 | 0.1 | 0.37 | 0.47 | 0.49 | 0.5 | 0.5 | 0.47 | 0.43 | 0.27 | 0.05 | 0 | 0 | 0 | 0 | 0 | 0 | 0 | 0 | 0 | 0 | 0 | 0 | 0 | 0.01 | 0.23 | 0.56 | 0.6 | 0.6 | 0.58 | 0.56 | 0.54 | 0.53 | 0.48 | 0.21 | 0.01 | 0 | 0 | 0 | 0 | 0 | 0 | 0 | 0 | 0 | 0 | 0 | 0 | 0.07 | 0.41 | 0.57 | 0.59 | 0.58 | 0.56 | 0.56 | 0.51 | 0.46 | 0.42 | 0.3 | 0.04 | 0 | 0 | 0 | 0 | 0 | 0 | 0 | 0 | 0 | 0 | 0 | 0.04 | 0.38 | 0.68 | 0.72 | 0.73 | 0.73 | 0.73 | 0.73 | 0.72 | 0.7 | 0.66 | 0.55 | 0.18 | 0 | 0 | 0 | 0 | 0 | 0 | 0 | 0 | 0 | 0 | 0 | 0.15 | 0.52 | 0.7 | 0.75 | 0.77 | 0.77 | 0.78 | 0.77 | 0.76 | 0.75 | 0.72 | 0.62 | 0.31 | 0.03 | 0 | 0 | 0 | 0 | 0 | 0 | 0 | 0 | 0 | 0 | 0.18 | 0.52 | 0.68 | 0.73 | 0.76 | 0.76 | 0.77 | 0.77 | 0.76 | 0.74 | 0.71 | 0.63 | 0.38 | 0.07 | 0 | 0 | 0 | 0 | 0 | 0 | 0 | 0 | 0 | 0 | 0.08 | 0.4 | 0.63 | 0.71 | 0.75 | 0.76 | 0.75 | 0.75 | 0.74 | 0.72 | 0.69 | 0.61 | 0.35 | 0.06 | 0 | 0 | 0 | 0 | 0 | 0 | 0 | 0 | 0 | 0 | 0.03 | 0.3 | 0.57 | 0.67 | 0.72 | 0.74 | 0.73 | 0.72 | 0.7 | 0.67 | 0.62 | 0.49 | 0.18 | 0.01 | 0 | 0 | 0 | 0 | 0 | 0 | 0 | 0 | 0 | 0 | 0.01 | 0.22 | 0.58 | 0.68 | 0.71 | 0.72 | 0.72 | 0.71 | 0.7 | 0.69 | 0.63 | 0.35 | 0.04 | 0 | 0 | 0 | 0 | 0 | 0 | 0 | 0 | 0 | 0 | 0 | 0 | 0.13 | 0.5 | 0.64 | 0.66 | 0.66 | 0.66 | 0.66 | 0.66 | 0.65 | 0.51 | 0.14 | 0 | 0 | 0 | 0 | 0 | 0 | 0 | 0 | 0 | 0 | 0 | 0 | 0 | 0.02 | 0.3 | 0.55 | 0.6 | 0.58 | 0.57 | 0.57 | 0.57 | 0.55 | 0.32 | 0.03 | 0 | 0 | 0 | 0 | 0 | 0 | 0 | 0 | 0 | 0 | 0 | 0 | 0 | 0 | 0.11 | 0.35 | 0.42 | 0.44 | 0.43 | 0.45 | 0.42 | 0.39 | 0.22 | 0.02 | 0 | 0 | 0 | 0 | 0 | 0 | 0
CENTPD_2_BMSSX2 |  | Paired_Solar_1Axis | Solar Tracking | CISO | South | Socal | FC | 223.6 | 0 | 0 | 0 | 0 | 0 | 0 | 0.11 | 24.94 | 91.37 | 118 | 122.64 | 125.26 | 123.71 | 116.19 | 107.53 | 67.77 | 13.34 | 0 | 0 | 0 | 0 | 0 | 0 | 0 | 0 | 0 | 0 | 0 | 0 | 0 | 1.54 | 57.12 | 139.75 | 149.32 | 148.07 | 143.06 | 138.37 | 135.16 | 132.76 | 119.38 | 52.09 | 1.92 | 0 | 0 | 0 | 0 | 0 | 0 | 0 | 0 | 0 | 0 | 0 | 0 | 17.27 | 102.63 | 141.38 | 146.55 | 143.89 | 140.27 | 139.44 | 126.59 | 115.14 | 103.88 | 73.81 | 11.14 | 0 | 0 | 0 | 0 | 0 | 0 | 0 | 0 | 0 | 0 | 0 | 9.89 | 95.41 | 168.89 | 178.01 | 182.33 | 180.99 | 182.19 | 180.21 | 179.82 | 174.19 | 165 | 136.08 | 45.18 | 1.06 | 0 | 0 | 0 | 0 | 0 | 0 | 0 | 0 | 0 | 0.3 | 36.81 | 128.02 | 174.8 | 186.68 | 190.85 | 191.27 | 192.81 | 192.52 | 189.95 | 185.2 | 177.74 | 155.27 | 76.39 | 7.19 | 0 | 0 | 0 | 0 | 0 | 0 | 0 | 0 | 0 | 0.67 | 43.63 | 128.13 | 168 | 181.16 | 188.4 | 189.9 | 190.93 | 190.62 | 188.46 | 183.82 | 177.42 | 157.36 | 95.08 | 16.28 | 0.01 | 0 | 0 | 0 | 0 | 0 | 0 | 0 | 0 | 0.06 | 20.45 | 99.73 | 156.27 | 177.22 | 186.12 | 187.94 | 187.4 | 185.78 | 183.55 | 178.51 | 170.9 | 150.47 | 87.04 | 13.86 | 0.01 | 0 | 0 | 0 | 0 | 0 | 0 | 0 | 0 | 0 | 6.89 | 74.68 | 140.44 | 167.08 | 179.14 | 182.98 | 182.54 | 178.96 | 174.12 | 167.08 | 154.04 | 122.52 | 45.38 | 1.39 | 0 | 0 | 0 | 0 | 0 | 0 | 0 | 0 | 0 | 0 | 1.53 | 55.2 | 144.25 | 167.99 | 176.71 | 178.13 | 178.08 | 177.1 | 175.02 | 172.48 | 155.75 | 87.1 | 10.45 | 0 | 0 | 0 | 0 | 0 | 0 | 0 | 0 | 0 | 0 | 0 | 0.1 | 31.51 | 125.45 | 159.35 | 164.19 | 162.76 | 163.22 | 164.07 | 164.8 | 161.24 | 126.15 | 35.58 | 0.39 | 0 | 0 | 0 | 0 | 0 | 0 | 0 | 0 | 0 | 0 | 0 | 0 | 5.82 | 73.57 | 137.38 | 148.6 | 144.6 | 140.68 | 142.41 | 142.75 | 135.92 | 78.41 | 7.8 | 0 | 0 | 0 | 0 | 0 | 0 | 0 | 0 | 0 | 0 | 0 | 0 | 0 | 0.27 | 27.28 | 86.73 | 104.29 | 109.87 | 107.71 | 111.21 | 105.12 | 95.97 | 54.53 | 4.68 | 0 | 0 | 0 | 0 | 0 | 0 | 0
CHINO_2_JURUPA |  | Solar_Fixed | Solar Fixed | CISO | South | Socal | EO | 1.5 | 0 | 0 | 0 | 0 | 0 | 0 | 0 | 0.18 | 0.62 | 0.84 | 0.93 | 0.96 | 0.92 | 0.88 | 0.74 | 0.41 | 0.06 | 0 | 0 | 0 | 0 | 0 | 0 | 0 | 0 | 0 | 0 | 0 | 0 | 0 | 0.01 | 0.33 | 0.79 | 0.96 | 1.02 | 1.04 | 0.99 | 0.94 | 0.85 | 0.67 | 0.24 | 0.01 | 0 | 0 | 0 | 0 | 0 | 0 | 0 | 0 | 0 | 0 | 0 | 0 | 0.11 | 0.57 | 0.88 | 1.01 | 1.03 | 1.04 | 1 | 0.95 | 0.85 | 0.69 | 0.37 | 0.05 | 0 | 0 | 0 | 0 | 0 | 0 | 0 | 0 | 0 | 0 | 0 | 0.05 | 0.44 | 0.89 | 1.12 | 1.21 | 1.26 | 1.26 | 1.24 | 1.21 | 1.11 | 0.96 | 0.65 | 0.17 | 0 | 0 | 0 | 0 | 0 | 0 | 0 | 0 | 0 | 0 | 0 | 0.18 | 0.63 | 0.94 | 1.13 | 1.25 | 1.3 | 1.31 | 1.3 | 1.27 | 1.19 | 1.04 | 0.76 | 0.29 | 0.02 | 0 | 0 | 0 | 0 | 0 | 0 | 0 | 0 | 0 | 0.01 | 0.2 | 0.61 | 0.92 | 1.14 | 1.25 | 1.32 | 1.32 | 1.31 | 1.27 | 1.17 | 1.03 | 0.8 | 0.38 | 0.05 | 0 | 0 | 0 | 0 | 0 | 0 | 0 | 0 | 0 | 0 | 0.11 | 0.44 | 0.8 | 1.02 | 1.15 | 1.23 | 1.26 | 1.25 | 1.21 | 1.11 | 0.97 | 0.74 | 0.34 | 0.04 | 0 | 0 | 0 | 0 | 0 | 0 | 0 | 0 | 0 | 0 | 0.04 | 0.38 | 0.81 | 1.02 | 1.16 | 1.27 | 1.29 | 1.24 | 1.2 | 1.1 | 0.94 | 0.63 | 0.18 | 0.01 | 0 | 0 | 0 | 0 | 0 | 0 | 0 | 0 | 0 | 0 | 0.01 | 0.3 | 0.79 | 1.03 | 1.16 | 1.24 | 1.25 | 1.25 | 1.2 | 1.08 | 0.86 | 0.4 | 0.04 | 0 | 0 | 0 | 0 | 0 | 0 | 0 | 0 | 0 | 0 | 0 | 0 | 0.19 | 0.7 | 1 | 1.12 | 1.2 | 1.21 | 1.19 | 1.14 | 1.02 | 0.67 | 0.16 | 0 | 0 | 0 | 0 | 0 | 0 | 0 | 0 | 0 | 0 | 0 | 0 | 0 | 0.05 | 0.45 | 0.88 | 1.02 | 1.08 | 1.1 | 1.07 | 1 | 0.83 | 0.39 | 0.03 | 0 | 0 | 0 | 0 | 0 | 0 | 0 | 0 | 0 | 0 | 0 | 0 | 0 | 0.01 | 0.2 | 0.58 | 0.78 | 0.85 | 0.9 | 0.89 | 0.81 | 0.64 | 0.29 | 0.02 | 0 | 0 | 0 | 0 | 0 | 0 | 0
CHINO_2_SASOLR |  | Solar_Fixed | Solar Fixed | CISO | South | Socal | EO | 1.5 | 0 | 0 | 0 | 0 | 0 | 0 | 0 | 0.18 | 0.62 | 0.84 | 0.93 | 0.96 | 0.92 | 0.88 | 0.74 | 0.41 | 0.06 | 0 | 0 | 0 | 0 | 0 | 0 | 0 | 0 | 0 | 0 | 0 | 0 | 0 | 0.01 | 0.33 | 0.79 | 0.96 | 1.02 | 1.04 | 0.99 | 0.94 | 0.85 | 0.67 | 0.24 | 0.01 | 0 | 0 | 0 | 0 | 0 | 0 | 0 | 0 | 0 | 0 | 0 | 0 | 0.11 | 0.57 | 0.88 | 1.01 | 1.03 | 1.04 | 1 | 0.95 | 0.85 | 0.69 | 0.37 | 0.05 | 0 | 0 | 0 | 0 | 0 | 0 | 0 | 0 | 0 | 0 | 0 | 0.05 | 0.44 | 0.89 | 1.12 | 1.21 | 1.26 | 1.26 | 1.24 | 1.21 | 1.11 | 0.96 | 0.65 | 0.17 | 0 | 0 | 0 | 0 | 0 | 0 | 0 | 0 | 0 | 0 | 0 | 0.18 | 0.63 | 0.94 | 1.13 | 1.25 | 1.3 | 1.31 | 1.3 | 1.27 | 1.19 | 1.04 | 0.76 | 0.29 | 0.02 | 0 | 0 | 0 | 0 | 0 | 0 | 0 | 0 | 0 | 0.01 | 0.2 | 0.61 | 0.92 | 1.14 | 1.25 | 1.32 | 1.32 | 1.31 | 1.27 | 1.17 | 1.03 | 0.8 | 0.38 | 0.05 | 0 | 0 | 0 | 0 | 0 | 0 | 0 | 0 | 0 | 0 | 0.11 | 0.44 | 0.8 | 1.02 | 1.15 | 1.23 | 1.26 | 1.25 | 1.21 | 1.11 | 0.97 | 0.74 | 0.34 | 0.04 | 0 | 0 | 0 | 0 | 0 | 0 | 0 | 0 | 0 | 0 | 0.04 | 0.38 | 0.81 | 1.02 | 1.16 | 1.27 | 1.29 | 1.24 | 1.2 | 1.1 | 0.94 | 0.63 | 0.18 | 0.01 | 0 | 0 | 0 | 0 | 0 | 0 | 0 | 0 | 0 | 0 | 0.01 | 0.3 | 0.79 | 1.03 | 1.16 | 1.24 | 1.25 | 1.25 | 1.2 | 1.08 | 0.86 | 0.4 | 0.04 | 0 | 0 | 0 | 0 | 0 | 0 | 0 | 0 | 0 | 0 | 0 | 0 | 0.19 | 0.7 | 1 | 1.12 | 1.2 | 1.21 | 1.19 | 1.14 | 1.02 | 0.67 | 0.16 | 0 | 0 | 0 | 0 | 0 | 0 | 0 | 0 | 0 | 0 | 0 | 0 | 0 | 0.05 | 0.45 | 0.88 | 1.02 | 1.08 | 1.1 | 1.07 | 1 | 0.83 | 0.39 | 0.03 | 0 | 0 | 0 | 0 | 0 | 0 | 0 | 0 | 0 | 0 | 0 | 0 | 0 | 0.01 | 0.2 | 0.58 | 0.78 | 0.85 | 0.9 | 0.89 | 0.81 | 0.64 | 0.29 | 0.02 | 0 | 0 | 0 | 0 | 0 | 0 | 0
CHINO_2_SOLAR2 |  | Solar_1Axis | Solar Tracking | CISO | South | Socal | EO | 1.49 | 0 | 0 | 0 | 0 | 0 | 0 | 0 | 0.17 | 0.61 | 0.79 | 0.82 | 0.83 | 0.82 | 0.77 | 0.72 | 0.45 | 0.09 | 0 | 0 | 0 | 0 | 0 | 0 | 0 | 0 | 0 | 0 | 0 | 0 | 0 | 0.01 | 0.38 | 0.93 | 1 | 0.99 | 0.95 | 0.92 | 0.9 | 0.88 | 0.8 | 0.35 | 0.01 | 0 | 0 | 0 | 0 | 0 | 0 | 0 | 0 | 0 | 0 | 0 | 0 | 0.12 | 0.68 | 0.94 | 0.98 | 0.96 | 0.93 | 0.93 | 0.84 | 0.77 | 0.69 | 0.49 | 0.07 | 0 | 0 | 0 | 0 | 0 | 0 | 0 | 0 | 0 | 0 | 0 | 0.07 | 0.64 | 1.13 | 1.19 | 1.21 | 1.21 | 1.21 | 1.2 | 1.2 | 1.16 | 1.1 | 0.91 | 0.3 | 0.01 | 0 | 0 | 0 | 0 | 0 | 0 | 0 | 0 | 0 | 0 | 0.25 | 0.85 | 1.16 | 1.24 | 1.27 | 1.27 | 1.28 | 1.28 | 1.27 | 1.23 | 1.18 | 1.03 | 0.51 | 0.05 | 0 | 0 | 0 | 0 | 0 | 0 | 0 | 0 | 0 | 0 | 0.29 | 0.85 | 1.12 | 1.21 | 1.26 | 1.27 | 1.27 | 1.27 | 1.26 | 1.22 | 1.18 | 1.05 | 0.63 | 0.11 | 0 | 0 | 0 | 0 | 0 | 0 | 0 | 0 | 0 | 0 | 0.14 | 0.66 | 1.04 | 1.18 | 1.24 | 1.25 | 1.25 | 1.24 | 1.22 | 1.19 | 1.14 | 1 | 0.58 | 0.09 | 0 | 0 | 0 | 0 | 0 | 0 | 0 | 0 | 0 | 0 | 0.05 | 0.5 | 0.94 | 1.11 | 1.19 | 1.22 | 1.22 | 1.19 | 1.16 | 1.11 | 1.03 | 0.82 | 0.3 | 0.01 | 0 | 0 | 0 | 0 | 0 | 0 | 0 | 0 | 0 | 0 | 0.01 | 0.37 | 0.96 | 1.12 | 1.18 | 1.19 | 1.19 | 1.18 | 1.17 | 1.15 | 1.04 | 0.58 | 0.07 | 0 | 0 | 0 | 0 | 0 | 0 | 0 | 0 | 0 | 0 | 0 | 0 | 0.21 | 0.84 | 1.06 | 1.09 | 1.08 | 1.09 | 1.09 | 1.1 | 1.07 | 0.84 | 0.24 | 0 | 0 | 0 | 0 | 0 | 0 | 0 | 0 | 0 | 0 | 0 | 0 | 0 | 0.04 | 0.49 | 0.92 | 0.99 | 0.96 | 0.94 | 0.95 | 0.95 | 0.91 | 0.52 | 0.05 | 0 | 0 | 0 | 0 | 0 | 0 | 0 | 0 | 0 | 0 | 0 | 0 | 0 | 0 | 0.18 | 0.58 | 0.69 | 0.73 | 0.72 | 0.74 | 0.7 | 0.64 | 0.36 | 0.03 | 0 | 0 | 0 | 0 | 0 | 0 | 0
CLOVDL_1_SOLAR |  | Solar_Fixed | Solar Fixed | CISO | North | Norcal | FC | 1.5 | 0 | 0 | 0 | 0 | 0 | 0 | 0 | 0.03 | 0.26 | 0.54 | 0.68 | 0.73 | 0.72 | 0.66 | 0.57 | 0.39 | 0.09 | 0 | 0 | 0 | 0 | 0 | 0 | 0 | 0 | 0 | 0 | 0 | 0 | 0 | 0 | 0.15 | 0.63 | 0.88 | 0.97 | 0.98 | 0.98 | 0.96 | 0.9 | 0.71 | 0.33 | 0.02 | 0 | 0 | 0 | 0 | 0 | 0 | 0 | 0 | 0 | 0 | 0 | 0 | 0.04 | 0.39 | 0.75 | 0.87 | 0.9 | 0.88 | 0.9 | 0.88 | 0.8 | 0.66 | 0.45 | 0.11 | 0 | 0 | 0 | 0 | 0 | 0 | 0 | 0 | 0 | 0 | 0 | 0.02 | 0.3 | 0.78 | 1.01 | 1.13 | 1.17 | 1.22 | 1.19 | 1.18 | 1.14 | 1.01 | 0.78 | 0.32 | 0.02 | 0 | 0 | 0 | 0 | 0 | 0 | 0 | 0 | 0 | 0 | 0.1 | 0.53 | 0.89 | 1.08 | 1.19 | 1.22 | 1.23 | 1.24 | 1.23 | 1.19 | 1.06 | 0.88 | 0.47 | 0.08 | 0 | 0 | 0 | 0 | 0 | 0 | 0 | 0 | 0 | 0 | 0.13 | 0.55 | 0.91 | 1.1 | 1.19 | 1.25 | 1.26 | 1.28 | 1.26 | 1.21 | 1.1 | 0.91 | 0.57 | 0.16 | 0 | 0 | 0 | 0 | 0 | 0 | 0 | 0 | 0 | 0 | 0.06 | 0.46 | 0.86 | 1.09 | 1.2 | 1.27 | 1.29 | 1.28 | 1.26 | 1.2 | 1.1 | 0.9 | 0.56 | 0.12 | 0 | 0 | 0 | 0 | 0 | 0 | 0 | 0 | 0 | 0 | 0.01 | 0.28 | 0.73 | 0.99 | 1.11 | 1.19 | 1.23 | 1.22 | 1.21 | 1.15 | 1.01 | 0.75 | 0.3 | 0.02 | 0 | 0 | 0 | 0 | 0 | 0 | 0 | 0 | 0 | 0 | 0 | 0.19 | 0.71 | 1.03 | 1.15 | 1.21 | 1.23 | 1.22 | 1.2 | 1.14 | 0.99 | 0.6 | 0.13 | 0 | 0 | 0 | 0 | 0 | 0 | 0 | 0 | 0 | 0 | 0 | 0 | 0.07 | 0.51 | 0.89 | 1.04 | 1.06 | 1.07 | 1.07 | 1.06 | 0.97 | 0.73 | 0.26 | 0.01 | 0 | 0 | 0 | 0 | 0 | 0 | 0 | 0 | 0 | 0 | 0 | 0 | 0 | 0.21 | 0.69 | 0.89 | 0.94 | 0.94 | 0.93 | 0.9 | 0.79 | 0.46 | 0.06 | 0 | 0 | 0 | 0 | 0 | 0 | 0 | 0 | 0 | 0 | 0 | 0 | 0 | 0 | 0.05 | 0.26 | 0.51 | 0.65 | 0.71 | 0.69 | 0.64 | 0.55 | 0.31 | 0.04 | 0 | 0 | 0 | 0 | 0 | 0 | 0
CMBLND_2_DS2SR1 |  | Paired_Solar_1Axis | Solar Tracking | CISO | South | Socal | ID | 65 | 0 | 0 | 0 | 0 | 0 | 0 | 0.03 | 7.25 | 26.56 | 34.3 | 35.65 | 36.41 | 35.96 | 33.78 | 31.26 | 19.7 | 3.88 | 0 | 0 | 0 | 0 | 0 | 0 | 0 | 0 | 0 | 0 | 0 | 0 | 0 | 0.45 | 16.6 | 40.63 | 43.41 | 43.04 | 41.59 | 40.22 | 39.29 | 38.59 | 34.7 | 15.14 | 0.56 | 0 | 0 | 0 | 0 | 0 | 0 | 0 | 0 | 0 | 0 | 0 | 0 | 5.02 | 29.83 | 41.1 | 42.6 | 41.83 | 40.78 | 40.54 | 36.8 | 33.47 | 30.2 | 21.46 | 3.24 | 0 | 0 | 0 | 0 | 0 | 0 | 0 | 0 | 0 | 0 | 0 | 2.88 | 27.74 | 49.1 | 51.75 | 53 | 52.61 | 52.96 | 52.39 | 52.27 | 50.64 | 47.96 | 39.56 | 13.13 | 0.31 | 0 | 0 | 0 | 0 | 0 | 0 | 0 | 0 | 0 | 0.09 | 10.7 | 37.22 | 50.81 | 54.27 | 55.48 | 55.6 | 56.05 | 55.97 | 55.22 | 53.84 | 51.67 | 45.14 | 22.21 | 2.09 | 0 | 0 | 0 | 0 | 0 | 0 | 0 | 0 | 0 | 0.19 | 12.68 | 37.25 | 48.84 | 52.66 | 54.77 | 55.2 | 55.5 | 55.41 | 54.79 | 53.44 | 51.58 | 45.74 | 27.64 | 4.73 | 0 | 0 | 0 | 0 | 0 | 0 | 0 | 0 | 0 | 0.02 | 5.94 | 28.99 | 45.43 | 51.52 | 54.11 | 54.63 | 54.48 | 54 | 53.36 | 51.89 | 49.68 | 43.74 | 25.3 | 4.03 | 0 | 0 | 0 | 0 | 0 | 0 | 0 | 0 | 0 | 0 | 2 | 21.71 | 40.83 | 48.57 | 52.07 | 53.19 | 53.07 | 52.02 | 50.62 | 48.57 | 44.78 | 35.62 | 13.19 | 0.4 | 0 | 0 | 0 | 0 | 0 | 0 | 0 | 0 | 0 | 0 | 0.44 | 16.05 | 41.93 | 48.83 | 51.37 | 51.78 | 51.77 | 51.48 | 50.88 | 50.14 | 45.27 | 25.32 | 3.04 | 0 | 0 | 0 | 0 | 0 | 0 | 0 | 0 | 0 | 0 | 0 | 0.03 | 9.16 | 36.47 | 46.32 | 47.73 | 47.31 | 47.45 | 47.69 | 47.91 | 46.87 | 36.67 | 10.34 | 0.11 | 0 | 0 | 0 | 0 | 0 | 0 | 0 | 0 | 0 | 0 | 0 | 0 | 1.69 | 21.39 | 39.94 | 43.2 | 42.03 | 40.9 | 41.4 | 41.5 | 39.51 | 22.79 | 2.27 | 0 | 0 | 0 | 0 | 0 | 0 | 0 | 0 | 0 | 0 | 0 | 0 | 0 | 0.08 | 7.93 | 25.21 | 30.32 | 31.94 | 31.31 | 32.33 | 30.56 | 27.9 | 15.85 | 1.36 | 0 | 0 | 0 | 0 | 0 | 0 | 0
CMBLND_2_DS2SR2 |  | Paired_Solar_1Axis | Solar Tracking | CISO | South | Socal | ID | 65 | 0 | 0 | 0 | 0 | 0 | 0 | 0.03 | 7.25 | 26.56 | 34.3 | 35.65 | 36.41 | 35.96 | 33.78 | 31.26 | 19.7 | 3.88 | 0 | 0 | 0 | 0 | 0 | 0 | 0 | 0 | 0 | 0 | 0 | 0 | 0 | 0.45 | 16.6 | 40.63 | 43.41 | 43.04 | 41.59 | 40.22 | 39.29 | 38.59 | 34.7 | 15.14 | 0.56 | 0 | 0 | 0 | 0 | 0 | 0 | 0 | 0 | 0 | 0 | 0 | 0 | 5.02 | 29.83 | 41.1 | 42.6 | 41.83 | 40.78 | 40.54 | 36.8 | 33.47 | 30.2 | 21.46 | 3.24 | 0 | 0 | 0 | 0 | 0 | 0 | 0 | 0 | 0 | 0 | 0 | 2.88 | 27.74 | 49.1 | 51.75 | 53 | 52.61 | 52.96 | 52.39 | 52.27 | 50.64 | 47.96 | 39.56 | 13.13 | 0.31 | 0 | 0 | 0 | 0 | 0 | 0 | 0 | 0 | 0 | 0.09 | 10.7 | 37.22 | 50.81 | 54.27 | 55.48 | 55.6 | 56.05 | 55.97 | 55.22 | 53.84 | 51.67 | 45.14 | 22.21 | 2.09 | 0 | 0 | 0 | 0 | 0 | 0 | 0 | 0 | 0 | 0.19 | 12.68 | 37.25 | 48.84 | 52.66 | 54.77 | 55.2 | 55.5 | 55.41 | 54.79 | 53.44 | 51.58 | 45.74 | 27.64 | 4.73 | 0 | 0 | 0 | 0 | 0 | 0 | 0 | 0 | 0 | 0.02 | 5.94 | 28.99 | 45.43 | 51.52 | 54.11 | 54.63 | 54.48 | 54 | 53.36 | 51.89 | 49.68 | 43.74 | 25.3 | 4.03 | 0 | 0 | 0 | 0 | 0 | 0 | 0 | 0 | 0 | 0 | 2 | 21.71 | 40.83 | 48.57 | 52.07 | 53.19 | 53.07 | 52.02 | 50.62 | 48.57 | 44.78 | 35.62 | 13.19 | 0.4 | 0 | 0 | 0 | 0 | 0 | 0 | 0 | 0 | 0 | 0 | 0.44 | 16.05 | 41.93 | 48.83 | 51.37 | 51.78 | 51.77 | 51.48 | 50.88 | 50.14 | 45.27 | 25.32 | 3.04 | 0 | 0 | 0 | 0 | 0 | 0 | 0 | 0 | 0 | 0 | 0 | 0.03 | 9.16 | 36.47 | 46.32 | 47.73 | 47.31 | 47.45 | 47.69 | 47.91 | 46.87 | 36.67 | 10.34 | 0.11 | 0 | 0 | 0 | 0 | 0 | 0 | 0 | 0 | 0 | 0 | 0 | 0 | 1.69 | 21.39 | 39.94 | 43.2 | 42.03 | 40.9 | 41.4 | 41.5 | 39.51 | 22.79 | 2.27 | 0 | 0 | 0 | 0 | 0 | 0 | 0 | 0 | 0 | 0 | 0 | 0 | 0 | 0.08 | 7.93 | 25.21 | 30.32 | 31.94 | 31.31 | 32.33 | 30.56 | 27.9 | 15.85 | 1.36 | 0 | 0 | 0 | 0 | 0 | 0 | 0
CNTNLA_2_SOLAR1 |  | Solar_Fixed | Solar Fixed | CISO | South | Socal | FC | 125 | 0 | 0 | 0 | 0 | 0 | 0 | 0.19 | 14.95 | 51.62 | 70.28 | 77.36 | 80.4 | 76.74 | 73.28 | 61.28 | 33.95 | 4.95 | 0 | 0 | 0 | 0 | 0 | 0 | 0 | 0 | 0 | 0 | 0 | 0 | 0 | 1.18 | 27.19 | 65.59 | 80.23 | 85.34 | 86.31 | 82.88 | 78.73 | 71.15 | 55.82 | 20.32 | 0.52 | 0 | 0 | 0 | 0 | 0 | 0 | 0 | 0 | 0 | 0 | 0 | 0.02 | 9.01 | 47.55 | 73.71 | 84 | 85.87 | 87.04 | 83.43 | 78.9 | 71.15 | 57.88 | 31.21 | 4.14 | 0 | 0 | 0 | 0 | 0 | 0 | 0 | 0 | 0 | 0 | 0 | 4.4 | 36.82 | 74.36 | 93.3 | 101.18 | 105.18 | 105.24 | 103.29 | 100.53 | 92.51 | 79.85 | 54.52 | 14.26 | 0.37 | 0 | 0 | 0 | 0 | 0 | 0 | 0 | 0 | 0 | 0.26 | 14.69 | 52.45 | 78.53 | 94.38 | 104.04 | 108.46 | 109.45 | 108.39 | 106.15 | 99.19 | 86.73 | 63.22 | 24.52 | 1.9 | 0.01 | 0 | 0 | 0 | 0 | 0 | 0 | 0 | 0 | 0.5 | 16.63 | 51.16 | 76.58 | 95.35 | 104.43 | 109.77 | 109.9 | 109.11 | 105.94 | 97.63 | 85.45 | 66.48 | 31.63 | 4.3 | 0.01 | 0 | 0 | 0 | 0 | 0 | 0 | 0 | 0 | 0.03 | 8.83 | 36.93 | 66.88 | 84.99 | 95.94 | 102.47 | 104.94 | 103.9 | 100.5 | 92.69 | 81.13 | 62.07 | 28.55 | 3.41 | 0 | 0 | 0 | 0 | 0 | 0 | 0 | 0 | 0 | 0 | 3.63 | 32.08 | 67.35 | 85.17 | 97.04 | 105.59 | 107.83 | 103.34 | 100.1 | 91.78 | 78.34 | 52.68 | 15.33 | 0.48 | 0 | 0 | 0 | 0 | 0 | 0 | 0 | 0 | 0 | 0 | 1.12 | 25.24 | 65.5 | 86.1 | 96.65 | 102.98 | 104.36 | 104.33 | 99.71 | 89.87 | 71.62 | 33.44 | 3.53 | 0.02 | 0 | 0 | 0 | 0 | 0 | 0 | 0 | 0 | 0 | 0 | 0.2 | 15.91 | 58.49 | 83.17 | 93.65 | 100.15 | 101.16 | 99.57 | 94.72 | 84.76 | 56.21 | 13.15 | 0.19 | 0 | 0 | 0 | 0 | 0 | 0 | 0 | 0 | 0 | 0 | 0 | 0.02 | 4.13 | 37.13 | 72.98 | 84.86 | 90.16 | 91.36 | 88.88 | 83.69 | 68.9 | 32.22 | 2.41 | 0 | 0 | 0 | 0 | 0 | 0 | 0 | 0 | 0 | 0 | 0 | 0 | 0 | 0.46 | 16.53 | 48.13 | 65.04 | 70.81 | 74.67 | 73.84 | 67.59 | 53.06 | 24.48 | 1.55 | 0 | 0 | 0 | 0 | 0 | 0 | 0
CNTNLA_2_SOLAR2 |  | Solar_Fixed | Solar Fixed | CISO | South | Socal | FC | 45.6 | 0 | 0 | 0 | 0 | 0 | 0 | 0.07 | 5.46 | 18.83 | 25.64 | 28.22 | 29.33 | 27.99 | 26.73 | 22.36 | 12.38 | 1.81 | 0 | 0 | 0 | 0 | 0 | 0 | 0 | 0 | 0 | 0 | 0 | 0 | 0 | 0.43 | 9.92 | 23.93 | 29.27 | 31.13 | 31.48 | 30.24 | 28.72 | 25.96 | 20.36 | 7.41 | 0.19 | 0 | 0 | 0 | 0 | 0 | 0 | 0 | 0 | 0 | 0 | 0 | 0.01 | 3.29 | 17.35 | 26.89 | 30.64 | 31.32 | 31.75 | 30.43 | 28.78 | 25.95 | 21.11 | 11.39 | 1.51 | 0 | 0 | 0 | 0 | 0 | 0 | 0 | 0 | 0 | 0 | 0 | 1.6 | 13.43 | 27.13 | 34.03 | 36.91 | 38.37 | 38.39 | 37.68 | 36.68 | 33.75 | 29.13 | 19.89 | 5.2 | 0.13 | 0 | 0 | 0 | 0 | 0 | 0 | 0 | 0 | 0 | 0.09 | 5.36 | 19.13 | 28.65 | 34.43 | 37.95 | 39.57 | 39.93 | 39.54 | 38.72 | 36.19 | 31.64 | 23.06 | 8.95 | 0.69 | 0 | 0 | 0 | 0 | 0 | 0 | 0 | 0 | 0 | 0.18 | 6.07 | 18.66 | 27.94 | 34.78 | 38.1 | 40.05 | 40.09 | 39.8 | 38.65 | 35.62 | 31.17 | 24.25 | 11.54 | 1.57 | 0 | 0 | 0 | 0 | 0 | 0 | 0 | 0 | 0 | 0.01 | 3.22 | 13.47 | 24.4 | 31.01 | 35 | 37.38 | 38.28 | 37.9 | 36.66 | 33.81 | 29.6 | 22.64 | 10.41 | 1.24 | 0 | 0 | 0 | 0 | 0 | 0 | 0 | 0 | 0 | 0 | 1.32 | 11.7 | 24.57 | 31.07 | 35.4 | 38.52 | 39.34 | 37.7 | 36.52 | 33.48 | 28.58 | 19.22 | 5.59 | 0.18 | 0 | 0 | 0 | 0 | 0 | 0 | 0 | 0 | 0 | 0 | 0.41 | 9.21 | 23.9 | 31.41 | 35.26 | 37.57 | 38.07 | 38.06 | 36.38 | 32.78 | 26.13 | 12.2 | 1.29 | 0.01 | 0 | 0 | 0 | 0 | 0 | 0 | 0 | 0 | 0 | 0 | 0.07 | 5.8 | 21.34 | 30.34 | 34.17 | 36.53 | 36.9 | 36.32 | 34.56 | 30.92 | 20.51 | 4.8 | 0.07 | 0 | 0 | 0 | 0 | 0 | 0 | 0 | 0 | 0 | 0 | 0 | 0.01 | 1.51 | 13.54 | 26.62 | 30.96 | 32.89 | 33.33 | 32.42 | 30.53 | 25.14 | 11.75 | 0.88 | 0 | 0 | 0 | 0 | 0 | 0 | 0 | 0 | 0 | 0 | 0 | 0 | 0 | 0.17 | 6.03 | 17.56 | 23.73 | 25.83 | 27.24 | 26.94 | 24.66 | 19.36 | 8.93 | 0.57 | 0 | 0 | 0 | 0 | 0 | 0 | 0
COCOSB_6_SOLAR |  | Solar_Fixed | Solar Fixed | CISO | North | Norcal | EO | 1.5 | 0 | 0 | 0 | 0 | 0 | 0 | 0 | 0.03 | 0.26 | 0.54 | 0.68 | 0.73 | 0.72 | 0.66 | 0.57 | 0.39 | 0.09 | 0 | 0 | 0 | 0 | 0 | 0 | 0 | 0 | 0 | 0 | 0 | 0 | 0 | 0 | 0.15 | 0.63 | 0.88 | 0.97 | 0.98 | 0.98 | 0.96 | 0.9 | 0.71 | 0.33 | 0.02 | 0 | 0 | 0 | 0 | 0 | 0 | 0 | 0 | 0 | 0 | 0 | 0 | 0.04 | 0.39 | 0.75 | 0.87 | 0.9 | 0.88 | 0.9 | 0.88 | 0.8 | 0.66 | 0.45 | 0.11 | 0 | 0 | 0 | 0 | 0 | 0 | 0 | 0 | 0 | 0 | 0 | 0.02 | 0.3 | 0.78 | 1.01 | 1.13 | 1.17 | 1.22 | 1.19 | 1.18 | 1.14 | 1.01 | 0.78 | 0.32 | 0.02 | 0 | 0 | 0 | 0 | 0 | 0 | 0 | 0 | 0 | 0 | 0.1 | 0.53 | 0.89 | 1.08 | 1.19 | 1.22 | 1.23 | 1.24 | 1.23 | 1.19 | 1.06 | 0.88 | 0.47 | 0.08 | 0 | 0 | 0 | 0 | 0 | 0 | 0 | 0 | 0 | 0 | 0.13 | 0.55 | 0.91 | 1.1 | 1.19 | 1.25 | 1.26 | 1.28 | 1.26 | 1.21 | 1.1 | 0.91 | 0.57 | 0.16 | 0 | 0 | 0 | 0 | 0 | 0 | 0 | 0 | 0 | 0 | 0.06 | 0.46 | 0.86 | 1.09 | 1.2 | 1.27 | 1.29 | 1.28 | 1.26 | 1.2 | 1.1 | 0.9 | 0.56 | 0.12 | 0 | 0 | 0 | 0 | 0 | 0 | 0 | 0 | 0 | 0 | 0.01 | 0.28 | 0.73 | 0.99 | 1.11 | 1.19 | 1.23 | 1.22 | 1.21 | 1.15 | 1.01 | 0.75 | 0.3 | 0.02 | 0 | 0 | 0 | 0 | 0 | 0 | 0 | 0 | 0 | 0 | 0 | 0.19 | 0.71 | 1.03 | 1.15 | 1.21 | 1.23 | 1.22 | 1.2 | 1.14 | 0.99 | 0.6 | 0.13 | 0 | 0 | 0 | 0 | 0 | 0 | 0 | 0 | 0 | 0 | 0 | 0 | 0.07 | 0.51 | 0.89 | 1.04 | 1.06 | 1.07 | 1.07 | 1.06 | 0.97 | 0.73 | 0.26 | 0.01 | 0 | 0 | 0 | 0 | 0 | 0 | 0 | 0 | 0 | 0 | 0 | 0 | 0 | 0.21 | 0.69 | 0.89 | 0.94 | 0.94 | 0.93 | 0.9 | 0.79 | 0.46 | 0.06 | 0 | 0 | 0 | 0 | 0 | 0 | 0 | 0 | 0 | 0 | 0 | 0 | 0 | 0 | 0.05 | 0.26 | 0.51 | 0.65 | 0.71 | 0.69 | 0.64 | 0.55 | 0.31 | 0.04 | 0 | 0 | 0 | 0 | 0 | 0 | 0
COPMT2_2_SOLAR2 |  | Solar_Fixed | Solar Fixed | CISO | South | Socal | FC | 155 | 0 | 0 | 0 | 0 | 0 | 0 | 0.24 | 18.54 | 64.01 | 87.15 | 95.92 | 99.7 | 95.15 | 90.86 | 75.99 | 42.09 | 6.14 | 0 | 0 | 0 | 0 | 0 | 0 | 0 | 0 | 0 | 0 | 0 | 0 | 0 | 1.47 | 33.71 | 81.33 | 99.48 | 105.82 | 107.02 | 102.77 | 97.63 | 88.23 | 69.21 | 25.19 | 0.64 | 0 | 0 | 0 | 0 | 0 | 0 | 0 | 0 | 0 | 0 | 0 | 0.02 | 11.17 | 58.96 | 91.4 | 104.15 | 106.47 | 107.93 | 103.45 | 97.84 | 88.22 | 71.77 | 38.7 | 5.13 | 0 | 0 | 0 | 0 | 0 | 0 | 0 | 0 | 0 | 0 | 0 | 5.45 | 45.65 | 92.21 | 115.69 | 125.46 | 130.42 | 130.5 | 128.08 | 124.66 | 114.71 | 99.02 | 67.6 | 17.68 | 0.45 | 0 | 0 | 0 | 0 | 0 | 0 | 0 | 0 | 0 | 0.32 | 18.22 | 65.04 | 97.37 | 117.03 | 129 | 134.49 | 135.72 | 134.41 | 131.63 | 123 | 107.54 | 78.39 | 30.41 | 2.35 | 0.01 | 0 | 0 | 0 | 0 | 0 | 0 | 0 | 0 | 0.61 | 20.62 | 63.44 | 94.96 | 118.24 | 129.49 | 136.12 | 136.28 | 135.3 | 131.36 | 121.06 | 105.96 | 82.43 | 39.22 | 5.33 | 0.01 | 0 | 0 | 0 | 0 | 0 | 0 | 0 | 0 | 0.04 | 10.95 | 45.8 | 82.93 | 105.39 | 118.97 | 127.07 | 130.12 | 128.84 | 124.62 | 114.93 | 100.61 | 76.96 | 35.4 | 4.22 | 0 | 0 | 0 | 0 | 0 | 0 | 0 | 0 | 0 | 0 | 4.5 | 39.78 | 83.52 | 105.61 | 120.33 | 130.93 | 133.71 | 128.14 | 124.12 | 113.8 | 97.14 | 65.33 | 19.01 | 0.6 | 0 | 0 | 0 | 0 | 0 | 0 | 0 | 0 | 0 | 0 | 1.39 | 31.3 | 81.22 | 106.77 | 119.85 | 127.69 | 129.4 | 129.37 | 123.65 | 111.43 | 88.81 | 41.47 | 4.38 | 0.03 | 0 | 0 | 0 | 0 | 0 | 0 | 0 | 0 | 0 | 0 | 0.25 | 19.72 | 72.52 | 103.13 | 116.13 | 124.19 | 125.44 | 123.46 | 117.46 | 105.1 | 69.7 | 16.31 | 0.24 | 0 | 0 | 0 | 0 | 0 | 0 | 0 | 0 | 0 | 0 | 0 | 0.02 | 5.12 | 46.04 | 90.5 | 105.23 | 111.8 | 113.29 | 110.21 | 103.77 | 85.44 | 39.95 | 2.99 | 0 | 0 | 0 | 0 | 0 | 0 | 0 | 0 | 0 | 0 | 0 | 0 | 0 | 0.57 | 20.49 | 59.68 | 80.65 | 87.8 | 92.59 | 91.56 | 83.81 | 65.8 | 30.35 | 1.92 | 0 | 0 | 0 | 0 | 0 | 0 | 0
COPMT4_2_SOLAR4 |  | Solar_Fixed | Solar Fixed | CISO | South | Socal | FC | 92 | 0 | 0 | 0 | 0 | 0 | 0 | 0.14 | 11.01 | 37.99 | 51.72 | 56.94 | 59.17 | 56.48 | 53.93 | 45.1 | 24.99 | 3.64 | 0 | 0 | 0 | 0 | 0 | 0 | 0 | 0 | 0 | 0 | 0 | 0 | 0 | 0.87 | 20.01 | 48.27 | 59.05 | 62.81 | 63.52 | 61 | 57.95 | 52.37 | 41.08 | 14.95 | 0.38 | 0 | 0 | 0 | 0 | 0 | 0 | 0 | 0 | 0 | 0 | 0 | 0.01 | 6.63 | 35 | 54.25 | 61.82 | 63.2 | 64.06 | 61.4 | 58.07 | 52.36 | 42.6 | 22.97 | 3.04 | 0 | 0 | 0 | 0 | 0 | 0 | 0 | 0 | 0 | 0 | 0 | 3.24 | 27.1 | 54.73 | 68.67 | 74.47 | 77.41 | 77.46 | 76.02 | 73.99 | 68.09 | 58.77 | 40.12 | 10.49 | 0.27 | 0 | 0 | 0 | 0 | 0 | 0 | 0 | 0 | 0 | 0.19 | 10.81 | 38.6 | 57.8 | 69.47 | 76.57 | 79.83 | 80.56 | 79.78 | 78.13 | 73.01 | 63.83 | 46.53 | 18.05 | 1.4 | 0.01 | 0 | 0 | 0 | 0 | 0 | 0 | 0 | 0 | 0.36 | 12.24 | 37.66 | 56.37 | 70.18 | 76.86 | 80.79 | 80.89 | 80.3 | 77.97 | 71.86 | 62.89 | 48.93 | 23.28 | 3.16 | 0.01 | 0 | 0 | 0 | 0 | 0 | 0 | 0 | 0 | 0.02 | 6.5 | 27.18 | 49.22 | 62.56 | 70.61 | 75.42 | 77.23 | 76.47 | 73.97 | 68.22 | 59.71 | 45.68 | 21.01 | 2.51 | 0 | 0 | 0 | 0 | 0 | 0 | 0 | 0 | 0 | 0 | 2.67 | 23.61 | 49.57 | 62.68 | 71.42 | 77.71 | 79.36 | 76.06 | 73.67 | 67.55 | 57.65 | 38.78 | 11.28 | 0.35 | 0 | 0 | 0 | 0 | 0 | 0 | 0 | 0 | 0 | 0 | 0.82 | 18.58 | 48.21 | 63.37 | 71.14 | 75.79 | 76.81 | 76.79 | 73.39 | 66.14 | 52.71 | 24.61 | 2.6 | 0.02 | 0 | 0 | 0 | 0 | 0 | 0 | 0 | 0 | 0 | 0 | 0.15 | 11.71 | 43.05 | 61.22 | 68.93 | 73.71 | 74.46 | 73.28 | 69.72 | 62.38 | 41.37 | 9.68 | 0.14 | 0 | 0 | 0 | 0 | 0 | 0 | 0 | 0 | 0 | 0 | 0 | 0.01 | 3.04 | 27.32 | 53.72 | 62.46 | 66.36 | 67.24 | 65.41 | 61.59 | 50.71 | 23.71 | 1.78 | 0 | 0 | 0 | 0 | 0 | 0 | 0 | 0 | 0 | 0 | 0 | 0 | 0 | 0.34 | 12.16 | 35.42 | 47.87 | 52.12 | 54.96 | 54.35 | 49.74 | 39.05 | 18.01 | 1.14 | 0 | 0 | 0 | 0 | 0 | 0 | 0
COPMTN_2_CM10 |  | Solar_Fixed | Solar Fixed | CISO | South | Socal | PD | 10 | 0 | 0 | 0 | 0 | 0 | 0 | 0.02 | 1.2 | 4.13 | 5.62 | 6.19 | 6.43 | 6.14 | 5.86 | 4.9 | 2.72 | 0.4 | 0 | 0 | 0 | 0 | 0 | 0 | 0 | 0 | 0 | 0 | 0 | 0 | 0 | 0.09 | 2.17 | 5.25 | 6.42 | 6.83 | 6.9 | 6.63 | 6.3 | 5.69 | 4.47 | 1.63 | 0.04 | 0 | 0 | 0 | 0 | 0 | 0 | 0 | 0 | 0 | 0 | 0 | 0 | 0.72 | 3.8 | 5.9 | 6.72 | 6.87 | 6.96 | 6.67 | 6.31 | 5.69 | 4.63 | 2.5 | 0.33 | 0 | 0 | 0 | 0 | 0 | 0 | 0 | 0 | 0 | 0 | 0 | 0.35 | 2.95 | 5.95 | 7.46 | 8.09 | 8.41 | 8.42 | 8.26 | 8.04 | 7.4 | 6.39 | 4.36 | 1.14 | 0.03 | 0 | 0 | 0 | 0 | 0 | 0 | 0 | 0 | 0 | 0.02 | 1.18 | 4.2 | 6.28 | 7.55 | 8.32 | 8.68 | 8.76 | 8.67 | 8.49 | 7.94 | 6.94 | 5.06 | 1.96 | 0.15 | 0 | 0 | 0 | 0 | 0 | 0 | 0 | 0 | 0 | 0.04 | 1.33 | 4.09 | 6.13 | 7.63 | 8.35 | 8.78 | 8.79 | 8.73 | 8.47 | 7.81 | 6.84 | 5.32 | 2.53 | 0.34 | 0 | 0 | 0 | 0 | 0 | 0 | 0 | 0 | 0 | 0 | 0.71 | 2.95 | 5.35 | 6.8 | 7.68 | 8.2 | 8.39 | 8.31 | 8.04 | 7.42 | 6.49 | 4.97 | 2.28 | 0.27 | 0 | 0 | 0 | 0 | 0 | 0 | 0 | 0 | 0 | 0 | 0.29 | 2.57 | 5.39 | 6.81 | 7.76 | 8.45 | 8.63 | 8.27 | 8.01 | 7.34 | 6.27 | 4.21 | 1.23 | 0.04 | 0 | 0 | 0 | 0 | 0 | 0 | 0 | 0 | 0 | 0 | 0.09 | 2.02 | 5.24 | 6.89 | 7.73 | 8.24 | 8.35 | 8.35 | 7.98 | 7.19 | 5.73 | 2.68 | 0.28 | 0 | 0 | 0 | 0 | 0 | 0 | 0 | 0 | 0 | 0 | 0 | 0.02 | 1.27 | 4.68 | 6.65 | 7.49 | 8.01 | 8.09 | 7.97 | 7.58 | 6.78 | 4.5 | 1.05 | 0.02 | 0 | 0 | 0 | 0 | 0 | 0 | 0 | 0 | 0 | 0 | 0 | 0 | 0.33 | 2.97 | 5.84 | 6.79 | 7.21 | 7.31 | 7.11 | 6.69 | 5.51 | 2.58 | 0.19 | 0 | 0 | 0 | 0 | 0 | 0 | 0 | 0 | 0 | 0 | 0 | 0 | 0 | 0.04 | 1.32 | 3.85 | 5.2 | 5.66 | 5.97 | 5.91 | 5.41 | 4.24 | 1.96 | 0.12 | 0 | 0 | 0 | 0 | 0 | 0 | 0
COPMTN_2_SOLAR1 |  | Solar_Fixed | Solar Fixed | CISO | South | Socal | PD | 48 | 0 | 0 | 0 | 0 | 0 | 0 | 0.07 | 5.74 | 19.82 | 26.99 | 29.71 | 30.87 | 29.47 | 28.14 | 23.53 | 13.04 | 1.9 | 0 | 0 | 0 | 0 | 0 | 0 | 0 | 0 | 0 | 0 | 0 | 0 | 0 | 0.45 | 10.44 | 25.19 | 30.81 | 32.77 | 33.14 | 31.83 | 30.23 | 27.32 | 21.43 | 7.8 | 0.2 | 0 | 0 | 0 | 0 | 0 | 0 | 0 | 0 | 0 | 0 | 0 | 0.01 | 3.46 | 18.26 | 28.3 | 32.25 | 32.97 | 33.42 | 32.04 | 30.3 | 27.32 | 22.23 | 11.98 | 1.59 | 0 | 0 | 0 | 0 | 0 | 0 | 0 | 0 | 0 | 0 | 0 | 1.69 | 14.14 | 28.56 | 35.83 | 38.85 | 40.39 | 40.41 | 39.66 | 38.61 | 35.52 | 30.66 | 20.93 | 5.47 | 0.14 | 0 | 0 | 0 | 0 | 0 | 0 | 0 | 0 | 0 | 0.1 | 5.64 | 20.14 | 30.15 | 36.24 | 39.95 | 41.65 | 42.03 | 41.62 | 40.76 | 38.09 | 33.3 | 24.28 | 9.42 | 0.73 | 0 | 0 | 0 | 0 | 0 | 0 | 0 | 0 | 0 | 0.19 | 6.39 | 19.65 | 29.41 | 36.62 | 40.1 | 42.15 | 42.2 | 41.9 | 40.68 | 37.49 | 32.81 | 25.53 | 12.15 | 1.65 | 0 | 0 | 0 | 0 | 0 | 0 | 0 | 0 | 0 | 0.01 | 3.39 | 14.18 | 25.68 | 32.64 | 36.84 | 39.35 | 40.3 | 39.9 | 38.59 | 35.59 | 31.16 | 23.83 | 10.96 | 1.31 | 0 | 0 | 0 | 0 | 0 | 0 | 0 | 0 | 0 | 0 | 1.39 | 12.32 | 25.86 | 32.7 | 37.26 | 40.55 | 41.41 | 39.68 | 38.44 | 35.24 | 30.08 | 20.23 | 5.89 | 0.18 | 0 | 0 | 0 | 0 | 0 | 0 | 0 | 0 | 0 | 0 | 0.43 | 9.69 | 25.15 | 33.06 | 37.12 | 39.54 | 40.07 | 40.06 | 38.29 | 34.51 | 27.5 | 12.84 | 1.36 | 0.01 | 0 | 0 | 0 | 0 | 0 | 0 | 0 | 0 | 0 | 0 | 0.08 | 6.11 | 22.46 | 31.94 | 35.96 | 38.46 | 38.85 | 38.23 | 36.37 | 32.55 | 21.59 | 5.05 | 0.07 | 0 | 0 | 0 | 0 | 0 | 0 | 0 | 0 | 0 | 0 | 0 | 0.01 | 1.59 | 14.26 | 28.03 | 32.59 | 34.62 | 35.08 | 34.13 | 32.14 | 26.46 | 12.37 | 0.93 | 0 | 0 | 0 | 0 | 0 | 0 | 0 | 0 | 0 | 0 | 0 | 0 | 0 | 0.18 | 6.35 | 18.48 | 24.98 | 27.19 | 28.67 | 28.36 | 25.95 | 20.38 | 9.4 | 0.6 | 0 | 0 | 0 | 0 | 0 | 0 | 0
CORCAN_1_SOLAR1 |  | Solar_Fixed | Solar Fixed | CISO | North | Norcal | FC | 20 | 0 | 0 | 0 | 0 | 0 | 0 | 0 | 0.47 | 3.5 | 7.26 | 9.03 | 9.71 | 9.58 | 8.84 | 7.62 | 5.18 | 1.2 | 0 | 0 | 0 | 0 | 0 | 0 | 0 | 0 | 0 | 0 | 0 | 0 | 0 | 0 | 2.02 | 8.41 | 11.7 | 12.89 | 13.01 | 13.1 | 12.76 | 11.98 | 9.43 | 4.45 | 0.33 | 0 | 0 | 0 | 0 | 0 | 0 | 0 | 0 | 0 | 0 | 0 | 0 | 0.48 | 5.2 | 9.94 | 11.63 | 11.95 | 11.7 | 12.02 | 11.7 | 10.61 | 8.78 | 6.01 | 1.47 | 0 | 0 | 0 | 0 | 0 | 0 | 0 | 0 | 0 | 0 | 0 | 0.2 | 4.03 | 10.43 | 13.51 | 15.01 | 15.55 | 16.2 | 15.9 | 15.72 | 15.24 | 13.5 | 10.37 | 4.28 | 0.27 | 0 | 0 | 0 | 0 | 0 | 0 | 0 | 0 | 0 | 0 | 1.28 | 7.04 | 11.9 | 14.4 | 15.86 | 16.26 | 16.4 | 16.47 | 16.43 | 15.84 | 14.2 | 11.71 | 6.32 | 1.05 | 0 | 0 | 0 | 0 | 0 | 0 | 0 | 0 | 0 | 0.01 | 1.78 | 7.39 | 12.09 | 14.6 | 15.82 | 16.63 | 16.86 | 17.13 | 16.86 | 16.09 | 14.69 | 12.18 | 7.66 | 2.08 | 0.03 | 0 | 0 | 0 | 0 | 0 | 0 | 0 | 0 | 0 | 0.85 | 6.15 | 11.5 | 14.49 | 15.97 | 16.97 | 17.19 | 17.08 | 16.81 | 16.03 | 14.64 | 11.98 | 7.41 | 1.64 | 0.01 | 0 | 0 | 0 | 0 | 0 | 0 | 0 | 0 | 0 | 0.13 | 3.71 | 9.79 | 13.17 | 14.77 | 15.86 | 16.36 | 16.29 | 16.2 | 15.36 | 13.46 | 10.02 | 4.02 | 0.24 | 0 | 0 | 0 | 0 | 0 | 0 | 0 | 0 | 0 | 0 | 0.01 | 2.49 | 9.52 | 13.68 | 15.33 | 16.18 | 16.43 | 16.31 | 16.05 | 15.23 | 13.14 | 8.01 | 1.73 | 0 | 0 | 0 | 0 | 0 | 0 | 0 | 0 | 0 | 0 | 0 | 0 | 0.89 | 6.74 | 11.92 | 13.83 | 14.19 | 14.3 | 14.23 | 14.09 | 12.97 | 9.78 | 3.47 | 0.13 | 0 | 0 | 0 | 0 | 0 | 0 | 0 | 0 | 0 | 0 | 0 | 0 | 0.04 | 2.86 | 9.17 | 11.86 | 12.58 | 12.47 | 12.43 | 12.02 | 10.55 | 6.07 | 0.83 | 0 | 0 | 0 | 0 | 0 | 0 | 0 | 0 | 0 | 0 | 0 | 0 | 0 | 0 | 0.68 | 3.52 | 6.84 | 8.66 | 9.49 | 9.25 | 8.54 | 7.37 | 4.16 | 0.53 | 0 | 0 | 0 | 0 | 0 | 0 | 0
CORCAN_1_SOLAR2 |  | Solar_1Axis | Solar Tracking | CISO | North | Norcal | FC | 11 | 0 | 0 | 0 | 0 | 0 | 0 | 0 | 0.23 | 1.8 | 3.43 | 4.25 | 4.68 | 4.68 | 4.42 | 4.13 | 2.82 | 0.62 | 0 | 0 | 0 | 0 | 0 | 0 | 0 | 0 | 0 | 0 | 0 | 0 | 0 | 0 | 1.36 | 5.65 | 7.04 | 7.19 | 6.82 | 6.72 | 6.67 | 6.82 | 5.82 | 3.05 | 0.17 | 0 | 0 | 0 | 0 | 0 | 0 | 0 | 0 | 0 | 0 | 0 | 0 | 0.28 | 3.51 | 6.59 | 7.06 | 6.63 | 6.81 | 6.71 | 6.17 | 5.7 | 5.31 | 3.74 | 0.86 | 0 | 0 | 0 | 0 | 0 | 0 | 0 | 0 | 0 | 0 | 0 | 0.15 | 3.28 | 7.24 | 7.97 | 7.92 | 7.78 | 7.97 | 7.99 | 7.87 | 8 | 7.67 | 6.99 | 3.25 | 0.15 | 0 | 0 | 0 | 0 | 0 | 0 | 0 | 0 | 0 | 0 | 1.21 | 5.71 | 8.05 | 8.42 | 8.43 | 8.35 | 8.53 | 8.53 | 8.73 | 8.72 | 8.53 | 8.04 | 4.98 | 0.77 | 0 | 0 | 0 | 0 | 0 | 0 | 0 | 0 | 0 | 0.01 | 1.74 | 6.31 | 8.55 | 9.15 | 9.27 | 9.34 | 9.39 | 9.36 | 9.28 | 9.28 | 9.07 | 8.42 | 6.24 | 1.76 | 0.02 | 0 | 0 | 0 | 0 | 0 | 0 | 0 | 0 | 0 | 0.79 | 5.06 | 8.16 | 9.01 | 9.13 | 9.2 | 9.16 | 9.14 | 9.04 | 9.03 | 8.66 | 8.03 | 5.63 | 1.32 | 0.01 | 0 | 0 | 0 | 0 | 0 | 0 | 0 | 0 | 0 | 0.11 | 2.97 | 6.85 | 8.29 | 8.67 | 8.71 | 8.78 | 8.71 | 8.64 | 8.58 | 8.07 | 6.62 | 2.94 | 0.16 | 0 | 0 | 0 | 0 | 0 | 0 | 0 | 0 | 0 | 0 | 0.01 | 1.81 | 6.46 | 8.14 | 8.41 | 8.35 | 8.26 | 8.27 | 8.39 | 8.43 | 7.94 | 5.23 | 1.03 | 0 | 0 | 0 | 0 | 0 | 0 | 0 | 0 | 0 | 0 | 0 | 0 | 0.54 | 4.29 | 7.09 | 7.31 | 7.16 | 6.98 | 7.03 | 7.16 | 7.13 | 6 | 2 | 0.04 | 0 | 0 | 0 | 0 | 0 | 0 | 0 | 0 | 0 | 0 | 0 | 0 | 0.02 | 1.67 | 5.03 | 5.93 | 5.82 | 5.63 | 5.8 | 5.97 | 5.61 | 3.51 | 0.42 | 0 | 0 | 0 | 0 | 0 | 0 | 0 | 0 | 0 | 0 | 0 | 0 | 0 | 0 | 0.33 | 2.25 | 3.69 | 4.49 | 4.72 | 4.59 | 4.45 | 4.11 | 2.3 | 0.25 | 0 | 0 | 0 | 0 | 0 | 0 | 0
CORONS_2_SOLAR |  | Solar_Fixed | Solar Fixed | CISO | South | Socal | EO | 0.99 | 0 | 0 | 0 | 0 | 0 | 0 | 0 | 0.12 | 0.41 | 0.56 | 0.61 | 0.64 | 0.61 | 0.58 | 0.49 | 0.27 | 0.04 | 0 | 0 | 0 | 0 | 0 | 0 | 0 | 0 | 0 | 0 | 0 | 0 | 0 | 0.01 | 0.22 | 0.52 | 0.64 | 0.68 | 0.68 | 0.66 | 0.62 | 0.56 | 0.44 | 0.16 | 0 | 0 | 0 | 0 | 0 | 0 | 0 | 0 | 0 | 0 | 0 | 0 | 0 | 0.07 | 0.38 | 0.58 | 0.67 | 0.68 | 0.69 | 0.66 | 0.62 | 0.56 | 0.46 | 0.25 | 0.03 | 0 | 0 | 0 | 0 | 0 | 0 | 0 | 0 | 0 | 0 | 0 | 0.03 | 0.29 | 0.59 | 0.74 | 0.8 | 0.83 | 0.83 | 0.82 | 0.8 | 0.73 | 0.63 | 0.43 | 0.11 | 0 | 0 | 0 | 0 | 0 | 0 | 0 | 0 | 0 | 0 | 0 | 0.12 | 0.42 | 0.62 | 0.75 | 0.82 | 0.86 | 0.87 | 0.86 | 0.84 | 0.79 | 0.69 | 0.5 | 0.19 | 0.02 | 0 | 0 | 0 | 0 | 0 | 0 | 0 | 0 | 0 | 0 | 0.13 | 0.41 | 0.61 | 0.76 | 0.83 | 0.87 | 0.87 | 0.86 | 0.84 | 0.77 | 0.68 | 0.53 | 0.25 | 0.03 | 0 | 0 | 0 | 0 | 0 | 0 | 0 | 0 | 0 | 0 | 0.07 | 0.29 | 0.53 | 0.67 | 0.76 | 0.81 | 0.83 | 0.82 | 0.8 | 0.73 | 0.64 | 0.49 | 0.23 | 0.03 | 0 | 0 | 0 | 0 | 0 | 0 | 0 | 0 | 0 | 0 | 0.03 | 0.25 | 0.53 | 0.67 | 0.77 | 0.84 | 0.85 | 0.82 | 0.79 | 0.73 | 0.62 | 0.42 | 0.12 | 0 | 0 | 0 | 0 | 0 | 0 | 0 | 0 | 0 | 0 | 0 | 0.01 | 0.2 | 0.52 | 0.68 | 0.77 | 0.82 | 0.83 | 0.83 | 0.79 | 0.71 | 0.57 | 0.26 | 0.03 | 0 | 0 | 0 | 0 | 0 | 0 | 0 | 0 | 0 | 0 | 0 | 0 | 0.13 | 0.46 | 0.66 | 0.74 | 0.79 | 0.8 | 0.79 | 0.75 | 0.67 | 0.45 | 0.1 | 0 | 0 | 0 | 0 | 0 | 0 | 0 | 0 | 0 | 0 | 0 | 0 | 0 | 0.03 | 0.29 | 0.58 | 0.67 | 0.71 | 0.72 | 0.7 | 0.66 | 0.55 | 0.26 | 0.02 | 0 | 0 | 0 | 0 | 0 | 0 | 0 | 0 | 0 | 0 | 0 | 0 | 0 | 0 | 0.13 | 0.38 | 0.52 | 0.56 | 0.59 | 0.58 | 0.54 | 0.42 | 0.19 | 0.01 | 0 | 0 | 0 | 0 | 0 | 0 | 0
CPVERD_2_SOLAR |  | Solar_Fixed | Solar Fixed | CISO | South | Socal | FC | 139 | 0 | 0 | 0 | 0 | 0 | 0 | 0.21 | 16.63 | 57.4 | 78.15 | 86.02 | 89.4 | 85.33 | 81.48 | 68.15 | 37.75 | 5.51 | 0 | 0 | 0 | 0 | 0 | 0 | 0 | 0 | 0 | 0 | 0 | 0 | 0 | 1.31 | 30.23 | 72.94 | 89.21 | 94.9 | 95.97 | 92.16 | 87.55 | 79.12 | 62.07 | 22.59 | 0.58 | 0 | 0 | 0 | 0 | 0 | 0 | 0 | 0 | 0 | 0 | 0 | 0.02 | 10.02 | 52.87 | 81.96 | 93.4 | 95.48 | 96.79 | 92.77 | 87.74 | 79.11 | 64.36 | 34.71 | 4.6 | 0 | 0 | 0 | 0 | 0 | 0 | 0 | 0 | 0 | 0 | 0 | 4.89 | 40.94 | 82.69 | 103.75 | 112.51 | 116.96 | 117.03 | 114.86 | 111.79 | 102.87 | 88.79 | 60.62 | 15.85 | 0.41 | 0 | 0 | 0 | 0 | 0 | 0 | 0 | 0 | 0 | 0.29 | 16.34 | 58.32 | 87.32 | 104.95 | 115.69 | 120.61 | 121.71 | 120.53 | 118.04 | 110.3 | 96.44 | 70.3 | 27.27 | 2.11 | 0.01 | 0 | 0 | 0 | 0 | 0 | 0 | 0 | 0 | 0.55 | 18.49 | 56.89 | 85.16 | 106.03 | 116.12 | 122.07 | 122.21 | 121.33 | 117.8 | 108.56 | 95.02 | 73.92 | 35.17 | 4.78 | 0.01 | 0 | 0 | 0 | 0 | 0 | 0 | 0 | 0 | 0.03 | 9.82 | 41.07 | 74.37 | 94.51 | 106.68 | 113.95 | 116.69 | 115.54 | 111.76 | 103.07 | 90.22 | 69.02 | 31.74 | 3.79 | 0 | 0 | 0 | 0 | 0 | 0 | 0 | 0 | 0 | 0 | 4.03 | 35.67 | 74.9 | 94.71 | 107.91 | 117.42 | 119.9 | 114.92 | 111.31 | 102.05 | 87.11 | 58.59 | 17.05 | 0.53 | 0 | 0 | 0 | 0 | 0 | 0 | 0 | 0 | 0 | 0 | 1.25 | 28.07 | 72.84 | 95.75 | 107.48 | 114.51 | 116.05 | 116.02 | 110.88 | 99.93 | 79.64 | 37.19 | 3.93 | 0.02 | 0 | 0 | 0 | 0 | 0 | 0 | 0 | 0 | 0 | 0 | 0.23 | 17.69 | 65.04 | 92.49 | 104.14 | 111.37 | 112.49 | 110.72 | 105.33 | 94.25 | 62.51 | 14.63 | 0.22 | 0 | 0 | 0 | 0 | 0 | 0 | 0 | 0 | 0 | 0 | 0 | 0.02 | 4.59 | 41.28 | 81.16 | 94.37 | 100.26 | 101.59 | 98.83 | 93.06 | 76.62 | 35.83 | 2.68 | 0 | 0 | 0 | 0 | 0 | 0 | 0 | 0 | 0 | 0 | 0 | 0 | 0 | 0.51 | 18.38 | 53.52 | 72.33 | 78.74 | 83.03 | 82.11 | 75.16 | 59.01 | 27.22 | 1.72 | 0 | 0 | 0 | 0 | 0 | 0 | 0
CRELMN_6_RAMON1 |  | Solar_Fixed | Solar Fixed | CISO | South | Socal | FC | 2 | 0 | 0 | 0 | 0 | 0 | 0 | 0 | 0.24 | 0.83 | 1.12 | 1.24 | 1.29 | 1.23 | 1.17 | 0.98 | 0.54 | 0.08 | 0 | 0 | 0 | 0 | 0 | 0 | 0 | 0 | 0 | 0 | 0 | 0 | 0 | 0.02 | 0.43 | 1.05 | 1.28 | 1.37 | 1.38 | 1.33 | 1.26 | 1.14 | 0.89 | 0.33 | 0.01 | 0 | 0 | 0 | 0 | 0 | 0 | 0 | 0 | 0 | 0 | 0 | 0 | 0.14 | 0.76 | 1.18 | 1.34 | 1.37 | 1.39 | 1.33 | 1.26 | 1.14 | 0.93 | 0.5 | 0.07 | 0 | 0 | 0 | 0 | 0 | 0 | 0 | 0 | 0 | 0 | 0 | 0.07 | 0.59 | 1.19 | 1.49 | 1.62 | 1.68 | 1.68 | 1.65 | 1.61 | 1.48 | 1.28 | 0.87 | 0.23 | 0.01 | 0 | 0 | 0 | 0 | 0 | 0 | 0 | 0 | 0 | 0 | 0.24 | 0.84 | 1.26 | 1.51 | 1.66 | 1.74 | 1.75 | 1.73 | 1.7 | 1.59 | 1.39 | 1.01 | 0.39 | 0.03 | 0 | 0 | 0 | 0 | 0 | 0 | 0 | 0 | 0 | 0.01 | 0.27 | 0.82 | 1.23 | 1.53 | 1.67 | 1.76 | 1.76 | 1.75 | 1.69 | 1.56 | 1.37 | 1.06 | 0.51 | 0.07 | 0 | 0 | 0 | 0 | 0 | 0 | 0 | 0 | 0 | 0 | 0.14 | 0.59 | 1.07 | 1.36 | 1.54 | 1.64 | 1.68 | 1.66 | 1.61 | 1.48 | 1.3 | 0.99 | 0.46 | 0.05 | 0 | 0 | 0 | 0 | 0 | 0 | 0 | 0 | 0 | 0 | 0.06 | 0.51 | 1.08 | 1.36 | 1.55 | 1.69 | 1.73 | 1.65 | 1.6 | 1.47 | 1.25 | 0.84 | 0.25 | 0.01 | 0 | 0 | 0 | 0 | 0 | 0 | 0 | 0 | 0 | 0 | 0.02 | 0.4 | 1.05 | 1.38 | 1.55 | 1.65 | 1.67 | 1.67 | 1.6 | 1.44 | 1.15 | 0.54 | 0.06 | 0 | 0 | 0 | 0 | 0 | 0 | 0 | 0 | 0 | 0 | 0 | 0 | 0.25 | 0.94 | 1.33 | 1.5 | 1.6 | 1.62 | 1.59 | 1.52 | 1.36 | 0.9 | 0.21 | 0 | 0 | 0 | 0 | 0 | 0 | 0 | 0 | 0 | 0 | 0 | 0 | 0 | 0.07 | 0.59 | 1.17 | 1.36 | 1.44 | 1.46 | 1.42 | 1.34 | 1.1 | 0.52 | 0.04 | 0 | 0 | 0 | 0 | 0 | 0 | 0 | 0 | 0 | 0 | 0 | 0 | 0 | 0.01 | 0.26 | 0.77 | 1.04 | 1.13 | 1.19 | 1.18 | 1.08 | 0.85 | 0.39 | 0.02 | 0 | 0 | 0 | 0 | 0 | 0 | 0
CRELMN_6_RAMON2 |  | Solar_Fixed | Solar Fixed | CISO | South | Socal | FC | 5 | 0 | 0 | 0 | 0 | 0 | 0 | 0.01 | 0.6 | 2.06 | 2.81 | 3.09 | 3.22 | 3.07 | 2.93 | 2.45 | 1.36 | 0.2 | 0 | 0 | 0 | 0 | 0 | 0 | 0 | 0 | 0 | 0 | 0 | 0 | 0 | 0.05 | 1.09 | 2.62 | 3.21 | 3.41 | 3.45 | 3.32 | 3.15 | 2.85 | 2.23 | 0.81 | 0.02 | 0 | 0 | 0 | 0 | 0 | 0 | 0 | 0 | 0 | 0 | 0 | 0 | 0.36 | 1.9 | 2.95 | 3.36 | 3.43 | 3.48 | 3.34 | 3.16 | 2.85 | 2.32 | 1.25 | 0.17 | 0 | 0 | 0 | 0 | 0 | 0 | 0 | 0 | 0 | 0 | 0 | 0.18 | 1.47 | 2.97 | 3.73 | 4.05 | 4.21 | 4.21 | 4.13 | 4.02 | 3.7 | 3.19 | 2.18 | 0.57 | 0.01 | 0 | 0 | 0 | 0 | 0 | 0 | 0 | 0 | 0 | 0.01 | 0.59 | 2.1 | 3.14 | 3.78 | 4.16 | 4.34 | 4.38 | 4.34 | 4.25 | 3.97 | 3.47 | 2.53 | 0.98 | 0.08 | 0 | 0 | 0 | 0 | 0 | 0 | 0 | 0 | 0 | 0.02 | 0.67 | 2.05 | 3.06 | 3.81 | 4.18 | 4.39 | 4.4 | 4.36 | 4.24 | 3.91 | 3.42 | 2.66 | 1.27 | 0.17 | 0 | 0 | 0 | 0 | 0 | 0 | 0 | 0 | 0 | 0 | 0.35 | 1.48 | 2.68 | 3.4 | 3.84 | 4.1 | 4.2 | 4.16 | 4.02 | 3.71 | 3.25 | 2.48 | 1.14 | 0.14 | 0 | 0 | 0 | 0 | 0 | 0 | 0 | 0 | 0 | 0 | 0.15 | 1.28 | 2.69 | 3.41 | 3.88 | 4.22 | 4.31 | 4.13 | 4 | 3.67 | 3.13 | 2.11 | 0.61 | 0.02 | 0 | 0 | 0 | 0 | 0 | 0 | 0 | 0 | 0 | 0 | 0.04 | 1.01 | 2.62 | 3.44 | 3.87 | 4.12 | 4.17 | 4.17 | 3.99 | 3.59 | 2.86 | 1.34 | 0.14 | 0 | 0 | 0 | 0 | 0 | 0 | 0 | 0 | 0 | 0 | 0 | 0.01 | 0.64 | 2.34 | 3.33 | 3.75 | 4.01 | 4.05 | 3.98 | 3.79 | 3.39 | 2.25 | 0.53 | 0.01 | 0 | 0 | 0 | 0 | 0 | 0 | 0 | 0 | 0 | 0 | 0 | 0 | 0.17 | 1.49 | 2.92 | 3.39 | 3.61 | 3.65 | 3.56 | 3.35 | 2.76 | 1.29 | 0.1 | 0 | 0 | 0 | 0 | 0 | 0 | 0 | 0 | 0 | 0 | 0 | 0 | 0 | 0.02 | 0.66 | 1.93 | 2.6 | 2.83 | 2.99 | 2.95 | 2.7 | 2.12 | 0.98 | 0.06 | 0 | 0 | 0 | 0 | 0 | 0 | 0
CRELMN_6_RAMSR3 |  | Solar_1Axis | Solar Tracking | CISO | South | Socal | PD | 4.32 | 0 | 0 | 0 | 0 | 0 | 0 | 0 | 0.48 | 1.77 | 2.28 | 2.37 | 2.42 | 2.39 | 2.24 | 2.08 | 1.31 | 0.26 | 0 | 0 | 0 | 0 | 0 | 0 | 0 | 0 | 0 | 0 | 0 | 0 | 0 | 0.03 | 1.1 | 2.7 | 2.88 | 2.86 | 2.76 | 2.67 | 2.61 | 2.56 | 2.31 | 1.01 | 0.04 | 0 | 0 | 0 | 0 | 0 | 0 | 0 | 0 | 0 | 0 | 0 | 0 | 0.33 | 1.98 | 2.73 | 2.83 | 2.78 | 2.71 | 2.69 | 2.45 | 2.22 | 2.01 | 1.43 | 0.22 | 0 | 0 | 0 | 0 | 0 | 0 | 0 | 0 | 0 | 0 | 0 | 0.19 | 1.84 | 3.26 | 3.44 | 3.52 | 3.5 | 3.52 | 3.48 | 3.47 | 3.37 | 3.19 | 2.63 | 0.87 | 0.02 | 0 | 0 | 0 | 0 | 0 | 0 | 0 | 0 | 0 | 0.01 | 0.71 | 2.47 | 3.38 | 3.61 | 3.69 | 3.7 | 3.73 | 3.72 | 3.67 | 3.58 | 3.43 | 3 | 1.48 | 0.14 | 0 | 0 | 0 | 0 | 0 | 0 | 0 | 0 | 0 | 0.01 | 0.84 | 2.48 | 3.25 | 3.5 | 3.64 | 3.67 | 3.69 | 3.68 | 3.64 | 3.55 | 3.43 | 3.04 | 1.84 | 0.31 | 0 | 0 | 0 | 0 | 0 | 0 | 0 | 0 | 0 | 0 | 0.4 | 1.93 | 3.02 | 3.42 | 3.6 | 3.63 | 3.62 | 3.59 | 3.55 | 3.45 | 3.3 | 2.91 | 1.68 | 0.27 | 0 | 0 | 0 | 0 | 0 | 0 | 0 | 0 | 0 | 0 | 0.13 | 1.44 | 2.71 | 3.23 | 3.46 | 3.54 | 3.53 | 3.46 | 3.36 | 3.23 | 2.98 | 2.37 | 0.88 | 0.03 | 0 | 0 | 0 | 0 | 0 | 0 | 0 | 0 | 0 | 0 | 0.03 | 1.07 | 2.79 | 3.25 | 3.41 | 3.44 | 3.44 | 3.42 | 3.38 | 3.33 | 3.01 | 1.68 | 0.2 | 0 | 0 | 0 | 0 | 0 | 0 | 0 | 0 | 0 | 0 | 0 | 0 | 0.61 | 2.42 | 3.08 | 3.17 | 3.14 | 3.15 | 3.17 | 3.18 | 3.12 | 2.44 | 0.69 | 0.01 | 0 | 0 | 0 | 0 | 0 | 0 | 0 | 0 | 0 | 0 | 0 | 0 | 0.11 | 1.42 | 2.65 | 2.87 | 2.79 | 2.72 | 2.75 | 2.76 | 2.63 | 1.51 | 0.15 | 0 | 0 | 0 | 0 | 0 | 0 | 0 | 0 | 0 | 0 | 0 | 0 | 0 | 0.01 | 0.53 | 1.68 | 2.01 | 2.12 | 2.08 | 2.15 | 2.03 | 1.85 | 1.05 | 0.09 | 0 | 0 | 0 | 0 | 0 | 0 | 0
CRSTWD_6_KUMYAY |  | Wind | Wind | CISO | South | Socal | FC | 50 | 4.64 | 4.82 | 5.51 | 5.19 | 5.14 | 4.78 | 3.91 | 3.38 | 3.56 | 3.57 | 3.53 | 3.7 | 4.09 | 4.69 | 4.67 | 5.1 | 4.48 | 4.48 | 4.2 | 4.26 | 4.1 | 4.01 | 4.17 | 3.98 | 6.19 | 6.84 | 7.09 | 6.69 | 5.91 | 5.58 | 5.83 | 5.89 | 5.69 | 6.37 | 6.61 | 6.74 | 7.85 | 7.31 | 8.4 | 7.43 | 8.89 | 8.79 | 10.14 | 9.75 | 9.85 | 8.92 | 8.03 | 6.77 | 10.11 | 10.53 | 9.83 | 9.25 | 8.51 | 7.3 | 7.01 | 6.69 | 7.29 | 6.42 | 6.54 | 7.32 | 8.16 | 9.53 | 10.02 | 11.18 | 11.46 | 11.7 | 11.36 | 11.22 | 11.02 | 11.14 | 11.84 | 10.66 | 18.09 | 16.2 | 14.11 | 12.02 | 10.34 | 8.92 | 6.22 | 4.69 | 4.38 | 4.11 | 3.82 | 4.12 | 4.51 | 6.83 | 10.23 | 13.54 | 16.29 | 17.79 | 18.29 | 18.81 | 19.87 | 18.78 | 18.13 | 18.32 | 20.24 | 19.05 | 18.63 | 16.81 | 13.85 | 11.42 | 8.53 | 6.58 | 4.59 | 3.7 | 3.25 | 3.05 | 4.25 | 7.01 | 11.42 | 16.5 | 19.15 | 21.13 | 20.63 | 20.62 | 21.05 | 21.38 | 21.92 | 20.55 | 20.17 | 18.93 | 17.4 | 14.73 | 12.81 | 10.05 | 7.11 | 4.75 | 3.75 | 2.52 | 2.97 | 3.1 | 3.82 | 5.91 | 9.56 | 13.21 | 16.13 | 18.79 | 20.88 | 22.91 | 22.4 | 22.3 | 22.11 | 21.25 | 22.61 | 20.86 | 18.43 | 16.61 | 14.55 | 11.33 | 8.29 | 5.09 | 3.2 | 2.34 | 2.84 | 3.89 | 5.55 | 8.26 | 11.34 | 15.36 | 18.72 | 21.29 | 23.09 | 23.64 | 24.59 | 24.46 | 24.03 | 23.2 | 18.56 | 16.7 | 14.41 | 11.68 | 10.28 | 8.26 | 5.72 | 3.61 | 2.61 | 2.14 | 2.43 | 3.08 | 4.47 | 6.25 | 8.9 | 11.8 | 15 | 17.29 | 19.59 | 20.93 | 21.01 | 20.35 | 19.9 | 19.12 | 12.61 | 12.21 | 11.3 | 8.68 | 7.48 | 6.36 | 4.78 | 3.43 | 2.61 | 2.86 | 3.5 | 4.09 | 5.02 | 6.23 | 8.16 | 9.54 | 10.62 | 12.54 | 14.49 | 15.26 | 15.05 | 14.17 | 13.23 | 12.55 | 5.63 | 5.46 | 5.21 | 4.63 | 4.26 | 4.09 | 2.91 | 2.14 | 1.8 | 1.97 | 2.52 | 2.73 | 2.51 | 2.84 | 3.01 | 3.73 | 5.04 | 5.69 | 6.48 | 7.43 | 6.69 | 6.09 | 5.58 | 5.5 | 2.9 | 3.21 | 3.1 | 3.25 | 3 | 2.94 | 2.78 | 2.42 | 2.53 | 2.86 | 3.13 | 3.61 | 3.46 | 3.54 | 3.75 | 3.85 | 3.38 | 3.3 | 4 | 4.11 | 4.09 | 3.65 | 3.33 | 3.07 | 3.28 | 3.36 | 3.55 | 3.38 | 3.55 | 3.36 | 2.97 | 3.57 | 3.32 | 2.99 | 2.95 | 3.13 | 3.56 | 3.96 | 3.66 | 3.1 | 3.18 | 3.23 | 3.36 | 3.27 | 3.54 | 3.8 | 3.89 | 3.62
CRWCKS_1_SOLAR1 |  | Solar_1Axis | Solar Tracking | CISO | North | Norcal | EO | 20 | 0 | 0 | 0 | 0 | 0 | 0 | 0 | 0.42 | 3.28 | 6.25 | 7.72 | 8.5 | 8.51 | 8.03 | 7.52 | 5.13 | 1.12 | 0 | 0 | 0 | 0 | 0 | 0 | 0 | 0 | 0 | 0 | 0 | 0 | 0 | 0 | 2.47 | 10.27 | 12.8 | 13.08 | 12.39 | 12.21 | 12.13 | 12.4 | 10.57 | 5.55 | 0.31 | 0 | 0 | 0 | 0 | 0 | 0 | 0 | 0 | 0 | 0 | 0 | 0 | 0.52 | 6.39 | 11.99 | 12.84 | 12.05 | 12.38 | 12.2 | 11.23 | 10.37 | 9.66 | 6.8 | 1.57 | 0 | 0 | 0 | 0 | 0 | 0 | 0 | 0 | 0 | 0 | 0 | 0.28 | 5.97 | 13.17 | 14.48 | 14.4 | 14.15 | 14.49 | 14.52 | 14.31 | 14.54 | 13.94 | 12.71 | 5.9 | 0.27 | 0 | 0 | 0 | 0 | 0 | 0 | 0 | 0 | 0 | 0 | 2.2 | 10.38 | 14.64 | 15.3 | 15.32 | 15.19 | 15.51 | 15.51 | 15.86 | 15.86 | 15.51 | 14.62 | 9.05 | 1.41 | 0 | 0 | 0 | 0 | 0 | 0 | 0 | 0 | 0 | 0.01 | 3.16 | 11.47 | 15.54 | 16.64 | 16.85 | 16.97 | 17.07 | 17.02 | 16.87 | 16.87 | 16.5 | 15.31 | 11.34 | 3.2 | 0.04 | 0 | 0 | 0 | 0 | 0 | 0 | 0 | 0 | 0 | 1.43 | 9.2 | 14.84 | 16.38 | 16.6 | 16.72 | 16.65 | 16.62 | 16.44 | 16.41 | 15.74 | 14.59 | 10.24 | 2.41 | 0.01 | 0 | 0 | 0 | 0 | 0 | 0 | 0 | 0 | 0 | 0.2 | 5.39 | 12.46 | 15.07 | 15.77 | 15.84 | 15.96 | 15.84 | 15.71 | 15.6 | 14.68 | 12.04 | 5.34 | 0.3 | 0 | 0 | 0 | 0 | 0 | 0 | 0 | 0 | 0 | 0 | 0.02 | 3.29 | 11.75 | 14.8 | 15.3 | 15.19 | 15.01 | 15.04 | 15.25 | 15.32 | 14.44 | 9.5 | 1.87 | 0 | 0 | 0 | 0 | 0 | 0 | 0 | 0 | 0 | 0 | 0 | 0 | 0.98 | 7.8 | 12.9 | 13.29 | 13.02 | 12.69 | 12.79 | 13.02 | 12.97 | 10.92 | 3.63 | 0.08 | 0 | 0 | 0 | 0 | 0 | 0 | 0 | 0 | 0 | 0 | 0 | 0 | 0.04 | 3.04 | 9.15 | 10.78 | 10.58 | 10.24 | 10.54 | 10.85 | 10.19 | 6.39 | 0.76 | 0 | 0 | 0 | 0 | 0 | 0 | 0 | 0 | 0 | 0 | 0 | 0 | 0 | 0 | 0.6 | 4.09 | 6.72 | 8.16 | 8.58 | 8.35 | 8.09 | 7.48 | 4.18 | 0.45 | 0 | 0 | 0 | 0 | 0 | 0 | 0
CSLR4S_2_SOLAR |  | Solar_Fixed | Solar Fixed | CISO | South | Socal | FC | 130 | 0 | 0 | 0 | 0 | 0 | 0 | 0.2 | 15.55 | 53.68 | 73.09 | 80.45 | 83.62 | 79.81 | 76.21 | 63.73 | 35.3 | 5.15 | 0 | 0 | 0 | 0 | 0 | 0 | 0 | 0 | 0 | 0 | 0 | 0 | 0 | 1.23 | 28.27 | 68.21 | 83.44 | 88.76 | 89.76 | 86.2 | 81.88 | 74 | 58.05 | 21.13 | 0.54 | 0 | 0 | 0 | 0 | 0 | 0 | 0 | 0 | 0 | 0 | 0 | 0.02 | 9.37 | 49.45 | 76.65 | 87.35 | 89.3 | 90.52 | 86.76 | 82.06 | 73.99 | 60.19 | 32.46 | 4.3 | 0 | 0 | 0 | 0 | 0 | 0 | 0 | 0 | 0 | 0 | 0 | 4.57 | 38.29 | 77.34 | 97.03 | 105.22 | 109.39 | 109.45 | 107.42 | 104.56 | 96.21 | 83.04 | 56.7 | 14.83 | 0.38 | 0 | 0 | 0 | 0 | 0 | 0 | 0 | 0 | 0 | 0.27 | 15.28 | 54.55 | 81.67 | 98.16 | 108.2 | 112.8 | 113.83 | 112.73 | 110.4 | 103.16 | 90.19 | 65.75 | 25.5 | 1.97 | 0.01 | 0 | 0 | 0 | 0 | 0 | 0 | 0 | 0 | 0.52 | 17.3 | 53.21 | 79.65 | 99.17 | 108.6 | 114.16 | 114.3 | 113.47 | 110.17 | 101.53 | 88.87 | 69.14 | 32.89 | 4.47 | 0.01 | 0 | 0 | 0 | 0 | 0 | 0 | 0 | 0 | 0.03 | 9.19 | 38.41 | 69.56 | 88.39 | 99.78 | 106.57 | 109.13 | 108.06 | 104.52 | 96.4 | 84.38 | 64.55 | 29.69 | 3.54 | 0 | 0 | 0 | 0 | 0 | 0 | 0 | 0 | 0 | 0 | 3.77 | 33.36 | 70.05 | 88.57 | 100.92 | 109.81 | 112.14 | 107.48 | 104.1 | 95.45 | 81.47 | 54.79 | 15.94 | 0.5 | 0 | 0 | 0 | 0 | 0 | 0 | 0 | 0 | 0 | 0 | 1.17 | 26.25 | 68.12 | 89.55 | 100.52 | 107.1 | 108.53 | 108.51 | 103.7 | 93.46 | 74.48 | 34.78 | 3.67 | 0.02 | 0 | 0 | 0 | 0 | 0 | 0 | 0 | 0 | 0 | 0 | 0.21 | 16.54 | 60.83 | 86.5 | 97.4 | 104.16 | 105.21 | 103.55 | 98.51 | 88.15 | 58.46 | 13.68 | 0.2 | 0 | 0 | 0 | 0 | 0 | 0 | 0 | 0 | 0 | 0 | 0 | 0.02 | 4.29 | 38.61 | 75.9 | 88.26 | 93.77 | 95.02 | 92.43 | 87.03 | 71.66 | 33.51 | 2.51 | 0 | 0 | 0 | 0 | 0 | 0 | 0 | 0 | 0 | 0 | 0 | 0 | 0 | 0.48 | 17.19 | 50.05 | 67.64 | 73.64 | 77.66 | 76.79 | 70.29 | 55.18 | 25.46 | 1.61 | 0 | 0 | 0 | 0 | 0 | 0 | 0
CUMBIA_1_SOLAR |  | Solar_1Axis | Solar Tracking | CISO | North | Norcal | FC | 19 | 0 | 0 | 0 | 0 | 0 | 0 | 0 | 0.4 | 3.11 | 5.93 | 7.34 | 8.08 | 8.08 | 7.63 | 7.14 | 4.88 | 1.06 | 0 | 0 | 0 | 0 | 0 | 0 | 0 | 0 | 0 | 0 | 0 | 0 | 0 | 0 | 2.35 | 9.76 | 12.16 | 12.42 | 11.77 | 11.6 | 11.53 | 11.78 | 10.05 | 5.27 | 0.29 | 0 | 0 | 0 | 0 | 0 | 0 | 0 | 0 | 0 | 0 | 0 | 0 | 0.49 | 6.07 | 11.39 | 12.2 | 11.45 | 11.76 | 11.59 | 10.66 | 9.85 | 9.17 | 6.46 | 1.49 | 0 | 0 | 0 | 0 | 0 | 0 | 0 | 0 | 0 | 0 | 0 | 0.26 | 5.67 | 12.51 | 13.76 | 13.68 | 13.44 | 13.77 | 13.8 | 13.59 | 13.81 | 13.24 | 12.08 | 5.61 | 0.26 | 0 | 0 | 0 | 0 | 0 | 0 | 0 | 0 | 0 | 0 | 2.09 | 9.86 | 13.9 | 14.54 | 14.56 | 14.43 | 14.73 | 14.73 | 15.07 | 15.07 | 14.74 | 13.89 | 8.59 | 1.34 | 0 | 0 | 0 | 0 | 0 | 0 | 0 | 0 | 0 | 0.01 | 3 | 10.9 | 14.76 | 15.81 | 16 | 16.13 | 16.22 | 16.17 | 16.03 | 16.02 | 15.67 | 14.54 | 10.77 | 3.04 | 0.04 | 0 | 0 | 0 | 0 | 0 | 0 | 0 | 0 | 0 | 1.36 | 8.74 | 14.1 | 15.56 | 15.77 | 15.89 | 15.82 | 15.79 | 15.62 | 15.59 | 14.95 | 13.86 | 9.72 | 2.29 | 0.01 | 0 | 0 | 0 | 0 | 0 | 0 | 0 | 0 | 0 | 0.19 | 5.12 | 11.84 | 14.31 | 14.98 | 15.05 | 15.16 | 15.05 | 14.92 | 14.82 | 13.95 | 11.44 | 5.08 | 0.28 | 0 | 0 | 0 | 0 | 0 | 0 | 0 | 0 | 0 | 0 | 0.02 | 3.13 | 11.16 | 14.06 | 14.53 | 14.43 | 14.26 | 14.29 | 14.49 | 14.55 | 13.72 | 9.03 | 1.77 | 0 | 0 | 0 | 0 | 0 | 0 | 0 | 0 | 0 | 0 | 0 | 0 | 0.93 | 7.41 | 12.25 | 12.62 | 12.37 | 12.06 | 12.15 | 12.37 | 12.32 | 10.37 | 3.45 | 0.07 | 0 | 0 | 0 | 0 | 0 | 0 | 0 | 0 | 0 | 0 | 0 | 0 | 0.03 | 2.89 | 8.69 | 10.24 | 10.05 | 9.73 | 10.01 | 10.31 | 9.68 | 6.07 | 0.72 | 0 | 0 | 0 | 0 | 0 | 0 | 0 | 0 | 0 | 0 | 0 | 0 | 0 | 0 | 0.57 | 3.89 | 6.38 | 7.76 | 8.15 | 7.93 | 7.68 | 7.1 | 3.97 | 0.43 | 0 | 0 | 0 | 0 | 0 | 0 | 0
CUYAMS_6_CUYSR1 |  | Solar_1Axis | Solar Tracking | CISO | North | Norcal | FC | 40 | 0 | 0 | 0 | 0 | 0 | 0 | 0 | 0.85 | 6.55 | 12.49 | 15.45 | 17.01 | 17.02 | 16.06 | 15.03 | 10.27 | 2.24 | 0 | 0 | 0 | 0 | 0 | 0 | 0 | 0 | 0 | 0 | 0 | 0 | 0 | 0.01 | 4.94 | 20.54 | 25.6 | 26.15 | 24.78 | 24.43 | 24.27 | 24.79 | 21.15 | 11.1 | 0.61 | 0 | 0 | 0 | 0 | 0 | 0 | 0 | 0 | 0 | 0 | 0 | 0 | 1.04 | 12.78 | 23.97 | 25.68 | 24.11 | 24.76 | 24.4 | 22.45 | 20.74 | 19.31 | 13.59 | 3.14 | 0 | 0 | 0 | 0 | 0 | 0 | 0 | 0 | 0 | 0 | 0 | 0.55 | 11.93 | 26.34 | 28.97 | 28.81 | 28.3 | 28.98 | 29.04 | 28.61 | 29.08 | 27.88 | 25.43 | 11.8 | 0.54 | 0 | 0 | 0 | 0 | 0 | 0 | 0 | 0 | 0 | 0 | 4.4 | 20.76 | 29.27 | 30.61 | 30.65 | 30.37 | 31.02 | 31.01 | 31.73 | 31.72 | 31.02 | 29.24 | 18.09 | 2.81 | 0 | 0 | 0 | 0 | 0 | 0 | 0 | 0 | 0 | 0.03 | 6.32 | 22.94 | 31.08 | 33.28 | 33.69 | 33.95 | 34.14 | 34.04 | 33.74 | 33.73 | 33 | 30.61 | 22.68 | 6.39 | 0.07 | 0 | 0 | 0 | 0 | 0 | 0 | 0 | 0 | 0 | 2.87 | 18.4 | 29.68 | 32.75 | 33.2 | 33.44 | 33.31 | 33.24 | 32.88 | 32.82 | 31.48 | 29.19 | 20.47 | 4.81 | 0.03 | 0 | 0 | 0 | 0 | 0 | 0 | 0 | 0 | 0 | 0.41 | 10.78 | 24.92 | 30.13 | 31.53 | 31.67 | 31.92 | 31.68 | 31.42 | 31.2 | 29.36 | 24.08 | 10.69 | 0.59 | 0 | 0 | 0 | 0 | 0 | 0 | 0 | 0 | 0 | 0 | 0.04 | 6.59 | 23.49 | 29.59 | 30.59 | 30.37 | 30.03 | 30.08 | 30.5 | 30.64 | 28.87 | 19.01 | 3.73 | 0 | 0 | 0 | 0 | 0 | 0 | 0 | 0 | 0 | 0 | 0 | 0 | 1.97 | 15.6 | 25.79 | 26.57 | 26.04 | 25.39 | 25.58 | 26.04 | 25.94 | 21.83 | 7.26 | 0.15 | 0 | 0 | 0 | 0 | 0 | 0 | 0 | 0 | 0 | 0 | 0 | 0 | 0.07 | 6.08 | 18.3 | 21.56 | 21.16 | 20.48 | 21.08 | 21.7 | 20.39 | 12.77 | 1.51 | 0 | 0 | 0 | 0 | 0 | 0 | 0 | 0 | 0 | 0 | 0 | 0 | 0 | 0 | 1.19 | 8.19 | 13.44 | 16.33 | 17.15 | 16.7 | 16.17 | 14.95 | 8.36 | 0.9 | 0 | 0 | 0 | 0 | 0 | 0 | 0
DAIRLD_1_MD1SL1 |  | Solar_1Axis | Solar Tracking | CISO | North | Norcal | EO | 1.5 | 0 | 0 | 0 | 0 | 0 | 0 | 0 | 0.03 | 0.25 | 0.47 | 0.58 | 0.64 | 0.64 | 0.6 | 0.56 | 0.39 | 0.08 | 0 | 0 | 0 | 0 | 0 | 0 | 0 | 0 | 0 | 0 | 0 | 0 | 0 | 0 | 0.19 | 0.77 | 0.96 | 0.98 | 0.93 | 0.92 | 0.91 | 0.93 | 0.79 | 0.42 | 0.02 | 0 | 0 | 0 | 0 | 0 | 0 | 0 | 0 | 0 | 0 | 0 | 0 | 0.04 | 0.48 | 0.9 | 0.96 | 0.9 | 0.93 | 0.91 | 0.84 | 0.78 | 0.72 | 0.51 | 0.12 | 0 | 0 | 0 | 0 | 0 | 0 | 0 | 0 | 0 | 0 | 0 | 0.02 | 0.45 | 0.99 | 1.09 | 1.08 | 1.06 | 1.09 | 1.09 | 1.07 | 1.09 | 1.05 | 0.95 | 0.44 | 0.02 | 0 | 0 | 0 | 0 | 0 | 0 | 0 | 0 | 0 | 0 | 0.16 | 0.78 | 1.1 | 1.15 | 1.15 | 1.14 | 1.16 | 1.16 | 1.19 | 1.19 | 1.16 | 1.1 | 0.68 | 0.11 | 0 | 0 | 0 | 0 | 0 | 0 | 0 | 0 | 0 | 0 | 0.24 | 0.86 | 1.17 | 1.25 | 1.26 | 1.27 | 1.28 | 1.28 | 1.27 | 1.27 | 1.24 | 1.15 | 0.85 | 0.24 | 0 | 0 | 0 | 0 | 0 | 0 | 0 | 0 | 0 | 0 | 0.11 | 0.69 | 1.11 | 1.23 | 1.25 | 1.25 | 1.25 | 1.25 | 1.23 | 1.23 | 1.18 | 1.09 | 0.77 | 0.18 | 0 | 0 | 0 | 0 | 0 | 0 | 0 | 0 | 0 | 0 | 0.02 | 0.4 | 0.93 | 1.13 | 1.18 | 1.19 | 1.2 | 1.19 | 1.18 | 1.17 | 1.1 | 0.9 | 0.4 | 0.02 | 0 | 0 | 0 | 0 | 0 | 0 | 0 | 0 | 0 | 0 | 0 | 0.25 | 0.88 | 1.11 | 1.15 | 1.14 | 1.13 | 1.13 | 1.14 | 1.15 | 1.08 | 0.71 | 0.14 | 0 | 0 | 0 | 0 | 0 | 0 | 0 | 0 | 0 | 0 | 0 | 0 | 0.07 | 0.58 | 0.97 | 1 | 0.98 | 0.95 | 0.96 | 0.98 | 0.97 | 0.82 | 0.27 | 0.01 | 0 | 0 | 0 | 0 | 0 | 0 | 0 | 0 | 0 | 0 | 0 | 0 | 0 | 0.23 | 0.69 | 0.81 | 0.79 | 0.77 | 0.79 | 0.81 | 0.76 | 0.48 | 0.06 | 0 | 0 | 0 | 0 | 0 | 0 | 0 | 0 | 0 | 0 | 0 | 0 | 0 | 0 | 0.04 | 0.31 | 0.5 | 0.61 | 0.64 | 0.63 | 0.61 | 0.56 | 0.31 | 0.03 | 0 | 0 | 0 | 0 | 0 | 0 | 0
DAVIS_1_SOLAR1 |  | Solar_2Axis | Solar Tracking | CISO | North | Norcal | EO | 1 | 0 | 0 | 0 | 0 | 0 | 0 | 0 | 0.02 | 0.16 | 0.31 | 0.39 | 0.43 | 0.43 | 0.4 | 0.38 | 0.26 | 0.06 | 0 | 0 | 0 | 0 | 0 | 0 | 0 | 0 | 0 | 0 | 0 | 0 | 0 | 0 | 0.12 | 0.51 | 0.64 | 0.65 | 0.62 | 0.61 | 0.61 | 0.62 | 0.53 | 0.28 | 0.02 | 0 | 0 | 0 | 0 | 0 | 0 | 0 | 0 | 0 | 0 | 0 | 0 | 0.03 | 0.32 | 0.6 | 0.64 | 0.6 | 0.62 | 0.61 | 0.56 | 0.52 | 0.48 | 0.34 | 0.08 | 0 | 0 | 0 | 0 | 0 | 0 | 0 | 0 | 0 | 0 | 0 | 0.01 | 0.3 | 0.66 | 0.72 | 0.72 | 0.71 | 0.72 | 0.73 | 0.72 | 0.73 | 0.7 | 0.64 | 0.3 | 0.01 | 0 | 0 | 0 | 0 | 0 | 0 | 0 | 0 | 0 | 0 | 0.11 | 0.52 | 0.73 | 0.77 | 0.77 | 0.76 | 0.78 | 0.78 | 0.79 | 0.79 | 0.78 | 0.73 | 0.45 | 0.07 | 0 | 0 | 0 | 0 | 0 | 0 | 0 | 0 | 0 | 0 | 0.16 | 0.57 | 0.78 | 0.83 | 0.84 | 0.85 | 0.85 | 0.85 | 0.84 | 0.84 | 0.82 | 0.77 | 0.57 | 0.16 | 0 | 0 | 0 | 0 | 0 | 0 | 0 | 0 | 0 | 0 | 0.07 | 0.46 | 0.74 | 0.82 | 0.83 | 0.84 | 0.83 | 0.83 | 0.82 | 0.82 | 0.79 | 0.73 | 0.51 | 0.12 | 0 | 0 | 0 | 0 | 0 | 0 | 0 | 0 | 0 | 0 | 0.01 | 0.27 | 0.62 | 0.75 | 0.79 | 0.79 | 0.8 | 0.79 | 0.79 | 0.78 | 0.73 | 0.6 | 0.27 | 0.01 | 0 | 0 | 0 | 0 | 0 | 0 | 0 | 0 | 0 | 0 | 0 | 0.16 | 0.59 | 0.74 | 0.76 | 0.76 | 0.75 | 0.75 | 0.76 | 0.77 | 0.72 | 0.48 | 0.09 | 0 | 0 | 0 | 0 | 0 | 0 | 0 | 0 | 0 | 0 | 0 | 0 | 0.05 | 0.39 | 0.64 | 0.66 | 0.65 | 0.63 | 0.64 | 0.65 | 0.65 | 0.55 | 0.18 | 0 | 0 | 0 | 0 | 0 | 0 | 0 | 0 | 0 | 0 | 0 | 0 | 0 | 0 | 0.15 | 0.46 | 0.54 | 0.53 | 0.51 | 0.53 | 0.54 | 0.51 | 0.32 | 0.04 | 0 | 0 | 0 | 0 | 0 | 0 | 0 | 0 | 0 | 0 | 0 | 0 | 0 | 0 | 0.03 | 0.2 | 0.34 | 0.41 | 0.43 | 0.42 | 0.4 | 0.37 | 0.21 | 0.02 | 0 | 0 | 0 | 0 | 0 | 0 | 0
DAVIS_1_SOLAR2 |  | Solar_2Axis | Solar Tracking | CISO | North | Norcal | EO | 1 | 0 | 0 | 0 | 0 | 0 | 0 | 0 | 0.02 | 0.16 | 0.31 | 0.39 | 0.43 | 0.43 | 0.4 | 0.38 | 0.26 | 0.06 | 0 | 0 | 0 | 0 | 0 | 0 | 0 | 0 | 0 | 0 | 0 | 0 | 0 | 0 | 0.12 | 0.51 | 0.64 | 0.65 | 0.62 | 0.61 | 0.61 | 0.62 | 0.53 | 0.28 | 0.02 | 0 | 0 | 0 | 0 | 0 | 0 | 0 | 0 | 0 | 0 | 0 | 0 | 0.03 | 0.32 | 0.6 | 0.64 | 0.6 | 0.62 | 0.61 | 0.56 | 0.52 | 0.48 | 0.34 | 0.08 | 0 | 0 | 0 | 0 | 0 | 0 | 0 | 0 | 0 | 0 | 0 | 0.01 | 0.3 | 0.66 | 0.72 | 0.72 | 0.71 | 0.72 | 0.73 | 0.72 | 0.73 | 0.7 | 0.64 | 0.3 | 0.01 | 0 | 0 | 0 | 0 | 0 | 0 | 0 | 0 | 0 | 0 | 0.11 | 0.52 | 0.73 | 0.77 | 0.77 | 0.76 | 0.78 | 0.78 | 0.79 | 0.79 | 0.78 | 0.73 | 0.45 | 0.07 | 0 | 0 | 0 | 0 | 0 | 0 | 0 | 0 | 0 | 0 | 0.16 | 0.57 | 0.78 | 0.83 | 0.84 | 0.85 | 0.85 | 0.85 | 0.84 | 0.84 | 0.82 | 0.77 | 0.57 | 0.16 | 0 | 0 | 0 | 0 | 0 | 0 | 0 | 0 | 0 | 0 | 0.07 | 0.46 | 0.74 | 0.82 | 0.83 | 0.84 | 0.83 | 0.83 | 0.82 | 0.82 | 0.79 | 0.73 | 0.51 | 0.12 | 0 | 0 | 0 | 0 | 0 | 0 | 0 | 0 | 0 | 0 | 0.01 | 0.27 | 0.62 | 0.75 | 0.79 | 0.79 | 0.8 | 0.79 | 0.79 | 0.78 | 0.73 | 0.6 | 0.27 | 0.01 | 0 | 0 | 0 | 0 | 0 | 0 | 0 | 0 | 0 | 0 | 0 | 0.16 | 0.59 | 0.74 | 0.76 | 0.76 | 0.75 | 0.75 | 0.76 | 0.77 | 0.72 | 0.48 | 0.09 | 0 | 0 | 0 | 0 | 0 | 0 | 0 | 0 | 0 | 0 | 0 | 0 | 0.05 | 0.39 | 0.64 | 0.66 | 0.65 | 0.63 | 0.64 | 0.65 | 0.65 | 0.55 | 0.18 | 0 | 0 | 0 | 0 | 0 | 0 | 0 | 0 | 0 | 0 | 0 | 0 | 0 | 0 | 0.15 | 0.46 | 0.54 | 0.53 | 0.51 | 0.53 | 0.54 | 0.51 | 0.32 | 0.04 | 0 | 0 | 0 | 0 | 0 | 0 | 0 | 0 | 0 | 0 | 0 | 0 | 0 | 0 | 0.03 | 0.2 | 0.34 | 0.41 | 0.43 | 0.42 | 0.4 | 0.37 | 0.21 | 0.02 | 0 | 0 | 0 | 0 | 0 | 0 | 0
DELAMO_2_SOLAR1 |  | Solar_1Axis | Solar Tracking | CISO | South | Socal | FC | 1.5 | 0 | 0 | 0 | 0 | 0 | 0 | 0 | 0.17 | 0.61 | 0.79 | 0.82 | 0.84 | 0.83 | 0.78 | 0.72 | 0.45 | 0.09 | 0 | 0 | 0 | 0 | 0 | 0 | 0 | 0 | 0 | 0 | 0 | 0 | 0 | 0.01 | 0.38 | 0.94 | 1 | 0.99 | 0.96 | 0.93 | 0.91 | 0.89 | 0.8 | 0.35 | 0.01 | 0 | 0 | 0 | 0 | 0 | 0 | 0 | 0 | 0 | 0 | 0 | 0 | 0.12 | 0.69 | 0.95 | 0.98 | 0.97 | 0.94 | 0.94 | 0.85 | 0.77 | 0.7 | 0.5 | 0.07 | 0 | 0 | 0 | 0 | 0 | 0 | 0 | 0 | 0 | 0 | 0 | 0.07 | 0.64 | 1.13 | 1.19 | 1.22 | 1.21 | 1.22 | 1.21 | 1.21 | 1.17 | 1.11 | 0.91 | 0.3 | 0.01 | 0 | 0 | 0 | 0 | 0 | 0 | 0 | 0 | 0 | 0 | 0.25 | 0.86 | 1.17 | 1.25 | 1.28 | 1.28 | 1.29 | 1.29 | 1.27 | 1.24 | 1.19 | 1.04 | 0.51 | 0.05 | 0 | 0 | 0 | 0 | 0 | 0 | 0 | 0 | 0 | 0 | 0.29 | 0.86 | 1.13 | 1.22 | 1.26 | 1.27 | 1.28 | 1.28 | 1.26 | 1.23 | 1.19 | 1.06 | 0.64 | 0.11 | 0 | 0 | 0 | 0 | 0 | 0 | 0 | 0 | 0 | 0 | 0.14 | 0.67 | 1.05 | 1.19 | 1.25 | 1.26 | 1.26 | 1.25 | 1.23 | 1.2 | 1.15 | 1.01 | 0.58 | 0.09 | 0 | 0 | 0 | 0 | 0 | 0 | 0 | 0 | 0 | 0 | 0.05 | 0.5 | 0.94 | 1.12 | 1.2 | 1.23 | 1.22 | 1.2 | 1.17 | 1.12 | 1.03 | 0.82 | 0.3 | 0.01 | 0 | 0 | 0 | 0 | 0 | 0 | 0 | 0 | 0 | 0 | 0.01 | 0.37 | 0.97 | 1.13 | 1.19 | 1.19 | 1.19 | 1.19 | 1.17 | 1.16 | 1.04 | 0.58 | 0.07 | 0 | 0 | 0 | 0 | 0 | 0 | 0 | 0 | 0 | 0 | 0 | 0 | 0.21 | 0.84 | 1.07 | 1.1 | 1.09 | 1.09 | 1.1 | 1.11 | 1.08 | 0.85 | 0.24 | 0 | 0 | 0 | 0 | 0 | 0 | 0 | 0 | 0 | 0 | 0 | 0 | 0 | 0.04 | 0.49 | 0.92 | 1 | 0.97 | 0.94 | 0.96 | 0.96 | 0.91 | 0.53 | 0.05 | 0 | 0 | 0 | 0 | 0 | 0 | 0 | 0 | 0 | 0 | 0 | 0 | 0 | 0 | 0.18 | 0.58 | 0.7 | 0.74 | 0.72 | 0.75 | 0.71 | 0.64 | 0.37 | 0.03 | 0 | 0 | 0 | 0 | 0 | 0 | 0
DELAMO_2_SOLAR2 |  | Solar_1Axis | Solar Tracking | CISO | South | Socal | FC | 1.75 | 0 | 0 | 0 | 0 | 0 | 0 | 0 | 0.2 | 0.72 | 0.92 | 0.96 | 0.98 | 0.97 | 0.91 | 0.84 | 0.53 | 0.1 | 0 | 0 | 0 | 0 | 0 | 0 | 0 | 0 | 0 | 0 | 0 | 0 | 0 | 0.01 | 0.45 | 1.09 | 1.17 | 1.16 | 1.12 | 1.08 | 1.06 | 1.04 | 0.93 | 0.41 | 0.02 | 0 | 0 | 0 | 0 | 0 | 0 | 0 | 0 | 0 | 0 | 0 | 0 | 0.14 | 0.8 | 1.11 | 1.15 | 1.13 | 1.1 | 1.09 | 0.99 | 0.9 | 0.81 | 0.58 | 0.09 | 0 | 0 | 0 | 0 | 0 | 0 | 0 | 0 | 0 | 0 | 0 | 0.08 | 0.75 | 1.32 | 1.39 | 1.43 | 1.42 | 1.43 | 1.41 | 1.41 | 1.36 | 1.29 | 1.07 | 0.35 | 0.01 | 0 | 0 | 0 | 0 | 0 | 0 | 0 | 0 | 0 | 0 | 0.29 | 1 | 1.37 | 1.46 | 1.49 | 1.5 | 1.51 | 1.51 | 1.49 | 1.45 | 1.39 | 1.22 | 0.6 | 0.06 | 0 | 0 | 0 | 0 | 0 | 0 | 0 | 0 | 0 | 0.01 | 0.34 | 1 | 1.31 | 1.42 | 1.47 | 1.49 | 1.49 | 1.49 | 1.48 | 1.44 | 1.39 | 1.23 | 0.74 | 0.13 | 0 | 0 | 0 | 0 | 0 | 0 | 0 | 0 | 0 | 0 | 0.16 | 0.78 | 1.22 | 1.39 | 1.46 | 1.47 | 1.47 | 1.45 | 1.44 | 1.4 | 1.34 | 1.18 | 0.68 | 0.11 | 0 | 0 | 0 | 0 | 0 | 0 | 0 | 0 | 0 | 0 | 0.05 | 0.58 | 1.1 | 1.31 | 1.4 | 1.43 | 1.43 | 1.4 | 1.36 | 1.31 | 1.21 | 0.96 | 0.36 | 0.01 | 0 | 0 | 0 | 0 | 0 | 0 | 0 | 0 | 0 | 0 | 0.01 | 0.43 | 1.13 | 1.31 | 1.38 | 1.39 | 1.39 | 1.39 | 1.37 | 1.35 | 1.22 | 0.68 | 0.08 | 0 | 0 | 0 | 0 | 0 | 0 | 0 | 0 | 0 | 0 | 0 | 0 | 0.25 | 0.98 | 1.25 | 1.29 | 1.27 | 1.28 | 1.28 | 1.29 | 1.26 | 0.99 | 0.28 | 0 | 0 | 0 | 0 | 0 | 0 | 0 | 0 | 0 | 0 | 0 | 0 | 0 | 0.05 | 0.58 | 1.08 | 1.16 | 1.13 | 1.1 | 1.11 | 1.12 | 1.06 | 0.61 | 0.06 | 0 | 0 | 0 | 0 | 0 | 0 | 0 | 0 | 0 | 0 | 0 | 0 | 0 | 0 | 0.21 | 0.68 | 0.82 | 0.86 | 0.84 | 0.87 | 0.82 | 0.75 | 0.43 | 0.04 | 0 | 0 | 0 | 0 | 0 | 0 | 0
DELAMO_2_SOLAR3 |  | Solar_1Axis | Solar Tracking | CISO | South | Socal | FC | 1.25 | 0 | 0 | 0 | 0 | 0 | 0 | 0 | 0.14 | 0.51 | 0.66 | 0.69 | 0.7 | 0.69 | 0.65 | 0.6 | 0.38 | 0.07 | 0 | 0 | 0 | 0 | 0 | 0 | 0 | 0 | 0 | 0 | 0 | 0 | 0 | 0.01 | 0.32 | 0.78 | 0.83 | 0.83 | 0.8 | 0.77 | 0.76 | 0.74 | 0.67 | 0.29 | 0.01 | 0 | 0 | 0 | 0 | 0 | 0 | 0 | 0 | 0 | 0 | 0 | 0 | 0.1 | 0.57 | 0.79 | 0.82 | 0.8 | 0.78 | 0.78 | 0.71 | 0.64 | 0.58 | 0.41 | 0.06 | 0 | 0 | 0 | 0 | 0 | 0 | 0 | 0 | 0 | 0 | 0 | 0.06 | 0.53 | 0.94 | 1 | 1.02 | 1.01 | 1.02 | 1.01 | 1.01 | 0.97 | 0.92 | 0.76 | 0.25 | 0.01 | 0 | 0 | 0 | 0 | 0 | 0 | 0 | 0 | 0 | 0 | 0.21 | 0.72 | 0.98 | 1.04 | 1.07 | 1.07 | 1.08 | 1.08 | 1.06 | 1.04 | 0.99 | 0.87 | 0.43 | 0.04 | 0 | 0 | 0 | 0 | 0 | 0 | 0 | 0 | 0 | 0 | 0.24 | 0.72 | 0.94 | 1.01 | 1.05 | 1.06 | 1.07 | 1.07 | 1.05 | 1.03 | 0.99 | 0.88 | 0.53 | 0.09 | 0 | 0 | 0 | 0 | 0 | 0 | 0 | 0 | 0 | 0 | 0.11 | 0.56 | 0.87 | 0.99 | 1.04 | 1.05 | 1.05 | 1.04 | 1.03 | 1 | 0.96 | 0.84 | 0.49 | 0.08 | 0 | 0 | 0 | 0 | 0 | 0 | 0 | 0 | 0 | 0 | 0.04 | 0.42 | 0.79 | 0.93 | 1 | 1.02 | 1.02 | 1 | 0.97 | 0.93 | 0.86 | 0.68 | 0.25 | 0.01 | 0 | 0 | 0 | 0 | 0 | 0 | 0 | 0 | 0 | 0 | 0.01 | 0.31 | 0.81 | 0.94 | 0.99 | 1 | 1 | 0.99 | 0.98 | 0.96 | 0.87 | 0.49 | 0.06 | 0 | 0 | 0 | 0 | 0 | 0 | 0 | 0 | 0 | 0 | 0 | 0 | 0.18 | 0.7 | 0.89 | 0.92 | 0.91 | 0.91 | 0.92 | 0.92 | 0.9 | 0.71 | 0.2 | 0 | 0 | 0 | 0 | 0 | 0 | 0 | 0 | 0 | 0 | 0 | 0 | 0 | 0.03 | 0.41 | 0.77 | 0.83 | 0.81 | 0.79 | 0.8 | 0.8 | 0.76 | 0.44 | 0.04 | 0 | 0 | 0 | 0 | 0 | 0 | 0 | 0 | 0 | 0 | 0 | 0 | 0 | 0 | 0.15 | 0.48 | 0.58 | 0.61 | 0.6 | 0.62 | 0.59 | 0.54 | 0.3 | 0.03 | 0 | 0 | 0 | 0 | 0 | 0 | 0
DELAMO_2_SOLAR4 |  | Solar_1Axis | Solar Tracking | CISO | South | Socal | FC | 1.3 | 0 | 0 | 0 | 0 | 0 | 0 | 0 | 0.15 | 0.53 | 0.69 | 0.71 | 0.73 | 0.72 | 0.68 | 0.63 | 0.39 | 0.08 | 0 | 0 | 0 | 0 | 0 | 0 | 0 | 0 | 0 | 0 | 0 | 0 | 0 | 0.01 | 0.33 | 0.81 | 0.87 | 0.86 | 0.83 | 0.8 | 0.79 | 0.77 | 0.69 | 0.3 | 0.01 | 0 | 0 | 0 | 0 | 0 | 0 | 0 | 0 | 0 | 0 | 0 | 0 | 0.1 | 0.6 | 0.82 | 0.85 | 0.84 | 0.82 | 0.81 | 0.74 | 0.67 | 0.6 | 0.43 | 0.06 | 0 | 0 | 0 | 0 | 0 | 0 | 0 | 0 | 0 | 0 | 0 | 0.06 | 0.55 | 0.98 | 1.03 | 1.06 | 1.05 | 1.06 | 1.05 | 1.05 | 1.01 | 0.96 | 0.79 | 0.26 | 0.01 | 0 | 0 | 0 | 0 | 0 | 0 | 0 | 0 | 0 | 0 | 0.21 | 0.74 | 1.02 | 1.09 | 1.11 | 1.11 | 1.12 | 1.12 | 1.1 | 1.08 | 1.03 | 0.9 | 0.44 | 0.04 | 0 | 0 | 0 | 0 | 0 | 0 | 0 | 0 | 0 | 0 | 0.25 | 0.74 | 0.98 | 1.05 | 1.1 | 1.1 | 1.11 | 1.11 | 1.1 | 1.07 | 1.03 | 0.91 | 0.55 | 0.09 | 0 | 0 | 0 | 0 | 0 | 0 | 0 | 0 | 0 | 0 | 0.12 | 0.58 | 0.91 | 1.03 | 1.08 | 1.09 | 1.09 | 1.08 | 1.07 | 1.04 | 0.99 | 0.87 | 0.51 | 0.08 | 0 | 0 | 0 | 0 | 0 | 0 | 0 | 0 | 0 | 0 | 0.04 | 0.43 | 0.82 | 0.97 | 1.04 | 1.06 | 1.06 | 1.04 | 1.01 | 0.97 | 0.9 | 0.71 | 0.26 | 0.01 | 0 | 0 | 0 | 0 | 0 | 0 | 0 | 0 | 0 | 0 | 0.01 | 0.32 | 0.84 | 0.98 | 1.03 | 1.04 | 1.04 | 1.03 | 1.02 | 1 | 0.91 | 0.51 | 0.06 | 0 | 0 | 0 | 0 | 0 | 0 | 0 | 0 | 0 | 0 | 0 | 0 | 0.18 | 0.73 | 0.93 | 0.95 | 0.95 | 0.95 | 0.95 | 0.96 | 0.94 | 0.73 | 0.21 | 0 | 0 | 0 | 0 | 0 | 0 | 0 | 0 | 0 | 0 | 0 | 0 | 0 | 0.03 | 0.43 | 0.8 | 0.86 | 0.84 | 0.82 | 0.83 | 0.83 | 0.79 | 0.46 | 0.05 | 0 | 0 | 0 | 0 | 0 | 0 | 0 | 0 | 0 | 0 | 0 | 0 | 0 | 0 | 0.16 | 0.5 | 0.61 | 0.64 | 0.63 | 0.65 | 0.61 | 0.56 | 0.32 | 0.03 | 0 | 0 | 0 | 0 | 0 | 0 | 0
DELAMO_2_SOLAR5 |  | Solar_1Axis | Solar Tracking | CISO | South | Socal | FC | 1 | 0 | 0 | 0 | 0 | 0 | 0 | 0 | 0.11 | 0.41 | 0.53 | 0.55 | 0.56 | 0.55 | 0.52 | 0.48 | 0.3 | 0.06 | 0 | 0 | 0 | 0 | 0 | 0 | 0 | 0 | 0 | 0 | 0 | 0 | 0 | 0.01 | 0.26 | 0.63 | 0.67 | 0.66 | 0.64 | 0.62 | 0.6 | 0.59 | 0.53 | 0.23 | 0.01 | 0 | 0 | 0 | 0 | 0 | 0 | 0 | 0 | 0 | 0 | 0 | 0 | 0.08 | 0.46 | 0.63 | 0.66 | 0.64 | 0.63 | 0.62 | 0.57 | 0.51 | 0.46 | 0.33 | 0.05 | 0 | 0 | 0 | 0 | 0 | 0 | 0 | 0 | 0 | 0 | 0 | 0.04 | 0.43 | 0.76 | 0.8 | 0.82 | 0.81 | 0.81 | 0.81 | 0.8 | 0.78 | 0.74 | 0.61 | 0.2 | 0 | 0 | 0 | 0 | 0 | 0 | 0 | 0 | 0 | 0 | 0 | 0.16 | 0.57 | 0.78 | 0.83 | 0.85 | 0.86 | 0.86 | 0.86 | 0.85 | 0.83 | 0.79 | 0.69 | 0.34 | 0.03 | 0 | 0 | 0 | 0 | 0 | 0 | 0 | 0 | 0 | 0 | 0.2 | 0.57 | 0.75 | 0.81 | 0.84 | 0.85 | 0.85 | 0.85 | 0.84 | 0.82 | 0.79 | 0.7 | 0.43 | 0.07 | 0 | 0 | 0 | 0 | 0 | 0 | 0 | 0 | 0 | 0 | 0.09 | 0.45 | 0.7 | 0.79 | 0.83 | 0.84 | 0.84 | 0.83 | 0.82 | 0.8 | 0.76 | 0.67 | 0.39 | 0.06 | 0 | 0 | 0 | 0 | 0 | 0 | 0 | 0 | 0 | 0 | 0.03 | 0.33 | 0.63 | 0.75 | 0.8 | 0.82 | 0.82 | 0.8 | 0.78 | 0.75 | 0.69 | 0.55 | 0.2 | 0.01 | 0 | 0 | 0 | 0 | 0 | 0 | 0 | 0 | 0 | 0 | 0.01 | 0.25 | 0.65 | 0.75 | 0.79 | 0.8 | 0.8 | 0.79 | 0.78 | 0.77 | 0.7 | 0.39 | 0.05 | 0 | 0 | 0 | 0 | 0 | 0 | 0 | 0 | 0 | 0 | 0 | 0 | 0.14 | 0.56 | 0.71 | 0.73 | 0.73 | 0.73 | 0.73 | 0.74 | 0.72 | 0.56 | 0.16 | 0 | 0 | 0 | 0 | 0 | 0 | 0 | 0 | 0 | 0 | 0 | 0 | 0 | 0.03 | 0.33 | 0.61 | 0.66 | 0.65 | 0.63 | 0.64 | 0.64 | 0.61 | 0.35 | 0.03 | 0 | 0 | 0 | 0 | 0 | 0 | 0 | 0 | 0 | 0 | 0 | 0 | 0 | 0 | 0.12 | 0.39 | 0.47 | 0.49 | 0.48 | 0.5 | 0.47 | 0.43 | 0.24 | 0.02 | 0 | 0 | 0 | 0 | 0 | 0 | 0
DELAMO_2_SOLAR6 |  | Solar_1Axis | Solar Tracking | CISO | South | Socal | FC | 2 | 0 | 0 | 0 | 0 | 0 | 0 | 0 | 0.22 | 0.82 | 1.06 | 1.1 | 1.12 | 1.11 | 1.04 | 0.96 | 0.61 | 0.12 | 0 | 0 | 0 | 0 | 0 | 0 | 0 | 0 | 0 | 0 | 0 | 0 | 0 | 0.01 | 0.51 | 1.25 | 1.34 | 1.32 | 1.28 | 1.24 | 1.21 | 1.19 | 1.07 | 0.47 | 0.02 | 0 | 0 | 0 | 0 | 0 | 0 | 0 | 0 | 0 | 0 | 0 | 0 | 0.15 | 0.92 | 1.26 | 1.31 | 1.29 | 1.25 | 1.25 | 1.13 | 1.03 | 0.93 | 0.66 | 0.1 | 0 | 0 | 0 | 0 | 0 | 0 | 0 | 0 | 0 | 0 | 0 | 0.09 | 0.85 | 1.51 | 1.59 | 1.63 | 1.62 | 1.63 | 1.61 | 1.61 | 1.56 | 1.48 | 1.22 | 0.4 | 0.01 | 0 | 0 | 0 | 0 | 0 | 0 | 0 | 0 | 0 | 0 | 0.33 | 1.15 | 1.56 | 1.67 | 1.71 | 1.71 | 1.72 | 1.72 | 1.7 | 1.66 | 1.59 | 1.39 | 0.68 | 0.06 | 0 | 0 | 0 | 0 | 0 | 0 | 0 | 0 | 0 | 0.01 | 0.39 | 1.15 | 1.5 | 1.62 | 1.69 | 1.7 | 1.71 | 1.71 | 1.69 | 1.64 | 1.59 | 1.41 | 0.85 | 0.15 | 0 | 0 | 0 | 0 | 0 | 0 | 0 | 0 | 0 | 0 | 0.18 | 0.89 | 1.4 | 1.59 | 1.66 | 1.68 | 1.68 | 1.66 | 1.64 | 1.6 | 1.53 | 1.35 | 0.78 | 0.12 | 0 | 0 | 0 | 0 | 0 | 0 | 0 | 0 | 0 | 0 | 0.06 | 0.67 | 1.26 | 1.49 | 1.6 | 1.64 | 1.63 | 1.6 | 1.56 | 1.49 | 1.38 | 1.1 | 0.41 | 0.01 | 0 | 0 | 0 | 0 | 0 | 0 | 0 | 0 | 0 | 0 | 0.01 | 0.49 | 1.29 | 1.5 | 1.58 | 1.59 | 1.59 | 1.58 | 1.57 | 1.54 | 1.39 | 0.78 | 0.09 | 0 | 0 | 0 | 0 | 0 | 0 | 0 | 0 | 0 | 0 | 0 | 0 | 0.28 | 1.12 | 1.43 | 1.47 | 1.46 | 1.46 | 1.47 | 1.47 | 1.44 | 1.13 | 0.32 | 0 | 0 | 0 | 0 | 0 | 0 | 0 | 0 | 0 | 0 | 0 | 0 | 0 | 0.05 | 0.66 | 1.23 | 1.33 | 1.29 | 1.26 | 1.27 | 1.28 | 1.22 | 0.7 | 0.07 | 0 | 0 | 0 | 0 | 0 | 0 | 0 | 0 | 0 | 0 | 0 | 0 | 0 | 0 | 0.24 | 0.78 | 0.93 | 0.98 | 0.96 | 0.99 | 0.94 | 0.86 | 0.49 | 0.04 | 0 | 0 | 0 | 0 | 0 | 0 | 0
DELAMO_2_SOLRC1 |  | Solar_Fixed | Solar Fixed | CISO | South | Socal | EO | 1.16 | 0 | 0 | 0 | 0 | 0 | 0 | 0 | 0.14 | 0.48 | 0.65 | 0.72 | 0.75 | 0.71 | 0.68 | 0.57 | 0.32 | 0.05 | 0 | 0 | 0 | 0 | 0 | 0 | 0 | 0 | 0 | 0 | 0 | 0 | 0 | 0.01 | 0.25 | 0.61 | 0.74 | 0.79 | 0.8 | 0.77 | 0.73 | 0.66 | 0.52 | 0.19 | 0 | 0 | 0 | 0 | 0 | 0 | 0 | 0 | 0 | 0 | 0 | 0 | 0 | 0.08 | 0.44 | 0.68 | 0.78 | 0.8 | 0.81 | 0.77 | 0.73 | 0.66 | 0.54 | 0.29 | 0.04 | 0 | 0 | 0 | 0 | 0 | 0 | 0 | 0 | 0 | 0 | 0 | 0.04 | 0.34 | 0.69 | 0.87 | 0.94 | 0.98 | 0.98 | 0.96 | 0.93 | 0.86 | 0.74 | 0.51 | 0.13 | 0 | 0 | 0 | 0 | 0 | 0 | 0 | 0 | 0 | 0 | 0 | 0.14 | 0.49 | 0.73 | 0.88 | 0.97 | 1.01 | 1.02 | 1.01 | 0.99 | 0.92 | 0.8 | 0.59 | 0.23 | 0.02 | 0 | 0 | 0 | 0 | 0 | 0 | 0 | 0 | 0 | 0 | 0.15 | 0.47 | 0.71 | 0.88 | 0.97 | 1.02 | 1.02 | 1.01 | 0.98 | 0.91 | 0.79 | 0.62 | 0.29 | 0.04 | 0 | 0 | 0 | 0 | 0 | 0 | 0 | 0 | 0 | 0 | 0.08 | 0.34 | 0.62 | 0.79 | 0.89 | 0.95 | 0.97 | 0.96 | 0.93 | 0.86 | 0.75 | 0.58 | 0.26 | 0.03 | 0 | 0 | 0 | 0 | 0 | 0 | 0 | 0 | 0 | 0 | 0.03 | 0.3 | 0.63 | 0.79 | 0.9 | 0.98 | 1 | 0.96 | 0.93 | 0.85 | 0.73 | 0.49 | 0.14 | 0 | 0 | 0 | 0 | 0 | 0 | 0 | 0 | 0 | 0 | 0 | 0.01 | 0.23 | 0.61 | 0.8 | 0.9 | 0.96 | 0.97 | 0.97 | 0.93 | 0.83 | 0.66 | 0.31 | 0.03 | 0 | 0 | 0 | 0 | 0 | 0 | 0 | 0 | 0 | 0 | 0 | 0 | 0.15 | 0.54 | 0.77 | 0.87 | 0.93 | 0.94 | 0.92 | 0.88 | 0.79 | 0.52 | 0.12 | 0 | 0 | 0 | 0 | 0 | 0 | 0 | 0 | 0 | 0 | 0 | 0 | 0 | 0.04 | 0.34 | 0.68 | 0.79 | 0.84 | 0.85 | 0.82 | 0.78 | 0.64 | 0.3 | 0.02 | 0 | 0 | 0 | 0 | 0 | 0 | 0 | 0 | 0 | 0 | 0 | 0 | 0 | 0 | 0.15 | 0.45 | 0.6 | 0.66 | 0.69 | 0.69 | 0.63 | 0.49 | 0.23 | 0.01 | 0 | 0 | 0 | 0 | 0 | 0 | 0
DELAMO_2_SOLRD |  | Solar_Fixed | Solar Fixed | CISO | South | Socal | EO | 1.25 | 0 | 0 | 0 | 0 | 0 | 0 | 0 | 0.15 | 0.52 | 0.7 | 0.77 | 0.8 | 0.77 | 0.73 | 0.61 | 0.34 | 0.05 | 0 | 0 | 0 | 0 | 0 | 0 | 0 | 0 | 0 | 0 | 0 | 0 | 0 | 0.01 | 0.27 | 0.66 | 0.8 | 0.85 | 0.86 | 0.83 | 0.79 | 0.71 | 0.56 | 0.2 | 0.01 | 0 | 0 | 0 | 0 | 0 | 0 | 0 | 0 | 0 | 0 | 0 | 0 | 0.09 | 0.48 | 0.74 | 0.84 | 0.86 | 0.87 | 0.83 | 0.79 | 0.71 | 0.58 | 0.31 | 0.04 | 0 | 0 | 0 | 0 | 0 | 0 | 0 | 0 | 0 | 0 | 0 | 0.04 | 0.37 | 0.74 | 0.93 | 1.01 | 1.05 | 1.05 | 1.03 | 1.01 | 0.93 | 0.8 | 0.55 | 0.14 | 0 | 0 | 0 | 0 | 0 | 0 | 0 | 0 | 0 | 0 | 0 | 0.15 | 0.52 | 0.79 | 0.94 | 1.04 | 1.08 | 1.09 | 1.08 | 1.06 | 0.99 | 0.87 | 0.63 | 0.25 | 0.02 | 0 | 0 | 0 | 0 | 0 | 0 | 0 | 0 | 0 | 0 | 0.17 | 0.51 | 0.77 | 0.95 | 1.04 | 1.1 | 1.1 | 1.09 | 1.06 | 0.98 | 0.85 | 0.66 | 0.32 | 0.04 | 0 | 0 | 0 | 0 | 0 | 0 | 0 | 0 | 0 | 0 | 0.09 | 0.37 | 0.67 | 0.85 | 0.96 | 1.02 | 1.05 | 1.04 | 1 | 0.93 | 0.81 | 0.62 | 0.29 | 0.03 | 0 | 0 | 0 | 0 | 0 | 0 | 0 | 0 | 0 | 0 | 0.04 | 0.32 | 0.67 | 0.85 | 0.97 | 1.06 | 1.08 | 1.03 | 1 | 0.92 | 0.78 | 0.53 | 0.15 | 0 | 0 | 0 | 0 | 0 | 0 | 0 | 0 | 0 | 0 | 0 | 0.01 | 0.25 | 0.66 | 0.86 | 0.97 | 1.03 | 1.04 | 1.04 | 1 | 0.9 | 0.72 | 0.33 | 0.04 | 0 | 0 | 0 | 0 | 0 | 0 | 0 | 0 | 0 | 0 | 0 | 0 | 0.16 | 0.58 | 0.83 | 0.94 | 1 | 1.01 | 1 | 0.95 | 0.85 | 0.56 | 0.13 | 0 | 0 | 0 | 0 | 0 | 0 | 0 | 0 | 0 | 0 | 0 | 0 | 0 | 0.04 | 0.37 | 0.73 | 0.85 | 0.9 | 0.91 | 0.89 | 0.84 | 0.69 | 0.32 | 0.02 | 0 | 0 | 0 | 0 | 0 | 0 | 0 | 0 | 0 | 0 | 0 | 0 | 0 | 0 | 0.17 | 0.48 | 0.65 | 0.71 | 0.75 | 0.74 | 0.68 | 0.53 | 0.24 | 0.02 | 0 | 0 | 0 | 0 | 0 | 0 | 0
DELSUR_6_BSOLAR |  | Solar_1Axis | Solar Tracking | CISO | South | Socal | FC | 3 | 0 | 0 | 0 | 0 | 0 | 0 | 0 | 0.33 | 1.23 | 1.58 | 1.65 | 1.68 | 1.66 | 1.56 | 1.44 | 0.91 | 0.18 | 0 | 0 | 0 | 0 | 0 | 0 | 0 | 0 | 0 | 0 | 0 | 0 | 0 | 0.02 | 0.77 | 1.88 | 2 | 1.99 | 1.92 | 1.86 | 1.81 | 1.78 | 1.6 | 0.7 | 0.03 | 0 | 0 | 0 | 0 | 0 | 0 | 0 | 0 | 0 | 0 | 0 | 0 | 0.23 | 1.38 | 1.9 | 1.97 | 1.93 | 1.88 | 1.87 | 1.7 | 1.54 | 1.39 | 0.99 | 0.15 | 0 | 0 | 0 | 0 | 0 | 0 | 0 | 0 | 0 | 0 | 0 | 0.13 | 1.28 | 2.27 | 2.39 | 2.45 | 2.43 | 2.44 | 2.42 | 2.41 | 2.34 | 2.21 | 1.83 | 0.61 | 0.01 | 0 | 0 | 0 | 0 | 0 | 0 | 0 | 0 | 0 | 0 | 0.49 | 1.72 | 2.35 | 2.5 | 2.56 | 2.57 | 2.59 | 2.58 | 2.55 | 2.48 | 2.38 | 2.08 | 1.02 | 0.1 | 0 | 0 | 0 | 0 | 0 | 0 | 0 | 0 | 0 | 0.01 | 0.59 | 1.72 | 2.25 | 2.43 | 2.53 | 2.55 | 2.56 | 2.56 | 2.53 | 2.47 | 2.38 | 2.11 | 1.28 | 0.22 | 0 | 0 | 0 | 0 | 0 | 0 | 0 | 0 | 0 | 0 | 0.27 | 1.34 | 2.1 | 2.38 | 2.5 | 2.52 | 2.51 | 2.49 | 2.46 | 2.4 | 2.29 | 2.02 | 1.17 | 0.19 | 0 | 0 | 0 | 0 | 0 | 0 | 0 | 0 | 0 | 0 | 0.09 | 1 | 1.88 | 2.24 | 2.4 | 2.45 | 2.45 | 2.4 | 2.34 | 2.24 | 2.07 | 1.64 | 0.61 | 0.02 | 0 | 0 | 0 | 0 | 0 | 0 | 0 | 0 | 0 | 0 | 0.02 | 0.74 | 1.94 | 2.25 | 2.37 | 2.39 | 2.39 | 2.38 | 2.35 | 2.31 | 2.09 | 1.17 | 0.14 | 0 | 0 | 0 | 0 | 0 | 0 | 0 | 0 | 0 | 0 | 0 | 0 | 0.42 | 1.68 | 2.14 | 2.2 | 2.18 | 2.19 | 2.2 | 2.21 | 2.16 | 1.69 | 0.48 | 0.01 | 0 | 0 | 0 | 0 | 0 | 0 | 0 | 0 | 0 | 0 | 0 | 0 | 0.08 | 0.99 | 1.84 | 1.99 | 1.94 | 1.89 | 1.91 | 1.92 | 1.82 | 1.05 | 0.1 | 0 | 0 | 0 | 0 | 0 | 0 | 0 | 0 | 0 | 0 | 0 | 0 | 0 | 0 | 0.37 | 1.16 | 1.4 | 1.47 | 1.45 | 1.49 | 1.41 | 1.29 | 0.73 | 0.06 | 0 | 0 | 0 | 0 | 0 | 0 | 0
DELSUR_6_CREST |  | Solar_Fixed | Solar Fixed | CISO | South | Socal | EO | 8.5 | 0 | 0 | 0 | 0 | 0 | 0 | 0.01 | 1.02 | 3.51 | 4.78 | 5.26 | 5.47 | 5.22 | 4.98 | 4.17 | 2.31 | 0.34 | 0 | 0 | 0 | 0 | 0 | 0 | 0 | 0 | 0 | 0 | 0 | 0 | 0 | 0.08 | 1.85 | 4.46 | 5.46 | 5.8 | 5.87 | 5.64 | 5.35 | 4.84 | 3.8 | 1.38 | 0.04 | 0 | 0 | 0 | 0 | 0 | 0 | 0 | 0 | 0 | 0 | 0 | 0 | 0.61 | 3.23 | 5.01 | 5.71 | 5.84 | 5.92 | 5.67 | 5.37 | 4.84 | 3.94 | 2.12 | 0.28 | 0 | 0 | 0 | 0 | 0 | 0 | 0 | 0 | 0 | 0 | 0 | 0.3 | 2.5 | 5.06 | 6.34 | 6.88 | 7.15 | 7.16 | 7.02 | 6.84 | 6.29 | 5.43 | 3.71 | 0.97 | 0.02 | 0 | 0 | 0 | 0 | 0 | 0 | 0 | 0 | 0 | 0.02 | 1 | 3.57 | 5.34 | 6.42 | 7.07 | 7.38 | 7.44 | 7.37 | 7.22 | 6.75 | 5.9 | 4.3 | 1.67 | 0.13 | 0 | 0 | 0 | 0 | 0 | 0 | 0 | 0 | 0 | 0.03 | 1.13 | 3.48 | 5.21 | 6.48 | 7.1 | 7.46 | 7.47 | 7.42 | 7.2 | 6.64 | 5.81 | 4.52 | 2.15 | 0.29 | 0 | 0 | 0 | 0 | 0 | 0 | 0 | 0 | 0 | 0 | 0.6 | 2.51 | 4.55 | 5.78 | 6.52 | 6.97 | 7.14 | 7.07 | 6.83 | 6.3 | 5.52 | 4.22 | 1.94 | 0.23 | 0 | 0 | 0 | 0 | 0 | 0 | 0 | 0 | 0 | 0 | 0.25 | 2.18 | 4.58 | 5.79 | 6.6 | 7.18 | 7.33 | 7.03 | 6.81 | 6.24 | 5.33 | 3.58 | 1.04 | 0.03 | 0 | 0 | 0 | 0 | 0 | 0 | 0 | 0 | 0 | 0 | 0.08 | 1.72 | 4.45 | 5.86 | 6.57 | 7 | 7.1 | 7.09 | 6.78 | 6.11 | 4.87 | 2.27 | 0.24 | 0 | 0 | 0 | 0 | 0 | 0 | 0 | 0 | 0 | 0 | 0 | 0.01 | 1.08 | 3.98 | 5.66 | 6.37 | 6.81 | 6.88 | 6.77 | 6.44 | 5.76 | 3.82 | 0.89 | 0.01 | 0 | 0 | 0 | 0 | 0 | 0 | 0 | 0 | 0 | 0 | 0 | 0 | 0.28 | 2.52 | 4.96 | 5.77 | 6.13 | 6.21 | 6.04 | 5.69 | 4.69 | 2.19 | 0.16 | 0 | 0 | 0 | 0 | 0 | 0 | 0 | 0 | 0 | 0 | 0 | 0 | 0 | 0.03 | 1.12 | 3.27 | 4.42 | 4.82 | 5.08 | 5.02 | 4.6 | 3.61 | 1.66 | 0.11 | 0 | 0 | 0 | 0 | 0 | 0 | 0
DELSUR_6_DRYFRB |  | Solar_1Axis | Solar Tracking | CISO | South | Socal | FC | 5 | 0 | 0 | 0 | 0 | 0 | 0 | 0 | 0.56 | 2.04 | 2.64 | 2.74 | 2.8 | 2.77 | 2.6 | 2.4 | 1.52 | 0.3 | 0 | 0 | 0 | 0 | 0 | 0 | 0 | 0 | 0 | 0 | 0 | 0 | 0 | 0.03 | 1.28 | 3.13 | 3.34 | 3.31 | 3.2 | 3.09 | 3.02 | 2.97 | 2.67 | 1.16 | 0.04 | 0 | 0 | 0 | 0 | 0 | 0 | 0 | 0 | 0 | 0 | 0 | 0 | 0.39 | 2.29 | 3.16 | 3.28 | 3.22 | 3.14 | 3.12 | 2.83 | 2.57 | 2.32 | 1.65 | 0.25 | 0 | 0 | 0 | 0 | 0 | 0 | 0 | 0 | 0 | 0 | 0 | 0.22 | 2.13 | 3.78 | 3.98 | 4.08 | 4.05 | 4.07 | 4.03 | 4.02 | 3.9 | 3.69 | 3.04 | 1.01 | 0.02 | 0 | 0 | 0 | 0 | 0 | 0 | 0 | 0 | 0 | 0.01 | 0.82 | 2.86 | 3.91 | 4.17 | 4.27 | 4.28 | 4.31 | 4.31 | 4.25 | 4.14 | 3.97 | 3.47 | 1.71 | 0.16 | 0 | 0 | 0 | 0 | 0 | 0 | 0 | 0 | 0 | 0.01 | 0.98 | 2.87 | 3.76 | 4.05 | 4.21 | 4.25 | 4.27 | 4.26 | 4.21 | 4.11 | 3.97 | 3.52 | 2.13 | 0.36 | 0 | 0 | 0 | 0 | 0 | 0 | 0 | 0 | 0 | 0 | 0.46 | 2.23 | 3.49 | 3.96 | 4.16 | 4.2 | 4.19 | 4.15 | 4.1 | 3.99 | 3.82 | 3.36 | 1.95 | 0.31 | 0 | 0 | 0 | 0 | 0 | 0 | 0 | 0 | 0 | 0 | 0.15 | 1.67 | 3.14 | 3.74 | 4.01 | 4.09 | 4.08 | 4 | 3.89 | 3.74 | 3.44 | 2.74 | 1.01 | 0.03 | 0 | 0 | 0 | 0 | 0 | 0 | 0 | 0 | 0 | 0 | 0.03 | 1.23 | 3.23 | 3.76 | 3.95 | 3.98 | 3.98 | 3.96 | 3.91 | 3.86 | 3.48 | 1.95 | 0.23 | 0 | 0 | 0 | 0 | 0 | 0 | 0 | 0 | 0 | 0 | 0 | 0 | 0.7 | 2.81 | 3.56 | 3.67 | 3.64 | 3.65 | 3.67 | 3.69 | 3.61 | 2.82 | 0.8 | 0.01 | 0 | 0 | 0 | 0 | 0 | 0 | 0 | 0 | 0 | 0 | 0 | 0 | 0.13 | 1.65 | 3.07 | 3.32 | 3.23 | 3.15 | 3.18 | 3.19 | 3.04 | 1.75 | 0.17 | 0 | 0 | 0 | 0 | 0 | 0 | 0 | 0 | 0 | 0 | 0 | 0 | 0 | 0.01 | 0.61 | 1.94 | 2.33 | 2.46 | 2.41 | 2.49 | 2.35 | 2.15 | 1.22 | 0.1 | 0 | 0 | 0 | 0 | 0 | 0 | 0
DELSUR_6_SOLAR1 |  | Solar_1Axis | Solar Tracking | CISO | South | Socal | FC | 6.5 | 0 | 0 | 0 | 0 | 0 | 0 | 0 | 0.73 | 2.66 | 3.43 | 3.57 | 3.64 | 3.6 | 3.38 | 3.13 | 1.97 | 0.39 | 0 | 0 | 0 | 0 | 0 | 0 | 0 | 0 | 0 | 0 | 0 | 0 | 0 | 0.04 | 1.66 | 4.06 | 4.34 | 4.3 | 4.16 | 4.02 | 3.93 | 3.86 | 3.47 | 1.51 | 0.06 | 0 | 0 | 0 | 0 | 0 | 0 | 0 | 0 | 0 | 0 | 0 | 0 | 0.5 | 2.98 | 4.11 | 4.26 | 4.18 | 4.08 | 4.05 | 3.68 | 3.35 | 3.02 | 2.15 | 0.32 | 0 | 0 | 0 | 0 | 0 | 0 | 0 | 0 | 0 | 0 | 0 | 0.29 | 2.77 | 4.91 | 5.17 | 5.3 | 5.26 | 5.3 | 5.24 | 5.23 | 5.06 | 4.8 | 3.96 | 1.31 | 0.03 | 0 | 0 | 0 | 0 | 0 | 0 | 0 | 0 | 0 | 0.01 | 1.07 | 3.72 | 5.08 | 5.43 | 5.55 | 5.56 | 5.6 | 5.6 | 5.52 | 5.38 | 5.17 | 4.51 | 2.22 | 0.21 | 0 | 0 | 0 | 0 | 0 | 0 | 0 | 0 | 0 | 0.02 | 1.27 | 3.72 | 4.88 | 5.27 | 5.48 | 5.52 | 5.55 | 5.54 | 5.48 | 5.34 | 5.16 | 4.57 | 2.76 | 0.47 | 0 | 0 | 0 | 0 | 0 | 0 | 0 | 0 | 0 | 0 | 0.59 | 2.9 | 4.54 | 5.15 | 5.41 | 5.46 | 5.45 | 5.4 | 5.34 | 5.19 | 4.97 | 4.37 | 2.53 | 0.4 | 0 | 0 | 0 | 0 | 0 | 0 | 0 | 0 | 0 | 0 | 0.2 | 2.17 | 4.08 | 4.86 | 5.21 | 5.32 | 5.31 | 5.2 | 5.06 | 4.86 | 4.48 | 3.56 | 1.32 | 0.04 | 0 | 0 | 0 | 0 | 0 | 0 | 0 | 0 | 0 | 0 | 0.04 | 1.6 | 4.19 | 4.88 | 5.14 | 5.18 | 5.18 | 5.15 | 5.09 | 5.01 | 4.53 | 2.53 | 0.3 | 0 | 0 | 0 | 0 | 0 | 0 | 0 | 0 | 0 | 0 | 0 | 0 | 0.92 | 3.65 | 4.63 | 4.77 | 4.73 | 4.74 | 4.77 | 4.79 | 4.69 | 3.67 | 1.03 | 0.01 | 0 | 0 | 0 | 0 | 0 | 0 | 0 | 0 | 0 | 0 | 0 | 0 | 0.17 | 2.14 | 3.99 | 4.32 | 4.2 | 4.09 | 4.14 | 4.15 | 3.95 | 2.28 | 0.23 | 0 | 0 | 0 | 0 | 0 | 0 | 0 | 0 | 0 | 0 | 0 | 0 | 0 | 0.01 | 0.79 | 2.52 | 3.03 | 3.19 | 3.13 | 3.23 | 3.06 | 2.79 | 1.59 | 0.14 | 0 | 0 | 0 | 0 | 0 | 0 | 0
DELSUR_6_SOLAR4 |  | Solar_1Axis | Solar Tracking | CISO | South | Socal | EO | 1.5 | 0 | 0 | 0 | 0 | 0 | 0 | 0 | 0.17 | 0.61 | 0.79 | 0.82 | 0.84 | 0.83 | 0.78 | 0.72 | 0.45 | 0.09 | 0 | 0 | 0 | 0 | 0 | 0 | 0 | 0 | 0 | 0 | 0 | 0 | 0 | 0.01 | 0.38 | 0.94 | 1 | 0.99 | 0.96 | 0.93 | 0.91 | 0.89 | 0.8 | 0.35 | 0.01 | 0 | 0 | 0 | 0 | 0 | 0 | 0 | 0 | 0 | 0 | 0 | 0 | 0.12 | 0.69 | 0.95 | 0.98 | 0.97 | 0.94 | 0.94 | 0.85 | 0.77 | 0.7 | 0.5 | 0.07 | 0 | 0 | 0 | 0 | 0 | 0 | 0 | 0 | 0 | 0 | 0 | 0.07 | 0.64 | 1.13 | 1.19 | 1.22 | 1.21 | 1.22 | 1.21 | 1.21 | 1.17 | 1.11 | 0.91 | 0.3 | 0.01 | 0 | 0 | 0 | 0 | 0 | 0 | 0 | 0 | 0 | 0 | 0.25 | 0.86 | 1.17 | 1.25 | 1.28 | 1.28 | 1.29 | 1.29 | 1.27 | 1.24 | 1.19 | 1.04 | 0.51 | 0.05 | 0 | 0 | 0 | 0 | 0 | 0 | 0 | 0 | 0 | 0 | 0.29 | 0.86 | 1.13 | 1.22 | 1.26 | 1.27 | 1.28 | 1.28 | 1.26 | 1.23 | 1.19 | 1.06 | 0.64 | 0.11 | 0 | 0 | 0 | 0 | 0 | 0 | 0 | 0 | 0 | 0 | 0.14 | 0.67 | 1.05 | 1.19 | 1.25 | 1.26 | 1.26 | 1.25 | 1.23 | 1.2 | 1.15 | 1.01 | 0.58 | 0.09 | 0 | 0 | 0 | 0 | 0 | 0 | 0 | 0 | 0 | 0 | 0.05 | 0.5 | 0.94 | 1.12 | 1.2 | 1.23 | 1.22 | 1.2 | 1.17 | 1.12 | 1.03 | 0.82 | 0.3 | 0.01 | 0 | 0 | 0 | 0 | 0 | 0 | 0 | 0 | 0 | 0 | 0.01 | 0.37 | 0.97 | 1.13 | 1.19 | 1.19 | 1.19 | 1.19 | 1.17 | 1.16 | 1.04 | 0.58 | 0.07 | 0 | 0 | 0 | 0 | 0 | 0 | 0 | 0 | 0 | 0 | 0 | 0 | 0.21 | 0.84 | 1.07 | 1.1 | 1.09 | 1.09 | 1.1 | 1.11 | 1.08 | 0.85 | 0.24 | 0 | 0 | 0 | 0 | 0 | 0 | 0 | 0 | 0 | 0 | 0 | 0 | 0 | 0.04 | 0.49 | 0.92 | 1 | 0.97 | 0.94 | 0.96 | 0.96 | 0.91 | 0.53 | 0.05 | 0 | 0 | 0 | 0 | 0 | 0 | 0 | 0 | 0 | 0 | 0 | 0 | 0 | 0 | 0.18 | 0.58 | 0.7 | 0.74 | 0.72 | 0.75 | 0.71 | 0.64 | 0.37 | 0.03 | 0 | 0 | 0 | 0 | 0 | 0 | 0
DELSUR_6_SOLAR5 |  | Solar_1Axis | Solar Tracking | CISO | South | Socal | EO | 1.5 | 0 | 0 | 0 | 0 | 0 | 0 | 0 | 0.17 | 0.61 | 0.79 | 0.82 | 0.84 | 0.83 | 0.78 | 0.72 | 0.45 | 0.09 | 0 | 0 | 0 | 0 | 0 | 0 | 0 | 0 | 0 | 0 | 0 | 0 | 0 | 0.01 | 0.38 | 0.94 | 1 | 0.99 | 0.96 | 0.93 | 0.91 | 0.89 | 0.8 | 0.35 | 0.01 | 0 | 0 | 0 | 0 | 0 | 0 | 0 | 0 | 0 | 0 | 0 | 0 | 0.12 | 0.69 | 0.95 | 0.98 | 0.97 | 0.94 | 0.94 | 0.85 | 0.77 | 0.7 | 0.5 | 0.07 | 0 | 0 | 0 | 0 | 0 | 0 | 0 | 0 | 0 | 0 | 0 | 0.07 | 0.64 | 1.13 | 1.19 | 1.22 | 1.21 | 1.22 | 1.21 | 1.21 | 1.17 | 1.11 | 0.91 | 0.3 | 0.01 | 0 | 0 | 0 | 0 | 0 | 0 | 0 | 0 | 0 | 0 | 0.25 | 0.86 | 1.17 | 1.25 | 1.28 | 1.28 | 1.29 | 1.29 | 1.27 | 1.24 | 1.19 | 1.04 | 0.51 | 0.05 | 0 | 0 | 0 | 0 | 0 | 0 | 0 | 0 | 0 | 0 | 0.29 | 0.86 | 1.13 | 1.22 | 1.26 | 1.27 | 1.28 | 1.28 | 1.26 | 1.23 | 1.19 | 1.06 | 0.64 | 0.11 | 0 | 0 | 0 | 0 | 0 | 0 | 0 | 0 | 0 | 0 | 0.14 | 0.67 | 1.05 | 1.19 | 1.25 | 1.26 | 1.26 | 1.25 | 1.23 | 1.2 | 1.15 | 1.01 | 0.58 | 0.09 | 0 | 0 | 0 | 0 | 0 | 0 | 0 | 0 | 0 | 0 | 0.05 | 0.5 | 0.94 | 1.12 | 1.2 | 1.23 | 1.22 | 1.2 | 1.17 | 1.12 | 1.03 | 0.82 | 0.3 | 0.01 | 0 | 0 | 0 | 0 | 0 | 0 | 0 | 0 | 0 | 0 | 0.01 | 0.37 | 0.97 | 1.13 | 1.19 | 1.19 | 1.19 | 1.19 | 1.17 | 1.16 | 1.04 | 0.58 | 0.07 | 0 | 0 | 0 | 0 | 0 | 0 | 0 | 0 | 0 | 0 | 0 | 0 | 0.21 | 0.84 | 1.07 | 1.1 | 1.09 | 1.09 | 1.1 | 1.11 | 1.08 | 0.85 | 0.24 | 0 | 0 | 0 | 0 | 0 | 0 | 0 | 0 | 0 | 0 | 0 | 0 | 0 | 0.04 | 0.49 | 0.92 | 1 | 0.97 | 0.94 | 0.96 | 0.96 | 0.91 | 0.53 | 0.05 | 0 | 0 | 0 | 0 | 0 | 0 | 0 | 0 | 0 | 0 | 0 | 0 | 0 | 0 | 0.18 | 0.58 | 0.7 | 0.74 | 0.72 | 0.75 | 0.71 | 0.64 | 0.37 | 0.03 | 0 | 0 | 0 | 0 | 0 | 0 | 0
DEVERS_1_SEPV05 |  | Solar_Fixed | Solar Fixed | CISO | South | Socal | EO | 2 | 0 | 0 | 0 | 0 | 0 | 0 | 0 | 0.24 | 0.83 | 1.12 | 1.24 | 1.29 | 1.23 | 1.17 | 0.98 | 0.54 | 0.08 | 0 | 0 | 0 | 0 | 0 | 0 | 0 | 0 | 0 | 0 | 0 | 0 | 0 | 0.02 | 0.43 | 1.05 | 1.28 | 1.37 | 1.38 | 1.33 | 1.26 | 1.14 | 0.89 | 0.33 | 0.01 | 0 | 0 | 0 | 0 | 0 | 0 | 0 | 0 | 0 | 0 | 0 | 0 | 0.14 | 0.76 | 1.18 | 1.34 | 1.37 | 1.39 | 1.33 | 1.26 | 1.14 | 0.93 | 0.5 | 0.07 | 0 | 0 | 0 | 0 | 0 | 0 | 0 | 0 | 0 | 0 | 0 | 0.07 | 0.59 | 1.19 | 1.49 | 1.62 | 1.68 | 1.68 | 1.65 | 1.61 | 1.48 | 1.28 | 0.87 | 0.23 | 0.01 | 0 | 0 | 0 | 0 | 0 | 0 | 0 | 0 | 0 | 0 | 0.24 | 0.84 | 1.26 | 1.51 | 1.66 | 1.74 | 1.75 | 1.73 | 1.7 | 1.59 | 1.39 | 1.01 | 0.39 | 0.03 | 0 | 0 | 0 | 0 | 0 | 0 | 0 | 0 | 0 | 0.01 | 0.27 | 0.82 | 1.23 | 1.53 | 1.67 | 1.76 | 1.76 | 1.75 | 1.69 | 1.56 | 1.37 | 1.06 | 0.51 | 0.07 | 0 | 0 | 0 | 0 | 0 | 0 | 0 | 0 | 0 | 0 | 0.14 | 0.59 | 1.07 | 1.36 | 1.54 | 1.64 | 1.68 | 1.66 | 1.61 | 1.48 | 1.3 | 0.99 | 0.46 | 0.05 | 0 | 0 | 0 | 0 | 0 | 0 | 0 | 0 | 0 | 0 | 0.06 | 0.51 | 1.08 | 1.36 | 1.55 | 1.69 | 1.73 | 1.65 | 1.6 | 1.47 | 1.25 | 0.84 | 0.25 | 0.01 | 0 | 0 | 0 | 0 | 0 | 0 | 0 | 0 | 0 | 0 | 0.02 | 0.4 | 1.05 | 1.38 | 1.55 | 1.65 | 1.67 | 1.67 | 1.6 | 1.44 | 1.15 | 0.54 | 0.06 | 0 | 0 | 0 | 0 | 0 | 0 | 0 | 0 | 0 | 0 | 0 | 0 | 0.25 | 0.94 | 1.33 | 1.5 | 1.6 | 1.62 | 1.59 | 1.52 | 1.36 | 0.9 | 0.21 | 0 | 0 | 0 | 0 | 0 | 0 | 0 | 0 | 0 | 0 | 0 | 0 | 0 | 0.07 | 0.59 | 1.17 | 1.36 | 1.44 | 1.46 | 1.42 | 1.34 | 1.1 | 0.52 | 0.04 | 0 | 0 | 0 | 0 | 0 | 0 | 0 | 0 | 0 | 0 | 0 | 0 | 0 | 0.01 | 0.26 | 0.77 | 1.04 | 1.13 | 1.19 | 1.18 | 1.08 | 0.85 | 0.39 | 0.02 | 0 | 0 | 0 | 0 | 0 | 0 | 0
DEVERS_1_SOLAR |  | Solar_Fixed | Solar Fixed | CISO | South | Socal | EO | 18.5 | 0 | 0 | 0 | 0 | 0 | 0 | 0.03 | 2.21 | 7.64 | 10.4 | 11.45 | 11.9 | 11.36 | 10.85 | 9.07 | 5.02 | 0.73 | 0 | 0 | 0 | 0 | 0 | 0 | 0 | 0 | 0 | 0 | 0 | 0 | 0 | 0.18 | 4.02 | 9.71 | 11.87 | 12.63 | 12.77 | 12.27 | 11.65 | 10.53 | 8.26 | 3.01 | 0.08 | 0 | 0 | 0 | 0 | 0 | 0 | 0 | 0 | 0 | 0 | 0 | 0 | 1.33 | 7.04 | 10.91 | 12.43 | 12.71 | 12.88 | 12.35 | 11.68 | 10.53 | 8.57 | 4.62 | 0.61 | 0 | 0 | 0 | 0 | 0 | 0 | 0 | 0 | 0 | 0 | 0 | 0.65 | 5.45 | 11.01 | 13.81 | 14.97 | 15.57 | 15.58 | 15.29 | 14.88 | 13.69 | 11.82 | 8.07 | 2.11 | 0.05 | 0 | 0 | 0 | 0 | 0 | 0 | 0 | 0 | 0 | 0.04 | 2.17 | 7.76 | 11.62 | 13.97 | 15.4 | 16.05 | 16.2 | 16.04 | 15.71 | 14.68 | 12.84 | 9.36 | 3.63 | 0.28 | 0 | 0 | 0 | 0 | 0 | 0 | 0 | 0 | 0 | 0.07 | 2.46 | 7.57 | 11.33 | 14.11 | 15.46 | 16.25 | 16.27 | 16.15 | 15.68 | 14.45 | 12.65 | 9.84 | 4.68 | 0.64 | 0 | 0 | 0 | 0 | 0 | 0 | 0 | 0 | 0 | 0 | 1.31 | 5.47 | 9.9 | 12.58 | 14.2 | 15.17 | 15.53 | 15.38 | 14.87 | 13.72 | 12.01 | 9.19 | 4.22 | 0.5 | 0 | 0 | 0 | 0 | 0 | 0 | 0 | 0 | 0 | 0 | 0.54 | 4.75 | 9.97 | 12.6 | 14.36 | 15.63 | 15.96 | 15.29 | 14.81 | 13.58 | 11.59 | 7.8 | 2.27 | 0.07 | 0 | 0 | 0 | 0 | 0 | 0 | 0 | 0 | 0 | 0 | 0.17 | 3.74 | 9.69 | 12.74 | 14.3 | 15.24 | 15.45 | 15.44 | 14.76 | 13.3 | 10.6 | 4.95 | 0.52 | 0 | 0 | 0 | 0 | 0 | 0 | 0 | 0 | 0 | 0 | 0 | 0.03 | 2.35 | 8.66 | 12.31 | 13.86 | 14.82 | 14.97 | 14.74 | 14.02 | 12.54 | 8.32 | 1.95 | 0.03 | 0 | 0 | 0 | 0 | 0 | 0 | 0 | 0 | 0 | 0 | 0 | 0 | 0.61 | 5.49 | 10.8 | 12.56 | 13.34 | 13.52 | 13.15 | 12.39 | 10.2 | 4.77 | 0.36 | 0 | 0 | 0 | 0 | 0 | 0 | 0 | 0 | 0 | 0 | 0 | 0 | 0 | 0.07 | 2.45 | 7.12 | 9.63 | 10.48 | 11.05 | 10.93 | 10 | 7.85 | 3.62 | 0.23 | 0 | 0 | 0 | 0 | 0 | 0 | 0
DEVERS_1_SOLAR1 |  | Solar_1Axis | Solar Tracking | CISO | South | Socal | EO | 12 | 0 | 0 | 0 | 0 | 0 | 0 | 0.01 | 1.34 | 4.9 | 6.33 | 6.58 | 6.72 | 6.64 | 6.24 | 5.77 | 3.64 | 0.72 | 0 | 0 | 0 | 0 | 0 | 0 | 0 | 0 | 0 | 0 | 0 | 0 | 0 | 0.08 | 3.07 | 7.5 | 8.01 | 7.95 | 7.68 | 7.43 | 7.25 | 7.12 | 6.41 | 2.8 | 0.1 | 0 | 0 | 0 | 0 | 0 | 0 | 0 | 0 | 0 | 0 | 0 | 0 | 0.93 | 5.51 | 7.59 | 7.86 | 7.72 | 7.53 | 7.48 | 6.79 | 6.18 | 5.58 | 3.96 | 0.6 | 0 | 0 | 0 | 0 | 0 | 0 | 0 | 0 | 0 | 0 | 0 | 0.53 | 5.12 | 9.06 | 9.55 | 9.79 | 9.71 | 9.78 | 9.67 | 9.65 | 9.35 | 8.86 | 7.3 | 2.42 | 0.06 | 0 | 0 | 0 | 0 | 0 | 0 | 0 | 0 | 0 | 0.02 | 1.98 | 6.87 | 9.38 | 10.02 | 10.24 | 10.26 | 10.35 | 10.33 | 10.19 | 9.94 | 9.54 | 8.33 | 4.1 | 0.39 | 0 | 0 | 0 | 0 | 0 | 0 | 0 | 0 | 0 | 0.04 | 2.34 | 6.88 | 9.02 | 9.72 | 10.11 | 10.19 | 10.25 | 10.23 | 10.11 | 9.87 | 9.52 | 8.45 | 5.1 | 0.87 | 0 | 0 | 0 | 0 | 0 | 0 | 0 | 0 | 0 | 0 | 1.1 | 5.35 | 8.39 | 9.51 | 9.99 | 10.09 | 10.06 | 9.97 | 9.85 | 9.58 | 9.17 | 8.08 | 4.67 | 0.74 | 0 | 0 | 0 | 0 | 0 | 0 | 0 | 0 | 0 | 0 | 0.37 | 4.01 | 7.54 | 8.97 | 9.61 | 9.82 | 9.8 | 9.6 | 9.34 | 8.97 | 8.27 | 6.58 | 2.44 | 0.07 | 0 | 0 | 0 | 0 | 0 | 0 | 0 | 0 | 0 | 0 | 0.08 | 2.96 | 7.74 | 9.02 | 9.48 | 9.56 | 9.56 | 9.5 | 9.39 | 9.26 | 8.36 | 4.67 | 0.56 | 0 | 0 | 0 | 0 | 0 | 0 | 0 | 0 | 0 | 0 | 0 | 0.01 | 1.69 | 6.73 | 8.55 | 8.81 | 8.73 | 8.76 | 8.8 | 8.84 | 8.65 | 6.77 | 1.91 | 0.02 | 0 | 0 | 0 | 0 | 0 | 0 | 0 | 0 | 0 | 0 | 0 | 0 | 0.31 | 3.95 | 7.37 | 7.97 | 7.76 | 7.55 | 7.64 | 7.66 | 7.29 | 4.21 | 0.42 | 0 | 0 | 0 | 0 | 0 | 0 | 0 | 0 | 0 | 0 | 0 | 0 | 0 | 0.01 | 1.46 | 4.65 | 5.6 | 5.9 | 5.78 | 5.97 | 5.64 | 5.15 | 2.93 | 0.25 | 0 | 0 | 0 | 0 | 0 | 0 | 0
DEVERS_1_SOLAR2 |  | Solar_1Axis | Solar Tracking | CISO | South | Socal | EO | 9 | 0 | 0 | 0 | 0 | 0 | 0 | 0 | 1 | 3.68 | 4.75 | 4.94 | 5.04 | 4.98 | 4.68 | 4.33 | 2.73 | 0.54 | 0 | 0 | 0 | 0 | 0 | 0 | 0 | 0 | 0 | 0 | 0 | 0 | 0 | 0.06 | 2.3 | 5.63 | 6.01 | 5.96 | 5.76 | 5.57 | 5.44 | 5.34 | 4.81 | 2.1 | 0.08 | 0 | 0 | 0 | 0 | 0 | 0 | 0 | 0 | 0 | 0 | 0 | 0 | 0.7 | 4.13 | 5.69 | 5.9 | 5.79 | 5.65 | 5.61 | 5.1 | 4.63 | 4.18 | 2.97 | 0.45 | 0 | 0 | 0 | 0 | 0 | 0 | 0 | 0 | 0 | 0 | 0 | 0.4 | 3.84 | 6.8 | 7.16 | 7.34 | 7.28 | 7.33 | 7.25 | 7.24 | 7.01 | 6.64 | 5.48 | 1.82 | 0.04 | 0 | 0 | 0 | 0 | 0 | 0 | 0 | 0 | 0 | 0.01 | 1.48 | 5.15 | 7.04 | 7.51 | 7.68 | 7.7 | 7.76 | 7.75 | 7.65 | 7.45 | 7.15 | 6.25 | 3.07 | 0.29 | 0 | 0 | 0 | 0 | 0 | 0 | 0 | 0 | 0 | 0.03 | 1.76 | 5.16 | 6.76 | 7.29 | 7.58 | 7.64 | 7.69 | 7.67 | 7.59 | 7.4 | 7.14 | 6.33 | 3.83 | 0.66 | 0 | 0 | 0 | 0 | 0 | 0 | 0 | 0 | 0 | 0 | 0.82 | 4.01 | 6.29 | 7.13 | 7.49 | 7.56 | 7.54 | 7.48 | 7.39 | 7.19 | 6.88 | 6.06 | 3.5 | 0.56 | 0 | 0 | 0 | 0 | 0 | 0 | 0 | 0 | 0 | 0 | 0.28 | 3.01 | 5.65 | 6.72 | 7.21 | 7.36 | 7.35 | 7.2 | 7.01 | 6.73 | 6.2 | 4.93 | 1.83 | 0.06 | 0 | 0 | 0 | 0 | 0 | 0 | 0 | 0 | 0 | 0 | 0.06 | 2.22 | 5.81 | 6.76 | 7.11 | 7.17 | 7.17 | 7.13 | 7.04 | 6.94 | 6.27 | 3.51 | 0.42 | 0 | 0 | 0 | 0 | 0 | 0 | 0 | 0 | 0 | 0 | 0 | 0 | 1.27 | 5.05 | 6.41 | 6.61 | 6.55 | 6.57 | 6.6 | 6.63 | 6.49 | 5.08 | 1.43 | 0.02 | 0 | 0 | 0 | 0 | 0 | 0 | 0 | 0 | 0 | 0 | 0 | 0 | 0.23 | 2.96 | 5.53 | 5.98 | 5.82 | 5.66 | 5.73 | 5.75 | 5.47 | 3.16 | 0.31 | 0 | 0 | 0 | 0 | 0 | 0 | 0 | 0 | 0 | 0 | 0 | 0 | 0 | 0.01 | 1.1 | 3.49 | 4.2 | 4.42 | 4.34 | 4.48 | 4.23 | 3.86 | 2.2 | 0.19 | 0 | 0 | 0 | 0 | 0 | 0 | 0
DEVERS_2_CS2SR4 |  | Solar_1Axis | Solar Tracking | CISO | South | Socal | EO | 0.91 | 0 | 0 | 0 | 0 | 0 | 0 | 0 | 0.1 | 0.37 | 0.48 | 0.5 | 0.51 | 0.5 | 0.47 | 0.44 | 0.28 | 0.05 | 0 | 0 | 0 | 0 | 0 | 0 | 0 | 0 | 0 | 0 | 0 | 0 | 0 | 0.01 | 0.23 | 0.57 | 0.61 | 0.6 | 0.58 | 0.56 | 0.55 | 0.54 | 0.49 | 0.21 | 0.01 | 0 | 0 | 0 | 0 | 0 | 0 | 0 | 0 | 0 | 0 | 0 | 0 | 0.07 | 0.42 | 0.58 | 0.6 | 0.59 | 0.57 | 0.57 | 0.52 | 0.47 | 0.42 | 0.3 | 0.05 | 0 | 0 | 0 | 0 | 0 | 0 | 0 | 0 | 0 | 0 | 0 | 0.04 | 0.39 | 0.69 | 0.72 | 0.74 | 0.74 | 0.74 | 0.73 | 0.73 | 0.71 | 0.67 | 0.55 | 0.18 | 0 | 0 | 0 | 0 | 0 | 0 | 0 | 0 | 0 | 0 | 0 | 0.15 | 0.52 | 0.71 | 0.76 | 0.78 | 0.78 | 0.78 | 0.78 | 0.77 | 0.75 | 0.72 | 0.63 | 0.31 | 0.03 | 0 | 0 | 0 | 0 | 0 | 0 | 0 | 0 | 0 | 0 | 0.18 | 0.52 | 0.68 | 0.74 | 0.77 | 0.77 | 0.78 | 0.78 | 0.77 | 0.75 | 0.72 | 0.64 | 0.39 | 0.07 | 0 | 0 | 0 | 0 | 0 | 0 | 0 | 0 | 0 | 0 | 0.08 | 0.41 | 0.64 | 0.72 | 0.76 | 0.76 | 0.76 | 0.76 | 0.75 | 0.73 | 0.7 | 0.61 | 0.35 | 0.06 | 0 | 0 | 0 | 0 | 0 | 0 | 0 | 0 | 0 | 0 | 0.03 | 0.3 | 0.57 | 0.68 | 0.73 | 0.74 | 0.74 | 0.73 | 0.71 | 0.68 | 0.63 | 0.5 | 0.18 | 0.01 | 0 | 0 | 0 | 0 | 0 | 0 | 0 | 0 | 0 | 0 | 0.01 | 0.22 | 0.59 | 0.68 | 0.72 | 0.72 | 0.72 | 0.72 | 0.71 | 0.7 | 0.63 | 0.35 | 0.04 | 0 | 0 | 0 | 0 | 0 | 0 | 0 | 0 | 0 | 0 | 0 | 0 | 0.13 | 0.51 | 0.65 | 0.67 | 0.66 | 0.66 | 0.67 | 0.67 | 0.66 | 0.51 | 0.14 | 0 | 0 | 0 | 0 | 0 | 0 | 0 | 0 | 0 | 0 | 0 | 0 | 0 | 0.02 | 0.3 | 0.56 | 0.6 | 0.59 | 0.57 | 0.58 | 0.58 | 0.55 | 0.32 | 0.03 | 0 | 0 | 0 | 0 | 0 | 0 | 0 | 0 | 0 | 0 | 0 | 0 | 0 | 0 | 0.11 | 0.35 | 0.42 | 0.45 | 0.44 | 0.45 | 0.43 | 0.39 | 0.22 | 0.02 | 0 | 0 | 0 | 0 | 0 | 0 | 0
DEVERS_2_DHSPG2 |  | Solar_1Axis | Solar Tracking | CISO | South | Socal | EO | 1.4 | 0 | 0 | 0 | 0 | 0 | 0 | 0 | 0.16 | 0.57 | 0.74 | 0.77 | 0.78 | 0.77 | 0.73 | 0.67 | 0.42 | 0.08 | 0 | 0 | 0 | 0 | 0 | 0 | 0 | 0 | 0 | 0 | 0 | 0 | 0 | 0.01 | 0.36 | 0.88 | 0.93 | 0.93 | 0.9 | 0.87 | 0.85 | 0.83 | 0.75 | 0.33 | 0.01 | 0 | 0 | 0 | 0 | 0 | 0 | 0 | 0 | 0 | 0 | 0 | 0 | 0.11 | 0.64 | 0.89 | 0.92 | 0.9 | 0.88 | 0.87 | 0.79 | 0.72 | 0.65 | 0.46 | 0.07 | 0 | 0 | 0 | 0 | 0 | 0 | 0 | 0 | 0 | 0 | 0 | 0.06 | 0.6 | 1.06 | 1.11 | 1.14 | 1.13 | 1.14 | 1.13 | 1.13 | 1.09 | 1.03 | 0.85 | 0.28 | 0.01 | 0 | 0 | 0 | 0 | 0 | 0 | 0 | 0 | 0 | 0 | 0.23 | 0.8 | 1.09 | 1.17 | 1.19 | 1.2 | 1.21 | 1.21 | 1.19 | 1.16 | 1.11 | 0.97 | 0.48 | 0.05 | 0 | 0 | 0 | 0 | 0 | 0 | 0 | 0 | 0 | 0 | 0.27 | 0.8 | 1.05 | 1.13 | 1.18 | 1.19 | 1.2 | 1.19 | 1.18 | 1.15 | 1.11 | 0.99 | 0.6 | 0.1 | 0 | 0 | 0 | 0 | 0 | 0 | 0 | 0 | 0 | 0 | 0.13 | 0.62 | 0.98 | 1.11 | 1.17 | 1.18 | 1.17 | 1.16 | 1.15 | 1.12 | 1.07 | 0.94 | 0.54 | 0.09 | 0 | 0 | 0 | 0 | 0 | 0 | 0 | 0 | 0 | 0 | 0.04 | 0.47 | 0.88 | 1.05 | 1.12 | 1.15 | 1.14 | 1.12 | 1.09 | 1.05 | 0.96 | 0.77 | 0.28 | 0.01 | 0 | 0 | 0 | 0 | 0 | 0 | 0 | 0 | 0 | 0 | 0.01 | 0.35 | 0.9 | 1.05 | 1.11 | 1.12 | 1.11 | 1.11 | 1.1 | 1.08 | 0.98 | 0.55 | 0.07 | 0 | 0 | 0 | 0 | 0 | 0 | 0 | 0 | 0 | 0 | 0 | 0 | 0.2 | 0.79 | 1 | 1.03 | 1.02 | 1.02 | 1.03 | 1.03 | 1.01 | 0.79 | 0.22 | 0 | 0 | 0 | 0 | 0 | 0 | 0 | 0 | 0 | 0 | 0 | 0 | 0 | 0.04 | 0.46 | 0.86 | 0.93 | 0.91 | 0.88 | 0.89 | 0.89 | 0.85 | 0.49 | 0.05 | 0 | 0 | 0 | 0 | 0 | 0 | 0 | 0 | 0 | 0 | 0 | 0 | 0 | 0 | 0.17 | 0.54 | 0.65 | 0.69 | 0.67 | 0.7 | 0.66 | 0.6 | 0.34 | 0.03 | 0 | 0 | 0 | 0 | 0 | 0 | 0
DRACKR_2_D4SR4B |  | Solar_1Axis | Solar Tracking | CISO | South | Socal | FC | 62.5 | 0 | 0 | 0 | 0 | 0 | 0 | 0.03 | 6.97 | 25.54 | 32.98 | 34.28 | 35.01 | 34.58 | 32.48 | 30.06 | 18.94 | 3.73 | 0 | 0 | 0 | 0 | 0 | 0 | 0 | 0 | 0 | 0 | 0 | 0 | 0 | 0.43 | 15.97 | 39.06 | 41.74 | 41.39 | 39.99 | 38.68 | 37.78 | 37.11 | 33.37 | 14.56 | 0.54 | 0 | 0 | 0 | 0 | 0 | 0 | 0 | 0 | 0 | 0 | 0 | 0 | 4.83 | 28.69 | 39.52 | 40.96 | 40.22 | 39.21 | 38.98 | 35.39 | 32.18 | 29.04 | 20.63 | 3.11 | 0 | 0 | 0 | 0 | 0 | 0 | 0 | 0 | 0 | 0 | 0 | 2.76 | 26.67 | 47.21 | 49.76 | 50.96 | 50.59 | 50.93 | 50.37 | 50.26 | 48.69 | 46.12 | 38.04 | 12.63 | 0.3 | 0 | 0 | 0 | 0 | 0 | 0 | 0 | 0 | 0 | 0.08 | 10.29 | 35.79 | 48.86 | 52.18 | 53.35 | 53.46 | 53.89 | 53.81 | 53.09 | 51.77 | 49.68 | 43.4 | 21.35 | 2.01 | 0 | 0 | 0 | 0 | 0 | 0 | 0 | 0 | 0 | 0.19 | 12.19 | 35.81 | 46.96 | 50.64 | 52.66 | 53.08 | 53.37 | 53.28 | 52.68 | 51.38 | 49.59 | 43.98 | 26.58 | 4.55 | 0 | 0 | 0 | 0 | 0 | 0 | 0 | 0 | 0 | 0.02 | 5.72 | 27.88 | 43.68 | 49.54 | 52.02 | 52.53 | 52.38 | 51.93 | 51.31 | 49.9 | 47.77 | 42.06 | 24.33 | 3.87 | 0 | 0 | 0 | 0 | 0 | 0 | 0 | 0 | 0 | 0 | 1.93 | 20.87 | 39.26 | 46.7 | 50.07 | 51.15 | 51.02 | 50.02 | 48.67 | 46.7 | 43.06 | 34.25 | 12.69 | 0.39 | 0 | 0 | 0 | 0 | 0 | 0 | 0 | 0 | 0 | 0 | 0.43 | 15.43 | 40.32 | 46.96 | 49.39 | 49.79 | 49.78 | 49.5 | 48.92 | 48.21 | 43.53 | 24.35 | 2.92 | 0 | 0 | 0 | 0 | 0 | 0 | 0 | 0 | 0 | 0 | 0 | 0.03 | 8.81 | 35.07 | 44.54 | 45.89 | 45.49 | 45.62 | 45.86 | 46.07 | 45.07 | 35.26 | 9.95 | 0.11 | 0 | 0 | 0 | 0 | 0 | 0 | 0 | 0 | 0 | 0 | 0 | 0 | 1.63 | 20.56 | 38.4 | 41.54 | 40.42 | 39.32 | 39.81 | 39.9 | 37.99 | 21.92 | 2.18 | 0 | 0 | 0 | 0 | 0 | 0 | 0 | 0 | 0 | 0 | 0 | 0 | 0 | 0.08 | 7.62 | 24.24 | 29.15 | 30.71 | 30.11 | 31.09 | 29.38 | 26.83 | 15.24 | 1.31 | 0 | 0 | 0 | 0 | 0 | 0 | 0
DRACKR_2_DS3SR3 |  | Paired_Solar_Fixed | Solar Fixed | CISO | South | Socal | EO | 125 | 0 | 0 | 0 | 0 | 0 | 0 | 0.19 | 14.95 | 51.62 | 70.28 | 77.36 | 80.4 | 76.74 | 73.28 | 61.28 | 33.95 | 4.95 | 0 | 0 | 0 | 0 | 0 | 0 | 0 | 0 | 0 | 0 | 0 | 0 | 0 | 1.18 | 27.19 | 65.59 | 80.23 | 85.34 | 86.31 | 82.88 | 78.73 | 71.15 | 55.82 | 20.32 | 0.52 | 0 | 0 | 0 | 0 | 0 | 0 | 0 | 0 | 0 | 0 | 0 | 0.02 | 9.01 | 47.55 | 73.71 | 84 | 85.87 | 87.04 | 83.43 | 78.9 | 71.15 | 57.88 | 31.21 | 4.14 | 0 | 0 | 0 | 0 | 0 | 0 | 0 | 0 | 0 | 0 | 0 | 4.4 | 36.82 | 74.36 | 93.3 | 101.18 | 105.18 | 105.24 | 103.29 | 100.53 | 92.51 | 79.85 | 54.52 | 14.26 | 0.37 | 0 | 0 | 0 | 0 | 0 | 0 | 0 | 0 | 0 | 0.26 | 14.69 | 52.45 | 78.53 | 94.38 | 104.04 | 108.46 | 109.45 | 108.39 | 106.15 | 99.19 | 86.73 | 63.22 | 24.52 | 1.9 | 0.01 | 0 | 0 | 0 | 0 | 0 | 0 | 0 | 0 | 0.5 | 16.63 | 51.16 | 76.58 | 95.35 | 104.43 | 109.77 | 109.9 | 109.11 | 105.94 | 97.63 | 85.45 | 66.48 | 31.63 | 4.3 | 0.01 | 0 | 0 | 0 | 0 | 0 | 0 | 0 | 0 | 0.03 | 8.83 | 36.93 | 66.88 | 84.99 | 95.94 | 102.47 | 104.94 | 103.9 | 100.5 | 92.69 | 81.13 | 62.07 | 28.55 | 3.41 | 0 | 0 | 0 | 0 | 0 | 0 | 0 | 0 | 0 | 0 | 3.63 | 32.08 | 67.35 | 85.17 | 97.04 | 105.59 | 107.83 | 103.34 | 100.1 | 91.78 | 78.34 | 52.68 | 15.33 | 0.48 | 0 | 0 | 0 | 0 | 0 | 0 | 0 | 0 | 0 | 0 | 1.12 | 25.24 | 65.5 | 86.1 | 96.65 | 102.98 | 104.36 | 104.33 | 99.71 | 89.87 | 71.62 | 33.44 | 3.53 | 0.02 | 0 | 0 | 0 | 0 | 0 | 0 | 0 | 0 | 0 | 0 | 0.2 | 15.91 | 58.49 | 83.17 | 93.65 | 100.15 | 101.16 | 99.57 | 94.72 | 84.76 | 56.21 | 13.15 | 0.19 | 0 | 0 | 0 | 0 | 0 | 0 | 0 | 0 | 0 | 0 | 0 | 0.02 | 4.13 | 37.13 | 72.98 | 84.86 | 90.16 | 91.36 | 88.88 | 83.69 | 68.9 | 32.22 | 2.41 | 0 | 0 | 0 | 0 | 0 | 0 | 0 | 0 | 0 | 0 | 0 | 0 | 0 | 0.46 | 16.53 | 48.13 | 65.04 | 70.81 | 74.67 | 73.84 | 67.59 | 53.06 | 24.48 | 1.55 | 0 | 0 | 0 | 0 | 0 | 0 | 0
DRACKR_2_DS4SR4 |  | Paired_Solar_1Axis | Solar Tracking | CISO | South | Socal | FC | 62.5 | 0 | 0 | 0 | 0 | 0 | 0 | 0.03 | 6.97 | 25.54 | 32.98 | 34.28 | 35.01 | 34.58 | 32.48 | 30.06 | 18.94 | 3.73 | 0 | 0 | 0 | 0 | 0 | 0 | 0 | 0 | 0 | 0 | 0 | 0 | 0 | 0.43 | 15.97 | 39.06 | 41.74 | 41.39 | 39.99 | 38.68 | 37.78 | 37.11 | 33.37 | 14.56 | 0.54 | 0 | 0 | 0 | 0 | 0 | 0 | 0 | 0 | 0 | 0 | 0 | 0 | 4.83 | 28.69 | 39.52 | 40.96 | 40.22 | 39.21 | 38.98 | 35.39 | 32.18 | 29.04 | 20.63 | 3.11 | 0 | 0 | 0 | 0 | 0 | 0 | 0 | 0 | 0 | 0 | 0 | 2.76 | 26.67 | 47.21 | 49.76 | 50.96 | 50.59 | 50.93 | 50.37 | 50.26 | 48.69 | 46.12 | 38.04 | 12.63 | 0.3 | 0 | 0 | 0 | 0 | 0 | 0 | 0 | 0 | 0 | 0.08 | 10.29 | 35.79 | 48.86 | 52.18 | 53.35 | 53.46 | 53.89 | 53.81 | 53.09 | 51.77 | 49.68 | 43.4 | 21.35 | 2.01 | 0 | 0 | 0 | 0 | 0 | 0 | 0 | 0 | 0 | 0.19 | 12.19 | 35.81 | 46.96 | 50.64 | 52.66 | 53.08 | 53.37 | 53.28 | 52.68 | 51.38 | 49.59 | 43.98 | 26.58 | 4.55 | 0 | 0 | 0 | 0 | 0 | 0 | 0 | 0 | 0 | 0.02 | 5.72 | 27.88 | 43.68 | 49.54 | 52.02 | 52.53 | 52.38 | 51.93 | 51.31 | 49.9 | 47.77 | 42.06 | 24.33 | 3.87 | 0 | 0 | 0 | 0 | 0 | 0 | 0 | 0 | 0 | 0 | 1.93 | 20.87 | 39.26 | 46.7 | 50.07 | 51.15 | 51.02 | 50.02 | 48.67 | 46.7 | 43.06 | 34.25 | 12.69 | 0.39 | 0 | 0 | 0 | 0 | 0 | 0 | 0 | 0 | 0 | 0 | 0.43 | 15.43 | 40.32 | 46.96 | 49.39 | 49.79 | 49.78 | 49.5 | 48.92 | 48.21 | 43.53 | 24.35 | 2.92 | 0 | 0 | 0 | 0 | 0 | 0 | 0 | 0 | 0 | 0 | 0 | 0.03 | 8.81 | 35.07 | 44.54 | 45.89 | 45.49 | 45.62 | 45.86 | 46.07 | 45.07 | 35.26 | 9.95 | 0.11 | 0 | 0 | 0 | 0 | 0 | 0 | 0 | 0 | 0 | 0 | 0 | 0 | 1.63 | 20.56 | 38.4 | 41.54 | 40.42 | 39.32 | 39.81 | 39.9 | 37.99 | 21.92 | 2.18 | 0 | 0 | 0 | 0 | 0 | 0 | 0 | 0 | 0 | 0 | 0 | 0 | 0 | 0.08 | 7.62 | 24.24 | 29.15 | 30.71 | 30.11 | 31.09 | 29.38 | 26.83 | 15.24 | 1.31 | 0 | 0 | 0 | 0 | 0 | 0 | 0
DRACKR_2_SOLAR1 |  | Paired_Solar_Fixed | Solar Fixed | CISO | South | Socal | FC | 110 | 0 | 0 | 0 | 0 | 0 | 0 | 0.17 | 13.16 | 45.42 | 61.84 | 68.07 | 70.75 | 67.53 | 64.48 | 53.93 | 29.87 | 4.36 | 0 | 0 | 0 | 0 | 0 | 0 | 0 | 0 | 0 | 0 | 0 | 0 | 0 | 1.04 | 23.92 | 57.72 | 70.6 | 75.1 | 75.95 | 72.94 | 69.29 | 62.61 | 49.12 | 17.88 | 0.46 | 0 | 0 | 0 | 0 | 0 | 0 | 0 | 0 | 0 | 0 | 0 | 0.01 | 7.93 | 41.84 | 64.86 | 73.92 | 75.56 | 76.59 | 73.41 | 69.43 | 62.61 | 50.93 | 27.47 | 3.64 | 0 | 0 | 0 | 0 | 0 | 0 | 0 | 0 | 0 | 0 | 0 | 3.87 | 32.4 | 65.44 | 82.1 | 89.04 | 92.56 | 92.61 | 90.89 | 88.47 | 81.41 | 70.27 | 47.97 | 12.55 | 0.32 | 0 | 0 | 0 | 0 | 0 | 0 | 0 | 0 | 0 | 0.23 | 12.93 | 46.16 | 69.1 | 83.06 | 91.55 | 95.45 | 96.32 | 95.39 | 93.41 | 87.29 | 76.32 | 55.63 | 21.58 | 1.67 | 0.01 | 0 | 0 | 0 | 0 | 0 | 0 | 0 | 0 | 0.44 | 14.64 | 45.02 | 67.39 | 83.91 | 91.9 | 96.6 | 96.71 | 96.02 | 93.22 | 85.91 | 75.2 | 58.5 | 27.83 | 3.78 | 0.01 | 0 | 0 | 0 | 0 | 0 | 0 | 0 | 0 | 0.03 | 7.77 | 32.5 | 58.85 | 74.79 | 84.43 | 90.18 | 92.34 | 91.44 | 88.44 | 81.57 | 71.4 | 54.62 | 25.12 | 3 | 0 | 0 | 0 | 0 | 0 | 0 | 0 | 0 | 0 | 0 | 3.19 | 28.23 | 59.27 | 74.95 | 85.4 | 92.92 | 94.89 | 90.94 | 88.09 | 80.76 | 68.94 | 46.36 | 13.49 | 0.42 | 0 | 0 | 0 | 0 | 0 | 0 | 0 | 0 | 0 | 0 | 0.99 | 22.21 | 57.64 | 75.77 | 85.06 | 90.62 | 91.84 | 91.81 | 87.75 | 79.08 | 63.02 | 29.43 | 3.11 | 0.02 | 0 | 0 | 0 | 0 | 0 | 0 | 0 | 0 | 0 | 0 | 0.18 | 14 | 51.47 | 73.19 | 82.42 | 88.13 | 89.02 | 87.62 | 83.36 | 74.59 | 49.47 | 11.58 | 0.17 | 0 | 0 | 0 | 0 | 0 | 0 | 0 | 0 | 0 | 0 | 0 | 0.02 | 3.63 | 32.67 | 64.23 | 74.68 | 79.34 | 80.4 | 78.21 | 73.64 | 60.64 | 28.35 | 2.12 | 0 | 0 | 0 | 0 | 0 | 0 | 0 | 0 | 0 | 0 | 0 | 0 | 0 | 0.4 | 14.54 | 42.35 | 57.24 | 62.31 | 65.71 | 64.98 | 59.48 | 46.69 | 21.54 | 1.36 | 0 | 0 | 0 | 0 | 0 | 0 | 0
DRACKR_2_SOLAR2 |  | Paired_Solar_Fixed | Solar Fixed | CISO | South | Socal | EO | 125 | 0 | 0 | 0 | 0 | 0 | 0 | 0.19 | 14.95 | 51.62 | 70.28 | 77.36 | 80.4 | 76.74 | 73.28 | 61.28 | 33.95 | 4.95 | 0 | 0 | 0 | 0 | 0 | 0 | 0 | 0 | 0 | 0 | 0 | 0 | 0 | 1.18 | 27.19 | 65.59 | 80.23 | 85.34 | 86.31 | 82.88 | 78.73 | 71.15 | 55.82 | 20.32 | 0.52 | 0 | 0 | 0 | 0 | 0 | 0 | 0 | 0 | 0 | 0 | 0 | 0.02 | 9.01 | 47.55 | 73.71 | 84 | 85.87 | 87.04 | 83.43 | 78.9 | 71.15 | 57.88 | 31.21 | 4.14 | 0 | 0 | 0 | 0 | 0 | 0 | 0 | 0 | 0 | 0 | 0 | 4.4 | 36.82 | 74.36 | 93.3 | 101.18 | 105.18 | 105.24 | 103.29 | 100.53 | 92.51 | 79.85 | 54.52 | 14.26 | 0.37 | 0 | 0 | 0 | 0 | 0 | 0 | 0 | 0 | 0 | 0.26 | 14.69 | 52.45 | 78.53 | 94.38 | 104.04 | 108.46 | 109.45 | 108.39 | 106.15 | 99.19 | 86.73 | 63.22 | 24.52 | 1.9 | 0.01 | 0 | 0 | 0 | 0 | 0 | 0 | 0 | 0 | 0.5 | 16.63 | 51.16 | 76.58 | 95.35 | 104.43 | 109.77 | 109.9 | 109.11 | 105.94 | 97.63 | 85.45 | 66.48 | 31.63 | 4.3 | 0.01 | 0 | 0 | 0 | 0 | 0 | 0 | 0 | 0 | 0.03 | 8.83 | 36.93 | 66.88 | 84.99 | 95.94 | 102.47 | 104.94 | 103.9 | 100.5 | 92.69 | 81.13 | 62.07 | 28.55 | 3.41 | 0 | 0 | 0 | 0 | 0 | 0 | 0 | 0 | 0 | 0 | 3.63 | 32.08 | 67.35 | 85.17 | 97.04 | 105.59 | 107.83 | 103.34 | 100.1 | 91.78 | 78.34 | 52.68 | 15.33 | 0.48 | 0 | 0 | 0 | 0 | 0 | 0 | 0 | 0 | 0 | 0 | 1.12 | 25.24 | 65.5 | 86.1 | 96.65 | 102.98 | 104.36 | 104.33 | 99.71 | 89.87 | 71.62 | 33.44 | 3.53 | 0.02 | 0 | 0 | 0 | 0 | 0 | 0 | 0 | 0 | 0 | 0 | 0.2 | 15.91 | 58.49 | 83.17 | 93.65 | 100.15 | 101.16 | 99.57 | 94.72 | 84.76 | 56.21 | 13.15 | 0.19 | 0 | 0 | 0 | 0 | 0 | 0 | 0 | 0 | 0 | 0 | 0 | 0.02 | 4.13 | 37.13 | 72.98 | 84.86 | 90.16 | 91.36 | 88.88 | 83.69 | 68.9 | 32.22 | 2.41 | 0 | 0 | 0 | 0 | 0 | 0 | 0 | 0 | 0 | 0 | 0 | 0 | 0 | 0.46 | 16.53 | 48.13 | 65.04 | 70.81 | 74.67 | 73.84 | 67.59 | 53.06 | 24.48 | 1.55 | 0 | 0 | 0 | 0 | 0 | 0 | 0
DSFLWR_2_W9CSB2 | DSFLWR_2_W9CSB2_SUN | Hybrid_Solar1Axis | Solar Tracking | CISO | South | Socal | ID | 72 | 0 | 0 | 0 | 0 | 0 | 0 | 0.04 | 8.03 | 29.42 | 38 | 39.49 | 40.33 | 39.83 | 37.41 | 34.62 | 21.82 | 4.3 | 0 | 0 | 0 | 0 | 0 | 0 | 0 | 0 | 0 | 0 | 0 | 0 | 0 | 0.5 | 18.39 | 45 | 48.08 | 47.68 | 46.07 | 44.56 | 43.52 | 42.75 | 38.44 | 16.77 | 0.62 | 0 | 0 | 0 | 0 | 0 | 0 | 0 | 0 | 0 | 0 | 0 | 0 | 5.56 | 33.05 | 45.52 | 47.19 | 46.33 | 45.17 | 44.9 | 40.76 | 37.08 | 33.45 | 23.77 | 3.59 | 0 | 0 | 0 | 0 | 0 | 0 | 0 | 0 | 0 | 0 | 0 | 3.18 | 30.72 | 54.38 | 57.32 | 58.71 | 58.28 | 58.67 | 58.03 | 57.9 | 56.09 | 53.13 | 43.82 | 14.55 | 0.34 | 0 | 0 | 0 | 0 | 0 | 0 | 0 | 0 | 0 | 0.1 | 11.85 | 41.22 | 56.29 | 60.11 | 61.45 | 61.59 | 62.09 | 61.99 | 61.16 | 59.64 | 57.23 | 50 | 24.6 | 2.32 | 0 | 0 | 0 | 0 | 0 | 0 | 0 | 0 | 0 | 0.22 | 14.05 | 41.26 | 54.1 | 58.33 | 60.67 | 61.15 | 61.48 | 61.38 | 60.69 | 59.19 | 57.13 | 50.67 | 30.62 | 5.24 | 0 | 0 | 0 | 0 | 0 | 0 | 0 | 0 | 0 | 0.02 | 6.58 | 32.11 | 50.32 | 57.07 | 59.93 | 60.52 | 60.34 | 59.82 | 59.1 | 57.48 | 55.03 | 48.45 | 28.03 | 4.46 | 0 | 0 | 0 | 0 | 0 | 0 | 0 | 0 | 0 | 0 | 2.22 | 24.05 | 45.22 | 53.8 | 57.68 | 58.92 | 58.78 | 57.63 | 56.07 | 53.8 | 49.6 | 39.45 | 14.61 | 0.45 | 0 | 0 | 0 | 0 | 0 | 0 | 0 | 0 | 0 | 0 | 0.49 | 17.77 | 46.45 | 54.09 | 56.9 | 57.36 | 57.34 | 57.03 | 56.36 | 55.54 | 50.15 | 28.05 | 3.36 | 0 | 0 | 0 | 0 | 0 | 0 | 0 | 0 | 0 | 0 | 0 | 0.03 | 10.15 | 40.4 | 51.31 | 52.87 | 52.41 | 52.56 | 52.83 | 53.07 | 51.92 | 40.62 | 11.46 | 0.13 | 0 | 0 | 0 | 0 | 0 | 0 | 0 | 0 | 0 | 0 | 0 | 0 | 1.88 | 23.69 | 44.24 | 47.85 | 46.56 | 45.3 | 45.86 | 45.97 | 43.77 | 25.25 | 2.51 | 0 | 0 | 0 | 0 | 0 | 0 | 0 | 0 | 0 | 0 | 0 | 0 | 0 | 0.09 | 8.78 | 27.93 | 33.58 | 35.38 | 34.68 | 35.81 | 33.85 | 30.9 | 17.56 | 1.51 | 0 | 0 | 0 | 0 | 0 | 0 | 0
DSFLWR_2_WS2SR1 |  | Solar_1Axis | Solar Tracking | CISO | South | Socal | FC | 100 | 0 | 0 | 0 | 0 | 0 | 0 | 0.05 | 11.15 | 40.86 | 52.77 | 54.85 | 56.02 | 55.33 | 51.96 | 48.09 | 30.31 | 5.97 | 0 | 0 | 0 | 0 | 0 | 0 | 0 | 0 | 0 | 0 | 0 | 0 | 0 | 0.69 | 25.55 | 62.5 | 66.78 | 66.22 | 63.98 | 61.88 | 60.45 | 59.37 | 53.39 | 23.3 | 0.86 | 0 | 0 | 0 | 0 | 0 | 0 | 0 | 0 | 0 | 0 | 0 | 0 | 7.72 | 45.9 | 63.23 | 65.54 | 64.35 | 62.73 | 62.36 | 56.62 | 51.49 | 46.46 | 33.01 | 4.98 | 0 | 0 | 0 | 0 | 0 | 0 | 0 | 0 | 0 | 0 | 0 | 4.42 | 42.67 | 75.53 | 79.61 | 81.54 | 80.94 | 81.48 | 80.59 | 80.42 | 77.9 | 73.79 | 60.86 | 20.21 | 0.48 | 0 | 0 | 0 | 0 | 0 | 0 | 0 | 0 | 0 | 0.13 | 16.46 | 57.26 | 78.18 | 83.49 | 85.35 | 85.54 | 86.23 | 86.1 | 84.95 | 82.83 | 79.49 | 69.44 | 34.16 | 3.22 | 0 | 0 | 0 | 0 | 0 | 0 | 0 | 0 | 0 | 0.3 | 19.51 | 57.3 | 75.13 | 81.02 | 84.26 | 84.93 | 85.39 | 85.25 | 84.29 | 82.21 | 79.35 | 70.38 | 42.52 | 7.28 | 0 | 0 | 0 | 0 | 0 | 0 | 0 | 0 | 0 | 0.03 | 9.15 | 44.6 | 69.89 | 79.26 | 83.24 | 84.05 | 83.81 | 83.08 | 82.09 | 79.83 | 76.43 | 67.29 | 38.93 | 6.2 | 0 | 0 | 0 | 0 | 0 | 0 | 0 | 0 | 0 | 0 | 3.08 | 33.4 | 62.81 | 74.72 | 80.11 | 81.83 | 81.64 | 80.04 | 77.87 | 74.72 | 68.89 | 54.8 | 20.3 | 0.62 | 0 | 0 | 0 | 0 | 0 | 0 | 0 | 0 | 0 | 0 | 0.68 | 24.69 | 64.51 | 75.13 | 79.03 | 79.66 | 79.64 | 79.2 | 78.28 | 77.14 | 69.65 | 38.96 | 4.67 | 0 | 0 | 0 | 0 | 0 | 0 | 0 | 0 | 0 | 0 | 0 | 0.05 | 14.09 | 56.11 | 71.27 | 73.43 | 72.79 | 73 | 73.37 | 73.71 | 72.11 | 56.42 | 15.91 | 0.18 | 0 | 0 | 0 | 0 | 0 | 0 | 0 | 0 | 0 | 0 | 0 | 0 | 2.6 | 32.9 | 61.44 | 66.46 | 64.67 | 62.92 | 63.69 | 63.84 | 60.79 | 35.07 | 3.49 | 0 | 0 | 0 | 0 | 0 | 0 | 0 | 0 | 0 | 0 | 0 | 0 | 0 | 0.12 | 12.2 | 38.79 | 46.64 | 49.14 | 48.17 | 49.74 | 47.01 | 42.92 | 24.39 | 2.09 | 0 | 0 | 0 | 0 | 0 | 0 | 0
DSRTHV_2_DH1SR1 |  | Solar_1Axis | Solar Tracking | CISO | South | Socal | FC | 80 | 0 | 0 | 0 | 0 | 0 | 0 | 0.04 | 8.92 | 32.69 | 42.22 | 43.88 | 44.81 | 44.26 | 41.57 | 38.47 | 24.25 | 4.77 | 0 | 0 | 0 | 0 | 0 | 0 | 0 | 0 | 0 | 0 | 0 | 0 | 0 | 0.55 | 20.44 | 50 | 53.42 | 52.98 | 51.18 | 49.51 | 48.36 | 47.5 | 42.71 | 18.64 | 0.69 | 0 | 0 | 0 | 0 | 0 | 0 | 0 | 0 | 0 | 0 | 0 | 0 | 6.18 | 36.72 | 50.58 | 52.43 | 51.48 | 50.18 | 49.89 | 45.29 | 41.19 | 37.17 | 26.41 | 3.99 | 0 | 0 | 0 | 0 | 0 | 0 | 0 | 0 | 0 | 0 | 0 | 3.54 | 34.14 | 60.43 | 63.69 | 65.23 | 64.75 | 65.18 | 64.47 | 64.34 | 62.32 | 59.03 | 48.69 | 16.16 | 0.38 | 0 | 0 | 0 | 0 | 0 | 0 | 0 | 0 | 0 | 0.11 | 13.17 | 45.8 | 62.54 | 66.79 | 68.28 | 68.43 | 68.98 | 68.88 | 67.96 | 66.26 | 63.59 | 55.55 | 27.33 | 2.57 | 0 | 0 | 0 | 0 | 0 | 0 | 0 | 0 | 0 | 0.24 | 15.61 | 45.84 | 60.11 | 64.81 | 67.41 | 67.94 | 68.31 | 68.2 | 67.43 | 65.77 | 63.48 | 56.3 | 34.02 | 5.82 | 0 | 0 | 0 | 0 | 0 | 0 | 0 | 0 | 0 | 0.02 | 7.32 | 35.68 | 55.91 | 63.41 | 66.59 | 67.24 | 67.05 | 66.47 | 65.67 | 63.87 | 61.15 | 53.84 | 31.14 | 4.96 | 0 | 0 | 0 | 0 | 0 | 0 | 0 | 0 | 0 | 0 | 2.46 | 26.72 | 50.25 | 59.78 | 64.09 | 65.47 | 65.31 | 64.03 | 62.3 | 59.78 | 55.11 | 43.84 | 16.24 | 0.5 | 0 | 0 | 0 | 0 | 0 | 0 | 0 | 0 | 0 | 0 | 0.55 | 19.75 | 51.61 | 60.1 | 63.22 | 63.73 | 63.71 | 63.36 | 62.62 | 61.71 | 55.72 | 31.16 | 3.74 | 0 | 0 | 0 | 0 | 0 | 0 | 0 | 0 | 0 | 0 | 0 | 0.04 | 11.27 | 44.89 | 57.01 | 58.75 | 58.23 | 58.4 | 58.7 | 58.96 | 57.69 | 45.13 | 12.73 | 0.14 | 0 | 0 | 0 | 0 | 0 | 0 | 0 | 0 | 0 | 0 | 0 | 0 | 2.08 | 26.32 | 49.15 | 53.17 | 51.73 | 50.33 | 50.95 | 51.07 | 48.63 | 28.05 | 2.79 | 0 | 0 | 0 | 0 | 0 | 0 | 0 | 0 | 0 | 0 | 0 | 0 | 0 | 0.1 | 9.76 | 31.03 | 37.31 | 39.31 | 38.54 | 39.79 | 37.61 | 34.34 | 19.51 | 1.68 | 0 | 0 | 0 | 0 | 0 | 0 | 0
DSRTHV_2_DH2SR2 |  | Paired_Solar_1Axis | Solar Tracking | CISO | South | Socal | FC | 70 | 0 | 0 | 0 | 0 | 0 | 0 | 0.03 | 7.81 | 28.6 | 36.94 | 38.39 | 39.21 | 38.73 | 36.37 | 33.66 | 21.22 | 4.18 | 0 | 0 | 0 | 0 | 0 | 0 | 0 | 0 | 0 | 0 | 0 | 0 | 0 | 0.48 | 17.88 | 43.75 | 46.75 | 46.36 | 44.79 | 43.32 | 42.31 | 41.56 | 37.37 | 16.31 | 0.6 | 0 | 0 | 0 | 0 | 0 | 0 | 0 | 0 | 0 | 0 | 0 | 0 | 5.41 | 32.13 | 44.26 | 45.88 | 45.05 | 43.91 | 43.65 | 39.63 | 36.05 | 32.52 | 23.11 | 3.49 | 0 | 0 | 0 | 0 | 0 | 0 | 0 | 0 | 0 | 0 | 0 | 3.1 | 29.87 | 52.87 | 55.73 | 57.08 | 56.66 | 57.04 | 56.42 | 56.29 | 54.53 | 51.65 | 42.6 | 14.14 | 0.33 | 0 | 0 | 0 | 0 | 0 | 0 | 0 | 0 | 0 | 0.09 | 11.52 | 40.08 | 54.72 | 58.44 | 59.75 | 59.88 | 60.36 | 60.27 | 59.46 | 57.98 | 55.64 | 48.61 | 23.92 | 2.25 | 0 | 0 | 0 | 0 | 0 | 0 | 0 | 0 | 0 | 0.21 | 13.66 | 40.11 | 52.59 | 56.71 | 58.98 | 59.45 | 59.77 | 59.68 | 59 | 57.55 | 55.54 | 49.26 | 29.77 | 5.1 | 0 | 0 | 0 | 0 | 0 | 0 | 0 | 0 | 0 | 0.02 | 6.4 | 31.22 | 48.92 | 55.48 | 58.27 | 58.84 | 58.67 | 58.16 | 57.46 | 55.88 | 53.5 | 47.11 | 27.25 | 4.34 | 0 | 0 | 0 | 0 | 0 | 0 | 0 | 0 | 0 | 0 | 2.16 | 23.38 | 43.97 | 52.31 | 56.08 | 57.28 | 57.15 | 56.03 | 54.51 | 52.31 | 48.22 | 38.36 | 14.21 | 0.44 | 0 | 0 | 0 | 0 | 0 | 0 | 0 | 0 | 0 | 0 | 0.48 | 17.28 | 45.16 | 52.59 | 55.32 | 55.76 | 55.75 | 55.44 | 54.79 | 53.99 | 48.76 | 27.27 | 3.27 | 0 | 0 | 0 | 0 | 0 | 0 | 0 | 0 | 0 | 0 | 0 | 0.03 | 9.86 | 39.27 | 49.89 | 51.4 | 50.95 | 51.1 | 51.36 | 51.59 | 50.48 | 39.49 | 11.14 | 0.12 | 0 | 0 | 0 | 0 | 0 | 0 | 0 | 0 | 0 | 0 | 0 | 0 | 1.82 | 23.03 | 43.01 | 46.52 | 45.27 | 44.04 | 44.58 | 44.69 | 42.55 | 24.55 | 2.44 | 0 | 0 | 0 | 0 | 0 | 0 | 0 | 0 | 0 | 0 | 0 | 0 | 0 | 0.08 | 8.54 | 27.15 | 32.65 | 34.4 | 33.72 | 34.82 | 32.91 | 30.04 | 17.07 | 1.47 | 0 | 0 | 0 | 0 | 0 | 0 | 0
DSRTSL_2_SOLAR1 |  | Solar_1Axis | Solar Tracking | CISO | South | Socal | FC | 296.19 | 0 | 0 | 0 | 0 | 0 | 0 | 0.15 | 33.04 | 121.03 | 156.31 | 162.45 | 165.92 | 163.87 | 153.91 | 142.44 | 89.77 | 17.67 | 0 | 0 | 0 | 0 | 0 | 0 | 0 | 0 | 0 | 0 | 0 | 0 | 0 | 2.04 | 75.66 | 185.12 | 197.8 | 196.15 | 189.5 | 183.29 | 179.05 | 175.86 | 158.14 | 69 | 2.54 | 0 | 0 | 0 | 0 | 0 | 0 | 0 | 0 | 0 | 0 | 0 | 0 | 22.88 | 135.95 | 187.28 | 194.12 | 190.6 | 185.8 | 184.71 | 167.69 | 152.52 | 137.61 | 97.77 | 14.76 | 0 | 0 | 0 | 0 | 0 | 0 | 0 | 0 | 0 | 0 | 0 | 13.1 | 126.39 | 223.72 | 235.79 | 241.52 | 239.75 | 241.34 | 238.71 | 238.19 | 230.74 | 218.56 | 180.25 | 59.85 | 1.41 | 0 | 0 | 0 | 0 | 0 | 0 | 0 | 0 | 0 | 0.4 | 48.76 | 169.59 | 231.55 | 247.29 | 252.81 | 253.36 | 255.41 | 255.03 | 251.61 | 245.33 | 235.44 | 205.68 | 101.19 | 9.53 | 0 | 0 | 0 | 0 | 0 | 0 | 0 | 0 | 0 | 0.89 | 57.79 | 169.72 | 222.54 | 239.97 | 249.56 | 251.55 | 252.91 | 252.51 | 249.65 | 243.5 | 235.02 | 208.45 | 125.95 | 21.56 | 0.01 | 0 | 0 | 0 | 0 | 0 | 0 | 0 | 0 | 0.08 | 27.09 | 132.1 | 207 | 234.76 | 246.55 | 248.95 | 248.24 | 246.09 | 243.14 | 236.46 | 226.39 | 199.32 | 115.3 | 18.36 | 0.01 | 0 | 0 | 0 | 0 | 0 | 0 | 0 | 0 | 0 | 9.12 | 98.92 | 186.03 | 221.32 | 237.29 | 242.38 | 241.81 | 237.06 | 230.65 | 221.33 | 204.05 | 162.3 | 60.12 | 1.84 | 0 | 0 | 0 | 0 | 0 | 0 | 0 | 0 | 0 | 0 | 2.02 | 73.12 | 191.09 | 222.52 | 234.08 | 235.96 | 235.89 | 234.6 | 231.84 | 228.47 | 206.31 | 115.38 | 13.84 | 0 | 0 | 0 | 0 | 0 | 0 | 0 | 0 | 0 | 0 | 0 | 0.14 | 41.74 | 166.18 | 211.09 | 217.5 | 215.6 | 216.21 | 217.33 | 218.31 | 213.58 | 167.1 | 47.14 | 0.52 | 0 | 0 | 0 | 0 | 0 | 0 | 0 | 0 | 0 | 0 | 0 | 0 | 7.71 | 97.45 | 181.98 | 196.84 | 191.54 | 186.35 | 188.64 | 189.09 | 180.05 | 103.86 | 10.34 | 0 | 0 | 0 | 0 | 0 | 0 | 0 | 0 | 0 | 0 | 0 | 0 | 0 | 0.36 | 36.14 | 114.88 | 138.15 | 145.54 | 142.68 | 147.32 | 139.25 | 127.13 | 72.24 | 6.2 | 0 | 0 | 0 | 0 | 0 | 0 | 0
DSRTSN_2_SOLAR1 |  | Solar_Fixed | Solar Fixed | CISO | South | Socal | FC | 300 | 0 | 0 | 0 | 0 | 0 | 0 | 0.46 | 35.89 | 123.88 | 168.67 | 185.66 | 192.96 | 184.17 | 175.87 | 147.08 | 81.47 | 11.88 | 0 | 0 | 0 | 0 | 0 | 0 | 0 | 0 | 0 | 0 | 0 | 0 | 0 | 2.84 | 65.25 | 157.41 | 192.55 | 204.82 | 207.14 | 198.92 | 188.96 | 170.77 | 133.96 | 48.76 | 1.25 | 0 | 0 | 0 | 0 | 0 | 0 | 0 | 0 | 0 | 0 | 0 | 0.04 | 21.62 | 114.11 | 176.89 | 201.59 | 206.08 | 208.89 | 200.22 | 189.36 | 170.75 | 138.91 | 74.91 | 9.92 | 0.01 | 0 | 0 | 0 | 0 | 0 | 0 | 0 | 0 | 0 | 0 | 10.56 | 88.36 | 178.47 | 223.91 | 242.83 | 252.44 | 252.59 | 247.89 | 241.28 | 222.02 | 191.64 | 130.84 | 34.22 | 0.88 | 0 | 0 | 0 | 0 | 0 | 0 | 0 | 0 | 0 | 0.62 | 35.26 | 125.88 | 188.46 | 226.52 | 249.69 | 260.31 | 262.68 | 260.14 | 254.76 | 238.06 | 208.14 | 151.72 | 58.85 | 4.56 | 0.02 | 0 | 0 | 0 | 0 | 0 | 0 | 0 | 0 | 1.19 | 39.91 | 122.79 | 183.8 | 228.85 | 250.63 | 263.45 | 263.76 | 261.86 | 254.25 | 234.31 | 205.08 | 159.55 | 75.91 | 10.31 | 0.02 | 0 | 0 | 0 | 0 | 0 | 0 | 0 | 0 | 0.07 | 21.2 | 88.64 | 160.51 | 203.98 | 230.26 | 245.93 | 251.85 | 249.37 | 241.2 | 222.45 | 194.72 | 148.96 | 68.51 | 8.17 | 0.01 | 0 | 0 | 0 | 0 | 0 | 0 | 0 | 0 | 0 | 8.71 | 76.99 | 161.65 | 204.4 | 232.9 | 253.41 | 258.79 | 248.02 | 240.23 | 220.26 | 188.01 | 126.44 | 36.79 | 1.15 | 0.01 | 0.01 | 0 | 0 | 0 | 0 | 0 | 0 | 0 | 0 | 2.69 | 60.58 | 157.21 | 206.65 | 231.97 | 247.15 | 250.46 | 250.4 | 239.32 | 215.68 | 171.88 | 80.26 | 8.47 | 0.05 | 0 | 0 | 0 | 0 | 0 | 0 | 0 | 0 | 0 | 0 | 0.49 | 38.18 | 140.37 | 199.62 | 224.77 | 240.36 | 242.79 | 238.96 | 227.34 | 203.43 | 134.91 | 31.57 | 0.46 | 0 | 0 | 0 | 0 | 0 | 0 | 0 | 0 | 0 | 0 | 0 | 0.04 | 9.91 | 89.1 | 175.16 | 203.67 | 216.39 | 219.27 | 213.31 | 200.85 | 165.37 | 77.33 | 5.79 | 0 | 0 | 0 | 0 | 0 | 0 | 0 | 0 | 0 | 0 | 0 | 0 | 0 | 1.1 | 39.66 | 115.5 | 156.1 | 169.94 | 179.21 | 177.22 | 162.21 | 127.35 | 58.74 | 3.72 | 0 | 0 | 0 | 0 | 0 | 0 | 0
DSRTSN_2_SOLAR2 |  | Paired_Solar_Fixed | Solar Fixed | CISO | South | Socal | FC | 250 | 0 | 0 | 0 | 0 | 0 | 0 | 0.38 | 29.91 | 103.23 | 140.56 | 154.72 | 160.8 | 153.48 | 146.56 | 122.57 | 67.89 | 9.9 | 0 | 0 | 0 | 0 | 0 | 0 | 0 | 0 | 0 | 0 | 0 | 0 | 0 | 2.36 | 54.37 | 131.18 | 160.46 | 170.68 | 172.61 | 165.76 | 157.47 | 142.3 | 111.63 | 40.63 | 1.04 | 0 | 0 | 0 | 0 | 0 | 0 | 0 | 0 | 0 | 0 | 0 | 0.03 | 18.02 | 95.1 | 147.41 | 167.99 | 171.73 | 174.08 | 166.85 | 157.8 | 142.29 | 115.76 | 62.42 | 8.27 | 0 | 0 | 0 | 0 | 0 | 0 | 0 | 0 | 0 | 0 | 0 | 8.8 | 73.63 | 148.72 | 186.59 | 202.35 | 210.36 | 210.49 | 206.58 | 201.07 | 185.02 | 159.7 | 109.03 | 28.51 | 0.73 | 0 | 0 | 0 | 0 | 0 | 0 | 0 | 0 | 0 | 0.52 | 29.38 | 104.9 | 157.05 | 188.77 | 208.07 | 216.92 | 218.9 | 216.79 | 212.3 | 198.39 | 173.45 | 126.43 | 49.04 | 3.8 | 0.01 | 0 | 0 | 0 | 0 | 0 | 0 | 0 | 0 | 0.99 | 33.26 | 102.33 | 153.17 | 190.7 | 208.86 | 219.55 | 219.8 | 218.22 | 211.87 | 195.26 | 170.9 | 132.95 | 63.26 | 8.59 | 0.02 | 0 | 0 | 0 | 0 | 0 | 0 | 0 | 0 | 0.06 | 17.67 | 73.86 | 133.76 | 169.99 | 191.88 | 204.95 | 209.87 | 207.81 | 201 | 185.38 | 162.27 | 124.14 | 57.09 | 6.81 | 0.01 | 0 | 0 | 0 | 0 | 0 | 0 | 0 | 0 | 0 | 7.25 | 64.16 | 134.71 | 170.33 | 194.09 | 211.18 | 215.65 | 206.68 | 200.19 | 183.55 | 156.67 | 105.37 | 30.66 | 0.96 | 0.01 | 0 | 0 | 0 | 0 | 0 | 0 | 0 | 0 | 0 | 2.24 | 50.49 | 131.01 | 172.21 | 193.31 | 205.96 | 208.72 | 208.66 | 199.43 | 179.73 | 143.24 | 66.88 | 7.06 | 0.04 | 0 | 0 | 0 | 0 | 0 | 0 | 0 | 0 | 0 | 0 | 0.41 | 31.81 | 116.97 | 166.35 | 187.31 | 200.3 | 202.32 | 199.13 | 189.45 | 169.52 | 112.43 | 26.31 | 0.39 | 0 | 0 | 0 | 0 | 0 | 0 | 0 | 0 | 0 | 0 | 0 | 0.04 | 8.26 | 74.25 | 145.97 | 169.73 | 180.33 | 182.72 | 177.76 | 167.37 | 137.81 | 64.44 | 4.83 | 0 | 0 | 0 | 0 | 0 | 0 | 0 | 0 | 0 | 0 | 0 | 0 | 0 | 0.92 | 33.05 | 96.25 | 130.09 | 141.62 | 149.34 | 147.68 | 135.17 | 106.12 | 48.95 | 3.1 | 0 | 0 | 0 | 0 | 0 | 0 | 0
DTCHWD_2_BT3WND |  | Wind | Wind | CISO | South | Socal | FC | 4.5 | 0.42 | 0.43 | 0.5 | 0.47 | 0.46 | 0.43 | 0.35 | 0.3 | 0.32 | 0.32 | 0.32 | 0.33 | 0.37 | 0.42 | 0.42 | 0.46 | 0.4 | 0.4 | 0.38 | 0.38 | 0.37 | 0.36 | 0.38 | 0.36 | 0.56 | 0.62 | 0.64 | 0.6 | 0.53 | 0.5 | 0.52 | 0.53 | 0.51 | 0.57 | 0.59 | 0.61 | 0.71 | 0.66 | 0.76 | 0.67 | 0.8 | 0.79 | 0.91 | 0.88 | 0.89 | 0.8 | 0.72 | 0.61 | 0.91 | 0.95 | 0.88 | 0.83 | 0.77 | 0.66 | 0.63 | 0.6 | 0.66 | 0.58 | 0.59 | 0.66 | 0.73 | 0.86 | 0.9 | 1.01 | 1.03 | 1.05 | 1.02 | 1.01 | 0.99 | 1 | 1.07 | 0.96 | 1.63 | 1.46 | 1.27 | 1.08 | 0.93 | 0.8 | 0.56 | 0.42 | 0.39 | 0.37 | 0.34 | 0.37 | 0.41 | 0.61 | 0.92 | 1.22 | 1.47 | 1.6 | 1.65 | 1.69 | 1.79 | 1.69 | 1.63 | 1.65 | 1.82 | 1.71 | 1.68 | 1.51 | 1.25 | 1.03 | 0.77 | 0.59 | 0.41 | 0.33 | 0.29 | 0.27 | 0.38 | 0.63 | 1.03 | 1.48 | 1.72 | 1.9 | 1.86 | 1.86 | 1.89 | 1.92 | 1.97 | 1.85 | 1.81 | 1.7 | 1.57 | 1.33 | 1.15 | 0.9 | 0.64 | 0.43 | 0.34 | 0.23 | 0.27 | 0.28 | 0.34 | 0.53 | 0.86 | 1.19 | 1.45 | 1.69 | 1.88 | 2.06 | 2.02 | 2.01 | 1.99 | 1.91 | 2.03 | 1.88 | 1.66 | 1.49 | 1.31 | 1.02 | 0.75 | 0.46 | 0.29 | 0.21 | 0.26 | 0.35 | 0.5 | 0.74 | 1.02 | 1.38 | 1.68 | 1.92 | 2.08 | 2.13 | 2.21 | 2.2 | 2.16 | 2.09 | 1.67 | 1.5 | 1.3 | 1.05 | 0.92 | 0.74 | 0.51 | 0.32 | 0.23 | 0.19 | 0.22 | 0.28 | 0.4 | 0.56 | 0.8 | 1.06 | 1.35 | 1.56 | 1.76 | 1.88 | 1.89 | 1.83 | 1.79 | 1.72 | 1.14 | 1.1 | 1.02 | 0.78 | 0.67 | 0.57 | 0.43 | 0.31 | 0.24 | 0.26 | 0.31 | 0.37 | 0.45 | 0.56 | 0.73 | 0.86 | 0.96 | 1.13 | 1.3 | 1.37 | 1.35 | 1.27 | 1.19 | 1.13 | 0.51 | 0.49 | 0.47 | 0.42 | 0.38 | 0.37 | 0.26 | 0.19 | 0.16 | 0.18 | 0.23 | 0.25 | 0.23 | 0.26 | 0.27 | 0.34 | 0.45 | 0.51 | 0.58 | 0.67 | 0.6 | 0.55 | 0.5 | 0.49 | 0.26 | 0.29 | 0.28 | 0.29 | 0.27 | 0.26 | 0.25 | 0.22 | 0.23 | 0.26 | 0.28 | 0.33 | 0.31 | 0.32 | 0.34 | 0.35 | 0.3 | 0.3 | 0.36 | 0.37 | 0.37 | 0.33 | 0.3 | 0.28 | 0.3 | 0.3 | 0.32 | 0.3 | 0.32 | 0.3 | 0.27 | 0.32 | 0.3 | 0.27 | 0.27 | 0.28 | 0.32 | 0.36 | 0.33 | 0.28 | 0.29 | 0.29 | 0.3 | 0.29 | 0.32 | 0.34 | 0.35 | 0.33
DTCHWD_2_BT4WND |  | Wind | Wind | CISO | South | Socal | FC | #N/A | #N/A | #N/A | #N/A | #N/A | #N/A | #N/A | #N/A | #N/A | #N/A | #N/A | #N/A | #N/A | #N/A | #N/A | #N/A | #N/A | #N/A | #N/A | #N/A | #N/A | #N/A | #N/A | #N/A | #N/A | #N/A | #N/A | #N/A | #N/A | #N/A | #N/A | #N/A | #N/A | #N/A | #N/A | #N/A | #N/A | #N/A | #N/A | #N/A | #N/A | #N/A | #N/A | #N/A | #N/A | #N/A | #N/A | #N/A | #N/A | #N/A | #N/A | #N/A | #N/A | #N/A | #N/A | #N/A | #N/A | #N/A | #N/A | #N/A | #N/A | #N/A | #N/A | #N/A | #N/A | #N/A | #N/A | #N/A | #N/A | #N/A | #N/A | #N/A | #N/A | #N/A | #N/A | #N/A | #N/A | #N/A | #N/A | #N/A | #N/A | #N/A | #N/A | #N/A | #N/A | #N/A | #N/A | #N/A | #N/A | #N/A | #N/A | #N/A | #N/A | #N/A | #N/A | #N/A | #N/A | #N/A | #N/A | #N/A | #N/A | #N/A | #N/A | #N/A | #N/A | #N/A | #N/A | #N/A | #N/A | #N/A | #N/A | #N/A | #N/A | #N/A | #N/A | #N/A | #N/A | #N/A | #N/A | #N/A | #N/A | #N/A | #N/A | #N/A | #N/A | #N/A | #N/A | #N/A | #N/A | #N/A | #N/A | #N/A | #N/A | #N/A | #N/A | #N/A | #N/A | #N/A | #N/A | #N/A | #N/A | #N/A | #N/A | #N/A | #N/A | #N/A | #N/A | #N/A | #N/A | #N/A | #N/A | #N/A | #N/A | #N/A | #N/A | #N/A | #N/A | #N/A | #N/A | #N/A | #N/A | #N/A | #N/A | #N/A | #N/A | #N/A | #N/A | #N/A | #N/A | #N/A | #N/A | #N/A | #N/A | #N/A | #N/A | #N/A | #N/A | #N/A | #N/A | #N/A | #N/A | #N/A | #N/A | #N/A | #N/A | #N/A | #N/A | #N/A | #N/A | #N/A | #N/A | #N/A | #N/A | #N/A | #N/A | #N/A | #N/A | #N/A | #N/A | #N/A | #N/A | #N/A | #N/A | #N/A | #N/A | #N/A | #N/A | #N/A | #N/A | #N/A | #N/A | #N/A | #N/A | #N/A | #N/A | #N/A | #N/A | #N/A | #N/A | #N/A | #N/A | #N/A | #N/A | #N/A | #N/A | #N/A | #N/A | #N/A | #N/A | #N/A | #N/A | #N/A | #N/A | #N/A | #N/A | #N/A | #N/A | #N/A | #N/A | #N/A | #N/A | #N/A | #N/A | #N/A | #N/A | #N/A | #N/A | #N/A | #N/A | #N/A | #N/A | #N/A | #N/A | #N/A | #N/A | #N/A | #N/A | #N/A | #N/A | #N/A | #N/A | #N/A | #N/A | #N/A | #N/A | #N/A | #N/A | #N/A | #N/A | #N/A | #N/A | #N/A | #N/A | #N/A | #N/A | #N/A | #N/A | #N/A | #N/A | #N/A | #N/A | #N/A | #N/A | #N/A | #N/A | #N/A | #N/A | #N/A | #N/A
DYERSM_6_DSWWD1 |  | Wind | Wind | CISO | North | Norcal | FC | 44.8 | 3.12 | 3.36 | 2.78 | 2.84 | 2.75 | 2.76 | 2.85 | 3.1 | 2.81 | 2.39 | 2.45 | 2.27 | 2.22 | 2.06 | 1.86 | 1.79 | 1.88 | 2.09 | 2.54 | 3.12 | 3.22 | 3.41 | 3.27 | 3.24 | 6.54 | 6.53 | 6.03 | 5.81 | 5.4 | 5.21 | 5.3 | 5.85 | 5.15 | 4.78 | 4.75 | 4.24 | 4.08 | 4.28 | 4.43 | 3.79 | 3.23 | 3.35 | 3.8 | 5.24 | 5.67 | 5.58 | 6.68 | 6.93 | 8.06 | 7.35 | 7.07 | 6.67 | 5.43 | 4.43 | 4.76 | 4.69 | 3.82 | 3.4 | 3.19 | 3.49 | 3.47 | 4.33 | 4.41 | 4.86 | 5.54 | 6.31 | 7.94 | 8.4 | 8.4 | 8.33 | 8.28 | 8.48 | 17.97 | 16.65 | 14.4 | 13.31 | 11.7 | 10.7 | 8.62 | 7.17 | 6.19 | 5.92 | 5.03 | 4.46 | 4.72 | 6.05 | 7.33 | 10.34 | 12.38 | 15.26 | 15.74 | 16.74 | 17.62 | 18.46 | 18.84 | 19.29 | 19.93 | 20.56 | 20.4 | 17.46 | 15.04 | 13.96 | 11.36 | 11.33 | 9.43 | 7.78 | 6.12 | 6.59 | 7.97 | 9.12 | 12.9 | 16.19 | 19.05 | 20.37 | 20.67 | 21.46 | 22.38 | 21.6 | 21.23 | 21.06 | 21.59 | 21.73 | 20.36 | 19.61 | 17.68 | 14.85 | 12.05 | 10.86 | 8.99 | 6.71 | 4.54 | 4.53 | 4.61 | 6.66 | 10.91 | 15.11 | 17.71 | 19.12 | 19.69 | 20.92 | 22.94 | 22.89 | 23.4 | 22.98 | 26.64 | 25.51 | 25.1 | 23.88 | 21.9 | 20.77 | 17.59 | 13.68 | 10.24 | 8.32 | 6.36 | 5.75 | 7.33 | 10.26 | 14.55 | 17.09 | 19.24 | 20.88 | 22.6 | 23.39 | 24.82 | 25.86 | 27.17 | 27.69 | 22.53 | 20.65 | 18.6 | 16.28 | 14.13 | 12.28 | 10.9 | 7.47 | 4.94 | 3.62 | 2.66 | 2.23 | 2.26 | 2.8 | 4.34 | 7.64 | 11.27 | 13.61 | 16.47 | 20.35 | 21.67 | 22.21 | 22.56 | 22.35 | 21.19 | 19.36 | 17.44 | 15.5 | 13.72 | 12.31 | 11.68 | 10.3 | 9.03 | 7.02 | 4.86 | 3.54 | 3.8 | 4.2 | 5.63 | 8.67 | 11.02 | 13.31 | 16.23 | 17.86 | 18.91 | 19.09 | 20.67 | 20.48 | 9.22 | 8.99 | 8.05 | 7.37 | 6.71 | 4.99 | 4.76 | 3.73 | 3.16 | 3.17 | 2.54 | 2.38 | 2.17 | 2.15 | 2.33 | 2.62 | 3.21 | 4.9 | 5.49 | 6.52 | 8.23 | 9.21 | 10.28 | 10.3 | 2.83 | 2.64 | 2.99 | 2.94 | 2.5 | 2.66 | 2.58 | 2.54 | 2 | 1.67 | 1.52 | 1.38 | 1.5 | 1.36 | 1.56 | 1.74 | 1.58 | 1.8 | 2.04 | 2.13 | 2.7 | 2.96 | 3.2 | 3.28 | 3.03 | 3.3 | 2.78 | 2.8 | 2.85 | 3.08 | 2.94 | 2.87 | 2.92 | 2.47 | 2.14 | 2.15 | 2.06 | 1.8 | 2.11 | 2.1 | 1.96 | 2.48 | 2.8 | 3.25 | 3.56 | 3.34 | 3.4 | 3.13
CUYAMA_6_SB3SB1 | CUYAMA_6_SB3SB1_SUN | Hybrid_Solar1Axis | Solar Tracking | CISO | South | Norcal | ID | 3 | 0 | 0 | 0 | 0 | 0 | 0 | 0 | 0.07 | 0.53 | 1.09 | 1.36 | 1.46 | 1.44 | 1.33 | 1.14 | 0.78 | 0.18 | 0 | 0 | 0 | 0 | 0 | 0 | 0 | 0 | 0 | 0 | 0 | 0 | 0 | 0 | 0.37 | 1.54 | 1.92 | 1.96 | 1.86 | 1.83 | 1.82 | 1.86 | 1.59 | 0.83 | 0.05 | 0 | 0 | 0 | 0 | 0 | 0 | 0 | 0 | 0 | 0 | 0 | 0 | 0.08 | 0.96 | 1.8 | 1.93 | 1.81 | 1.86 | 1.83 | 1.68 | 1.56 | 1.45 | 1.02 | 0.24 | 0 | 0 | 0 | 0 | 0 | 0 | 0 | 0 | 0 | 0 | 0 | 0.04 | 0.89 | 1.98 | 2.17 | 2.16 | 2.12 | 2.17 | 2.18 | 2.15 | 2.18 | 2.09 | 1.91 | 0.89 | 0.04 | 0 | 0 | 0 | 0 | 0 | 0 | 0 | 0 | 0 | 0 | 0.33 | 1.56 | 2.2 | 2.3 | 2.3 | 2.28 | 2.33 | 2.33 | 2.38 | 2.38 | 2.33 | 2.19 | 1.36 | 0.21 | 0 | 0 | 0 | 0 | 0 | 0 | 0 | 0 | 0 | 0 | 0.47 | 1.72 | 2.33 | 2.5 | 2.53 | 2.55 | 2.56 | 2.55 | 2.53 | 2.53 | 2.47 | 2.3 | 1.7 | 0.48 | 0.01 | 0 | 0 | 0 | 0 | 0 | 0 | 0 | 0 | 0 | 0.22 | 1.38 | 2.23 | 2.46 | 2.49 | 2.51 | 2.5 | 2.49 | 2.47 | 2.46 | 2.36 | 2.19 | 1.54 | 0.36 | 0 | 0 | 0 | 0 | 0 | 0 | 0 | 0 | 0 | 0 | 0.03 | 0.81 | 1.87 | 2.26 | 2.36 | 2.38 | 2.39 | 2.38 | 2.36 | 2.34 | 2.2 | 1.81 | 0.8 | 0.04 | 0 | 0 | 0 | 0 | 0 | 0 | 0 | 0 | 0 | 0 | 0 | 0.49 | 1.76 | 2.22 | 2.29 | 2.28 | 2.25 | 2.26 | 2.29 | 2.3 | 2.17 | 1.43 | 0.28 | 0 | 0 | 0 | 0 | 0 | 0 | 0 | 0 | 0 | 0 | 0 | 0 | 0.15 | 1.17 | 1.93 | 1.99 | 1.95 | 1.9 | 1.92 | 1.95 | 1.95 | 1.64 | 0.54 | 0.01 | 0 | 0 | 0 | 0 | 0 | 0 | 0 | 0 | 0 | 0 | 0 | 0 | 0.01 | 0.46 | 1.37 | 1.62 | 1.59 | 1.54 | 1.58 | 1.63 | 1.53 | 0.96 | 0.11 | 0 | 0 | 0 | 0 | 0 | 0 | 0 | 0 | 0 | 0 | 0 | 0 | 0 | 0 | 0.09 | 0.61 | 1.01 | 1.22 | 1.29 | 1.25 | 1.21 | 1.12 | 0.63 | 0.07 | 0 | 0 | 0 | 0 | 0 | 0 | 0
DELAMO_2_ALASB2 | DELAMO_2_ALASB2_SUN | Hybrid_Solar1Axis | Solar Tracking | CISO | South | Socal |  | 10 | 0 | 0 | 0 | 0 | 0 | 0 | 0 | 1.12 | 4.09 | 5.28 | 5.48 | 5.6 | 5.53 | 5.2 | 4.81 | 3.03 | 0.6 | 0 | 0 | 0 | 0 | 0 | 0 | 0 | 0 | 0 | 0 | 0 | 0 | 0 | 0.07 | 2.55 | 6.25 | 6.68 | 6.62 | 6.4 | 6.19 | 6.04 | 5.94 | 5.34 | 2.33 | 0.09 | 0 | 0 | 0 | 0 | 0 | 0 | 0 | 0 | 0 | 0 | 0 | 0 | 0.77 | 4.59 | 6.32 | 6.55 | 6.44 | 6.27 | 6.24 | 5.66 | 5.15 | 4.65 | 3.3 | 0.5 | 0 | 0 | 0 | 0 | 0 | 0 | 0 | 0 | 0 | 0 | 0 | 0.44 | 4.27 | 7.55 | 7.96 | 8.15 | 8.09 | 8.15 | 8.06 | 8.04 | 7.79 | 7.38 | 6.09 | 2.02 | 0.05 | 0 | 0 | 0 | 0 | 0 | 0 | 0 | 0 | 0 | 0.01 | 1.65 | 5.73 | 7.82 | 8.35 | 8.54 | 8.55 | 8.62 | 8.61 | 8.49 | 8.28 | 7.95 | 6.94 | 3.42 | 0.32 | 0 | 0 | 0 | 0 | 0 | 0 | 0 | 0 | 0 | 0.03 | 1.95 | 5.73 | 7.51 | 8.1 | 8.43 | 8.49 | 8.54 | 8.53 | 8.43 | 8.22 | 7.93 | 7.04 | 4.25 | 0.73 | 0 | 0 | 0 | 0 | 0 | 0 | 0 | 0 | 0 | 0 | 0.91 | 4.46 | 6.99 | 7.93 | 8.32 | 8.41 | 8.38 | 8.31 | 8.21 | 7.98 | 7.64 | 6.73 | 3.89 | 0.62 | 0 | 0 | 0 | 0 | 0 | 0 | 0 | 0 | 0 | 0 | 0.31 | 3.34 | 6.28 | 7.47 | 8.01 | 8.18 | 8.16 | 8 | 7.79 | 7.47 | 6.89 | 5.48 | 2.03 | 0.06 | 0 | 0 | 0 | 0 | 0 | 0 | 0 | 0 | 0 | 0 | 0.07 | 2.47 | 6.45 | 7.51 | 7.9 | 7.97 | 7.96 | 7.92 | 7.83 | 7.71 | 6.97 | 3.9 | 0.47 | 0 | 0 | 0 | 0 | 0 | 0 | 0 | 0 | 0 | 0 | 0 | 0 | 1.41 | 5.61 | 7.13 | 7.34 | 7.28 | 7.3 | 7.34 | 7.37 | 7.21 | 5.64 | 1.59 | 0.02 | 0 | 0 | 0 | 0 | 0 | 0 | 0 | 0 | 0 | 0 | 0 | 0 | 0.26 | 3.29 | 6.14 | 6.65 | 6.47 | 6.29 | 6.37 | 6.38 | 6.08 | 3.51 | 0.35 | 0 | 0 | 0 | 0 | 0 | 0 | 0 | 0 | 0 | 0 | 0 | 0 | 0 | 0.01 | 1.22 | 3.88 | 4.66 | 4.91 | 4.82 | 4.97 | 4.7 | 4.29 | 2.44 | 0.21 | 0 | 0 | 0 | 0 | 0 | 0 | 0
EDWARD_2_E21SB1 | EDWARD_2_E21SB1_SUN | Hybrid_Solar1Axis | Solar Tracking | CISO | South | Socal | ID | 130 | 0 | 0 | 0 | 0 | 0 | 0 | 0 | 2.76 | 21.3 | 40.59 | 50.21 | 55.28 | 55.3 | 52.19 | 48.85 | 33.37 | 7.27 | 0 | 0 | 0 | 0 | 0 | 0 | 0 | 0 | 0 | 0 | 0 | 0 | 0 | 0.9 | 33.21 | 81.25 | 86.82 | 86.09 | 83.17 | 80.45 | 78.58 | 77.19 | 69.41 | 30.28 | 1.12 | 0 | 0 | 0 | 0 | 0 | 0 | 0 | 0 | 0 | 0 | 0 | 0 | 10.04 | 59.67 | 82.2 | 85.2 | 83.66 | 81.55 | 81.07 | 73.6 | 66.94 | 60.4 | 42.91 | 6.48 | 0 | 0 | 0 | 0 | 0 | 0 | 0 | 0 | 0 | 0 | 0 | 5.75 | 55.47 | 98.19 | 103.49 | 106.01 | 105.23 | 105.92 | 104.77 | 104.54 | 101.27 | 95.93 | 79.12 | 26.27 | 0.62 | 0 | 0 | 0 | 0 | 0 | 0 | 0 | 0 | 0 | 0.17 | 21.4 | 74.43 | 101.63 | 108.54 | 110.96 | 111.2 | 112.1 | 111.93 | 110.43 | 107.68 | 103.34 | 90.27 | 44.41 | 4.18 | 0 | 0 | 0 | 0 | 0 | 0 | 0 | 0 | 0 | 0.39 | 25.36 | 74.49 | 97.67 | 105.32 | 109.54 | 110.41 | 111.01 | 110.83 | 109.57 | 106.87 | 103.15 | 91.49 | 55.28 | 9.46 | 0.01 | 0 | 0 | 0 | 0 | 0 | 0 | 0 | 0 | 0.03 | 11.89 | 57.98 | 90.85 | 103.04 | 108.21 | 109.27 | 108.95 | 108.01 | 106.71 | 103.78 | 99.36 | 87.48 | 50.6 | 8.06 | 0 | 0 | 0 | 0 | 0 | 0 | 0 | 0 | 0 | 0 | 4 | 43.42 | 81.65 | 97.14 | 104.15 | 106.38 | 106.13 | 104.05 | 101.23 | 97.14 | 89.56 | 71.23 | 26.39 | 0.81 | 0 | 0 | 0 | 0 | 0 | 0 | 0 | 0 | 0 | 0 | 0.89 | 32.09 | 83.87 | 97.67 | 102.74 | 103.56 | 103.53 | 102.97 | 101.76 | 100.28 | 90.55 | 50.64 | 6.08 | 0 | 0 | 0 | 0 | 0 | 0 | 0 | 0 | 0 | 0 | 0 | 0.06 | 18.32 | 72.94 | 92.65 | 95.46 | 94.63 | 94.89 | 95.39 | 95.82 | 93.74 | 73.34 | 20.69 | 0.23 | 0 | 0 | 0 | 0 | 0 | 0 | 0 | 0 | 0 | 0 | 0 | 0 | 3.39 | 42.77 | 79.87 | 86.39 | 84.07 | 81.79 | 82.8 | 82.99 | 79.02 | 45.59 | 4.54 | 0 | 0 | 0 | 0 | 0 | 0 | 0 | 0 | 0 | 0 | 0 | 0 | 0 | 0.16 | 15.86 | 50.42 | 60.63 | 63.88 | 62.62 | 64.66 | 61.12 | 55.8 | 31.71 | 2.72 | 0 | 0 | 0 | 0 | 0 | 0 | 0
EDWARD_2_E23SB1 | EDWARD_2_E23SB1_SUN | Hybrid_Solar1Axis | Solar Tracking | CISO | South | Socal | ID | 24 | 0 | 0 | 0 | 0 | 0 | 0 | 0.01 | 2.68 | 9.81 | 12.67 | 13.16 | 13.44 | 13.28 | 12.47 | 11.54 | 7.27 | 1.43 | 0 | 0 | 0 | 0 | 0 | 0 | 0 | 0 | 0 | 0 | 0 | 0 | 0 | 0.17 | 6.13 | 15 | 16.03 | 15.89 | 15.36 | 14.85 | 14.51 | 14.25 | 12.81 | 5.59 | 0.21 | 0 | 0 | 0 | 0 | 0 | 0 | 0 | 0 | 0 | 0 | 0 | 0 | 1.85 | 11.02 | 15.17 | 15.73 | 15.44 | 15.06 | 14.97 | 13.59 | 12.36 | 11.15 | 7.92 | 1.2 | 0 | 0 | 0 | 0 | 0 | 0 | 0 | 0 | 0 | 0 | 0 | 1.06 | 10.24 | 18.13 | 19.11 | 19.57 | 19.43 | 19.56 | 19.34 | 19.3 | 18.7 | 17.71 | 14.61 | 4.85 | 0.11 | 0 | 0 | 0 | 0 | 0 | 0 | 0 | 0 | 0 | 0.03 | 3.95 | 13.74 | 18.76 | 20.04 | 20.48 | 20.53 | 20.7 | 20.66 | 20.39 | 19.88 | 19.08 | 16.67 | 8.2 | 0.77 | 0 | 0 | 0 | 0 | 0 | 0 | 0 | 0 | 0 | 0.07 | 4.68 | 13.75 | 18.03 | 19.44 | 20.22 | 20.38 | 20.49 | 20.46 | 20.23 | 19.73 | 19.04 | 16.89 | 10.21 | 1.75 | 0 | 0 | 0 | 0 | 0 | 0 | 0 | 0 | 0 | 0.01 | 2.19 | 10.7 | 16.77 | 19.02 | 19.98 | 20.17 | 20.11 | 19.94 | 19.7 | 19.16 | 18.34 | 16.15 | 9.34 | 1.49 | 0 | 0 | 0 | 0 | 0 | 0 | 0 | 0 | 0 | 0 | 0.74 | 8.02 | 15.07 | 17.93 | 19.23 | 19.64 | 19.59 | 19.21 | 18.69 | 17.93 | 16.53 | 13.15 | 4.87 | 0.15 | 0 | 0 | 0 | 0 | 0 | 0 | 0 | 0 | 0 | 0 | 0.16 | 5.92 | 15.48 | 18.03 | 18.97 | 19.12 | 19.11 | 19.01 | 18.79 | 18.51 | 16.72 | 9.35 | 1.12 | 0 | 0 | 0 | 0 | 0 | 0 | 0 | 0 | 0 | 0 | 0 | 0.01 | 3.38 | 13.47 | 17.1 | 17.62 | 17.47 | 17.52 | 17.61 | 17.69 | 17.31 | 13.54 | 3.82 | 0.04 | 0 | 0 | 0 | 0 | 0 | 0 | 0 | 0 | 0 | 0 | 0 | 0 | 0.63 | 7.9 | 14.75 | 15.95 | 15.52 | 15.1 | 15.29 | 15.32 | 14.59 | 8.42 | 0.84 | 0 | 0 | 0 | 0 | 0 | 0 | 0 | 0 | 0 | 0 | 0 | 0 | 0 | 0.03 | 2.93 | 9.31 | 11.19 | 11.79 | 11.56 | 11.94 | 11.28 | 10.3 | 5.85 | 0.5 | 0 | 0 | 0 | 0 | 0 | 0 | 0
EDWARD_2_ES2BT3 | EDWARD_2_ES2BT3_SUN | Hybrid_Solar1Axis | Solar Tracking | CISO | South | Socal | ID | 118 | 0 | 0 | 0 | 0 | 0 | 0 | 0.06 | 13.16 | 48.22 | 62.27 | 64.72 | 66.1 | 65.28 | 61.32 | 56.75 | 35.76 | 7.04 | 0 | 0 | 0 | 0 | 0 | 0 | 0 | 0 | 0 | 0 | 0 | 0 | 0 | 0.81 | 30.14 | 73.75 | 78.8 | 78.14 | 75.5 | 73.02 | 71.33 | 70.06 | 63 | 27.49 | 1.01 | 0 | 0 | 0 | 0 | 0 | 0 | 0 | 0 | 0 | 0 | 0 | 0 | 9.12 | 54.16 | 74.61 | 77.34 | 75.93 | 74.02 | 73.59 | 66.81 | 60.76 | 54.82 | 38.95 | 5.88 | 0 | 0 | 0 | 0 | 0 | 0 | 0 | 0 | 0 | 0 | 0 | 5.22 | 50.35 | 89.13 | 93.94 | 96.22 | 95.51 | 96.15 | 95.1 | 94.89 | 91.92 | 87.07 | 71.81 | 23.84 | 0.56 | 0 | 0 | 0 | 0 | 0 | 0 | 0 | 0 | 0 | 0.16 | 19.43 | 67.56 | 92.25 | 98.52 | 100.72 | 100.94 | 101.75 | 101.6 | 100.24 | 97.74 | 93.8 | 81.94 | 40.31 | 3.8 | 0 | 0 | 0 | 0 | 0 | 0 | 0 | 0 | 0 | 0.35 | 23.02 | 67.62 | 88.66 | 95.6 | 99.42 | 100.22 | 100.76 | 100.6 | 99.46 | 97.01 | 93.63 | 83.04 | 50.18 | 8.59 | 0.01 | 0 | 0 | 0 | 0 | 0 | 0 | 0 | 0 | 0.03 | 10.79 | 52.63 | 82.47 | 93.53 | 98.22 | 99.18 | 98.9 | 98.04 | 96.86 | 94.2 | 90.19 | 79.41 | 45.93 | 7.32 | 0 | 0 | 0 | 0 | 0 | 0 | 0 | 0 | 0 | 0 | 3.63 | 39.41 | 74.11 | 88.17 | 94.54 | 96.56 | 96.33 | 94.44 | 91.89 | 88.18 | 81.29 | 64.66 | 23.95 | 0.73 | 0 | 0 | 0 | 0 | 0 | 0 | 0 | 0 | 0 | 0 | 0.81 | 29.13 | 76.13 | 88.65 | 93.26 | 94 | 93.98 | 93.46 | 92.37 | 91.02 | 82.19 | 45.97 | 5.51 | 0 | 0 | 0 | 0 | 0 | 0 | 0 | 0 | 0 | 0 | 0 | 0.05 | 16.63 | 66.21 | 84.1 | 86.65 | 85.89 | 86.14 | 86.58 | 86.97 | 85.09 | 66.57 | 18.78 | 0.21 | 0 | 0 | 0 | 0 | 0 | 0 | 0 | 0 | 0 | 0 | 0 | 0 | 3.07 | 38.82 | 72.5 | 78.42 | 76.31 | 74.24 | 75.15 | 75.33 | 71.73 | 41.38 | 4.12 | 0 | 0 | 0 | 0 | 0 | 0 | 0 | 0 | 0 | 0 | 0 | 0 | 0 | 0.14 | 14.4 | 45.77 | 55.04 | 57.98 | 56.84 | 58.69 | 55.48 | 50.65 | 28.78 | 2.47 | 0 | 0 | 0 | 0 | 0 | 0 | 0
EEKTMN_6_SOLAR1 |  | Solar_1Axis | Solar Tracking | CISO | North | Norcal | EO | 20 | 0 | 0 | 0 | 0 | 0 | 0 | 0 | 0.42 | 3.28 | 6.25 | 7.72 | 8.5 | 8.51 | 8.03 | 7.52 | 5.13 | 1.12 | 0 | 0 | 0 | 0 | 0 | 0 | 0 | 0 | 0 | 0 | 0 | 0 | 0 | 0 | 2.47 | 10.27 | 12.8 | 13.08 | 12.39 | 12.21 | 12.13 | 12.4 | 10.57 | 5.55 | 0.31 | 0 | 0 | 0 | 0 | 0 | 0 | 0 | 0 | 0 | 0 | 0 | 0 | 0.52 | 6.39 | 11.99 | 12.84 | 12.05 | 12.38 | 12.2 | 11.23 | 10.37 | 9.66 | 6.8 | 1.57 | 0 | 0 | 0 | 0 | 0 | 0 | 0 | 0 | 0 | 0 | 0 | 0.28 | 5.97 | 13.17 | 14.48 | 14.4 | 14.15 | 14.49 | 14.52 | 14.31 | 14.54 | 13.94 | 12.71 | 5.9 | 0.27 | 0 | 0 | 0 | 0 | 0 | 0 | 0 | 0 | 0 | 0 | 2.2 | 10.38 | 14.64 | 15.3 | 15.32 | 15.19 | 15.51 | 15.51 | 15.86 | 15.86 | 15.51 | 14.62 | 9.05 | 1.41 | 0 | 0 | 0 | 0 | 0 | 0 | 0 | 0 | 0 | 0.01 | 3.16 | 11.47 | 15.54 | 16.64 | 16.85 | 16.97 | 17.07 | 17.02 | 16.87 | 16.87 | 16.5 | 15.31 | 11.34 | 3.2 | 0.04 | 0 | 0 | 0 | 0 | 0 | 0 | 0 | 0 | 0 | 1.43 | 9.2 | 14.84 | 16.38 | 16.6 | 16.72 | 16.65 | 16.62 | 16.44 | 16.41 | 15.74 | 14.59 | 10.24 | 2.41 | 0.01 | 0 | 0 | 0 | 0 | 0 | 0 | 0 | 0 | 0 | 0.2 | 5.39 | 12.46 | 15.07 | 15.77 | 15.84 | 15.96 | 15.84 | 15.71 | 15.6 | 14.68 | 12.04 | 5.34 | 0.3 | 0 | 0 | 0 | 0 | 0 | 0 | 0 | 0 | 0 | 0 | 0.02 | 3.29 | 11.75 | 14.8 | 15.3 | 15.19 | 15.01 | 15.04 | 15.25 | 15.32 | 14.44 | 9.5 | 1.87 | 0 | 0 | 0 | 0 | 0 | 0 | 0 | 0 | 0 | 0 | 0 | 0 | 0.98 | 7.8 | 12.9 | 13.29 | 13.02 | 12.69 | 12.79 | 13.02 | 12.97 | 10.92 | 3.63 | 0.08 | 0 | 0 | 0 | 0 | 0 | 0 | 0 | 0 | 0 | 0 | 0 | 0 | 0.04 | 3.04 | 9.15 | 10.78 | 10.58 | 10.24 | 10.54 | 10.85 | 10.19 | 6.39 | 0.76 | 0 | 0 | 0 | 0 | 0 | 0 | 0 | 0 | 0 | 0 | 0 | 0 | 0 | 0 | 0.6 | 4.09 | 6.72 | 8.16 | 8.58 | 8.35 | 8.09 | 7.48 | 4.18 | 0.45 | 0 | 0 | 0 | 0 | 0 | 0 | 0
ELCAP_1_SOLAR |  | Solar_1Axis | Solar Tracking | CISO | North | Norcal | EO | 1.5 | 0 | 0 | 0 | 0 | 0 | 0 | 0 | 0.03 | 0.25 | 0.47 | 0.58 | 0.64 | 0.64 | 0.6 | 0.56 | 0.39 | 0.08 | 0 | 0 | 0 | 0 | 0 | 0 | 0 | 0 | 0 | 0 | 0 | 0 | 0 | 0 | 0.19 | 0.77 | 0.96 | 0.98 | 0.93 | 0.92 | 0.91 | 0.93 | 0.79 | 0.42 | 0.02 | 0 | 0 | 0 | 0 | 0 | 0 | 0 | 0 | 0 | 0 | 0 | 0 | 0.04 | 0.48 | 0.9 | 0.96 | 0.9 | 0.93 | 0.91 | 0.84 | 0.78 | 0.72 | 0.51 | 0.12 | 0 | 0 | 0 | 0 | 0 | 0 | 0 | 0 | 0 | 0 | 0 | 0.02 | 0.45 | 0.99 | 1.09 | 1.08 | 1.06 | 1.09 | 1.09 | 1.07 | 1.09 | 1.05 | 0.95 | 0.44 | 0.02 | 0 | 0 | 0 | 0 | 0 | 0 | 0 | 0 | 0 | 0 | 0.16 | 0.78 | 1.1 | 1.15 | 1.15 | 1.14 | 1.16 | 1.16 | 1.19 | 1.19 | 1.16 | 1.1 | 0.68 | 0.11 | 0 | 0 | 0 | 0 | 0 | 0 | 0 | 0 | 0 | 0 | 0.24 | 0.86 | 1.17 | 1.25 | 1.26 | 1.27 | 1.28 | 1.28 | 1.27 | 1.27 | 1.24 | 1.15 | 0.85 | 0.24 | 0 | 0 | 0 | 0 | 0 | 0 | 0 | 0 | 0 | 0 | 0.11 | 0.69 | 1.11 | 1.23 | 1.25 | 1.25 | 1.25 | 1.25 | 1.23 | 1.23 | 1.18 | 1.09 | 0.77 | 0.18 | 0 | 0 | 0 | 0 | 0 | 0 | 0 | 0 | 0 | 0 | 0.02 | 0.4 | 0.93 | 1.13 | 1.18 | 1.19 | 1.2 | 1.19 | 1.18 | 1.17 | 1.1 | 0.9 | 0.4 | 0.02 | 0 | 0 | 0 | 0 | 0 | 0 | 0 | 0 | 0 | 0 | 0 | 0.25 | 0.88 | 1.11 | 1.15 | 1.14 | 1.13 | 1.13 | 1.14 | 1.15 | 1.08 | 0.71 | 0.14 | 0 | 0 | 0 | 0 | 0 | 0 | 0 | 0 | 0 | 0 | 0 | 0 | 0.07 | 0.58 | 0.97 | 1 | 0.98 | 0.95 | 0.96 | 0.98 | 0.97 | 0.82 | 0.27 | 0.01 | 0 | 0 | 0 | 0 | 0 | 0 | 0 | 0 | 0 | 0 | 0 | 0 | 0 | 0.23 | 0.69 | 0.81 | 0.79 | 0.77 | 0.79 | 0.81 | 0.76 | 0.48 | 0.06 | 0 | 0 | 0 | 0 | 0 | 0 | 0 | 0 | 0 | 0 | 0 | 0 | 0 | 0 | 0.04 | 0.31 | 0.5 | 0.61 | 0.64 | 0.63 | 0.61 | 0.56 | 0.31 | 0.03 | 0 | 0 | 0 | 0 | 0 | 0 | 0
ENERSJ_2_WIND |  | Wind | Wind | CISO | South | Socal | FC | 151 | 14.02 | 14.57 | 16.64 | 15.67 | 15.51 | 14.45 | 11.81 | 10.21 | 10.76 | 10.77 | 10.66 | 11.16 | 12.35 | 14.15 | 14.09 | 15.41 | 13.54 | 13.53 | 12.69 | 12.87 | 12.37 | 12.12 | 12.61 | 12.03 | 18.68 | 20.67 | 21.4 | 20.22 | 17.86 | 16.85 | 17.6 | 17.8 | 17.19 | 19.23 | 19.95 | 20.36 | 23.7 | 22.08 | 25.37 | 22.43 | 26.84 | 26.54 | 30.62 | 29.43 | 29.76 | 26.93 | 24.25 | 20.46 | 30.53 | 31.81 | 29.68 | 27.93 | 25.7 | 22.05 | 21.16 | 20.21 | 22.03 | 19.39 | 19.76 | 22.1 | 24.65 | 28.79 | 30.25 | 33.75 | 34.6 | 35.32 | 34.3 | 33.88 | 33.28 | 33.64 | 35.77 | 32.2 | 54.63 | 48.91 | 42.62 | 36.3 | 31.24 | 26.94 | 18.79 | 14.15 | 13.24 | 12.43 | 11.53 | 12.43 | 13.61 | 20.63 | 30.89 | 40.9 | 49.2 | 53.74 | 55.24 | 56.81 | 60.01 | 56.72 | 54.75 | 55.34 | 61.11 | 57.53 | 56.27 | 50.76 | 41.82 | 34.49 | 25.77 | 19.86 | 13.85 | 11.16 | 9.81 | 9.22 | 12.82 | 21.16 | 34.5 | 49.82 | 57.84 | 63.81 | 62.29 | 62.28 | 63.56 | 64.56 | 66.19 | 62.07 | 60.9 | 57.18 | 52.56 | 44.48 | 38.69 | 30.35 | 21.46 | 14.35 | 11.32 | 7.61 | 8.97 | 9.36 | 11.55 | 17.86 | 28.87 | 39.89 | 48.71 | 56.74 | 63.05 | 69.17 | 67.64 | 67.35 | 66.79 | 64.17 | 68.27 | 63 | 55.66 | 50.16 | 43.94 | 34.21 | 25.04 | 15.38 | 9.67 | 7.05 | 8.57 | 11.75 | 16.76 | 24.96 | 34.26 | 46.4 | 56.54 | 64.31 | 69.73 | 71.39 | 74.27 | 73.85 | 72.56 | 70.06 | 56.06 | 50.43 | 43.51 | 35.28 | 31.03 | 24.94 | 17.28 | 10.89 | 7.88 | 6.46 | 7.33 | 9.29 | 13.49 | 18.88 | 26.89 | 35.63 | 45.31 | 52.21 | 59.16 | 63.21 | 63.45 | 61.46 | 60.11 | 57.74 | 38.09 | 36.88 | 34.13 | 26.22 | 22.59 | 19.19 | 14.43 | 10.35 | 7.89 | 8.63 | 10.56 | 12.35 | 15.16 | 18.81 | 24.65 | 28.81 | 32.06 | 37.87 | 43.76 | 46.08 | 45.47 | 42.78 | 39.97 | 37.9 | 17.01 | 16.48 | 15.73 | 13.99 | 12.88 | 12.36 | 8.8 | 6.46 | 5.42 | 5.94 | 7.62 | 8.24 | 7.59 | 8.58 | 9.1 | 11.27 | 15.21 | 17.17 | 19.56 | 22.44 | 20.22 | 18.38 | 16.84 | 16.6 | 8.77 | 9.7 | 9.36 | 9.8 | 9.05 | 8.88 | 8.39 | 7.31 | 7.64 | 8.63 | 9.44 | 10.91 | 10.44 | 10.7 | 11.34 | 11.62 | 10.22 | 9.97 | 12.07 | 12.41 | 12.34 | 11.01 | 10.06 | 9.28 | 9.91 | 10.13 | 10.73 | 10.19 | 10.71 | 10.15 | 8.97 | 10.78 | 10.03 | 9.04 | 8.92 | 9.47 | 10.75 | 11.97 | 11.07 | 9.38 | 9.62 | 9.77 | 10.16 | 9.88 | 10.68 | 11.48 | 11.75 | 10.92
ENERSJ_5_ESJWD2 |  | Wind | Wind | CISO | South | Socal | FC | 105 | 9.75 | 10.13 | 11.57 | 10.89 | 10.79 | 10.04 | 8.21 | 7.1 | 7.48 | 7.49 | 7.42 | 7.76 | 8.59 | 9.84 | 9.8 | 10.72 | 9.41 | 9.41 | 8.82 | 8.95 | 8.6 | 8.43 | 8.77 | 8.37 | 12.99 | 14.37 | 14.88 | 14.06 | 12.42 | 11.72 | 12.24 | 12.38 | 11.95 | 13.37 | 13.88 | 14.16 | 16.48 | 15.36 | 17.64 | 15.6 | 18.66 | 18.46 | 21.29 | 20.47 | 20.69 | 18.73 | 16.86 | 14.23 | 21.23 | 22.12 | 20.64 | 19.42 | 17.87 | 15.33 | 14.72 | 14.05 | 15.32 | 13.48 | 13.74 | 15.37 | 17.14 | 20.02 | 21.04 | 23.47 | 24.06 | 24.56 | 23.85 | 23.56 | 23.14 | 23.39 | 24.87 | 22.39 | 37.99 | 34.01 | 29.64 | 25.24 | 21.72 | 18.73 | 13.07 | 9.84 | 9.21 | 8.64 | 8.01 | 8.64 | 9.47 | 14.34 | 21.48 | 28.44 | 34.21 | 37.37 | 38.42 | 39.51 | 41.73 | 39.44 | 38.07 | 38.48 | 42.5 | 40 | 39.13 | 35.3 | 29.08 | 23.99 | 17.92 | 13.81 | 9.63 | 7.76 | 6.82 | 6.41 | 8.92 | 14.71 | 23.99 | 34.65 | 40.22 | 44.37 | 43.32 | 43.31 | 44.2 | 44.9 | 46.03 | 43.16 | 42.35 | 39.76 | 36.55 | 30.93 | 26.9 | 21.11 | 14.93 | 9.98 | 7.87 | 5.29 | 6.24 | 6.51 | 8.03 | 12.42 | 20.07 | 27.74 | 33.87 | 39.45 | 43.84 | 48.1 | 47.04 | 46.83 | 46.44 | 44.62 | 47.47 | 43.81 | 38.7 | 34.88 | 30.56 | 23.79 | 17.41 | 10.7 | 6.73 | 4.9 | 5.96 | 8.17 | 11.66 | 17.35 | 23.82 | 32.26 | 39.31 | 44.72 | 48.49 | 49.64 | 51.64 | 51.36 | 50.46 | 48.72 | 38.98 | 35.07 | 30.26 | 24.53 | 21.58 | 17.34 | 12.02 | 7.58 | 5.48 | 4.49 | 5.1 | 6.46 | 9.38 | 13.13 | 18.7 | 24.77 | 31.5 | 36.31 | 41.14 | 43.95 | 44.12 | 42.74 | 41.8 | 40.15 | 26.48 | 25.65 | 23.73 | 18.23 | 15.71 | 13.35 | 10.04 | 7.2 | 5.49 | 6 | 7.34 | 8.59 | 10.54 | 13.08 | 17.14 | 20.03 | 22.3 | 26.33 | 30.43 | 32.04 | 31.62 | 29.75 | 27.79 | 26.35 | 11.82 | 11.46 | 10.94 | 9.73 | 8.96 | 8.59 | 6.12 | 4.49 | 3.77 | 4.13 | 5.3 | 5.73 | 5.28 | 5.97 | 6.32 | 7.84 | 10.58 | 11.94 | 13.6 | 15.61 | 14.06 | 12.78 | 11.71 | 11.54 | 6.1 | 6.75 | 6.51 | 6.82 | 6.29 | 6.17 | 5.83 | 5.08 | 5.31 | 6 | 6.56 | 7.59 | 7.26 | 7.44 | 7.88 | 8.08 | 7.1 | 6.93 | 8.39 | 8.63 | 8.58 | 7.66 | 7 | 6.46 | 6.89 | 7.05 | 7.46 | 7.09 | 7.45 | 7.06 | 6.24 | 7.5 | 6.98 | 6.28 | 6.2 | 6.58 | 7.47 | 8.32 | 7.69 | 6.52 | 6.69 | 6.79 | 7.06 | 6.87 | 7.43 | 7.99 | 8.17 | 7.59
ENWIND_2_WIND1 |  | Wind | Wind | CISO | South | Socal | FC | 47.1 | 4.37 | 4.54 | 5.19 | 4.89 | 4.84 | 4.51 | 3.68 | 3.18 | 3.35 | 3.36 | 3.33 | 3.48 | 3.85 | 4.41 | 4.4 | 4.81 | 4.22 | 4.22 | 3.96 | 4.01 | 3.86 | 3.78 | 3.93 | 3.75 | 5.83 | 6.45 | 6.67 | 6.31 | 5.57 | 5.26 | 5.49 | 5.55 | 5.36 | 6 | 6.22 | 6.35 | 7.39 | 6.89 | 7.91 | 7 | 8.37 | 8.28 | 9.55 | 9.18 | 9.28 | 8.4 | 7.56 | 6.38 | 9.52 | 9.92 | 9.26 | 8.71 | 8.02 | 6.88 | 6.6 | 6.3 | 6.87 | 6.05 | 6.16 | 6.89 | 7.69 | 8.98 | 9.44 | 10.53 | 10.79 | 11.02 | 10.7 | 10.57 | 10.38 | 10.49 | 11.16 | 10.04 | 17.04 | 15.26 | 13.29 | 11.32 | 9.74 | 8.4 | 5.86 | 4.41 | 4.13 | 3.88 | 3.6 | 3.88 | 4.25 | 6.43 | 9.63 | 12.76 | 15.35 | 16.76 | 17.23 | 17.72 | 18.72 | 17.69 | 17.08 | 17.26 | 19.06 | 17.94 | 17.55 | 15.83 | 13.05 | 10.76 | 8.04 | 6.2 | 4.32 | 3.48 | 3.06 | 2.87 | 4 | 6.6 | 10.76 | 15.54 | 18.04 | 19.9 | 19.43 | 19.43 | 19.83 | 20.14 | 20.65 | 19.36 | 19 | 17.84 | 16.4 | 13.88 | 12.07 | 9.47 | 6.69 | 4.48 | 3.53 | 2.37 | 2.8 | 2.92 | 3.6 | 5.57 | 9 | 12.44 | 15.19 | 17.7 | 19.67 | 21.58 | 21.1 | 21.01 | 20.83 | 20.02 | 21.29 | 19.65 | 17.36 | 15.64 | 13.71 | 10.67 | 7.81 | 4.8 | 3.02 | 2.2 | 2.67 | 3.66 | 5.23 | 7.78 | 10.69 | 14.47 | 17.63 | 20.06 | 21.75 | 22.27 | 23.17 | 23.04 | 22.63 | 21.85 | 17.49 | 15.73 | 13.57 | 11 | 9.68 | 7.78 | 5.39 | 3.4 | 2.46 | 2.02 | 2.29 | 2.9 | 4.21 | 5.89 | 8.39 | 11.11 | 14.13 | 16.29 | 18.45 | 19.72 | 19.79 | 19.17 | 18.75 | 18.01 | 11.88 | 11.5 | 10.64 | 8.18 | 7.05 | 5.99 | 4.5 | 3.23 | 2.46 | 2.69 | 3.29 | 3.85 | 4.73 | 5.87 | 7.69 | 8.98 | 10 | 11.81 | 13.65 | 14.37 | 14.18 | 13.34 | 12.47 | 11.82 | 5.3 | 5.14 | 4.91 | 4.36 | 4.02 | 3.85 | 2.74 | 2.01 | 1.69 | 1.85 | 2.38 | 2.57 | 2.37 | 2.68 | 2.84 | 3.52 | 4.75 | 5.36 | 6.1 | 7 | 6.31 | 5.73 | 5.25 | 5.18 | 2.74 | 3.03 | 2.92 | 3.06 | 2.82 | 2.77 | 2.62 | 2.28 | 2.38 | 2.69 | 2.94 | 3.4 | 3.26 | 3.34 | 3.54 | 3.62 | 3.19 | 3.11 | 3.76 | 3.87 | 3.85 | 3.43 | 3.14 | 2.9 | 3.09 | 3.16 | 3.35 | 3.18 | 3.34 | 3.17 | 2.8 | 3.36 | 3.13 | 2.82 | 2.78 | 2.95 | 3.35 | 3.73 | 3.45 | 2.92 | 3 | 3.05 | 3.17 | 3.08 | 3.33 | 3.58 | 3.67 | 3.41
ENWIND_2_WIND2 |  | Wind | Wind | CISO | South | Socal | FC | 38.24 | 3.55 | 3.69 | 4.22 | 3.97 | 3.93 | 3.66 | 2.99 | 2.58 | 2.72 | 2.73 | 2.7 | 2.83 | 3.13 | 3.58 | 3.57 | 3.9 | 3.43 | 3.43 | 3.21 | 3.26 | 3.13 | 3.07 | 3.19 | 3.05 | 4.73 | 5.23 | 5.42 | 5.12 | 4.52 | 4.27 | 4.46 | 4.51 | 4.35 | 4.87 | 5.05 | 5.16 | 6 | 5.59 | 6.42 | 5.68 | 6.8 | 6.72 | 7.75 | 7.45 | 7.54 | 6.82 | 6.14 | 5.18 | 7.73 | 8.06 | 7.52 | 7.07 | 6.51 | 5.58 | 5.36 | 5.12 | 5.58 | 4.91 | 5 | 5.6 | 6.24 | 7.29 | 7.66 | 8.55 | 8.76 | 8.95 | 8.69 | 8.58 | 8.43 | 8.52 | 9.06 | 8.15 | 13.83 | 12.39 | 10.79 | 9.19 | 7.91 | 6.82 | 4.76 | 3.58 | 3.35 | 3.15 | 2.92 | 3.15 | 3.45 | 5.22 | 7.82 | 10.36 | 12.46 | 13.61 | 13.99 | 14.39 | 15.2 | 14.36 | 13.87 | 14.01 | 15.48 | 14.57 | 14.25 | 12.85 | 10.59 | 8.74 | 6.53 | 5.03 | 3.51 | 2.83 | 2.48 | 2.33 | 3.25 | 5.36 | 8.74 | 12.62 | 14.65 | 16.16 | 15.78 | 15.77 | 16.1 | 16.35 | 16.76 | 15.72 | 15.42 | 14.48 | 13.31 | 11.27 | 9.8 | 7.69 | 5.44 | 3.63 | 2.87 | 1.93 | 2.27 | 2.37 | 2.92 | 4.52 | 7.31 | 10.1 | 12.34 | 14.37 | 15.97 | 17.52 | 17.13 | 17.06 | 16.91 | 16.25 | 17.29 | 15.95 | 14.1 | 12.7 | 11.13 | 8.66 | 6.34 | 3.9 | 2.45 | 1.79 | 2.17 | 2.97 | 4.25 | 6.32 | 8.68 | 11.75 | 14.32 | 16.29 | 17.66 | 18.08 | 18.81 | 18.7 | 18.38 | 17.74 | 14.2 | 12.77 | 11.02 | 8.93 | 7.86 | 6.32 | 4.38 | 2.76 | 2 | 1.64 | 1.86 | 2.35 | 3.42 | 4.78 | 6.81 | 9.02 | 11.47 | 13.22 | 14.98 | 16.01 | 16.07 | 15.57 | 15.22 | 14.62 | 9.65 | 9.34 | 8.64 | 6.64 | 5.72 | 4.86 | 3.65 | 2.62 | 2 | 2.18 | 2.67 | 3.13 | 3.84 | 4.76 | 6.24 | 7.29 | 8.12 | 9.59 | 11.08 | 11.67 | 11.51 | 10.83 | 10.12 | 9.6 | 4.31 | 4.17 | 3.98 | 3.54 | 3.26 | 3.13 | 2.23 | 1.64 | 1.37 | 1.5 | 1.93 | 2.09 | 1.92 | 2.17 | 2.3 | 2.85 | 3.85 | 4.35 | 4.95 | 5.68 | 5.12 | 4.65 | 4.27 | 4.2 | 2.22 | 2.46 | 2.37 | 2.48 | 2.29 | 2.25 | 2.12 | 1.85 | 1.94 | 2.19 | 2.39 | 2.76 | 2.64 | 2.71 | 2.87 | 2.94 | 2.59 | 2.52 | 3.06 | 3.14 | 3.13 | 2.79 | 2.55 | 2.35 | 2.51 | 2.57 | 2.72 | 2.58 | 2.71 | 2.57 | 2.27 | 2.73 | 2.54 | 2.29 | 2.26 | 2.4 | 2.72 | 3.03 | 2.8 | 2.37 | 2.44 | 2.47 | 2.57 | 2.5 | 2.71 | 2.91 | 2.98 | 2.77
ESTWND_2_OPPWD1 |  | Wind | Wind | CISO | South | Socal | FC | 57.14 | 5.3 | 5.51 | 6.3 | 5.93 | 5.87 | 5.47 | 4.47 | 3.86 | 4.07 | 4.07 | 4.04 | 4.22 | 4.67 | 5.36 | 5.33 | 5.83 | 5.12 | 5.12 | 4.8 | 4.87 | 4.68 | 4.59 | 4.77 | 4.55 | 7.07 | 7.82 | 8.1 | 7.65 | 6.76 | 6.38 | 6.66 | 6.74 | 6.51 | 7.28 | 7.55 | 7.7 | 8.97 | 8.36 | 9.6 | 8.49 | 10.16 | 10.04 | 11.59 | 11.14 | 11.26 | 10.19 | 9.18 | 7.74 | 11.55 | 12.04 | 11.23 | 10.57 | 9.73 | 8.34 | 8.01 | 7.65 | 8.33 | 7.34 | 7.48 | 8.36 | 9.33 | 10.89 | 11.45 | 12.77 | 13.09 | 13.37 | 12.98 | 12.82 | 12.59 | 12.73 | 13.54 | 12.18 | 20.67 | 18.51 | 16.13 | 13.74 | 11.82 | 10.19 | 7.11 | 5.36 | 5.01 | 4.7 | 4.36 | 4.7 | 5.15 | 7.81 | 11.69 | 15.48 | 18.62 | 20.34 | 20.91 | 21.5 | 22.71 | 21.46 | 20.72 | 20.94 | 23.13 | 21.77 | 21.3 | 19.21 | 15.83 | 13.05 | 9.75 | 7.52 | 5.24 | 4.22 | 3.71 | 3.49 | 4.85 | 8.01 | 13.06 | 18.85 | 21.89 | 24.14 | 23.57 | 23.57 | 24.05 | 24.43 | 25.05 | 23.49 | 23.04 | 21.64 | 19.89 | 16.83 | 14.64 | 11.49 | 8.12 | 5.43 | 4.28 | 2.88 | 3.4 | 3.54 | 4.37 | 6.76 | 10.92 | 15.09 | 18.43 | 21.47 | 23.86 | 26.18 | 25.6 | 25.48 | 25.27 | 24.28 | 25.83 | 23.84 | 21.06 | 18.98 | 16.63 | 12.94 | 9.48 | 5.82 | 3.66 | 2.67 | 3.24 | 4.44 | 6.34 | 9.44 | 12.96 | 17.56 | 21.39 | 24.33 | 26.39 | 27.02 | 28.1 | 27.95 | 27.46 | 26.51 | 21.21 | 19.08 | 16.47 | 13.35 | 11.74 | 9.44 | 6.54 | 4.12 | 2.98 | 2.45 | 2.77 | 3.51 | 5.11 | 7.14 | 10.17 | 13.48 | 17.14 | 19.76 | 22.39 | 23.92 | 24.01 | 23.26 | 22.75 | 21.85 | 14.41 | 13.96 | 12.91 | 9.92 | 8.55 | 7.26 | 5.46 | 3.92 | 2.99 | 3.26 | 4 | 4.67 | 5.74 | 7.12 | 9.33 | 10.9 | 12.13 | 14.33 | 16.56 | 17.44 | 17.2 | 16.19 | 15.12 | 14.34 | 6.44 | 6.24 | 5.95 | 5.3 | 4.87 | 4.68 | 3.33 | 2.44 | 2.05 | 2.25 | 2.88 | 3.12 | 2.87 | 3.25 | 3.44 | 4.27 | 5.76 | 6.5 | 7.4 | 8.49 | 7.65 | 6.95 | 6.37 | 6.28 | 3.32 | 3.67 | 3.54 | 3.71 | 3.43 | 3.36 | 3.17 | 2.77 | 2.89 | 3.26 | 3.57 | 4.13 | 3.95 | 4.05 | 4.29 | 4.4 | 3.87 | 3.77 | 4.57 | 4.7 | 4.67 | 4.17 | 3.81 | 3.51 | 3.75 | 3.83 | 4.06 | 3.86 | 4.05 | 3.84 | 3.4 | 4.08 | 3.8 | 3.42 | 3.37 | 3.58 | 4.07 | 4.53 | 4.19 | 3.55 | 3.64 | 3.7 | 3.84 | 3.74 | 4.04 | 4.35 | 4.45 | 4.13
ETIWND_2_CHMPNE |  | Solar_Fixed | Solar Fixed | CISO | South | Socal | EO | 1 | 0 | 0 | 0 | 0 | 0 | 0 | 0 | 0.12 | 0.41 | 0.56 | 0.62 | 0.64 | 0.61 | 0.59 | 0.49 | 0.27 | 0.04 | 0 | 0 | 0 | 0 | 0 | 0 | 0 | 0 | 0 | 0 | 0 | 0 | 0 | 0.01 | 0.22 | 0.52 | 0.64 | 0.68 | 0.69 | 0.66 | 0.63 | 0.57 | 0.45 | 0.16 | 0 | 0 | 0 | 0 | 0 | 0 | 0 | 0 | 0 | 0 | 0 | 0 | 0 | 0.07 | 0.38 | 0.59 | 0.67 | 0.69 | 0.7 | 0.67 | 0.63 | 0.57 | 0.46 | 0.25 | 0.03 | 0 | 0 | 0 | 0 | 0 | 0 | 0 | 0 | 0 | 0 | 0 | 0.04 | 0.29 | 0.59 | 0.75 | 0.81 | 0.84 | 0.84 | 0.83 | 0.8 | 0.74 | 0.64 | 0.44 | 0.11 | 0 | 0 | 0 | 0 | 0 | 0 | 0 | 0 | 0 | 0 | 0 | 0.12 | 0.42 | 0.63 | 0.76 | 0.83 | 0.87 | 0.88 | 0.87 | 0.85 | 0.79 | 0.69 | 0.51 | 0.2 | 0.02 | 0 | 0 | 0 | 0 | 0 | 0 | 0 | 0 | 0 | 0 | 0.13 | 0.41 | 0.61 | 0.76 | 0.84 | 0.88 | 0.88 | 0.87 | 0.85 | 0.78 | 0.68 | 0.53 | 0.25 | 0.03 | 0 | 0 | 0 | 0 | 0 | 0 | 0 | 0 | 0 | 0 | 0.07 | 0.3 | 0.54 | 0.68 | 0.77 | 0.82 | 0.84 | 0.83 | 0.8 | 0.74 | 0.65 | 0.5 | 0.23 | 0.03 | 0 | 0 | 0 | 0 | 0 | 0 | 0 | 0 | 0 | 0 | 0.03 | 0.26 | 0.54 | 0.68 | 0.78 | 0.84 | 0.86 | 0.83 | 0.8 | 0.73 | 0.63 | 0.42 | 0.12 | 0 | 0 | 0 | 0 | 0 | 0 | 0 | 0 | 0 | 0 | 0 | 0.01 | 0.2 | 0.52 | 0.69 | 0.77 | 0.82 | 0.83 | 0.83 | 0.8 | 0.72 | 0.57 | 0.27 | 0.03 | 0 | 0 | 0 | 0 | 0 | 0 | 0 | 0 | 0 | 0 | 0 | 0 | 0.13 | 0.47 | 0.67 | 0.75 | 0.8 | 0.81 | 0.8 | 0.76 | 0.68 | 0.45 | 0.11 | 0 | 0 | 0 | 0 | 0 | 0 | 0 | 0 | 0 | 0 | 0 | 0 | 0 | 0.03 | 0.3 | 0.58 | 0.68 | 0.72 | 0.73 | 0.71 | 0.67 | 0.55 | 0.26 | 0.02 | 0 | 0 | 0 | 0 | 0 | 0 | 0 | 0 | 0 | 0 | 0 | 0 | 0 | 0 | 0.13 | 0.39 | 0.52 | 0.57 | 0.6 | 0.59 | 0.54 | 0.42 | 0.2 | 0.01 | 0 | 0 | 0 | 0 | 0 | 0 | 0
ETIWND_2_SOLAR1 |  | Solar_1Axis | Solar Tracking | CISO | South | Socal | FC | 1 | 0 | 0 | 0 | 0 | 0 | 0 | 0 | 0.11 | 0.41 | 0.53 | 0.55 | 0.56 | 0.55 | 0.52 | 0.48 | 0.3 | 0.06 | 0 | 0 | 0 | 0 | 0 | 0 | 0 | 0 | 0 | 0 | 0 | 0 | 0 | 0.01 | 0.26 | 0.63 | 0.67 | 0.66 | 0.64 | 0.62 | 0.6 | 0.59 | 0.53 | 0.23 | 0.01 | 0 | 0 | 0 | 0 | 0 | 0 | 0 | 0 | 0 | 0 | 0 | 0 | 0.08 | 0.46 | 0.63 | 0.66 | 0.64 | 0.63 | 0.62 | 0.57 | 0.51 | 0.46 | 0.33 | 0.05 | 0 | 0 | 0 | 0 | 0 | 0 | 0 | 0 | 0 | 0 | 0 | 0.04 | 0.43 | 0.76 | 0.8 | 0.82 | 0.81 | 0.81 | 0.81 | 0.8 | 0.78 | 0.74 | 0.61 | 0.2 | 0 | 0 | 0 | 0 | 0 | 0 | 0 | 0 | 0 | 0 | 0 | 0.16 | 0.57 | 0.78 | 0.83 | 0.85 | 0.86 | 0.86 | 0.86 | 0.85 | 0.83 | 0.79 | 0.69 | 0.34 | 0.03 | 0 | 0 | 0 | 0 | 0 | 0 | 0 | 0 | 0 | 0 | 0.2 | 0.57 | 0.75 | 0.81 | 0.84 | 0.85 | 0.85 | 0.85 | 0.84 | 0.82 | 0.79 | 0.7 | 0.43 | 0.07 | 0 | 0 | 0 | 0 | 0 | 0 | 0 | 0 | 0 | 0 | 0.09 | 0.45 | 0.7 | 0.79 | 0.83 | 0.84 | 0.84 | 0.83 | 0.82 | 0.8 | 0.76 | 0.67 | 0.39 | 0.06 | 0 | 0 | 0 | 0 | 0 | 0 | 0 | 0 | 0 | 0 | 0.03 | 0.33 | 0.63 | 0.75 | 0.8 | 0.82 | 0.82 | 0.8 | 0.78 | 0.75 | 0.69 | 0.55 | 0.2 | 0.01 | 0 | 0 | 0 | 0 | 0 | 0 | 0 | 0 | 0 | 0 | 0.01 | 0.25 | 0.65 | 0.75 | 0.79 | 0.8 | 0.8 | 0.79 | 0.78 | 0.77 | 0.7 | 0.39 | 0.05 | 0 | 0 | 0 | 0 | 0 | 0 | 0 | 0 | 0 | 0 | 0 | 0 | 0.14 | 0.56 | 0.71 | 0.73 | 0.73 | 0.73 | 0.73 | 0.74 | 0.72 | 0.56 | 0.16 | 0 | 0 | 0 | 0 | 0 | 0 | 0 | 0 | 0 | 0 | 0 | 0 | 0 | 0.03 | 0.33 | 0.61 | 0.66 | 0.65 | 0.63 | 0.64 | 0.64 | 0.61 | 0.35 | 0.03 | 0 | 0 | 0 | 0 | 0 | 0 | 0 | 0 | 0 | 0 | 0 | 0 | 0 | 0 | 0.12 | 0.39 | 0.47 | 0.49 | 0.48 | 0.5 | 0.47 | 0.43 | 0.24 | 0.02 | 0 | 0 | 0 | 0 | 0 | 0 | 0
ETIWND_2_SOLAR2 |  | Solar_1Axis | Solar Tracking | CISO | South | Socal | EO | 1 | 0 | 0 | 0 | 0 | 0 | 0 | 0 | 0.11 | 0.41 | 0.53 | 0.55 | 0.56 | 0.55 | 0.52 | 0.48 | 0.3 | 0.06 | 0 | 0 | 0 | 0 | 0 | 0 | 0 | 0 | 0 | 0 | 0 | 0 | 0 | 0.01 | 0.26 | 0.63 | 0.67 | 0.66 | 0.64 | 0.62 | 0.6 | 0.59 | 0.53 | 0.23 | 0.01 | 0 | 0 | 0 | 0 | 0 | 0 | 0 | 0 | 0 | 0 | 0 | 0 | 0.08 | 0.46 | 0.63 | 0.66 | 0.64 | 0.63 | 0.62 | 0.57 | 0.51 | 0.46 | 0.33 | 0.05 | 0 | 0 | 0 | 0 | 0 | 0 | 0 | 0 | 0 | 0 | 0 | 0.04 | 0.43 | 0.76 | 0.8 | 0.82 | 0.81 | 0.81 | 0.81 | 0.8 | 0.78 | 0.74 | 0.61 | 0.2 | 0 | 0 | 0 | 0 | 0 | 0 | 0 | 0 | 0 | 0 | 0 | 0.16 | 0.57 | 0.78 | 0.83 | 0.85 | 0.86 | 0.86 | 0.86 | 0.85 | 0.83 | 0.79 | 0.69 | 0.34 | 0.03 | 0 | 0 | 0 | 0 | 0 | 0 | 0 | 0 | 0 | 0 | 0.2 | 0.57 | 0.75 | 0.81 | 0.84 | 0.85 | 0.85 | 0.85 | 0.84 | 0.82 | 0.79 | 0.7 | 0.43 | 0.07 | 0 | 0 | 0 | 0 | 0 | 0 | 0 | 0 | 0 | 0 | 0.09 | 0.45 | 0.7 | 0.79 | 0.83 | 0.84 | 0.84 | 0.83 | 0.82 | 0.8 | 0.76 | 0.67 | 0.39 | 0.06 | 0 | 0 | 0 | 0 | 0 | 0 | 0 | 0 | 0 | 0 | 0.03 | 0.33 | 0.63 | 0.75 | 0.8 | 0.82 | 0.82 | 0.8 | 0.78 | 0.75 | 0.69 | 0.55 | 0.2 | 0.01 | 0 | 0 | 0 | 0 | 0 | 0 | 0 | 0 | 0 | 0 | 0.01 | 0.25 | 0.65 | 0.75 | 0.79 | 0.8 | 0.8 | 0.79 | 0.78 | 0.77 | 0.7 | 0.39 | 0.05 | 0 | 0 | 0 | 0 | 0 | 0 | 0 | 0 | 0 | 0 | 0 | 0 | 0.14 | 0.56 | 0.71 | 0.73 | 0.73 | 0.73 | 0.73 | 0.74 | 0.72 | 0.56 | 0.16 | 0 | 0 | 0 | 0 | 0 | 0 | 0 | 0 | 0 | 0 | 0 | 0 | 0 | 0.03 | 0.33 | 0.61 | 0.66 | 0.65 | 0.63 | 0.64 | 0.64 | 0.61 | 0.35 | 0.03 | 0 | 0 | 0 | 0 | 0 | 0 | 0 | 0 | 0 | 0 | 0 | 0 | 0 | 0 | 0.12 | 0.39 | 0.47 | 0.49 | 0.48 | 0.5 | 0.47 | 0.43 | 0.24 | 0.02 | 0 | 0 | 0 | 0 | 0 | 0 | 0
ETIWND_2_SOLAR5 |  | Solar_1Axis | Solar Tracking | CISO | South | Socal | EO | 2 | 0 | 0 | 0 | 0 | 0 | 0 | 0 | 0.22 | 0.82 | 1.06 | 1.1 | 1.12 | 1.11 | 1.04 | 0.96 | 0.61 | 0.12 | 0 | 0 | 0 | 0 | 0 | 0 | 0 | 0 | 0 | 0 | 0 | 0 | 0 | 0.01 | 0.51 | 1.25 | 1.34 | 1.32 | 1.28 | 1.24 | 1.21 | 1.19 | 1.07 | 0.47 | 0.02 | 0 | 0 | 0 | 0 | 0 | 0 | 0 | 0 | 0 | 0 | 0 | 0 | 0.15 | 0.92 | 1.26 | 1.31 | 1.29 | 1.25 | 1.25 | 1.13 | 1.03 | 0.93 | 0.66 | 0.1 | 0 | 0 | 0 | 0 | 0 | 0 | 0 | 0 | 0 | 0 | 0 | 0.09 | 0.85 | 1.51 | 1.59 | 1.63 | 1.62 | 1.63 | 1.61 | 1.61 | 1.56 | 1.48 | 1.22 | 0.4 | 0.01 | 0 | 0 | 0 | 0 | 0 | 0 | 0 | 0 | 0 | 0 | 0.33 | 1.15 | 1.56 | 1.67 | 1.71 | 1.71 | 1.72 | 1.72 | 1.7 | 1.66 | 1.59 | 1.39 | 0.68 | 0.06 | 0 | 0 | 0 | 0 | 0 | 0 | 0 | 0 | 0 | 0.01 | 0.39 | 1.15 | 1.5 | 1.62 | 1.69 | 1.7 | 1.71 | 1.71 | 1.69 | 1.64 | 1.59 | 1.41 | 0.85 | 0.15 | 0 | 0 | 0 | 0 | 0 | 0 | 0 | 0 | 0 | 0 | 0.18 | 0.89 | 1.4 | 1.59 | 1.66 | 1.68 | 1.68 | 1.66 | 1.64 | 1.6 | 1.53 | 1.35 | 0.78 | 0.12 | 0 | 0 | 0 | 0 | 0 | 0 | 0 | 0 | 0 | 0 | 0.06 | 0.67 | 1.26 | 1.49 | 1.6 | 1.64 | 1.63 | 1.6 | 1.56 | 1.49 | 1.38 | 1.1 | 0.41 | 0.01 | 0 | 0 | 0 | 0 | 0 | 0 | 0 | 0 | 0 | 0 | 0.01 | 0.49 | 1.29 | 1.5 | 1.58 | 1.59 | 1.59 | 1.58 | 1.57 | 1.54 | 1.39 | 0.78 | 0.09 | 0 | 0 | 0 | 0 | 0 | 0 | 0 | 0 | 0 | 0 | 0 | 0 | 0.28 | 1.12 | 1.43 | 1.47 | 1.46 | 1.46 | 1.47 | 1.47 | 1.44 | 1.13 | 0.32 | 0 | 0 | 0 | 0 | 0 | 0 | 0 | 0 | 0 | 0 | 0 | 0 | 0 | 0.05 | 0.66 | 1.23 | 1.33 | 1.29 | 1.26 | 1.27 | 1.28 | 1.22 | 0.7 | 0.07 | 0 | 0 | 0 | 0 | 0 | 0 | 0 | 0 | 0 | 0 | 0 | 0 | 0 | 0 | 0.24 | 0.78 | 0.93 | 0.98 | 0.96 | 0.99 | 0.94 | 0.86 | 0.49 | 0.04 | 0 | 0 | 0 | 0 | 0 | 0 | 0
EXCLSG_1_SOLAR |  | Solar_1Axis | Solar Tracking | CISO | North | Norcal | FC | 60 | 0 | 0 | 0 | 0 | 0 | 0 | 0 | 1.27 | 9.83 | 18.74 | 23.17 | 25.51 | 25.52 | 24.09 | 22.55 | 15.4 | 3.36 | 0 | 0 | 0 | 0 | 0 | 0 | 0 | 0 | 0 | 0 | 0 | 0 | 0 | 0.01 | 7.41 | 30.81 | 38.41 | 39.23 | 37.18 | 36.64 | 36.4 | 37.19 | 31.72 | 16.64 | 0.92 | 0 | 0 | 0 | 0 | 0 | 0 | 0 | 0 | 0 | 0 | 0 | 0 | 1.55 | 19.16 | 35.96 | 38.53 | 36.16 | 37.14 | 36.59 | 33.68 | 31.1 | 28.97 | 20.39 | 4.72 | 0.01 | 0 | 0 | 0 | 0 | 0 | 0 | 0 | 0 | 0 | 0 | 0.83 | 17.9 | 39.5 | 43.45 | 43.21 | 42.45 | 43.47 | 43.57 | 42.92 | 43.62 | 41.82 | 38.14 | 17.7 | 0.82 | 0 | 0 | 0 | 0 | 0 | 0 | 0 | 0 | 0 | 0.01 | 6.6 | 31.14 | 43.91 | 45.91 | 45.97 | 45.56 | 46.53 | 46.52 | 47.59 | 47.58 | 46.53 | 43.86 | 27.14 | 4.22 | 0 | 0 | 0 | 0 | 0 | 0 | 0 | 0 | 0 | 0.04 | 9.47 | 34.41 | 46.62 | 49.92 | 50.54 | 50.92 | 51.21 | 51.07 | 50.62 | 50.6 | 49.5 | 45.92 | 34.02 | 9.59 | 0.11 | 0 | 0 | 0 | 0 | 0 | 0 | 0 | 0 | 0 | 4.3 | 27.61 | 44.52 | 49.13 | 49.81 | 50.16 | 49.96 | 49.86 | 49.32 | 49.23 | 47.23 | 43.78 | 30.71 | 7.22 | 0.04 | 0 | 0 | 0 | 0 | 0 | 0 | 0 | 0 | 0 | 0.61 | 16.18 | 37.38 | 45.2 | 47.3 | 47.51 | 47.88 | 47.51 | 47.13 | 46.8 | 44.04 | 36.12 | 16.03 | 0.89 | 0 | 0 | 0 | 0 | 0 | 0 | 0 | 0 | 0 | 0 | 0.06 | 9.88 | 35.24 | 44.39 | 45.89 | 45.56 | 45.04 | 45.12 | 45.76 | 45.96 | 43.31 | 28.51 | 5.6 | 0.01 | 0 | 0 | 0 | 0 | 0 | 0 | 0 | 0 | 0 | 0 | 0 | 2.95 | 23.39 | 38.69 | 39.86 | 39.06 | 38.08 | 38.37 | 39.06 | 38.91 | 32.75 | 10.89 | 0.23 | 0 | 0 | 0 | 0 | 0 | 0 | 0 | 0 | 0 | 0 | 0 | 0 | 0.11 | 9.12 | 27.46 | 32.34 | 31.73 | 30.72 | 31.62 | 32.55 | 30.58 | 19.16 | 2.27 | 0 | 0 | 0 | 0 | 0 | 0 | 0 | 0 | 0 | 0 | 0 | 0 | 0 | 0 | 1.79 | 12.28 | 20.15 | 24.49 | 25.73 | 25.05 | 24.26 | 22.43 | 12.54 | 1.35 | 0 | 0 | 0 | 0 | 0 | 0 | 0
FLOWD2_2_FPLWND |  | Wind | Wind | CISO | North | Norcal | FC | 18 | 1.25 | 1.35 | 1.12 | 1.14 | 1.11 | 1.11 | 1.14 | 1.25 | 1.13 | 0.96 | 0.98 | 0.91 | 0.89 | 0.83 | 0.75 | 0.72 | 0.75 | 0.84 | 1.02 | 1.25 | 1.29 | 1.37 | 1.31 | 1.3 | 2.63 | 2.62 | 2.42 | 2.34 | 2.17 | 2.09 | 2.13 | 2.35 | 2.07 | 1.92 | 1.91 | 1.7 | 1.64 | 1.72 | 1.78 | 1.52 | 1.3 | 1.35 | 1.53 | 2.11 | 2.28 | 2.24 | 2.69 | 2.78 | 3.24 | 2.95 | 2.84 | 2.68 | 2.18 | 1.78 | 1.91 | 1.88 | 1.53 | 1.37 | 1.28 | 1.4 | 1.39 | 1.74 | 1.77 | 1.95 | 2.23 | 2.53 | 3.19 | 3.37 | 3.38 | 3.35 | 3.33 | 3.41 | 7.22 | 6.69 | 5.79 | 5.35 | 4.7 | 4.3 | 3.47 | 2.88 | 2.49 | 2.38 | 2.02 | 1.79 | 1.89 | 2.43 | 2.94 | 4.15 | 4.98 | 6.13 | 6.32 | 6.73 | 7.08 | 7.42 | 7.57 | 7.75 | 8.01 | 8.26 | 8.2 | 7.02 | 6.04 | 5.61 | 4.56 | 4.55 | 3.79 | 3.13 | 2.46 | 2.65 | 3.2 | 3.67 | 5.18 | 6.5 | 7.65 | 8.18 | 8.3 | 8.62 | 8.99 | 8.68 | 8.53 | 8.46 | 8.67 | 8.73 | 8.18 | 7.88 | 7.1 | 5.97 | 4.84 | 4.36 | 3.61 | 2.7 | 1.82 | 1.82 | 1.85 | 2.68 | 4.38 | 6.07 | 7.12 | 7.68 | 7.91 | 8.41 | 9.22 | 9.2 | 9.4 | 9.23 | 10.7 | 10.25 | 10.08 | 9.59 | 8.8 | 8.34 | 7.07 | 5.49 | 4.11 | 3.34 | 2.56 | 2.31 | 2.95 | 4.12 | 5.84 | 6.87 | 7.73 | 8.39 | 9.08 | 9.4 | 9.97 | 10.39 | 10.92 | 11.13 | 9.05 | 8.29 | 7.47 | 6.54 | 5.68 | 4.94 | 4.38 | 3 | 1.98 | 1.46 | 1.07 | 0.89 | 0.91 | 1.12 | 1.74 | 3.07 | 4.53 | 5.47 | 6.62 | 8.17 | 8.71 | 8.92 | 9.06 | 8.98 | 8.52 | 7.78 | 7.01 | 6.23 | 5.51 | 4.95 | 4.69 | 4.14 | 3.63 | 2.82 | 1.95 | 1.42 | 1.53 | 1.69 | 2.26 | 3.48 | 4.43 | 5.35 | 6.52 | 7.17 | 7.6 | 7.67 | 8.31 | 8.23 | 3.7 | 3.61 | 3.23 | 2.96 | 2.7 | 2.01 | 1.91 | 1.5 | 1.27 | 1.27 | 1.02 | 0.95 | 0.87 | 0.86 | 0.94 | 1.05 | 1.29 | 1.97 | 2.2 | 2.62 | 3.31 | 3.7 | 4.13 | 4.14 | 1.14 | 1.06 | 1.2 | 1.18 | 1.01 | 1.07 | 1.04 | 1.02 | 0.8 | 0.67 | 0.61 | 0.56 | 0.6 | 0.55 | 0.62 | 0.7 | 0.63 | 0.72 | 0.82 | 0.86 | 1.09 | 1.19 | 1.29 | 1.32 | 1.22 | 1.33 | 1.12 | 1.12 | 1.14 | 1.24 | 1.18 | 1.15 | 1.17 | 0.99 | 0.86 | 0.86 | 0.83 | 0.72 | 0.85 | 0.85 | 0.79 | 0.99 | 1.12 | 1.31 | 1.43 | 1.34 | 1.37 | 1.26
FLOWD_2_RT2WD2 |  | Wind | Wind | CISO | South | Socal | FC | 27.39 | 2.54 | 2.64 | 3.02 | 2.84 | 2.81 | 2.62 | 2.14 | 1.85 | 1.95 | 1.95 | 1.93 | 2.03 | 2.24 | 2.57 | 2.56 | 2.8 | 2.46 | 2.45 | 2.3 | 2.33 | 2.24 | 2.2 | 2.29 | 2.18 | 3.39 | 3.75 | 3.88 | 3.67 | 3.24 | 3.06 | 3.19 | 3.23 | 3.12 | 3.49 | 3.62 | 3.69 | 4.3 | 4.01 | 4.6 | 4.07 | 4.87 | 4.81 | 5.55 | 5.34 | 5.4 | 4.88 | 4.4 | 3.71 | 5.54 | 5.77 | 5.38 | 5.07 | 4.66 | 4 | 3.84 | 3.67 | 4 | 3.52 | 3.58 | 4.01 | 4.47 | 5.22 | 5.49 | 6.12 | 6.28 | 6.41 | 6.22 | 6.15 | 6.04 | 6.1 | 6.49 | 5.84 | 9.91 | 8.87 | 7.73 | 6.59 | 5.67 | 4.89 | 3.41 | 2.57 | 2.4 | 2.25 | 2.09 | 2.25 | 2.47 | 3.74 | 5.6 | 7.42 | 8.92 | 9.75 | 10.02 | 10.31 | 10.89 | 10.29 | 9.93 | 10.04 | 11.09 | 10.43 | 10.21 | 9.21 | 7.59 | 6.26 | 4.68 | 3.6 | 2.51 | 2.02 | 1.78 | 1.67 | 2.33 | 3.84 | 6.26 | 9.04 | 10.49 | 11.57 | 11.3 | 11.3 | 11.53 | 11.71 | 12.01 | 11.26 | 11.05 | 10.37 | 9.53 | 8.07 | 7.02 | 5.51 | 3.89 | 2.6 | 2.05 | 1.38 | 1.63 | 1.7 | 2.09 | 3.24 | 5.24 | 7.24 | 8.84 | 10.29 | 11.44 | 12.55 | 12.27 | 12.22 | 12.11 | 11.64 | 12.38 | 11.43 | 10.1 | 9.1 | 7.97 | 6.2 | 4.54 | 2.79 | 1.75 | 1.28 | 1.55 | 2.13 | 3.04 | 4.53 | 6.21 | 8.42 | 10.25 | 11.66 | 12.65 | 12.95 | 13.47 | 13.4 | 13.16 | 12.71 | 10.17 | 9.15 | 7.89 | 6.4 | 5.63 | 4.52 | 3.13 | 1.98 | 1.43 | 1.17 | 1.33 | 1.68 | 2.45 | 3.42 | 4.88 | 6.46 | 8.22 | 9.47 | 10.73 | 11.46 | 11.51 | 11.15 | 10.9 | 10.47 | 6.91 | 6.69 | 6.19 | 4.76 | 4.1 | 3.48 | 2.62 | 1.88 | 1.43 | 1.56 | 1.92 | 2.24 | 2.75 | 3.41 | 4.47 | 5.23 | 5.82 | 6.87 | 7.94 | 8.36 | 8.25 | 7.76 | 7.25 | 6.87 | 3.08 | 2.99 | 2.85 | 2.54 | 2.34 | 2.24 | 1.6 | 1.17 | 0.98 | 1.08 | 1.38 | 1.49 | 1.38 | 1.56 | 1.65 | 2.04 | 2.76 | 3.11 | 3.55 | 4.07 | 3.67 | 3.33 | 3.06 | 3.01 | 1.59 | 1.76 | 1.7 | 1.78 | 1.64 | 1.61 | 1.52 | 1.33 | 1.39 | 1.57 | 1.71 | 1.98 | 1.89 | 1.94 | 2.06 | 2.11 | 1.85 | 1.81 | 2.19 | 2.25 | 2.24 | 2 | 1.83 | 1.68 | 1.8 | 1.84 | 1.95 | 1.85 | 1.94 | 1.84 | 1.63 | 1.96 | 1.82 | 1.64 | 1.62 | 1.72 | 1.95 | 2.17 | 2.01 | 1.7 | 1.74 | 1.77 | 1.84 | 1.79 | 1.94 | 2.08 | 2.13 | 1.98
FLOWD_2_WIND1 |  | Wind | Wind | CISO | South | Socal | FC | 11.9 | 1.1 | 1.15 | 1.31 | 1.23 | 1.22 | 1.14 | 0.93 | 0.8 | 0.85 | 0.85 | 0.84 | 0.88 | 0.97 | 1.12 | 1.11 | 1.21 | 1.07 | 1.07 | 1 | 1.01 | 0.97 | 0.96 | 0.99 | 0.95 | 1.47 | 1.63 | 1.69 | 1.59 | 1.41 | 1.33 | 1.39 | 1.4 | 1.35 | 1.52 | 1.57 | 1.6 | 1.87 | 1.74 | 2 | 1.77 | 2.12 | 2.09 | 2.41 | 2.32 | 2.35 | 2.12 | 1.91 | 1.61 | 2.41 | 2.51 | 2.34 | 2.2 | 2.03 | 1.74 | 1.67 | 1.59 | 1.74 | 1.53 | 1.56 | 1.74 | 1.94 | 2.27 | 2.38 | 2.66 | 2.73 | 2.78 | 2.7 | 2.67 | 2.62 | 2.65 | 2.82 | 2.54 | 4.31 | 3.85 | 3.36 | 2.86 | 2.46 | 2.12 | 1.48 | 1.12 | 1.04 | 0.98 | 0.91 | 0.98 | 1.07 | 1.63 | 2.43 | 3.22 | 3.88 | 4.24 | 4.35 | 4.48 | 4.73 | 4.47 | 4.32 | 4.36 | 4.82 | 4.53 | 4.43 | 4 | 3.3 | 2.72 | 2.03 | 1.57 | 1.09 | 0.88 | 0.77 | 0.73 | 1.01 | 1.67 | 2.72 | 3.93 | 4.56 | 5.03 | 4.91 | 4.91 | 5.01 | 5.09 | 5.22 | 4.89 | 4.8 | 4.51 | 4.14 | 3.51 | 3.05 | 2.39 | 1.69 | 1.13 | 0.89 | 0.6 | 0.71 | 0.74 | 0.91 | 1.41 | 2.27 | 3.14 | 3.84 | 4.47 | 4.97 | 5.45 | 5.33 | 5.31 | 5.26 | 5.06 | 5.38 | 4.96 | 4.39 | 3.95 | 3.46 | 2.7 | 1.97 | 1.21 | 0.76 | 0.56 | 0.68 | 0.93 | 1.32 | 1.97 | 2.7 | 3.66 | 4.46 | 5.07 | 5.5 | 5.63 | 5.85 | 5.82 | 5.72 | 5.52 | 4.42 | 3.97 | 3.43 | 2.78 | 2.45 | 1.97 | 1.36 | 0.86 | 0.62 | 0.51 | 0.58 | 0.73 | 1.06 | 1.49 | 2.12 | 2.81 | 3.57 | 4.11 | 4.66 | 4.98 | 5 | 4.84 | 4.74 | 4.55 | 3 | 2.91 | 2.69 | 2.07 | 1.78 | 1.51 | 1.14 | 0.82 | 0.62 | 0.68 | 0.83 | 0.97 | 1.19 | 1.48 | 1.94 | 2.27 | 2.53 | 2.98 | 3.45 | 3.63 | 3.58 | 3.37 | 3.15 | 2.99 | 1.34 | 1.3 | 1.24 | 1.1 | 1.01 | 0.97 | 0.69 | 0.51 | 0.43 | 0.47 | 0.6 | 0.65 | 0.6 | 0.68 | 0.72 | 0.89 | 1.2 | 1.35 | 1.54 | 1.77 | 1.59 | 1.45 | 1.33 | 1.31 | 0.69 | 0.76 | 0.74 | 0.77 | 0.71 | 0.7 | 0.66 | 0.58 | 0.6 | 0.68 | 0.74 | 0.86 | 0.82 | 0.84 | 0.89 | 0.92 | 0.81 | 0.79 | 0.95 | 0.98 | 0.97 | 0.87 | 0.79 | 0.73 | 0.78 | 0.8 | 0.85 | 0.8 | 0.84 | 0.8 | 0.71 | 0.85 | 0.79 | 0.71 | 0.7 | 0.75 | 0.85 | 0.94 | 0.87 | 0.74 | 0.76 | 0.77 | 0.8 | 0.78 | 0.84 | 0.9 | 0.93 | 0.86
FRESHW_1_SOLAR1 |  | Solar_1Axis | Solar Tracking | CISO | North | Norcal | EO | 20 | 0 | 0 | 0 | 0 | 0 | 0 | 0 | 0.42 | 3.28 | 6.25 | 7.72 | 8.5 | 8.51 | 8.03 | 7.52 | 5.13 | 1.12 | 0 | 0 | 0 | 0 | 0 | 0 | 0 | 0 | 0 | 0 | 0 | 0 | 0 | 0 | 2.47 | 10.27 | 12.8 | 13.08 | 12.39 | 12.21 | 12.13 | 12.4 | 10.57 | 5.55 | 0.31 | 0 | 0 | 0 | 0 | 0 | 0 | 0 | 0 | 0 | 0 | 0 | 0 | 0.52 | 6.39 | 11.99 | 12.84 | 12.05 | 12.38 | 12.2 | 11.23 | 10.37 | 9.66 | 6.8 | 1.57 | 0 | 0 | 0 | 0 | 0 | 0 | 0 | 0 | 0 | 0 | 0 | 0.28 | 5.97 | 13.17 | 14.48 | 14.4 | 14.15 | 14.49 | 14.52 | 14.31 | 14.54 | 13.94 | 12.71 | 5.9 | 0.27 | 0 | 0 | 0 | 0 | 0 | 0 | 0 | 0 | 0 | 0 | 2.2 | 10.38 | 14.64 | 15.3 | 15.32 | 15.19 | 15.51 | 15.51 | 15.86 | 15.86 | 15.51 | 14.62 | 9.05 | 1.41 | 0 | 0 | 0 | 0 | 0 | 0 | 0 | 0 | 0 | 0.01 | 3.16 | 11.47 | 15.54 | 16.64 | 16.85 | 16.97 | 17.07 | 17.02 | 16.87 | 16.87 | 16.5 | 15.31 | 11.34 | 3.2 | 0.04 | 0 | 0 | 0 | 0 | 0 | 0 | 0 | 0 | 0 | 1.43 | 9.2 | 14.84 | 16.38 | 16.6 | 16.72 | 16.65 | 16.62 | 16.44 | 16.41 | 15.74 | 14.59 | 10.24 | 2.41 | 0.01 | 0 | 0 | 0 | 0 | 0 | 0 | 0 | 0 | 0 | 0.2 | 5.39 | 12.46 | 15.07 | 15.77 | 15.84 | 15.96 | 15.84 | 15.71 | 15.6 | 14.68 | 12.04 | 5.34 | 0.3 | 0 | 0 | 0 | 0 | 0 | 0 | 0 | 0 | 0 | 0 | 0.02 | 3.29 | 11.75 | 14.8 | 15.3 | 15.19 | 15.01 | 15.04 | 15.25 | 15.32 | 14.44 | 9.5 | 1.87 | 0 | 0 | 0 | 0 | 0 | 0 | 0 | 0 | 0 | 0 | 0 | 0 | 0.98 | 7.8 | 12.9 | 13.29 | 13.02 | 12.69 | 12.79 | 13.02 | 12.97 | 10.92 | 3.63 | 0.08 | 0 | 0 | 0 | 0 | 0 | 0 | 0 | 0 | 0 | 0 | 0 | 0 | 0.04 | 3.04 | 9.15 | 10.78 | 10.58 | 10.24 | 10.54 | 10.85 | 10.19 | 6.39 | 0.76 | 0 | 0 | 0 | 0 | 0 | 0 | 0 | 0 | 0 | 0 | 0 | 0 | 0 | 0 | 0.6 | 4.09 | 6.72 | 8.16 | 8.58 | 8.35 | 8.09 | 7.48 | 4.18 | 0.45 | 0 | 0 | 0 | 0 | 0 | 0 | 0
FRNTBW_6_SOLAR1 |  | Solar_1Axis | Solar Tracking | CISO | North | Norcal | FC | 20 | 0 | 0 | 0 | 0 | 0 | 0 | 0 | 0.42 | 3.28 | 6.25 | 7.72 | 8.5 | 8.51 | 8.03 | 7.52 | 5.13 | 1.12 | 0 | 0 | 0 | 0 | 0 | 0 | 0 | 0 | 0 | 0 | 0 | 0 | 0 | 0 | 2.47 | 10.27 | 12.8 | 13.08 | 12.39 | 12.21 | 12.13 | 12.4 | 10.57 | 5.55 | 0.31 | 0 | 0 | 0 | 0 | 0 | 0 | 0 | 0 | 0 | 0 | 0 | 0 | 0.52 | 6.39 | 11.99 | 12.84 | 12.05 | 12.38 | 12.2 | 11.23 | 10.37 | 9.66 | 6.8 | 1.57 | 0 | 0 | 0 | 0 | 0 | 0 | 0 | 0 | 0 | 0 | 0 | 0.28 | 5.97 | 13.17 | 14.48 | 14.4 | 14.15 | 14.49 | 14.52 | 14.31 | 14.54 | 13.94 | 12.71 | 5.9 | 0.27 | 0 | 0 | 0 | 0 | 0 | 0 | 0 | 0 | 0 | 0 | 2.2 | 10.38 | 14.64 | 15.3 | 15.32 | 15.19 | 15.51 | 15.51 | 15.86 | 15.86 | 15.51 | 14.62 | 9.05 | 1.41 | 0 | 0 | 0 | 0 | 0 | 0 | 0 | 0 | 0 | 0.01 | 3.16 | 11.47 | 15.54 | 16.64 | 16.85 | 16.97 | 17.07 | 17.02 | 16.87 | 16.87 | 16.5 | 15.31 | 11.34 | 3.2 | 0.04 | 0 | 0 | 0 | 0 | 0 | 0 | 0 | 0 | 0 | 1.43 | 9.2 | 14.84 | 16.38 | 16.6 | 16.72 | 16.65 | 16.62 | 16.44 | 16.41 | 15.74 | 14.59 | 10.24 | 2.41 | 0.01 | 0 | 0 | 0 | 0 | 0 | 0 | 0 | 0 | 0 | 0.2 | 5.39 | 12.46 | 15.07 | 15.77 | 15.84 | 15.96 | 15.84 | 15.71 | 15.6 | 14.68 | 12.04 | 5.34 | 0.3 | 0 | 0 | 0 | 0 | 0 | 0 | 0 | 0 | 0 | 0 | 0.02 | 3.29 | 11.75 | 14.8 | 15.3 | 15.19 | 15.01 | 15.04 | 15.25 | 15.32 | 14.44 | 9.5 | 1.87 | 0 | 0 | 0 | 0 | 0 | 0 | 0 | 0 | 0 | 0 | 0 | 0 | 0.98 | 7.8 | 12.9 | 13.29 | 13.02 | 12.69 | 12.79 | 13.02 | 12.97 | 10.92 | 3.63 | 0.08 | 0 | 0 | 0 | 0 | 0 | 0 | 0 | 0 | 0 | 0 | 0 | 0 | 0.04 | 3.04 | 9.15 | 10.78 | 10.58 | 10.24 | 10.54 | 10.85 | 10.19 | 6.39 | 0.76 | 0 | 0 | 0 | 0 | 0 | 0 | 0 | 0 | 0 | 0 | 0 | 0 | 0 | 0 | 0.6 | 4.09 | 6.72 | 8.16 | 8.58 | 8.35 | 8.09 | 7.48 | 4.18 | 0.45 | 0 | 0 | 0 | 0 | 0 | 0 | 0
GALE_1_SR3SR3 |  | Solar_1Axis | Solar Tracking | CISO | South | Socal | FC | 13.8 | 0 | 0 | 0 | 0 | 0 | 0 | 0.01 | 1.54 | 5.64 | 7.28 | 7.57 | 7.73 | 7.63 | 7.17 | 6.64 | 4.18 | 0.82 | 0 | 0 | 0 | 0 | 0 | 0 | 0 | 0 | 0 | 0 | 0 | 0 | 0 | 0.1 | 3.53 | 8.63 | 9.22 | 9.14 | 8.83 | 8.54 | 8.34 | 8.19 | 7.37 | 3.21 | 0.12 | 0 | 0 | 0 | 0 | 0 | 0 | 0 | 0 | 0 | 0 | 0 | 0 | 1.07 | 6.33 | 8.73 | 9.04 | 8.88 | 8.66 | 8.61 | 7.81 | 7.11 | 6.41 | 4.56 | 0.69 | 0 | 0 | 0 | 0 | 0 | 0 | 0 | 0 | 0 | 0 | 0 | 0.61 | 5.89 | 10.42 | 10.99 | 11.25 | 11.17 | 11.24 | 11.12 | 11.1 | 10.75 | 10.18 | 8.4 | 2.79 | 0.07 | 0 | 0 | 0 | 0 | 0 | 0 | 0 | 0 | 0 | 0.02 | 2.27 | 7.9 | 10.79 | 11.52 | 11.78 | 11.8 | 11.9 | 11.88 | 11.72 | 11.43 | 10.97 | 9.58 | 4.71 | 0.44 | 0 | 0 | 0 | 0 | 0 | 0 | 0 | 0 | 0 | 0.04 | 2.69 | 7.91 | 10.37 | 11.18 | 11.63 | 11.72 | 11.78 | 11.76 | 11.63 | 11.35 | 10.95 | 9.71 | 5.87 | 1 | 0 | 0 | 0 | 0 | 0 | 0 | 0 | 0 | 0 | 0 | 1.26 | 6.15 | 9.64 | 10.94 | 11.49 | 11.6 | 11.57 | 11.47 | 11.33 | 11.02 | 10.55 | 9.29 | 5.37 | 0.86 | 0 | 0 | 0 | 0 | 0 | 0 | 0 | 0 | 0 | 0 | 0.43 | 4.61 | 8.67 | 10.31 | 11.06 | 11.29 | 11.27 | 11.05 | 10.75 | 10.31 | 9.51 | 7.56 | 2.8 | 0.09 | 0 | 0 | 0 | 0 | 0 | 0 | 0 | 0 | 0 | 0 | 0.09 | 3.41 | 8.9 | 10.37 | 10.91 | 10.99 | 10.99 | 10.93 | 10.8 | 10.64 | 9.61 | 5.38 | 0.64 | 0 | 0 | 0 | 0 | 0 | 0 | 0 | 0 | 0 | 0 | 0 | 0.01 | 1.94 | 7.74 | 9.83 | 10.13 | 10.05 | 10.07 | 10.13 | 10.17 | 9.95 | 7.79 | 2.2 | 0.02 | 0 | 0 | 0 | 0 | 0 | 0 | 0 | 0 | 0 | 0 | 0 | 0 | 0.36 | 4.54 | 8.48 | 9.17 | 8.92 | 8.68 | 8.79 | 8.81 | 8.39 | 4.84 | 0.48 | 0 | 0 | 0 | 0 | 0 | 0 | 0 | 0 | 0 | 0 | 0 | 0 | 0 | 0.02 | 1.68 | 5.35 | 6.44 | 6.78 | 6.65 | 6.86 | 6.49 | 5.92 | 3.37 | 0.29 | 0 | 0 | 0 | 0 | 0 | 0 | 0
GARLND_2_GASLR |  | Paired_Solar_Fixed | Solar Fixed | CISO | South | Socal | FC | 180 | 0 | 0 | 0 | 0 | 0 | 0 | 0.28 | 21.53 | 74.33 | 101.2 | 111.39 | 115.78 | 110.5 | 105.52 | 88.25 | 48.88 | 7.13 | 0 | 0 | 0 | 0 | 0 | 0 | 0 | 0 | 0 | 0 | 0 | 0 | 0 | 1.7 | 39.15 | 94.45 | 115.53 | 122.89 | 124.28 | 119.35 | 113.38 | 102.46 | 80.37 | 29.25 | 0.75 | 0 | 0 | 0 | 0 | 0 | 0 | 0 | 0 | 0 | 0 | 0 | 0.02 | 12.97 | 68.47 | 106.14 | 120.95 | 123.65 | 125.33 | 120.13 | 113.62 | 102.45 | 83.35 | 44.94 | 5.95 | 0 | 0 | 0 | 0 | 0 | 0 | 0 | 0 | 0 | 0 | 0 | 6.33 | 53.01 | 107.08 | 134.35 | 145.7 | 151.46 | 151.55 | 148.74 | 144.77 | 133.21 | 114.99 | 78.5 | 20.53 | 0.53 | 0 | 0 | 0 | 0 | 0 | 0 | 0 | 0 | 0 | 0.37 | 21.16 | 75.53 | 113.08 | 135.91 | 149.81 | 156.19 | 157.61 | 156.09 | 152.86 | 142.84 | 124.89 | 91.03 | 35.31 | 2.73 | 0.01 | 0 | 0 | 0 | 0 | 0 | 0 | 0 | 0 | 0.71 | 23.95 | 73.67 | 110.28 | 137.31 | 150.38 | 158.07 | 158.26 | 157.12 | 152.55 | 140.59 | 123.05 | 95.73 | 45.55 | 6.19 | 0.01 | 0 | 0 | 0 | 0 | 0 | 0 | 0 | 0 | 0.04 | 12.72 | 53.18 | 96.31 | 122.39 | 138.15 | 147.56 | 151.11 | 149.62 | 144.72 | 133.47 | 116.83 | 89.38 | 41.11 | 4.9 | 0.01 | 0 | 0 | 0 | 0 | 0 | 0 | 0 | 0 | 0 | 5.22 | 46.2 | 96.99 | 122.64 | 139.74 | 152.05 | 155.27 | 148.81 | 144.14 | 132.16 | 112.8 | 75.87 | 22.07 | 0.69 | 0.01 | 0 | 0 | 0 | 0 | 0 | 0 | 0 | 0 | 0 | 1.61 | 36.35 | 94.32 | 123.99 | 139.18 | 148.29 | 150.28 | 150.24 | 143.59 | 129.41 | 103.13 | 48.16 | 5.08 | 0.03 | 0 | 0 | 0 | 0 | 0 | 0 | 0 | 0 | 0 | 0 | 0.3 | 22.91 | 84.22 | 119.77 | 134.86 | 144.22 | 145.67 | 143.38 | 136.4 | 122.06 | 80.95 | 18.94 | 0.28 | 0 | 0 | 0 | 0 | 0 | 0 | 0 | 0 | 0 | 0 | 0 | 0.03 | 5.94 | 53.46 | 105.1 | 122.2 | 129.84 | 131.56 | 127.98 | 120.51 | 99.22 | 46.4 | 3.47 | 0 | 0 | 0 | 0 | 0 | 0 | 0 | 0 | 0 | 0 | 0 | 0 | 0 | 0.66 | 23.8 | 69.3 | 93.66 | 101.97 | 107.53 | 106.33 | 97.33 | 76.41 | 35.25 | 2.23 | 0 | 0 | 0 | 0 | 0 | 0 | 0
GARLND_2_GASLRA |  | Paired_Solar_1Axis | Solar Tracking | CISO | South | Socal | FC | 20 | 0 | 0 | 0 | 0 | 0 | 0 | 0.01 | 2.23 | 8.17 | 10.55 | 10.97 | 11.2 | 11.07 | 10.39 | 9.62 | 6.06 | 1.19 | 0 | 0 | 0 | 0 | 0 | 0 | 0 | 0 | 0 | 0 | 0 | 0 | 0 | 0.14 | 5.11 | 12.5 | 13.36 | 13.24 | 12.8 | 12.38 | 12.09 | 11.87 | 10.68 | 4.66 | 0.17 | 0 | 0 | 0 | 0 | 0 | 0 | 0 | 0 | 0 | 0 | 0 | 0 | 1.54 | 9.18 | 12.65 | 13.11 | 12.87 | 12.55 | 12.47 | 11.32 | 10.3 | 9.29 | 6.6 | 1 | 0 | 0 | 0 | 0 | 0 | 0 | 0 | 0 | 0 | 0 | 0 | 0.88 | 8.53 | 15.11 | 15.92 | 16.31 | 16.19 | 16.3 | 16.12 | 16.08 | 15.58 | 14.76 | 12.17 | 4.04 | 0.1 | 0 | 0 | 0 | 0 | 0 | 0 | 0 | 0 | 0 | 0.03 | 3.29 | 11.45 | 15.64 | 16.7 | 17.07 | 17.11 | 17.25 | 17.22 | 16.99 | 16.57 | 15.9 | 13.89 | 6.83 | 0.64 | 0 | 0 | 0 | 0 | 0 | 0 | 0 | 0 | 0 | 0.06 | 3.9 | 11.46 | 15.03 | 16.2 | 16.85 | 16.99 | 17.08 | 17.05 | 16.86 | 16.44 | 15.87 | 14.08 | 8.5 | 1.46 | 0 | 0 | 0 | 0 | 0 | 0 | 0 | 0 | 0 | 0.01 | 1.83 | 8.92 | 13.98 | 15.85 | 16.65 | 16.81 | 16.76 | 16.62 | 16.42 | 15.97 | 15.29 | 13.46 | 7.79 | 1.24 | 0 | 0 | 0 | 0 | 0 | 0 | 0 | 0 | 0 | 0 | 0.62 | 6.68 | 12.56 | 14.94 | 16.02 | 16.37 | 16.33 | 16.01 | 15.57 | 14.94 | 13.78 | 10.96 | 4.06 | 0.12 | 0 | 0 | 0 | 0 | 0 | 0 | 0 | 0 | 0 | 0 | 0.14 | 4.94 | 12.9 | 15.03 | 15.81 | 15.93 | 15.93 | 15.84 | 15.66 | 15.43 | 13.93 | 7.79 | 0.93 | 0 | 0 | 0 | 0 | 0 | 0 | 0 | 0 | 0 | 0 | 0 | 0.01 | 2.82 | 11.22 | 14.25 | 14.69 | 14.56 | 14.6 | 14.67 | 14.74 | 14.42 | 11.28 | 3.18 | 0.04 | 0 | 0 | 0 | 0 | 0 | 0 | 0 | 0 | 0 | 0 | 0 | 0 | 0.52 | 6.58 | 12.29 | 13.29 | 12.93 | 12.58 | 12.74 | 12.77 | 12.16 | 7.01 | 0.7 | 0 | 0 | 0 | 0 | 0 | 0 | 0 | 0 | 0 | 0 | 0 | 0 | 0 | 0.02 | 2.44 | 7.76 | 9.33 | 9.83 | 9.63 | 9.95 | 9.4 | 8.58 | 4.88 | 0.42 | 0 | 0 | 0 | 0 | 0 | 0 | 0
GARNET_1_SOLAR |  | Solar_1Axis | Solar Tracking | CISO | South | Socal | EO | 4 | 0 | 0 | 0 | 0 | 0 | 0 | 0 | 0.45 | 1.63 | 2.11 | 2.19 | 2.24 | 2.21 | 2.08 | 1.92 | 1.21 | 0.24 | 0 | 0 | 0 | 0 | 0 | 0 | 0 | 0 | 0 | 0 | 0 | 0 | 0 | 0.03 | 1.02 | 2.5 | 2.67 | 2.65 | 2.56 | 2.48 | 2.42 | 2.37 | 2.14 | 0.93 | 0.03 | 0 | 0 | 0 | 0 | 0 | 0 | 0 | 0 | 0 | 0 | 0 | 0 | 0.31 | 1.84 | 2.53 | 2.62 | 2.57 | 2.51 | 2.49 | 2.26 | 2.06 | 1.86 | 1.32 | 0.2 | 0 | 0 | 0 | 0 | 0 | 0 | 0 | 0 | 0 | 0 | 0 | 0.18 | 1.71 | 3.02 | 3.18 | 3.26 | 3.24 | 3.26 | 3.22 | 3.22 | 3.12 | 2.95 | 2.43 | 0.81 | 0.02 | 0 | 0 | 0 | 0 | 0 | 0 | 0 | 0 | 0 | 0.01 | 0.66 | 2.29 | 3.13 | 3.34 | 3.41 | 3.42 | 3.45 | 3.44 | 3.4 | 3.31 | 3.18 | 2.78 | 1.37 | 0.13 | 0 | 0 | 0 | 0 | 0 | 0 | 0 | 0 | 0 | 0.01 | 0.78 | 2.29 | 3.01 | 3.24 | 3.37 | 3.4 | 3.42 | 3.41 | 3.37 | 3.29 | 3.17 | 2.82 | 1.7 | 0.29 | 0 | 0 | 0 | 0 | 0 | 0 | 0 | 0 | 0 | 0 | 0.37 | 1.78 | 2.8 | 3.17 | 3.33 | 3.36 | 3.35 | 3.32 | 3.28 | 3.19 | 3.06 | 2.69 | 1.56 | 0.25 | 0 | 0 | 0 | 0 | 0 | 0 | 0 | 0 | 0 | 0 | 0.12 | 1.34 | 2.51 | 2.99 | 3.2 | 3.27 | 3.27 | 3.2 | 3.11 | 2.99 | 2.76 | 2.19 | 0.81 | 0.02 | 0 | 0 | 0 | 0 | 0 | 0 | 0 | 0 | 0 | 0 | 0.03 | 0.99 | 2.58 | 3.01 | 3.16 | 3.19 | 3.19 | 3.17 | 3.13 | 3.09 | 2.79 | 1.56 | 0.19 | 0 | 0 | 0 | 0 | 0 | 0 | 0 | 0 | 0 | 0 | 0 | 0 | 0.56 | 2.24 | 2.85 | 2.94 | 2.91 | 2.92 | 2.93 | 2.95 | 2.88 | 2.26 | 0.64 | 0.01 | 0 | 0 | 0 | 0 | 0 | 0 | 0 | 0 | 0 | 0 | 0 | 0 | 0.1 | 1.32 | 2.46 | 2.66 | 2.59 | 2.52 | 2.55 | 2.55 | 2.43 | 1.4 | 0.14 | 0 | 0 | 0 | 0 | 0 | 0 | 0 | 0 | 0 | 0 | 0 | 0 | 0 | 0 | 0.49 | 1.55 | 1.87 | 1.97 | 1.93 | 1.99 | 1.88 | 1.72 | 0.98 | 0.08 | 0 | 0 | 0 | 0 | 0 | 0 | 0
GARNET_1_SOLAR2 |  | Solar_1Axis | Solar Tracking | CISO | South | Socal | FC | 4 | 0 | 0 | 0 | 0 | 0 | 0 | 0 | 0.45 | 1.63 | 2.11 | 2.19 | 2.24 | 2.21 | 2.08 | 1.92 | 1.21 | 0.24 | 0 | 0 | 0 | 0 | 0 | 0 | 0 | 0 | 0 | 0 | 0 | 0 | 0 | 0.03 | 1.02 | 2.5 | 2.67 | 2.65 | 2.56 | 2.48 | 2.42 | 2.37 | 2.14 | 0.93 | 0.03 | 0 | 0 | 0 | 0 | 0 | 0 | 0 | 0 | 0 | 0 | 0 | 0 | 0.31 | 1.84 | 2.53 | 2.62 | 2.57 | 2.51 | 2.49 | 2.26 | 2.06 | 1.86 | 1.32 | 0.2 | 0 | 0 | 0 | 0 | 0 | 0 | 0 | 0 | 0 | 0 | 0 | 0.18 | 1.71 | 3.02 | 3.18 | 3.26 | 3.24 | 3.26 | 3.22 | 3.22 | 3.12 | 2.95 | 2.43 | 0.81 | 0.02 | 0 | 0 | 0 | 0 | 0 | 0 | 0 | 0 | 0 | 0.01 | 0.66 | 2.29 | 3.13 | 3.34 | 3.41 | 3.42 | 3.45 | 3.44 | 3.4 | 3.31 | 3.18 | 2.78 | 1.37 | 0.13 | 0 | 0 | 0 | 0 | 0 | 0 | 0 | 0 | 0 | 0.01 | 0.78 | 2.29 | 3.01 | 3.24 | 3.37 | 3.4 | 3.42 | 3.41 | 3.37 | 3.29 | 3.17 | 2.82 | 1.7 | 0.29 | 0 | 0 | 0 | 0 | 0 | 0 | 0 | 0 | 0 | 0 | 0.37 | 1.78 | 2.8 | 3.17 | 3.33 | 3.36 | 3.35 | 3.32 | 3.28 | 3.19 | 3.06 | 2.69 | 1.56 | 0.25 | 0 | 0 | 0 | 0 | 0 | 0 | 0 | 0 | 0 | 0 | 0.12 | 1.34 | 2.51 | 2.99 | 3.2 | 3.27 | 3.27 | 3.2 | 3.11 | 2.99 | 2.76 | 2.19 | 0.81 | 0.02 | 0 | 0 | 0 | 0 | 0 | 0 | 0 | 0 | 0 | 0 | 0.03 | 0.99 | 2.58 | 3.01 | 3.16 | 3.19 | 3.19 | 3.17 | 3.13 | 3.09 | 2.79 | 1.56 | 0.19 | 0 | 0 | 0 | 0 | 0 | 0 | 0 | 0 | 0 | 0 | 0 | 0 | 0.56 | 2.24 | 2.85 | 2.94 | 2.91 | 2.92 | 2.93 | 2.95 | 2.88 | 2.26 | 0.64 | 0.01 | 0 | 0 | 0 | 0 | 0 | 0 | 0 | 0 | 0 | 0 | 0 | 0 | 0.1 | 1.32 | 2.46 | 2.66 | 2.59 | 2.52 | 2.55 | 2.55 | 2.43 | 1.4 | 0.14 | 0 | 0 | 0 | 0 | 0 | 0 | 0 | 0 | 0 | 0 | 0 | 0 | 0 | 0 | 0.49 | 1.55 | 1.87 | 1.97 | 1.93 | 1.99 | 1.88 | 1.72 | 0.98 | 0.08 | 0 | 0 | 0 | 0 | 0 | 0 | 0
GARNET_1_WIND |  | Wind | Wind | CISO | South | Socal | FC | 6.5 | 0.6 | 0.63 | 0.72 | 0.67 | 0.67 | 0.62 | 0.51 | 0.44 | 0.46 | 0.46 | 0.46 | 0.48 | 0.53 | 0.61 | 0.61 | 0.66 | 0.58 | 0.58 | 0.55 | 0.55 | 0.53 | 0.52 | 0.54 | 0.52 | 0.8 | 0.89 | 0.92 | 0.87 | 0.77 | 0.73 | 0.76 | 0.77 | 0.74 | 0.83 | 0.86 | 0.88 | 1.02 | 0.95 | 1.09 | 0.97 | 1.16 | 1.14 | 1.32 | 1.27 | 1.28 | 1.16 | 1.04 | 0.88 | 1.31 | 1.37 | 1.28 | 1.2 | 1.11 | 0.95 | 0.91 | 0.87 | 0.95 | 0.83 | 0.85 | 0.95 | 1.06 | 1.24 | 1.3 | 1.45 | 1.49 | 1.52 | 1.48 | 1.46 | 1.43 | 1.45 | 1.54 | 1.39 | 2.35 | 2.11 | 1.83 | 1.56 | 1.34 | 1.16 | 0.81 | 0.61 | 0.57 | 0.53 | 0.5 | 0.54 | 0.59 | 0.89 | 1.33 | 1.76 | 2.12 | 2.31 | 2.38 | 2.45 | 2.58 | 2.44 | 2.36 | 2.38 | 2.63 | 2.48 | 2.42 | 2.18 | 1.8 | 1.48 | 1.11 | 0.86 | 0.6 | 0.48 | 0.42 | 0.4 | 0.55 | 0.91 | 1.49 | 2.14 | 2.49 | 2.75 | 2.68 | 2.68 | 2.74 | 2.78 | 2.85 | 2.67 | 2.62 | 2.46 | 2.26 | 1.91 | 1.67 | 1.31 | 0.92 | 0.62 | 0.49 | 0.33 | 0.39 | 0.4 | 0.5 | 0.77 | 1.24 | 1.72 | 2.1 | 2.44 | 2.71 | 2.98 | 2.91 | 2.9 | 2.87 | 2.76 | 2.94 | 2.71 | 2.4 | 2.16 | 1.89 | 1.47 | 1.08 | 0.66 | 0.42 | 0.3 | 0.37 | 0.51 | 0.72 | 1.07 | 1.47 | 2 | 2.43 | 2.77 | 3 | 3.07 | 3.2 | 3.18 | 3.12 | 3.02 | 2.41 | 2.17 | 1.87 | 1.52 | 1.34 | 1.07 | 0.74 | 0.47 | 0.34 | 0.28 | 0.32 | 0.4 | 0.58 | 0.81 | 1.16 | 1.53 | 1.95 | 2.25 | 2.55 | 2.72 | 2.73 | 2.65 | 2.59 | 2.49 | 1.64 | 1.59 | 1.47 | 1.13 | 0.97 | 0.83 | 0.62 | 0.45 | 0.34 | 0.37 | 0.45 | 0.53 | 0.65 | 0.81 | 1.06 | 1.24 | 1.38 | 1.63 | 1.88 | 1.98 | 1.96 | 1.84 | 1.72 | 1.63 | 0.73 | 0.71 | 0.68 | 0.6 | 0.55 | 0.53 | 0.38 | 0.28 | 0.23 | 0.26 | 0.33 | 0.35 | 0.33 | 0.37 | 0.39 | 0.49 | 0.65 | 0.74 | 0.84 | 0.97 | 0.87 | 0.79 | 0.73 | 0.71 | 0.38 | 0.42 | 0.4 | 0.42 | 0.39 | 0.38 | 0.36 | 0.31 | 0.33 | 0.37 | 0.41 | 0.47 | 0.45 | 0.46 | 0.49 | 0.5 | 0.44 | 0.43 | 0.52 | 0.53 | 0.53 | 0.47 | 0.43 | 0.4 | 0.43 | 0.44 | 0.46 | 0.44 | 0.46 | 0.44 | 0.39 | 0.46 | 0.43 | 0.39 | 0.38 | 0.41 | 0.46 | 0.52 | 0.48 | 0.4 | 0.41 | 0.42 | 0.44 | 0.43 | 0.46 | 0.49 | 0.51 | 0.47
GARNET_1_WINDS |  | Wind | Wind | CISO | South | Socal | FC | 22.5 | 2.09 | 2.17 | 2.48 | 2.33 | 2.31 | 2.15 | 1.76 | 1.52 | 1.6 | 1.6 | 1.59 | 1.66 | 1.84 | 2.11 | 2.1 | 2.3 | 2.02 | 2.02 | 1.89 | 1.92 | 1.84 | 1.81 | 1.88 | 1.79 | 2.78 | 3.08 | 3.19 | 3.01 | 2.66 | 2.51 | 2.62 | 2.65 | 2.56 | 2.86 | 2.97 | 3.03 | 3.53 | 3.29 | 3.78 | 3.34 | 4 | 3.95 | 4.56 | 4.39 | 4.43 | 4.01 | 3.61 | 3.05 | 4.55 | 4.74 | 4.42 | 4.16 | 3.83 | 3.28 | 3.15 | 3.01 | 3.28 | 2.89 | 2.94 | 3.29 | 3.67 | 4.29 | 4.51 | 5.03 | 5.16 | 5.26 | 5.11 | 5.05 | 4.96 | 5.01 | 5.33 | 4.8 | 8.14 | 7.29 | 6.35 | 5.41 | 4.65 | 4.01 | 2.8 | 2.11 | 1.97 | 1.85 | 1.72 | 1.85 | 2.03 | 3.07 | 4.6 | 6.09 | 7.33 | 8.01 | 8.23 | 8.47 | 8.94 | 8.45 | 8.16 | 8.25 | 9.11 | 8.57 | 8.39 | 7.56 | 6.23 | 5.14 | 3.84 | 2.96 | 2.06 | 1.66 | 1.46 | 1.37 | 1.91 | 3.15 | 5.14 | 7.42 | 8.62 | 9.51 | 9.28 | 9.28 | 9.47 | 9.62 | 9.86 | 9.25 | 9.07 | 8.52 | 7.83 | 6.63 | 5.77 | 4.52 | 3.2 | 2.14 | 1.69 | 1.13 | 1.34 | 1.4 | 1.72 | 2.66 | 4.3 | 5.94 | 7.26 | 8.45 | 9.39 | 10.31 | 10.08 | 10.04 | 9.95 | 9.56 | 10.17 | 9.39 | 8.29 | 7.47 | 6.55 | 5.1 | 3.73 | 2.29 | 1.44 | 1.05 | 1.28 | 1.75 | 2.5 | 3.72 | 5.1 | 6.91 | 8.42 | 9.58 | 10.39 | 10.64 | 11.07 | 11 | 10.81 | 10.44 | 8.35 | 7.51 | 6.48 | 5.26 | 4.62 | 3.72 | 2.57 | 1.62 | 1.17 | 0.96 | 1.09 | 1.38 | 2.01 | 2.81 | 4.01 | 5.31 | 6.75 | 7.78 | 8.82 | 9.42 | 9.45 | 9.16 | 8.96 | 8.6 | 5.68 | 5.5 | 5.08 | 3.91 | 3.37 | 2.86 | 2.15 | 1.54 | 1.18 | 1.29 | 1.57 | 1.84 | 2.26 | 2.8 | 3.67 | 4.29 | 4.78 | 5.64 | 6.52 | 6.87 | 6.77 | 6.37 | 5.96 | 5.65 | 2.53 | 2.46 | 2.34 | 2.09 | 1.92 | 1.84 | 1.31 | 0.96 | 0.81 | 0.88 | 1.14 | 1.23 | 1.13 | 1.28 | 1.36 | 1.68 | 2.27 | 2.56 | 2.91 | 3.34 | 3.01 | 2.74 | 2.51 | 2.47 | 1.31 | 1.45 | 1.39 | 1.46 | 1.35 | 1.32 | 1.25 | 1.09 | 1.14 | 1.29 | 1.41 | 1.63 | 1.56 | 1.59 | 1.69 | 1.73 | 1.52 | 1.49 | 1.8 | 1.85 | 1.84 | 1.64 | 1.5 | 1.38 | 1.48 | 1.51 | 1.6 | 1.52 | 1.6 | 1.51 | 1.34 | 1.61 | 1.49 | 1.35 | 1.33 | 1.41 | 1.6 | 1.78 | 1.65 | 1.4 | 1.43 | 1.46 | 1.51 | 1.47 | 1.59 | 1.71 | 1.75 | 1.63
GARNET_1_WT3WND |  | Wind | Wind | CISO | South | Socal | EO | 6 | 0.56 | 0.58 | 0.66 | 0.62 | 0.62 | 0.57 | 0.47 | 0.41 | 0.43 | 0.43 | 0.42 | 0.44 | 0.49 | 0.56 | 0.56 | 0.61 | 0.54 | 0.54 | 0.5 | 0.51 | 0.49 | 0.48 | 0.5 | 0.48 | 0.74 | 0.82 | 0.85 | 0.8 | 0.71 | 0.67 | 0.7 | 0.71 | 0.68 | 0.76 | 0.79 | 0.81 | 0.94 | 0.88 | 1.01 | 0.89 | 1.07 | 1.05 | 1.22 | 1.17 | 1.18 | 1.07 | 0.96 | 0.81 | 1.21 | 1.26 | 1.18 | 1.11 | 1.02 | 0.88 | 0.84 | 0.8 | 0.88 | 0.77 | 0.79 | 0.88 | 0.98 | 1.14 | 1.2 | 1.34 | 1.37 | 1.4 | 1.36 | 1.35 | 1.32 | 1.34 | 1.42 | 1.28 | 2.17 | 1.94 | 1.69 | 1.44 | 1.24 | 1.07 | 0.75 | 0.56 | 0.53 | 0.49 | 0.46 | 0.49 | 0.54 | 0.82 | 1.23 | 1.63 | 1.95 | 2.14 | 2.2 | 2.26 | 2.38 | 2.25 | 2.18 | 2.2 | 2.43 | 2.29 | 2.24 | 2.02 | 1.66 | 1.37 | 1.02 | 0.79 | 0.55 | 0.44 | 0.39 | 0.37 | 0.51 | 0.84 | 1.37 | 1.98 | 2.3 | 2.54 | 2.48 | 2.47 | 2.53 | 2.57 | 2.63 | 2.47 | 2.42 | 2.27 | 2.09 | 1.77 | 1.54 | 1.21 | 0.85 | 0.57 | 0.45 | 0.3 | 0.36 | 0.37 | 0.46 | 0.71 | 1.15 | 1.58 | 1.94 | 2.25 | 2.51 | 2.75 | 2.69 | 2.68 | 2.65 | 2.55 | 2.71 | 2.5 | 2.21 | 1.99 | 1.75 | 1.36 | 1 | 0.61 | 0.38 | 0.28 | 0.34 | 0.47 | 0.67 | 0.99 | 1.36 | 1.84 | 2.25 | 2.56 | 2.77 | 2.84 | 2.95 | 2.93 | 2.88 | 2.78 | 2.23 | 2 | 1.73 | 1.4 | 1.23 | 0.99 | 0.69 | 0.43 | 0.31 | 0.26 | 0.29 | 0.37 | 0.54 | 0.75 | 1.07 | 1.42 | 1.8 | 2.07 | 2.35 | 2.51 | 2.52 | 2.44 | 2.39 | 2.29 | 1.51 | 1.47 | 1.36 | 1.04 | 0.9 | 0.76 | 0.57 | 0.41 | 0.31 | 0.34 | 0.42 | 0.49 | 0.6 | 0.75 | 0.98 | 1.14 | 1.27 | 1.5 | 1.74 | 1.83 | 1.81 | 1.7 | 1.59 | 1.51 | 0.68 | 0.65 | 0.62 | 0.56 | 0.51 | 0.49 | 0.35 | 0.26 | 0.22 | 0.24 | 0.3 | 0.33 | 0.3 | 0.34 | 0.36 | 0.45 | 0.6 | 0.68 | 0.78 | 0.89 | 0.8 | 0.73 | 0.67 | 0.66 | 0.35 | 0.39 | 0.37 | 0.39 | 0.36 | 0.35 | 0.33 | 0.29 | 0.3 | 0.34 | 0.38 | 0.43 | 0.41 | 0.43 | 0.45 | 0.46 | 0.41 | 0.4 | 0.48 | 0.49 | 0.49 | 0.44 | 0.4 | 0.37 | 0.39 | 0.4 | 0.43 | 0.41 | 0.43 | 0.4 | 0.36 | 0.43 | 0.4 | 0.36 | 0.35 | 0.38 | 0.43 | 0.48 | 0.44 | 0.37 | 0.38 | 0.39 | 0.4 | 0.39 | 0.42 | 0.46 | 0.47 | 0.43
GARNET_2_COAWD2 |  | Wind | Wind | CISO | South | Socal | FC | 10.8 | 1 | 1.04 | 1.19 | 1.12 | 1.11 | 1.03 | 0.84 | 0.73 | 0.77 | 0.77 | 0.76 | 0.8 | 0.88 | 1.01 | 1.01 | 1.1 | 0.97 | 0.97 | 0.91 | 0.92 | 0.88 | 0.87 | 0.9 | 0.86 | 1.34 | 1.48 | 1.53 | 1.45 | 1.28 | 1.21 | 1.26 | 1.27 | 1.23 | 1.38 | 1.43 | 1.46 | 1.7 | 1.58 | 1.81 | 1.6 | 1.92 | 1.9 | 2.19 | 2.11 | 2.13 | 1.93 | 1.73 | 1.46 | 2.18 | 2.28 | 2.12 | 2 | 1.84 | 1.58 | 1.51 | 1.45 | 1.58 | 1.39 | 1.41 | 1.58 | 1.76 | 2.06 | 2.16 | 2.41 | 2.47 | 2.53 | 2.45 | 2.42 | 2.38 | 2.41 | 2.56 | 2.3 | 3.91 | 3.5 | 3.05 | 2.6 | 2.23 | 1.93 | 1.34 | 1.01 | 0.95 | 0.89 | 0.82 | 0.89 | 0.97 | 1.48 | 2.21 | 2.93 | 3.52 | 3.84 | 3.95 | 4.06 | 4.29 | 4.06 | 3.92 | 3.96 | 4.37 | 4.11 | 4.02 | 3.63 | 2.99 | 2.47 | 1.84 | 1.42 | 0.99 | 0.8 | 0.7 | 0.66 | 0.92 | 1.51 | 2.47 | 3.56 | 4.14 | 4.56 | 4.46 | 4.45 | 4.55 | 4.62 | 4.73 | 4.44 | 4.36 | 4.09 | 3.76 | 3.18 | 2.77 | 2.17 | 1.54 | 1.03 | 0.81 | 0.54 | 0.64 | 0.67 | 0.83 | 1.28 | 2.06 | 2.85 | 3.48 | 4.06 | 4.51 | 4.95 | 4.84 | 4.82 | 4.78 | 4.59 | 4.88 | 4.51 | 3.98 | 3.59 | 3.14 | 2.45 | 1.79 | 1.1 | 0.69 | 0.5 | 0.61 | 0.84 | 1.2 | 1.79 | 2.45 | 3.32 | 4.04 | 4.6 | 4.99 | 5.11 | 5.31 | 5.28 | 5.19 | 5.01 | 4.01 | 3.61 | 3.11 | 2.52 | 2.22 | 1.78 | 1.24 | 0.78 | 0.56 | 0.46 | 0.52 | 0.66 | 0.97 | 1.35 | 1.92 | 2.55 | 3.24 | 3.73 | 4.23 | 4.52 | 4.54 | 4.4 | 4.3 | 4.13 | 2.72 | 2.64 | 2.44 | 1.88 | 1.62 | 1.37 | 1.03 | 0.74 | 0.56 | 0.62 | 0.76 | 0.88 | 1.08 | 1.35 | 1.76 | 2.06 | 2.29 | 2.71 | 3.13 | 3.3 | 3.25 | 3.06 | 2.86 | 2.71 | 1.22 | 1.18 | 1.12 | 1 | 0.92 | 0.88 | 0.63 | 0.46 | 0.39 | 0.42 | 0.54 | 0.59 | 0.54 | 0.61 | 0.65 | 0.81 | 1.09 | 1.23 | 1.4 | 1.61 | 1.45 | 1.31 | 1.2 | 1.19 | 0.63 | 0.69 | 0.67 | 0.7 | 0.65 | 0.63 | 0.6 | 0.52 | 0.55 | 0.62 | 0.68 | 0.78 | 0.75 | 0.77 | 0.81 | 0.83 | 0.73 | 0.71 | 0.86 | 0.89 | 0.88 | 0.79 | 0.72 | 0.66 | 0.71 | 0.72 | 0.77 | 0.73 | 0.77 | 0.73 | 0.64 | 0.77 | 0.72 | 0.65 | 0.64 | 0.68 | 0.77 | 0.86 | 0.79 | 0.67 | 0.69 | 0.7 | 0.73 | 0.71 | 0.76 | 0.82 | 0.84 | 0.78
GARNET_2_WIND1 |  | Wind | Wind | CISO | South | Socal | FC | 11.2 | 1.04 | 1.08 | 1.23 | 1.16 | 1.15 | 1.07 | 0.88 | 0.76 | 0.8 | 0.8 | 0.79 | 0.83 | 0.92 | 1.05 | 1.05 | 1.14 | 1 | 1 | 0.94 | 0.95 | 0.92 | 0.9 | 0.93 | 0.89 | 1.39 | 1.53 | 1.59 | 1.5 | 1.32 | 1.25 | 1.31 | 1.32 | 1.28 | 1.43 | 1.48 | 1.51 | 1.76 | 1.64 | 1.88 | 1.66 | 1.99 | 1.97 | 2.27 | 2.18 | 2.21 | 2 | 1.8 | 1.52 | 2.26 | 2.36 | 2.2 | 2.07 | 1.91 | 1.64 | 1.57 | 1.5 | 1.63 | 1.44 | 1.47 | 1.64 | 1.83 | 2.14 | 2.24 | 2.5 | 2.57 | 2.62 | 2.54 | 2.51 | 2.47 | 2.5 | 2.65 | 2.39 | 4.05 | 3.63 | 3.16 | 2.69 | 2.32 | 2 | 1.39 | 1.05 | 0.98 | 0.92 | 0.85 | 0.92 | 1.01 | 1.53 | 2.29 | 3.03 | 3.65 | 3.99 | 4.1 | 4.21 | 4.45 | 4.21 | 4.06 | 4.1 | 4.53 | 4.27 | 4.17 | 3.76 | 3.1 | 2.56 | 1.91 | 1.47 | 1.03 | 0.83 | 0.73 | 0.68 | 0.95 | 1.57 | 2.56 | 3.7 | 4.29 | 4.73 | 4.62 | 4.62 | 4.71 | 4.79 | 4.91 | 4.6 | 4.52 | 4.24 | 3.9 | 3.3 | 2.87 | 2.25 | 1.59 | 1.06 | 0.84 | 0.56 | 0.67 | 0.69 | 0.86 | 1.32 | 2.14 | 2.96 | 3.61 | 4.21 | 4.68 | 5.13 | 5.02 | 5 | 4.95 | 4.76 | 5.06 | 4.67 | 4.13 | 3.72 | 3.26 | 2.54 | 1.86 | 1.14 | 0.72 | 0.52 | 0.64 | 0.87 | 1.24 | 1.85 | 2.54 | 3.44 | 4.19 | 4.77 | 5.17 | 5.3 | 5.51 | 5.48 | 5.38 | 5.2 | 4.16 | 3.74 | 3.23 | 2.62 | 2.3 | 1.85 | 1.28 | 0.81 | 0.58 | 0.48 | 0.54 | 0.69 | 1 | 1.4 | 1.99 | 2.64 | 3.36 | 3.87 | 4.39 | 4.69 | 4.71 | 4.56 | 4.46 | 4.28 | 2.83 | 2.74 | 2.53 | 1.94 | 1.68 | 1.42 | 1.07 | 0.77 | 0.59 | 0.64 | 0.78 | 0.92 | 1.12 | 1.39 | 1.83 | 2.14 | 2.38 | 2.81 | 3.25 | 3.42 | 3.37 | 3.17 | 2.96 | 2.81 | 1.26 | 1.22 | 1.17 | 1.04 | 0.96 | 0.92 | 0.65 | 0.48 | 0.4 | 0.44 | 0.57 | 0.61 | 0.56 | 0.64 | 0.67 | 0.84 | 1.13 | 1.27 | 1.45 | 1.66 | 1.5 | 1.36 | 1.25 | 1.23 | 0.65 | 0.72 | 0.69 | 0.73 | 0.67 | 0.66 | 0.62 | 0.54 | 0.57 | 0.64 | 0.7 | 0.81 | 0.77 | 0.79 | 0.84 | 0.86 | 0.76 | 0.74 | 0.9 | 0.92 | 0.92 | 0.82 | 0.75 | 0.69 | 0.74 | 0.75 | 0.8 | 0.76 | 0.79 | 0.75 | 0.67 | 0.8 | 0.74 | 0.67 | 0.66 | 0.7 | 0.8 | 0.89 | 0.82 | 0.7 | 0.71 | 0.72 | 0.75 | 0.73 | 0.79 | 0.85 | 0.87 | 0.81
GARNET_2_WIND2 |  | Wind | Wind | CISO | South | Socal | FC | 11.7 | 1.09 | 1.13 | 1.29 | 1.21 | 1.2 | 1.12 | 0.92 | 0.79 | 0.83 | 0.83 | 0.83 | 0.87 | 0.96 | 1.1 | 1.09 | 1.19 | 1.05 | 1.05 | 0.98 | 1 | 0.96 | 0.94 | 0.98 | 0.93 | 1.45 | 1.6 | 1.66 | 1.57 | 1.38 | 1.31 | 1.36 | 1.38 | 1.33 | 1.49 | 1.55 | 1.58 | 1.84 | 1.71 | 1.97 | 1.74 | 2.08 | 2.06 | 2.37 | 2.28 | 2.31 | 2.09 | 1.88 | 1.59 | 2.37 | 2.47 | 2.3 | 2.16 | 1.99 | 1.71 | 1.64 | 1.57 | 1.71 | 1.5 | 1.53 | 1.71 | 1.91 | 2.23 | 2.34 | 2.62 | 2.68 | 2.74 | 2.66 | 2.63 | 2.58 | 2.61 | 2.77 | 2.49 | 4.23 | 3.79 | 3.3 | 2.81 | 2.42 | 2.09 | 1.46 | 1.1 | 1.03 | 0.96 | 0.89 | 0.96 | 1.05 | 1.6 | 2.39 | 3.17 | 3.81 | 4.16 | 4.28 | 4.4 | 4.65 | 4.39 | 4.24 | 4.29 | 4.74 | 4.46 | 4.36 | 3.93 | 3.24 | 2.67 | 2 | 1.54 | 1.07 | 0.86 | 0.76 | 0.71 | 0.99 | 1.64 | 2.67 | 3.86 | 4.48 | 4.94 | 4.83 | 4.83 | 4.92 | 5 | 5.13 | 4.81 | 4.72 | 4.43 | 4.07 | 3.45 | 3 | 2.35 | 1.66 | 1.11 | 0.88 | 0.59 | 0.7 | 0.73 | 0.89 | 1.38 | 2.24 | 3.09 | 3.77 | 4.4 | 4.89 | 5.36 | 5.24 | 5.22 | 5.17 | 4.97 | 5.29 | 4.88 | 4.31 | 3.89 | 3.4 | 2.65 | 1.94 | 1.19 | 0.75 | 0.55 | 0.66 | 0.91 | 1.3 | 1.93 | 2.65 | 3.6 | 4.38 | 4.98 | 5.4 | 5.53 | 5.75 | 5.72 | 5.62 | 5.43 | 4.34 | 3.91 | 3.37 | 2.73 | 2.4 | 1.93 | 1.34 | 0.84 | 0.61 | 0.5 | 0.57 | 0.72 | 1.05 | 1.46 | 2.08 | 2.76 | 3.51 | 4.05 | 4.58 | 4.9 | 4.92 | 4.76 | 4.66 | 4.47 | 2.95 | 2.86 | 2.64 | 2.03 | 1.75 | 1.49 | 1.12 | 0.8 | 0.61 | 0.67 | 0.82 | 0.96 | 1.17 | 1.46 | 1.91 | 2.23 | 2.48 | 2.93 | 3.39 | 3.57 | 3.52 | 3.31 | 3.1 | 2.94 | 1.32 | 1.28 | 1.22 | 1.08 | 1 | 0.96 | 0.68 | 0.5 | 0.42 | 0.46 | 0.59 | 0.64 | 0.59 | 0.67 | 0.7 | 0.87 | 1.18 | 1.33 | 1.52 | 1.74 | 1.57 | 1.42 | 1.31 | 1.29 | 0.68 | 0.75 | 0.73 | 0.76 | 0.7 | 0.69 | 0.65 | 0.57 | 0.59 | 0.67 | 0.73 | 0.85 | 0.81 | 0.83 | 0.88 | 0.9 | 0.79 | 0.77 | 0.94 | 0.96 | 0.96 | 0.85 | 0.78 | 0.72 | 0.77 | 0.79 | 0.83 | 0.79 | 0.83 | 0.79 | 0.7 | 0.84 | 0.78 | 0.7 | 0.69 | 0.73 | 0.83 | 0.93 | 0.86 | 0.73 | 0.75 | 0.76 | 0.79 | 0.77 | 0.83 | 0.89 | 0.91 | 0.85
GARNET_2_WIND3 |  | Wind | Wind | CISO | South | Socal | FC | 12.6 | 1.17 | 1.22 | 1.39 | 1.31 | 1.29 | 1.21 | 0.99 | 0.85 | 0.9 | 0.9 | 0.89 | 0.93 | 1.03 | 1.18 | 1.18 | 1.29 | 1.13 | 1.13 | 1.06 | 1.07 | 1.03 | 1.01 | 1.05 | 1 | 1.56 | 1.72 | 1.79 | 1.69 | 1.49 | 1.41 | 1.47 | 1.49 | 1.43 | 1.6 | 1.67 | 1.7 | 1.98 | 1.84 | 2.12 | 1.87 | 2.24 | 2.21 | 2.56 | 2.46 | 2.48 | 2.25 | 2.02 | 1.71 | 2.55 | 2.65 | 2.48 | 2.33 | 2.14 | 1.84 | 1.77 | 1.69 | 1.84 | 1.62 | 1.65 | 1.84 | 2.06 | 2.4 | 2.52 | 2.82 | 2.89 | 2.95 | 2.86 | 2.83 | 2.78 | 2.81 | 2.98 | 2.69 | 4.56 | 4.08 | 3.56 | 3.03 | 2.61 | 2.25 | 1.57 | 1.18 | 1.11 | 1.04 | 0.96 | 1.04 | 1.14 | 1.72 | 2.58 | 3.41 | 4.11 | 4.48 | 4.61 | 4.74 | 5.01 | 4.73 | 4.57 | 4.62 | 5.1 | 4.8 | 4.7 | 4.24 | 3.49 | 2.88 | 2.15 | 1.66 | 1.16 | 0.93 | 0.82 | 0.77 | 1.07 | 1.77 | 2.88 | 4.16 | 4.83 | 5.32 | 5.2 | 5.2 | 5.3 | 5.39 | 5.52 | 5.18 | 5.08 | 4.77 | 4.39 | 3.71 | 3.23 | 2.53 | 1.79 | 1.2 | 0.94 | 0.64 | 0.75 | 0.78 | 0.96 | 1.49 | 2.41 | 3.33 | 4.06 | 4.73 | 5.26 | 5.77 | 5.64 | 5.62 | 5.57 | 5.35 | 5.7 | 5.26 | 4.64 | 4.19 | 3.67 | 2.85 | 2.09 | 1.28 | 0.81 | 0.59 | 0.72 | 0.98 | 1.4 | 2.08 | 2.86 | 3.87 | 4.72 | 5.37 | 5.82 | 5.96 | 6.2 | 6.16 | 6.05 | 5.85 | 4.68 | 4.21 | 3.63 | 2.94 | 2.59 | 2.08 | 1.44 | 0.91 | 0.66 | 0.54 | 0.61 | 0.78 | 1.13 | 1.58 | 2.24 | 2.97 | 3.78 | 4.36 | 4.94 | 5.27 | 5.29 | 5.13 | 5.02 | 4.82 | 3.18 | 3.08 | 2.85 | 2.19 | 1.88 | 1.6 | 1.2 | 0.86 | 0.66 | 0.72 | 0.88 | 1.03 | 1.27 | 1.57 | 2.06 | 2.4 | 2.68 | 3.16 | 3.65 | 3.85 | 3.79 | 3.57 | 3.34 | 3.16 | 1.42 | 1.38 | 1.31 | 1.17 | 1.07 | 1.03 | 0.73 | 0.54 | 0.45 | 0.5 | 0.64 | 0.69 | 0.63 | 0.72 | 0.76 | 0.94 | 1.27 | 1.43 | 1.63 | 1.87 | 1.69 | 1.53 | 1.41 | 1.39 | 0.73 | 0.81 | 0.78 | 0.82 | 0.76 | 0.74 | 0.7 | 0.61 | 0.64 | 0.72 | 0.79 | 0.91 | 0.87 | 0.89 | 0.95 | 0.97 | 0.85 | 0.83 | 1.01 | 1.04 | 1.03 | 0.92 | 0.84 | 0.77 | 0.83 | 0.85 | 0.9 | 0.85 | 0.89 | 0.85 | 0.75 | 0.9 | 0.84 | 0.75 | 0.74 | 0.79 | 0.9 | 1 | 0.92 | 0.78 | 0.8 | 0.81 | 0.85 | 0.82 | 0.89 | 0.96 | 0.98 | 0.91
GARNET_2_WIND4 |  | Wind | Wind | CISO | South | Socal | FC | 9.8 | 0.91 | 0.95 | 1.08 | 1.02 | 1.01 | 0.94 | 0.77 | 0.66 | 0.7 | 0.7 | 0.69 | 0.72 | 0.8 | 0.92 | 0.91 | 1 | 0.88 | 0.88 | 0.82 | 0.84 | 0.8 | 0.79 | 0.82 | 0.78 | 1.21 | 1.34 | 1.39 | 1.31 | 1.16 | 1.09 | 1.14 | 1.16 | 1.12 | 1.25 | 1.3 | 1.32 | 1.54 | 1.43 | 1.65 | 1.46 | 1.74 | 1.72 | 1.99 | 1.91 | 1.93 | 1.75 | 1.57 | 1.33 | 1.98 | 2.06 | 1.93 | 1.81 | 1.67 | 1.43 | 1.37 | 1.31 | 1.43 | 1.26 | 1.28 | 1.43 | 1.6 | 1.87 | 1.96 | 2.19 | 2.25 | 2.29 | 2.23 | 2.2 | 2.16 | 2.18 | 2.32 | 2.09 | 3.55 | 3.17 | 2.77 | 2.36 | 2.03 | 1.75 | 1.22 | 0.92 | 0.86 | 0.81 | 0.75 | 0.81 | 0.88 | 1.34 | 2 | 2.65 | 3.19 | 3.49 | 3.59 | 3.69 | 3.89 | 3.68 | 3.55 | 3.59 | 3.97 | 3.73 | 3.65 | 3.29 | 2.71 | 2.24 | 1.67 | 1.29 | 0.9 | 0.72 | 0.64 | 0.6 | 0.83 | 1.37 | 2.24 | 3.23 | 3.75 | 4.14 | 4.04 | 4.04 | 4.13 | 4.19 | 4.3 | 4.03 | 3.95 | 3.71 | 3.41 | 2.89 | 2.51 | 1.97 | 1.39 | 0.93 | 0.73 | 0.49 | 0.58 | 0.61 | 0.75 | 1.16 | 1.87 | 2.59 | 3.16 | 3.68 | 4.09 | 4.49 | 4.39 | 4.37 | 4.33 | 4.16 | 4.43 | 4.09 | 3.61 | 3.26 | 2.85 | 2.22 | 1.63 | 1 | 0.63 | 0.46 | 0.56 | 0.76 | 1.09 | 1.62 | 2.22 | 3.01 | 3.67 | 4.17 | 4.53 | 4.63 | 4.82 | 4.79 | 4.71 | 4.55 | 3.64 | 3.27 | 2.82 | 2.29 | 2.01 | 1.62 | 1.12 | 0.71 | 0.51 | 0.42 | 0.48 | 0.6 | 0.88 | 1.23 | 1.74 | 2.31 | 2.94 | 3.39 | 3.84 | 4.1 | 4.12 | 3.99 | 3.9 | 3.75 | 2.47 | 2.39 | 2.21 | 1.7 | 1.47 | 1.25 | 0.94 | 0.67 | 0.51 | 0.56 | 0.69 | 0.8 | 0.98 | 1.22 | 1.6 | 1.87 | 2.08 | 2.46 | 2.84 | 2.99 | 2.95 | 2.78 | 2.59 | 2.46 | 1.1 | 1.07 | 1.02 | 0.91 | 0.84 | 0.8 | 0.57 | 0.42 | 0.35 | 0.39 | 0.49 | 0.53 | 0.49 | 0.56 | 0.59 | 0.73 | 0.99 | 1.11 | 1.27 | 1.46 | 1.31 | 1.19 | 1.09 | 1.08 | 0.57 | 0.63 | 0.61 | 0.64 | 0.59 | 0.58 | 0.54 | 0.47 | 0.5 | 0.56 | 0.61 | 0.71 | 0.68 | 0.69 | 0.74 | 0.75 | 0.66 | 0.65 | 0.78 | 0.81 | 0.8 | 0.71 | 0.65 | 0.6 | 0.64 | 0.66 | 0.7 | 0.66 | 0.7 | 0.66 | 0.58 | 0.7 | 0.65 | 0.59 | 0.58 | 0.61 | 0.7 | 0.78 | 0.72 | 0.61 | 0.62 | 0.63 | 0.66 | 0.64 | 0.69 | 0.75 | 0.76 | 0.71
GARNET_2_WIND5 |  | Wind | Wind | CISO | South | Socal | FC | 3 | 0.28 | 0.29 | 0.33 | 0.31 | 0.31 | 0.29 | 0.23 | 0.2 | 0.21 | 0.21 | 0.21 | 0.22 | 0.25 | 0.28 | 0.28 | 0.31 | 0.27 | 0.27 | 0.25 | 0.26 | 0.25 | 0.24 | 0.25 | 0.24 | 0.37 | 0.41 | 0.43 | 0.4 | 0.35 | 0.33 | 0.35 | 0.35 | 0.34 | 0.38 | 0.4 | 0.4 | 0.47 | 0.44 | 0.5 | 0.45 | 0.53 | 0.53 | 0.61 | 0.58 | 0.59 | 0.54 | 0.48 | 0.41 | 0.61 | 0.63 | 0.59 | 0.55 | 0.51 | 0.44 | 0.42 | 0.4 | 0.44 | 0.39 | 0.39 | 0.44 | 0.49 | 0.57 | 0.6 | 0.67 | 0.69 | 0.7 | 0.68 | 0.67 | 0.66 | 0.67 | 0.71 | 0.64 | 1.09 | 0.97 | 0.85 | 0.72 | 0.62 | 0.54 | 0.37 | 0.28 | 0.26 | 0.25 | 0.23 | 0.25 | 0.27 | 0.41 | 0.61 | 0.81 | 0.98 | 1.07 | 1.1 | 1.13 | 1.19 | 1.13 | 1.09 | 1.1 | 1.21 | 1.14 | 1.12 | 1.01 | 0.83 | 0.69 | 0.51 | 0.39 | 0.28 | 0.22 | 0.19 | 0.18 | 0.25 | 0.42 | 0.69 | 0.99 | 1.15 | 1.27 | 1.24 | 1.24 | 1.26 | 1.28 | 1.32 | 1.23 | 1.21 | 1.14 | 1.04 | 0.88 | 0.77 | 0.6 | 0.43 | 0.29 | 0.22 | 0.15 | 0.18 | 0.19 | 0.23 | 0.35 | 0.57 | 0.79 | 0.97 | 1.13 | 1.25 | 1.37 | 1.34 | 1.34 | 1.33 | 1.27 | 1.36 | 1.25 | 1.11 | 1 | 0.87 | 0.68 | 0.5 | 0.31 | 0.19 | 0.14 | 0.17 | 0.23 | 0.33 | 0.5 | 0.68 | 0.92 | 1.12 | 1.28 | 1.39 | 1.42 | 1.48 | 1.47 | 1.44 | 1.39 | 1.11 | 1 | 0.86 | 0.7 | 0.62 | 0.5 | 0.34 | 0.22 | 0.16 | 0.13 | 0.15 | 0.18 | 0.27 | 0.38 | 0.53 | 0.71 | 0.9 | 1.04 | 1.18 | 1.26 | 1.26 | 1.22 | 1.19 | 1.15 | 0.76 | 0.73 | 0.68 | 0.52 | 0.45 | 0.38 | 0.29 | 0.21 | 0.16 | 0.17 | 0.21 | 0.25 | 0.3 | 0.37 | 0.49 | 0.57 | 0.64 | 0.75 | 0.87 | 0.92 | 0.9 | 0.85 | 0.79 | 0.75 | 0.34 | 0.33 | 0.31 | 0.28 | 0.26 | 0.25 | 0.17 | 0.13 | 0.11 | 0.12 | 0.15 | 0.16 | 0.15 | 0.17 | 0.18 | 0.22 | 0.3 | 0.34 | 0.39 | 0.45 | 0.4 | 0.37 | 0.33 | 0.33 | 0.17 | 0.19 | 0.19 | 0.19 | 0.18 | 0.18 | 0.17 | 0.15 | 0.15 | 0.17 | 0.19 | 0.22 | 0.21 | 0.21 | 0.23 | 0.23 | 0.2 | 0.2 | 0.24 | 0.25 | 0.25 | 0.22 | 0.2 | 0.18 | 0.2 | 0.2 | 0.21 | 0.2 | 0.21 | 0.2 | 0.18 | 0.21 | 0.2 | 0.18 | 0.18 | 0.19 | 0.21 | 0.24 | 0.22 | 0.19 | 0.19 | 0.19 | 0.2 | 0.2 | 0.21 | 0.23 | 0.23 | 0.22
GASKW1_2_GW1SR1 |  | Solar_1Axis | Solar Tracking | CISO | South | Socal | FC | 20 | 0 | 0 | 0 | 0 | 0 | 0 | 0.01 | 2.23 | 8.17 | 10.55 | 10.97 | 11.2 | 11.07 | 10.39 | 9.62 | 6.06 | 1.19 | 0 | 0 | 0 | 0 | 0 | 0 | 0 | 0 | 0 | 0 | 0 | 0 | 0 | 0.14 | 5.11 | 12.5 | 13.36 | 13.24 | 12.8 | 12.38 | 12.09 | 11.87 | 10.68 | 4.66 | 0.17 | 0 | 0 | 0 | 0 | 0 | 0 | 0 | 0 | 0 | 0 | 0 | 0 | 1.54 | 9.18 | 12.65 | 13.11 | 12.87 | 12.55 | 12.47 | 11.32 | 10.3 | 9.29 | 6.6 | 1 | 0 | 0 | 0 | 0 | 0 | 0 | 0 | 0 | 0 | 0 | 0 | 0.88 | 8.53 | 15.11 | 15.92 | 16.31 | 16.19 | 16.3 | 16.12 | 16.08 | 15.58 | 14.76 | 12.17 | 4.04 | 0.1 | 0 | 0 | 0 | 0 | 0 | 0 | 0 | 0 | 0 | 0.03 | 3.29 | 11.45 | 15.64 | 16.7 | 17.07 | 17.11 | 17.25 | 17.22 | 16.99 | 16.57 | 15.9 | 13.89 | 6.83 | 0.64 | 0 | 0 | 0 | 0 | 0 | 0 | 0 | 0 | 0 | 0.06 | 3.9 | 11.46 | 15.03 | 16.2 | 16.85 | 16.99 | 17.08 | 17.05 | 16.86 | 16.44 | 15.87 | 14.08 | 8.5 | 1.46 | 0 | 0 | 0 | 0 | 0 | 0 | 0 | 0 | 0 | 0.01 | 1.83 | 8.92 | 13.98 | 15.85 | 16.65 | 16.81 | 16.76 | 16.62 | 16.42 | 15.97 | 15.29 | 13.46 | 7.79 | 1.24 | 0 | 0 | 0 | 0 | 0 | 0 | 0 | 0 | 0 | 0 | 0.62 | 6.68 | 12.56 | 14.94 | 16.02 | 16.37 | 16.33 | 16.01 | 15.57 | 14.94 | 13.78 | 10.96 | 4.06 | 0.12 | 0 | 0 | 0 | 0 | 0 | 0 | 0 | 0 | 0 | 0 | 0.14 | 4.94 | 12.9 | 15.03 | 15.81 | 15.93 | 15.93 | 15.84 | 15.66 | 15.43 | 13.93 | 7.79 | 0.93 | 0 | 0 | 0 | 0 | 0 | 0 | 0 | 0 | 0 | 0 | 0 | 0.01 | 2.82 | 11.22 | 14.25 | 14.69 | 14.56 | 14.6 | 14.67 | 14.74 | 14.42 | 11.28 | 3.18 | 0.04 | 0 | 0 | 0 | 0 | 0 | 0 | 0 | 0 | 0 | 0 | 0 | 0 | 0.52 | 6.58 | 12.29 | 13.29 | 12.93 | 12.58 | 12.74 | 12.77 | 12.16 | 7.01 | 0.7 | 0 | 0 | 0 | 0 | 0 | 0 | 0 | 0 | 0 | 0 | 0 | 0 | 0 | 0.02 | 2.44 | 7.76 | 9.33 | 9.83 | 9.63 | 9.95 | 9.4 | 8.58 | 4.88 | 0.42 | 0 | 0 | 0 | 0 | 0 | 0 | 0
GASKW1_2_GW2SR1 |  | Solar_1Axis | Solar Tracking | CISO | South | Socal | ID | 16 | 0 | 0 | 0 | 0 | 0 | 0 | 0.01 | 1.78 | 6.54 | 8.44 | 8.78 | 8.96 | 8.85 | 8.31 | 7.69 | 4.85 | 0.95 | 0 | 0 | 0 | 0 | 0 | 0 | 0 | 0 | 0 | 0 | 0 | 0 | 0 | 0.11 | 4.09 | 10 | 10.68 | 10.6 | 10.24 | 9.9 | 9.67 | 9.5 | 8.54 | 3.73 | 0.14 | 0 | 0 | 0 | 0 | 0 | 0 | 0 | 0 | 0 | 0 | 0 | 0 | 1.24 | 7.34 | 10.12 | 10.49 | 10.3 | 10.04 | 9.98 | 9.06 | 8.24 | 7.43 | 5.28 | 0.8 | 0 | 0 | 0 | 0 | 0 | 0 | 0 | 0 | 0 | 0 | 0 | 0.71 | 6.83 | 12.09 | 12.74 | 13.05 | 12.95 | 13.04 | 12.89 | 12.87 | 12.46 | 11.81 | 9.74 | 3.23 | 0.08 | 0 | 0 | 0 | 0 | 0 | 0 | 0 | 0 | 0 | 0.02 | 2.63 | 9.16 | 12.51 | 13.36 | 13.66 | 13.69 | 13.8 | 13.78 | 13.59 | 13.25 | 12.72 | 11.11 | 5.47 | 0.51 | 0 | 0 | 0 | 0 | 0 | 0 | 0 | 0 | 0 | 0.05 | 3.12 | 9.17 | 12.02 | 12.96 | 13.48 | 13.59 | 13.66 | 13.64 | 13.49 | 13.15 | 12.7 | 11.26 | 6.8 | 1.16 | 0 | 0 | 0 | 0 | 0 | 0 | 0 | 0 | 0 | 0 | 1.46 | 7.14 | 11.18 | 12.68 | 13.32 | 13.45 | 13.41 | 13.29 | 13.13 | 12.77 | 12.23 | 10.77 | 6.23 | 0.99 | 0 | 0 | 0 | 0 | 0 | 0 | 0 | 0 | 0 | 0 | 0.49 | 5.34 | 10.05 | 11.96 | 12.82 | 13.09 | 13.06 | 12.81 | 12.46 | 11.96 | 11.02 | 8.77 | 3.25 | 0.1 | 0 | 0 | 0 | 0 | 0 | 0 | 0 | 0 | 0 | 0 | 0.11 | 3.95 | 10.32 | 12.02 | 12.64 | 12.75 | 12.74 | 12.67 | 12.52 | 12.34 | 11.14 | 6.23 | 0.75 | 0 | 0 | 0 | 0 | 0 | 0 | 0 | 0 | 0 | 0 | 0 | 0.01 | 2.25 | 8.98 | 11.4 | 11.75 | 11.65 | 11.68 | 11.74 | 11.79 | 11.54 | 9.03 | 2.55 | 0.03 | 0 | 0 | 0 | 0 | 0 | 0 | 0 | 0 | 0 | 0 | 0 | 0 | 0.42 | 5.26 | 9.83 | 10.63 | 10.35 | 10.07 | 10.19 | 10.21 | 9.73 | 5.61 | 0.56 | 0 | 0 | 0 | 0 | 0 | 0 | 0 | 0 | 0 | 0 | 0 | 0 | 0 | 0.02 | 1.95 | 6.21 | 7.46 | 7.86 | 7.71 | 7.96 | 7.52 | 6.87 | 3.9 | 0.34 | 0 | 0 | 0 | 0 | 0 | 0 | 0
GASKW1_2_GW2SR2 |  | Solar_1Axis | Solar Tracking | CISO | South | Socal | ID | 29 | 0 | 0 | 0 | 0 | 0 | 0 | 0.01 | 3.23 | 11.85 | 15.3 | 15.91 | 16.25 | 16.04 | 15.07 | 13.95 | 8.79 | 1.73 | 0 | 0 | 0 | 0 | 0 | 0 | 0 | 0 | 0 | 0 | 0 | 0 | 0 | 0.2 | 7.41 | 18.13 | 19.37 | 19.2 | 18.55 | 17.95 | 17.53 | 17.22 | 15.48 | 6.76 | 0.25 | 0 | 0 | 0 | 0 | 0 | 0 | 0 | 0 | 0 | 0 | 0 | 0 | 2.24 | 13.31 | 18.34 | 19.01 | 18.66 | 18.19 | 18.09 | 16.42 | 14.93 | 13.47 | 9.57 | 1.45 | 0 | 0 | 0 | 0 | 0 | 0 | 0 | 0 | 0 | 0 | 0 | 1.28 | 12.37 | 21.9 | 23.09 | 23.65 | 23.47 | 23.63 | 23.37 | 23.32 | 22.59 | 21.4 | 17.65 | 5.86 | 0.14 | 0 | 0 | 0 | 0 | 0 | 0 | 0 | 0 | 0 | 0.04 | 4.77 | 16.6 | 22.67 | 24.21 | 24.75 | 24.81 | 25.01 | 24.97 | 24.64 | 24.02 | 23.05 | 20.14 | 9.91 | 0.93 | 0 | 0 | 0 | 0 | 0 | 0 | 0 | 0 | 0 | 0.09 | 5.66 | 16.62 | 21.79 | 23.5 | 24.43 | 24.63 | 24.76 | 24.72 | 24.44 | 23.84 | 23.01 | 20.41 | 12.33 | 2.11 | 0 | 0 | 0 | 0 | 0 | 0 | 0 | 0 | 0 | 0.01 | 2.65 | 12.93 | 20.27 | 22.98 | 24.14 | 24.37 | 24.3 | 24.09 | 23.81 | 23.15 | 22.17 | 19.52 | 11.29 | 1.8 | 0 | 0 | 0 | 0 | 0 | 0 | 0 | 0 | 0 | 0 | 0.89 | 9.69 | 18.21 | 21.67 | 23.23 | 23.73 | 23.68 | 23.21 | 22.58 | 21.67 | 19.98 | 15.89 | 5.89 | 0.18 | 0 | 0 | 0 | 0 | 0 | 0 | 0 | 0 | 0 | 0 | 0.2 | 7.16 | 18.71 | 21.79 | 22.92 | 23.1 | 23.1 | 22.97 | 22.7 | 22.37 | 20.2 | 11.3 | 1.36 | 0 | 0 | 0 | 0 | 0 | 0 | 0 | 0 | 0 | 0 | 0 | 0.01 | 4.09 | 16.27 | 20.67 | 21.3 | 21.11 | 21.17 | 21.28 | 21.37 | 20.91 | 16.36 | 4.62 | 0.05 | 0 | 0 | 0 | 0 | 0 | 0 | 0 | 0 | 0 | 0 | 0 | 0 | 0.76 | 9.54 | 17.82 | 19.27 | 18.75 | 18.25 | 18.47 | 18.51 | 17.63 | 10.17 | 1.01 | 0 | 0 | 0 | 0 | 0 | 0 | 0 | 0 | 0 | 0 | 0 | 0 | 0 | 0.03 | 3.54 | 11.25 | 13.53 | 14.25 | 13.97 | 14.42 | 13.63 | 12.45 | 7.07 | 0.61 | 0 | 0 | 0 | 0 | 0 | 0 | 0
GASKW1_2_GW3SR1 |  | Solar_1Axis | Solar Tracking | CISO | South | Socal | ID | 20 | 0 | 0 | 0 | 0 | 0 | 0 | 0.01 | 2.23 | 8.17 | 10.55 | 10.97 | 11.2 | 11.07 | 10.39 | 9.62 | 6.06 | 1.19 | 0 | 0 | 0 | 0 | 0 | 0 | 0 | 0 | 0 | 0 | 0 | 0 | 0 | 0.14 | 5.11 | 12.5 | 13.36 | 13.24 | 12.8 | 12.38 | 12.09 | 11.87 | 10.68 | 4.66 | 0.17 | 0 | 0 | 0 | 0 | 0 | 0 | 0 | 0 | 0 | 0 | 0 | 0 | 1.54 | 9.18 | 12.65 | 13.11 | 12.87 | 12.55 | 12.47 | 11.32 | 10.3 | 9.29 | 6.6 | 1 | 0 | 0 | 0 | 0 | 0 | 0 | 0 | 0 | 0 | 0 | 0 | 0.88 | 8.53 | 15.11 | 15.92 | 16.31 | 16.19 | 16.3 | 16.12 | 16.08 | 15.58 | 14.76 | 12.17 | 4.04 | 0.1 | 0 | 0 | 0 | 0 | 0 | 0 | 0 | 0 | 0 | 0.03 | 3.29 | 11.45 | 15.64 | 16.7 | 17.07 | 17.11 | 17.25 | 17.22 | 16.99 | 16.57 | 15.9 | 13.89 | 6.83 | 0.64 | 0 | 0 | 0 | 0 | 0 | 0 | 0 | 0 | 0 | 0.06 | 3.9 | 11.46 | 15.03 | 16.2 | 16.85 | 16.99 | 17.08 | 17.05 | 16.86 | 16.44 | 15.87 | 14.08 | 8.5 | 1.46 | 0 | 0 | 0 | 0 | 0 | 0 | 0 | 0 | 0 | 0.01 | 1.83 | 8.92 | 13.98 | 15.85 | 16.65 | 16.81 | 16.76 | 16.62 | 16.42 | 15.97 | 15.29 | 13.46 | 7.79 | 1.24 | 0 | 0 | 0 | 0 | 0 | 0 | 0 | 0 | 0 | 0 | 0.62 | 6.68 | 12.56 | 14.94 | 16.02 | 16.37 | 16.33 | 16.01 | 15.57 | 14.94 | 13.78 | 10.96 | 4.06 | 0.12 | 0 | 0 | 0 | 0 | 0 | 0 | 0 | 0 | 0 | 0 | 0.14 | 4.94 | 12.9 | 15.03 | 15.81 | 15.93 | 15.93 | 15.84 | 15.66 | 15.43 | 13.93 | 7.79 | 0.93 | 0 | 0 | 0 | 0 | 0 | 0 | 0 | 0 | 0 | 0 | 0 | 0.01 | 2.82 | 11.22 | 14.25 | 14.69 | 14.56 | 14.6 | 14.67 | 14.74 | 14.42 | 11.28 | 3.18 | 0.04 | 0 | 0 | 0 | 0 | 0 | 0 | 0 | 0 | 0 | 0 | 0 | 0 | 0.52 | 6.58 | 12.29 | 13.29 | 12.93 | 12.58 | 12.74 | 12.77 | 12.16 | 7.01 | 0.7 | 0 | 0 | 0 | 0 | 0 | 0 | 0 | 0 | 0 | 0 | 0 | 0 | 0 | 0.02 | 2.44 | 7.76 | 9.33 | 9.83 | 9.63 | 9.95 | 9.4 | 8.58 | 4.88 | 0.42 | 0 | 0 | 0 | 0 | 0 | 0 | 0
GASKW1_2_GW4SR1 |  | Solar_1Axis | Solar Tracking | CISO | South | Socal | ID | 20 | 0 | 0 | 0 | 0 | 0 | 0 | 0.01 | 2.23 | 8.17 | 10.55 | 10.97 | 11.2 | 11.07 | 10.39 | 9.62 | 6.06 | 1.19 | 0 | 0 | 0 | 0 | 0 | 0 | 0 | 0 | 0 | 0 | 0 | 0 | 0 | 0.14 | 5.11 | 12.5 | 13.36 | 13.24 | 12.8 | 12.38 | 12.09 | 11.87 | 10.68 | 4.66 | 0.17 | 0 | 0 | 0 | 0 | 0 | 0 | 0 | 0 | 0 | 0 | 0 | 0 | 1.54 | 9.18 | 12.65 | 13.11 | 12.87 | 12.55 | 12.47 | 11.32 | 10.3 | 9.29 | 6.6 | 1 | 0 | 0 | 0 | 0 | 0 | 0 | 0 | 0 | 0 | 0 | 0 | 0.88 | 8.53 | 15.11 | 15.92 | 16.31 | 16.19 | 16.3 | 16.12 | 16.08 | 15.58 | 14.76 | 12.17 | 4.04 | 0.1 | 0 | 0 | 0 | 0 | 0 | 0 | 0 | 0 | 0 | 0.03 | 3.29 | 11.45 | 15.64 | 16.7 | 17.07 | 17.11 | 17.25 | 17.22 | 16.99 | 16.57 | 15.9 | 13.89 | 6.83 | 0.64 | 0 | 0 | 0 | 0 | 0 | 0 | 0 | 0 | 0 | 0.06 | 3.9 | 11.46 | 15.03 | 16.2 | 16.85 | 16.99 | 17.08 | 17.05 | 16.86 | 16.44 | 15.87 | 14.08 | 8.5 | 1.46 | 0 | 0 | 0 | 0 | 0 | 0 | 0 | 0 | 0 | 0.01 | 1.83 | 8.92 | 13.98 | 15.85 | 16.65 | 16.81 | 16.76 | 16.62 | 16.42 | 15.97 | 15.29 | 13.46 | 7.79 | 1.24 | 0 | 0 | 0 | 0 | 0 | 0 | 0 | 0 | 0 | 0 | 0.62 | 6.68 | 12.56 | 14.94 | 16.02 | 16.37 | 16.33 | 16.01 | 15.57 | 14.94 | 13.78 | 10.96 | 4.06 | 0.12 | 0 | 0 | 0 | 0 | 0 | 0 | 0 | 0 | 0 | 0 | 0.14 | 4.94 | 12.9 | 15.03 | 15.81 | 15.93 | 15.93 | 15.84 | 15.66 | 15.43 | 13.93 | 7.79 | 0.93 | 0 | 0 | 0 | 0 | 0 | 0 | 0 | 0 | 0 | 0 | 0 | 0.01 | 2.82 | 11.22 | 14.25 | 14.69 | 14.56 | 14.6 | 14.67 | 14.74 | 14.42 | 11.28 | 3.18 | 0.04 | 0 | 0 | 0 | 0 | 0 | 0 | 0 | 0 | 0 | 0 | 0 | 0 | 0.52 | 6.58 | 12.29 | 13.29 | 12.93 | 12.58 | 12.74 | 12.77 | 12.16 | 7.01 | 0.7 | 0 | 0 | 0 | 0 | 0 | 0 | 0 | 0 | 0 | 0 | 0 | 0 | 0 | 0.02 | 2.44 | 7.76 | 9.33 | 9.83 | 9.63 | 9.95 | 9.4 | 8.58 | 4.88 | 0.42 | 0 | 0 | 0 | 0 | 0 | 0 | 0
GASKW1_2_GW5SR1 |  | Solar_1Axis | Solar Tracking | CISO | South | Socal | ID | 20 | 0 | 0 | 0 | 0 | 0 | 0 | 0.01 | 2.23 | 8.17 | 10.55 | 10.97 | 11.2 | 11.07 | 10.39 | 9.62 | 6.06 | 1.19 | 0 | 0 | 0 | 0 | 0 | 0 | 0 | 0 | 0 | 0 | 0 | 0 | 0 | 0.14 | 5.11 | 12.5 | 13.36 | 13.24 | 12.8 | 12.38 | 12.09 | 11.87 | 10.68 | 4.66 | 0.17 | 0 | 0 | 0 | 0 | 0 | 0 | 0 | 0 | 0 | 0 | 0 | 0 | 1.54 | 9.18 | 12.65 | 13.11 | 12.87 | 12.55 | 12.47 | 11.32 | 10.3 | 9.29 | 6.6 | 1 | 0 | 0 | 0 | 0 | 0 | 0 | 0 | 0 | 0 | 0 | 0 | 0.88 | 8.53 | 15.11 | 15.92 | 16.31 | 16.19 | 16.3 | 16.12 | 16.08 | 15.58 | 14.76 | 12.17 | 4.04 | 0.1 | 0 | 0 | 0 | 0 | 0 | 0 | 0 | 0 | 0 | 0.03 | 3.29 | 11.45 | 15.64 | 16.7 | 17.07 | 17.11 | 17.25 | 17.22 | 16.99 | 16.57 | 15.9 | 13.89 | 6.83 | 0.64 | 0 | 0 | 0 | 0 | 0 | 0 | 0 | 0 | 0 | 0.06 | 3.9 | 11.46 | 15.03 | 16.2 | 16.85 | 16.99 | 17.08 | 17.05 | 16.86 | 16.44 | 15.87 | 14.08 | 8.5 | 1.46 | 0 | 0 | 0 | 0 | 0 | 0 | 0 | 0 | 0 | 0.01 | 1.83 | 8.92 | 13.98 | 15.85 | 16.65 | 16.81 | 16.76 | 16.62 | 16.42 | 15.97 | 15.29 | 13.46 | 7.79 | 1.24 | 0 | 0 | 0 | 0 | 0 | 0 | 0 | 0 | 0 | 0 | 0.62 | 6.68 | 12.56 | 14.94 | 16.02 | 16.37 | 16.33 | 16.01 | 15.57 | 14.94 | 13.78 | 10.96 | 4.06 | 0.12 | 0 | 0 | 0 | 0 | 0 | 0 | 0 | 0 | 0 | 0 | 0.14 | 4.94 | 12.9 | 15.03 | 15.81 | 15.93 | 15.93 | 15.84 | 15.66 | 15.43 | 13.93 | 7.79 | 0.93 | 0 | 0 | 0 | 0 | 0 | 0 | 0 | 0 | 0 | 0 | 0 | 0.01 | 2.82 | 11.22 | 14.25 | 14.69 | 14.56 | 14.6 | 14.67 | 14.74 | 14.42 | 11.28 | 3.18 | 0.04 | 0 | 0 | 0 | 0 | 0 | 0 | 0 | 0 | 0 | 0 | 0 | 0 | 0.52 | 6.58 | 12.29 | 13.29 | 12.93 | 12.58 | 12.74 | 12.77 | 12.16 | 7.01 | 0.7 | 0 | 0 | 0 | 0 | 0 | 0 | 0 | 0 | 0 | 0 | 0 | 0 | 0 | 0.02 | 2.44 | 7.76 | 9.33 | 9.83 | 9.63 | 9.95 | 9.4 | 8.58 | 4.88 | 0.42 | 0 | 0 | 0 | 0 | 0 | 0 | 0
GATES_2_SOLAR |  | Solar_Fixed | Solar Fixed | CISO | North | Norcal | FC | 20 | 0 | 0 | 0 | 0 | 0 | 0 | 0 | 0.47 | 3.5 | 7.26 | 9.03 | 9.71 | 9.58 | 8.84 | 7.62 | 5.18 | 1.2 | 0 | 0 | 0 | 0 | 0 | 0 | 0 | 0 | 0 | 0 | 0 | 0 | 0 | 0 | 2.02 | 8.41 | 11.7 | 12.89 | 13.01 | 13.1 | 12.76 | 11.98 | 9.43 | 4.45 | 0.33 | 0 | 0 | 0 | 0 | 0 | 0 | 0 | 0 | 0 | 0 | 0 | 0 | 0.48 | 5.2 | 9.94 | 11.63 | 11.95 | 11.7 | 12.02 | 11.7 | 10.61 | 8.78 | 6.01 | 1.47 | 0 | 0 | 0 | 0 | 0 | 0 | 0 | 0 | 0 | 0 | 0 | 0.2 | 4.03 | 10.43 | 13.51 | 15.01 | 15.55 | 16.2 | 15.9 | 15.72 | 15.24 | 13.5 | 10.37 | 4.28 | 0.27 | 0 | 0 | 0 | 0 | 0 | 0 | 0 | 0 | 0 | 0 | 1.28 | 7.04 | 11.9 | 14.4 | 15.86 | 16.26 | 16.4 | 16.47 | 16.43 | 15.84 | 14.2 | 11.71 | 6.32 | 1.05 | 0 | 0 | 0 | 0 | 0 | 0 | 0 | 0 | 0 | 0.01 | 1.78 | 7.39 | 12.09 | 14.6 | 15.82 | 16.63 | 16.86 | 17.13 | 16.86 | 16.09 | 14.69 | 12.18 | 7.66 | 2.08 | 0.03 | 0 | 0 | 0 | 0 | 0 | 0 | 0 | 0 | 0 | 0.85 | 6.15 | 11.5 | 14.49 | 15.97 | 16.97 | 17.19 | 17.08 | 16.81 | 16.03 | 14.64 | 11.98 | 7.41 | 1.64 | 0.01 | 0 | 0 | 0 | 0 | 0 | 0 | 0 | 0 | 0 | 0.13 | 3.71 | 9.79 | 13.17 | 14.77 | 15.86 | 16.36 | 16.29 | 16.2 | 15.36 | 13.46 | 10.02 | 4.02 | 0.24 | 0 | 0 | 0 | 0 | 0 | 0 | 0 | 0 | 0 | 0 | 0.01 | 2.49 | 9.52 | 13.68 | 15.33 | 16.18 | 16.43 | 16.31 | 16.05 | 15.23 | 13.14 | 8.01 | 1.73 | 0 | 0 | 0 | 0 | 0 | 0 | 0 | 0 | 0 | 0 | 0 | 0 | 0.89 | 6.74 | 11.92 | 13.83 | 14.19 | 14.3 | 14.23 | 14.09 | 12.97 | 9.78 | 3.47 | 0.13 | 0 | 0 | 0 | 0 | 0 | 0 | 0 | 0 | 0 | 0 | 0 | 0 | 0.04 | 2.86 | 9.17 | 11.86 | 12.58 | 12.47 | 12.43 | 12.02 | 10.55 | 6.07 | 0.83 | 0 | 0 | 0 | 0 | 0 | 0 | 0 | 0 | 0 | 0 | 0 | 0 | 0 | 0 | 0.68 | 3.52 | 6.84 | 8.66 | 9.49 | 9.25 | 8.54 | 7.37 | 4.16 | 0.53 | 0 | 0 | 0 | 0 | 0 | 0 | 0
GATES_2_WSOLAR |  | Solar_Fixed | Solar Fixed | CISO | North | Norcal | FC | 10 | 0 | 0 | 0 | 0 | 0 | 0 | 0 | 0.23 | 1.75 | 3.63 | 4.52 | 4.85 | 4.79 | 4.42 | 3.81 | 2.59 | 0.6 | 0 | 0 | 0 | 0 | 0 | 0 | 0 | 0 | 0 | 0 | 0 | 0 | 0 | 0 | 1.01 | 4.21 | 5.85 | 6.45 | 6.5 | 6.55 | 6.38 | 5.99 | 4.72 | 2.22 | 0.17 | 0 | 0 | 0 | 0 | 0 | 0 | 0 | 0 | 0 | 0 | 0 | 0 | 0.24 | 2.6 | 4.97 | 5.81 | 5.97 | 5.85 | 6.01 | 5.85 | 5.3 | 4.39 | 3 | 0.74 | 0 | 0 | 0 | 0 | 0 | 0 | 0 | 0 | 0 | 0 | 0 | 0.1 | 2.01 | 5.22 | 6.75 | 7.5 | 7.77 | 8.1 | 7.95 | 7.86 | 7.62 | 6.75 | 5.19 | 2.14 | 0.13 | 0 | 0 | 0 | 0 | 0 | 0 | 0 | 0 | 0 | 0 | 0.64 | 3.52 | 5.95 | 7.2 | 7.93 | 8.13 | 8.2 | 8.23 | 8.22 | 7.92 | 7.1 | 5.85 | 3.16 | 0.52 | 0 | 0 | 0 | 0 | 0 | 0 | 0 | 0 | 0 | 0 | 0.89 | 3.69 | 6.04 | 7.3 | 7.91 | 8.31 | 8.43 | 8.56 | 8.43 | 8.05 | 7.35 | 6.09 | 3.83 | 1.04 | 0.01 | 0 | 0 | 0 | 0 | 0 | 0 | 0 | 0 | 0 | 0.43 | 3.07 | 5.75 | 7.25 | 7.99 | 8.49 | 8.6 | 8.54 | 8.41 | 8.02 | 7.32 | 5.99 | 3.7 | 0.82 | 0.01 | 0 | 0 | 0 | 0 | 0 | 0 | 0 | 0 | 0 | 0.07 | 1.86 | 4.89 | 6.59 | 7.38 | 7.93 | 8.18 | 8.14 | 8.1 | 7.68 | 6.73 | 5.01 | 2.01 | 0.12 | 0 | 0 | 0 | 0 | 0 | 0 | 0 | 0 | 0 | 0 | 0.01 | 1.24 | 4.76 | 6.84 | 7.66 | 8.09 | 8.21 | 8.16 | 8.02 | 7.61 | 6.57 | 4.01 | 0.87 | 0 | 0 | 0 | 0 | 0 | 0 | 0 | 0 | 0 | 0 | 0 | 0 | 0.45 | 3.37 | 5.96 | 6.91 | 7.1 | 7.15 | 7.11 | 7.04 | 6.48 | 4.89 | 1.74 | 0.06 | 0 | 0 | 0 | 0 | 0 | 0 | 0 | 0 | 0 | 0 | 0 | 0 | 0.02 | 1.43 | 4.59 | 5.93 | 6.29 | 6.24 | 6.22 | 6.01 | 5.28 | 3.03 | 0.41 | 0 | 0 | 0 | 0 | 0 | 0 | 0 | 0 | 0 | 0 | 0 | 0 | 0 | 0 | 0.34 | 1.76 | 3.42 | 4.33 | 4.74 | 4.63 | 4.27 | 3.69 | 2.08 | 0.26 | 0 | 0 | 0 | 0 | 0 | 0 | 0
GENESI_2_STG |  | Paired_Solar_Thermal | Solar Thermal | CISO | South | Socal | FC | 250 | 0 | 0 | 0 | 0 | 0 | 0 | 0 | 0 | 14.81 | 50.14 | 67.4 | 76.3 | 70.77 | 71.63 | 67.87 | 50.2 | 14.51 | 0 | 0 | 0 | 0 | 0 | 0 | 0 | 0 | 0 | 0 | 0 | 0 | 0 | 0 | 0 | 25.75 | 66.05 | 81.1 | 71.71 | 66.01 | 62.68 | 64.17 | 61.38 | 37.41 | 4.37 | 0 | 0 | 0 | 0 | 0 | 0 | 0 | 0 | 0 | 0 | 0 | 0 | 0 | 16.75 | 85.32 | 112.79 | 123.18 | 115.55 | 110.7 | 115.4 | 108.16 | 96.01 | 64.95 | 23.16 | 0.02 | 0 | 0 | 0 | 0 | 0 | 0 | 0 | 0 | 0 | 0 | 0 | 19.53 | 127.62 | 185.03 | 196.23 | 197.11 | 199.14 | 192.37 | 179.86 | 176.36 | 170.63 | 155.39 | 71.83 | 8.57 | 0 | 0 | 0 | 0 | 0 | 0 | 0 | 0 | 0 | 0 | 5.05 | 69.88 | 170.69 | 206.74 | 211.18 | 210.02 | 210.9 | 206.73 | 198.7 | 194.21 | 182.15 | 162.91 | 104.1 | 22.62 | 0 | 0 | 0 | 0 | 0 | 0 | 0 | 0 | 0 | 0 | 10.89 | 85.36 | 179.98 | 206.67 | 211.07 | 210.9 | 209.69 | 202.09 | 191.19 | 186.6 | 179.54 | 159.2 | 109.14 | 36 | 1.12 | 0 | 0 | 0 | 0 | 0 | 0 | 0 | 0 | 0 | 0 | 24.45 | 107.44 | 161.04 | 181.16 | 189.73 | 179.91 | 169.4 | 158.11 | 147.68 | 149.31 | 133.88 | 96.78 | 28.73 | 0.14 | 0 | 0 | 0 | 0 | 0 | 0 | 0 | 0 | 0 | 0 | 15.57 | 101.64 | 165.57 | 182.67 | 192.11 | 190.24 | 178.92 | 172.52 | 165.58 | 151.07 | 125.58 | 71.42 | 10.87 | 0 | 0 | 0 | 0 | 0 | 0 | 0 | 0 | 0 | 0 | 0 | 5.53 | 87.1 | 159.1 | 181.1 | 179.56 | 176.32 | 172.98 | 176.51 | 166.12 | 155.37 | 112.96 | 25.13 | 0.4 | 0 | 0 | 0 | 0 | 0 | 0 | 0 | 0 | 0 | 0 | 0 | 0.79 | 51.27 | 151.41 | 183.18 | 180.7 | 180.21 | 184.2 | 184.52 | 183.36 | 152.51 | 62.08 | 5.31 | 0 | 0 | 0 | 0 | 0 | 0 | 0 | 0 | 0 | 0 | 0 | 0 | 0 | 12.01 | 85.68 | 136.33 | 144.71 | 143.67 | 141.6 | 139.95 | 137.48 | 96.7 | 22.05 | 0 | 0 | 0 | 0 | 0 | 0 | 0 | 0 | 0 | 0 | 0 | 0 | 0 | 0 | 0 | 10.3 | 42.75 | 62.18 | 65.28 | 71.6 | 73.72 | 64.79 | 47.53 | 10.18 | 0 | 0 | 0 | 0 | 0 | 0 | 0
GIFENS_6_BUGSL1 |  | Solar_1Axis | Solar Tracking | CISO | North | Norcal | FC | 20 | 0 | 0 | 0 | 0 | 0 | 0 | 0 | 0.42 | 3.28 | 6.25 | 7.72 | 8.5 | 8.51 | 8.03 | 7.52 | 5.13 | 1.12 | 0 | 0 | 0 | 0 | 0 | 0 | 0 | 0 | 0 | 0 | 0 | 0 | 0 | 0 | 2.47 | 10.27 | 12.8 | 13.08 | 12.39 | 12.21 | 12.13 | 12.4 | 10.57 | 5.55 | 0.31 | 0 | 0 | 0 | 0 | 0 | 0 | 0 | 0 | 0 | 0 | 0 | 0 | 0.52 | 6.39 | 11.99 | 12.84 | 12.05 | 12.38 | 12.2 | 11.23 | 10.37 | 9.66 | 6.8 | 1.57 | 0 | 0 | 0 | 0 | 0 | 0 | 0 | 0 | 0 | 0 | 0 | 0.28 | 5.97 | 13.17 | 14.48 | 14.4 | 14.15 | 14.49 | 14.52 | 14.31 | 14.54 | 13.94 | 12.71 | 5.9 | 0.27 | 0 | 0 | 0 | 0 | 0 | 0 | 0 | 0 | 0 | 0 | 2.2 | 10.38 | 14.64 | 15.3 | 15.32 | 15.19 | 15.51 | 15.51 | 15.86 | 15.86 | 15.51 | 14.62 | 9.05 | 1.41 | 0 | 0 | 0 | 0 | 0 | 0 | 0 | 0 | 0 | 0.01 | 3.16 | 11.47 | 15.54 | 16.64 | 16.85 | 16.97 | 17.07 | 17.02 | 16.87 | 16.87 | 16.5 | 15.31 | 11.34 | 3.2 | 0.04 | 0 | 0 | 0 | 0 | 0 | 0 | 0 | 0 | 0 | 1.43 | 9.2 | 14.84 | 16.38 | 16.6 | 16.72 | 16.65 | 16.62 | 16.44 | 16.41 | 15.74 | 14.59 | 10.24 | 2.41 | 0.01 | 0 | 0 | 0 | 0 | 0 | 0 | 0 | 0 | 0 | 0.2 | 5.39 | 12.46 | 15.07 | 15.77 | 15.84 | 15.96 | 15.84 | 15.71 | 15.6 | 14.68 | 12.04 | 5.34 | 0.3 | 0 | 0 | 0 | 0 | 0 | 0 | 0 | 0 | 0 | 0 | 0.02 | 3.29 | 11.75 | 14.8 | 15.3 | 15.19 | 15.01 | 15.04 | 15.25 | 15.32 | 14.44 | 9.5 | 1.87 | 0 | 0 | 0 | 0 | 0 | 0 | 0 | 0 | 0 | 0 | 0 | 0 | 0.98 | 7.8 | 12.9 | 13.29 | 13.02 | 12.69 | 12.79 | 13.02 | 12.97 | 10.92 | 3.63 | 0.08 | 0 | 0 | 0 | 0 | 0 | 0 | 0 | 0 | 0 | 0 | 0 | 0 | 0.04 | 3.04 | 9.15 | 10.78 | 10.58 | 10.24 | 10.54 | 10.85 | 10.19 | 6.39 | 0.76 | 0 | 0 | 0 | 0 | 0 | 0 | 0 | 0 | 0 | 0 | 0 | 0 | 0 | 0 | 0.6 | 4.09 | 6.72 | 8.16 | 8.58 | 8.35 | 8.09 | 7.48 | 4.18 | 0.45 | 0 | 0 | 0 | 0 | 0 | 0 | 0
GIFFEN_6_SOLAR |  | Solar_Fixed | Solar Fixed | CISO | North | Norcal | FC | 10 | 0 | 0 | 0 | 0 | 0 | 0 | 0 | 0.23 | 1.75 | 3.63 | 4.52 | 4.85 | 4.79 | 4.42 | 3.81 | 2.59 | 0.6 | 0 | 0 | 0 | 0 | 0 | 0 | 0 | 0 | 0 | 0 | 0 | 0 | 0 | 0 | 1.01 | 4.21 | 5.85 | 6.45 | 6.5 | 6.55 | 6.38 | 5.99 | 4.72 | 2.22 | 0.17 | 0 | 0 | 0 | 0 | 0 | 0 | 0 | 0 | 0 | 0 | 0 | 0 | 0.24 | 2.6 | 4.97 | 5.81 | 5.97 | 5.85 | 6.01 | 5.85 | 5.3 | 4.39 | 3 | 0.74 | 0 | 0 | 0 | 0 | 0 | 0 | 0 | 0 | 0 | 0 | 0 | 0.1 | 2.01 | 5.22 | 6.75 | 7.5 | 7.77 | 8.1 | 7.95 | 7.86 | 7.62 | 6.75 | 5.19 | 2.14 | 0.13 | 0 | 0 | 0 | 0 | 0 | 0 | 0 | 0 | 0 | 0 | 0.64 | 3.52 | 5.95 | 7.2 | 7.93 | 8.13 | 8.2 | 8.23 | 8.22 | 7.92 | 7.1 | 5.85 | 3.16 | 0.52 | 0 | 0 | 0 | 0 | 0 | 0 | 0 | 0 | 0 | 0 | 0.89 | 3.69 | 6.04 | 7.3 | 7.91 | 8.31 | 8.43 | 8.56 | 8.43 | 8.05 | 7.35 | 6.09 | 3.83 | 1.04 | 0.01 | 0 | 0 | 0 | 0 | 0 | 0 | 0 | 0 | 0 | 0.43 | 3.07 | 5.75 | 7.25 | 7.99 | 8.49 | 8.6 | 8.54 | 8.41 | 8.02 | 7.32 | 5.99 | 3.7 | 0.82 | 0.01 | 0 | 0 | 0 | 0 | 0 | 0 | 0 | 0 | 0 | 0.07 | 1.86 | 4.89 | 6.59 | 7.38 | 7.93 | 8.18 | 8.14 | 8.1 | 7.68 | 6.73 | 5.01 | 2.01 | 0.12 | 0 | 0 | 0 | 0 | 0 | 0 | 0 | 0 | 0 | 0 | 0.01 | 1.24 | 4.76 | 6.84 | 7.66 | 8.09 | 8.21 | 8.16 | 8.02 | 7.61 | 6.57 | 4.01 | 0.87 | 0 | 0 | 0 | 0 | 0 | 0 | 0 | 0 | 0 | 0 | 0 | 0 | 0.45 | 3.37 | 5.96 | 6.91 | 7.1 | 7.15 | 7.11 | 7.04 | 6.48 | 4.89 | 1.74 | 0.06 | 0 | 0 | 0 | 0 | 0 | 0 | 0 | 0 | 0 | 0 | 0 | 0 | 0.02 | 1.43 | 4.59 | 5.93 | 6.29 | 6.24 | 6.22 | 6.01 | 5.28 | 3.03 | 0.41 | 0 | 0 | 0 | 0 | 0 | 0 | 0 | 0 | 0 | 0 | 0 | 0 | 0 | 0 | 0.34 | 1.76 | 3.42 | 4.33 | 4.74 | 4.63 | 4.27 | 3.69 | 2.08 | 0.26 | 0 | 0 | 0 | 0 | 0 | 0 | 0
GIFFEN_6_SOLAR1 |  | Solar_1Axis | Solar Tracking | CISO | North | Norcal | EO | 9 | 0 | 0 | 0 | 0 | 0 | 0 | 0 | 0.19 | 1.47 | 2.81 | 3.48 | 3.83 | 3.83 | 3.61 | 3.38 | 2.31 | 0.5 | 0 | 0 | 0 | 0 | 0 | 0 | 0 | 0 | 0 | 0 | 0 | 0 | 0 | 0 | 1.11 | 4.62 | 5.76 | 5.88 | 5.58 | 5.5 | 5.46 | 5.58 | 4.76 | 2.5 | 0.14 | 0 | 0 | 0 | 0 | 0 | 0 | 0 | 0 | 0 | 0 | 0 | 0 | 0.23 | 2.87 | 5.39 | 5.78 | 5.42 | 5.57 | 5.49 | 5.05 | 4.67 | 4.35 | 3.06 | 0.71 | 0 | 0 | 0 | 0 | 0 | 0 | 0 | 0 | 0 | 0 | 0 | 0.12 | 2.68 | 5.93 | 6.52 | 6.48 | 6.37 | 6.52 | 6.54 | 6.44 | 6.54 | 6.27 | 5.72 | 2.66 | 0.12 | 0 | 0 | 0 | 0 | 0 | 0 | 0 | 0 | 0 | 0 | 0.99 | 4.67 | 6.59 | 6.89 | 6.9 | 6.83 | 6.98 | 6.98 | 7.14 | 7.14 | 6.98 | 6.58 | 4.07 | 0.63 | 0 | 0 | 0 | 0 | 0 | 0 | 0 | 0 | 0 | 0.01 | 1.42 | 5.16 | 6.99 | 7.49 | 7.58 | 7.64 | 7.68 | 7.66 | 7.59 | 7.59 | 7.42 | 6.89 | 5.1 | 1.44 | 0.02 | 0 | 0 | 0 | 0 | 0 | 0 | 0 | 0 | 0 | 0.65 | 4.14 | 6.68 | 7.37 | 7.47 | 7.52 | 7.49 | 7.48 | 7.4 | 7.38 | 7.08 | 6.57 | 4.61 | 1.08 | 0.01 | 0 | 0 | 0 | 0 | 0 | 0 | 0 | 0 | 0 | 0.09 | 2.43 | 5.61 | 6.78 | 7.09 | 7.13 | 7.18 | 7.13 | 7.07 | 7.02 | 6.61 | 5.42 | 2.4 | 0.13 | 0 | 0 | 0 | 0 | 0 | 0 | 0 | 0 | 0 | 0 | 0.01 | 1.48 | 5.29 | 6.66 | 6.88 | 6.83 | 6.76 | 6.77 | 6.86 | 6.89 | 6.5 | 4.28 | 0.84 | 0 | 0 | 0 | 0 | 0 | 0 | 0 | 0 | 0 | 0 | 0 | 0 | 0.44 | 3.51 | 5.8 | 5.98 | 5.86 | 5.71 | 5.76 | 5.86 | 5.84 | 4.91 | 1.63 | 0.03 | 0 | 0 | 0 | 0 | 0 | 0 | 0 | 0 | 0 | 0 | 0 | 0 | 0.02 | 1.37 | 4.12 | 4.85 | 4.76 | 4.61 | 4.74 | 4.88 | 4.59 | 2.87 | 0.34 | 0 | 0 | 0 | 0 | 0 | 0 | 0 | 0 | 0 | 0 | 0 | 0 | 0 | 0 | 0.27 | 1.84 | 3.02 | 3.67 | 3.86 | 3.76 | 3.64 | 3.36 | 1.88 | 0.2 | 0 | 0 | 0 | 0 | 0 | 0 | 0
GLDFGR_6_SOLAR1 |  | Solar_1Axis | Solar Tracking | CISO | South | Socal | FC | 20 | 0 | 0 | 0 | 0 | 0 | 0 | 0.01 | 2.23 | 8.17 | 10.55 | 10.97 | 11.2 | 11.07 | 10.39 | 9.62 | 6.06 | 1.19 | 0 | 0 | 0 | 0 | 0 | 0 | 0 | 0 | 0 | 0 | 0 | 0 | 0 | 0.14 | 5.11 | 12.5 | 13.36 | 13.24 | 12.8 | 12.38 | 12.09 | 11.87 | 10.68 | 4.66 | 0.17 | 0 | 0 | 0 | 0 | 0 | 0 | 0 | 0 | 0 | 0 | 0 | 0 | 1.54 | 9.18 | 12.65 | 13.11 | 12.87 | 12.55 | 12.47 | 11.32 | 10.3 | 9.29 | 6.6 | 1 | 0 | 0 | 0 | 0 | 0 | 0 | 0 | 0 | 0 | 0 | 0 | 0.88 | 8.53 | 15.11 | 15.92 | 16.31 | 16.19 | 16.3 | 16.12 | 16.08 | 15.58 | 14.76 | 12.17 | 4.04 | 0.1 | 0 | 0 | 0 | 0 | 0 | 0 | 0 | 0 | 0 | 0.03 | 3.29 | 11.45 | 15.64 | 16.7 | 17.07 | 17.11 | 17.25 | 17.22 | 16.99 | 16.57 | 15.9 | 13.89 | 6.83 | 0.64 | 0 | 0 | 0 | 0 | 0 | 0 | 0 | 0 | 0 | 0.06 | 3.9 | 11.46 | 15.03 | 16.2 | 16.85 | 16.99 | 17.08 | 17.05 | 16.86 | 16.44 | 15.87 | 14.08 | 8.5 | 1.46 | 0 | 0 | 0 | 0 | 0 | 0 | 0 | 0 | 0 | 0.01 | 1.83 | 8.92 | 13.98 | 15.85 | 16.65 | 16.81 | 16.76 | 16.62 | 16.42 | 15.97 | 15.29 | 13.46 | 7.79 | 1.24 | 0 | 0 | 0 | 0 | 0 | 0 | 0 | 0 | 0 | 0 | 0.62 | 6.68 | 12.56 | 14.94 | 16.02 | 16.37 | 16.33 | 16.01 | 15.57 | 14.94 | 13.78 | 10.96 | 4.06 | 0.12 | 0 | 0 | 0 | 0 | 0 | 0 | 0 | 0 | 0 | 0 | 0.14 | 4.94 | 12.9 | 15.03 | 15.81 | 15.93 | 15.93 | 15.84 | 15.66 | 15.43 | 13.93 | 7.79 | 0.93 | 0 | 0 | 0 | 0 | 0 | 0 | 0 | 0 | 0 | 0 | 0 | 0.01 | 2.82 | 11.22 | 14.25 | 14.69 | 14.56 | 14.6 | 14.67 | 14.74 | 14.42 | 11.28 | 3.18 | 0.04 | 0 | 0 | 0 | 0 | 0 | 0 | 0 | 0 | 0 | 0 | 0 | 0 | 0.52 | 6.58 | 12.29 | 13.29 | 12.93 | 12.58 | 12.74 | 12.77 | 12.16 | 7.01 | 0.7 | 0 | 0 | 0 | 0 | 0 | 0 | 0 | 0 | 0 | 0 | 0 | 0 | 0 | 0.02 | 2.44 | 7.76 | 9.33 | 9.83 | 9.63 | 9.95 | 9.4 | 8.58 | 4.88 | 0.42 | 0 | 0 | 0 | 0 | 0 | 0 | 0
GLDFGR_6_SOLAR2 |  | Solar_1Axis | Solar Tracking | CISO | South | Socal | FC | 11.4 | 0 | 0 | 0 | 0 | 0 | 0 | 0.01 | 1.27 | 4.66 | 6.02 | 6.25 | 6.39 | 6.31 | 5.92 | 5.48 | 3.46 | 0.68 | 0 | 0 | 0 | 0 | 0 | 0 | 0 | 0 | 0 | 0 | 0 | 0 | 0 | 0.08 | 2.91 | 7.13 | 7.61 | 7.55 | 7.29 | 7.05 | 6.89 | 6.77 | 6.09 | 2.66 | 0.1 | 0 | 0 | 0 | 0 | 0 | 0 | 0 | 0 | 0 | 0 | 0 | 0 | 0.88 | 5.23 | 7.21 | 7.47 | 7.34 | 7.15 | 7.11 | 6.45 | 5.87 | 5.3 | 3.76 | 0.57 | 0 | 0 | 0 | 0 | 0 | 0 | 0 | 0 | 0 | 0 | 0 | 0.5 | 4.86 | 8.61 | 9.08 | 9.3 | 9.23 | 9.29 | 9.19 | 9.17 | 8.88 | 8.41 | 6.94 | 2.3 | 0.05 | 0 | 0 | 0 | 0 | 0 | 0 | 0 | 0 | 0 | 0.02 | 1.88 | 6.53 | 8.91 | 9.52 | 9.73 | 9.75 | 9.83 | 9.82 | 9.68 | 9.44 | 9.06 | 7.92 | 3.89 | 0.37 | 0 | 0 | 0 | 0 | 0 | 0 | 0 | 0 | 0 | 0.03 | 2.22 | 6.53 | 8.57 | 9.24 | 9.61 | 9.68 | 9.73 | 9.72 | 9.61 | 9.37 | 9.05 | 8.02 | 4.85 | 0.83 | 0 | 0 | 0 | 0 | 0 | 0 | 0 | 0 | 0 | 0 | 1.04 | 5.08 | 7.97 | 9.04 | 9.49 | 9.58 | 9.55 | 9.47 | 9.36 | 9.1 | 8.71 | 7.67 | 4.44 | 0.71 | 0 | 0 | 0 | 0 | 0 | 0 | 0 | 0 | 0 | 0 | 0.35 | 3.81 | 7.16 | 8.52 | 9.13 | 9.33 | 9.31 | 9.12 | 8.88 | 8.52 | 7.85 | 6.25 | 2.31 | 0.07 | 0 | 0 | 0 | 0 | 0 | 0 | 0 | 0 | 0 | 0 | 0.08 | 2.81 | 7.35 | 8.56 | 9.01 | 9.08 | 9.08 | 9.03 | 8.92 | 8.79 | 7.94 | 4.44 | 0.53 | 0 | 0 | 0 | 0 | 0 | 0 | 0 | 0 | 0 | 0 | 0 | 0.01 | 1.61 | 6.4 | 8.12 | 8.37 | 8.3 | 8.32 | 8.36 | 8.4 | 8.22 | 6.43 | 1.81 | 0.02 | 0 | 0 | 0 | 0 | 0 | 0 | 0 | 0 | 0 | 0 | 0 | 0 | 0.3 | 3.75 | 7 | 7.58 | 7.37 | 7.17 | 7.26 | 7.28 | 6.93 | 4 | 0.4 | 0 | 0 | 0 | 0 | 0 | 0 | 0 | 0 | 0 | 0 | 0 | 0 | 0 | 0.01 | 1.39 | 4.42 | 5.32 | 5.6 | 5.49 | 5.67 | 5.36 | 4.89 | 2.78 | 0.24 | 0 | 0 | 0 | 0 | 0 | 0 | 0
GLDTWN_6_COLUM3 |  | Solar_1Axis | Solar Tracking | CISO | South | Socal | FC | 10 | 0 | 0 | 0 | 0 | 0 | 0 | 0 | 1.12 | 4.09 | 5.28 | 5.48 | 5.6 | 5.53 | 5.2 | 4.81 | 3.03 | 0.6 | 0 | 0 | 0 | 0 | 0 | 0 | 0 | 0 | 0 | 0 | 0 | 0 | 0 | 0.07 | 2.55 | 6.25 | 6.68 | 6.62 | 6.4 | 6.19 | 6.04 | 5.94 | 5.34 | 2.33 | 0.09 | 0 | 0 | 0 | 0 | 0 | 0 | 0 | 0 | 0 | 0 | 0 | 0 | 0.77 | 4.59 | 6.32 | 6.55 | 6.44 | 6.27 | 6.24 | 5.66 | 5.15 | 4.65 | 3.3 | 0.5 | 0 | 0 | 0 | 0 | 0 | 0 | 0 | 0 | 0 | 0 | 0 | 0.44 | 4.27 | 7.55 | 7.96 | 8.15 | 8.09 | 8.15 | 8.06 | 8.04 | 7.79 | 7.38 | 6.09 | 2.02 | 0.05 | 0 | 0 | 0 | 0 | 0 | 0 | 0 | 0 | 0 | 0.01 | 1.65 | 5.73 | 7.82 | 8.35 | 8.54 | 8.55 | 8.62 | 8.61 | 8.49 | 8.28 | 7.95 | 6.94 | 3.42 | 0.32 | 0 | 0 | 0 | 0 | 0 | 0 | 0 | 0 | 0 | 0.03 | 1.95 | 5.73 | 7.51 | 8.1 | 8.43 | 8.49 | 8.54 | 8.53 | 8.43 | 8.22 | 7.93 | 7.04 | 4.25 | 0.73 | 0 | 0 | 0 | 0 | 0 | 0 | 0 | 0 | 0 | 0 | 0.91 | 4.46 | 6.99 | 7.93 | 8.32 | 8.41 | 8.38 | 8.31 | 8.21 | 7.98 | 7.64 | 6.73 | 3.89 | 0.62 | 0 | 0 | 0 | 0 | 0 | 0 | 0 | 0 | 0 | 0 | 0.31 | 3.34 | 6.28 | 7.47 | 8.01 | 8.18 | 8.16 | 8 | 7.79 | 7.47 | 6.89 | 5.48 | 2.03 | 0.06 | 0 | 0 | 0 | 0 | 0 | 0 | 0 | 0 | 0 | 0 | 0.07 | 2.47 | 6.45 | 7.51 | 7.9 | 7.97 | 7.96 | 7.92 | 7.83 | 7.71 | 6.97 | 3.9 | 0.47 | 0 | 0 | 0 | 0 | 0 | 0 | 0 | 0 | 0 | 0 | 0 | 0 | 1.41 | 5.61 | 7.13 | 7.34 | 7.28 | 7.3 | 7.34 | 7.37 | 7.21 | 5.64 | 1.59 | 0.02 | 0 | 0 | 0 | 0 | 0 | 0 | 0 | 0 | 0 | 0 | 0 | 0 | 0.26 | 3.29 | 6.14 | 6.65 | 6.47 | 6.29 | 6.37 | 6.38 | 6.08 | 3.51 | 0.35 | 0 | 0 | 0 | 0 | 0 | 0 | 0 | 0 | 0 | 0 | 0 | 0 | 0 | 0.01 | 1.22 | 3.88 | 4.66 | 4.91 | 4.82 | 4.97 | 4.7 | 4.29 | 2.44 | 0.21 | 0 | 0 | 0 | 0 | 0 | 0 | 0
GLDTWN_6_SOLAR |  | Solar_1Axis | Solar Tracking | CISO | South | Socal | FC | 5 | 0 | 0 | 0 | 0 | 0 | 0 | 0 | 0.56 | 2.04 | 2.64 | 2.74 | 2.8 | 2.77 | 2.6 | 2.4 | 1.52 | 0.3 | 0 | 0 | 0 | 0 | 0 | 0 | 0 | 0 | 0 | 0 | 0 | 0 | 0 | 0.03 | 1.28 | 3.13 | 3.34 | 3.31 | 3.2 | 3.09 | 3.02 | 2.97 | 2.67 | 1.16 | 0.04 | 0 | 0 | 0 | 0 | 0 | 0 | 0 | 0 | 0 | 0 | 0 | 0 | 0.39 | 2.29 | 3.16 | 3.28 | 3.22 | 3.14 | 3.12 | 2.83 | 2.57 | 2.32 | 1.65 | 0.25 | 0 | 0 | 0 | 0 | 0 | 0 | 0 | 0 | 0 | 0 | 0 | 0.22 | 2.13 | 3.78 | 3.98 | 4.08 | 4.05 | 4.07 | 4.03 | 4.02 | 3.9 | 3.69 | 3.04 | 1.01 | 0.02 | 0 | 0 | 0 | 0 | 0 | 0 | 0 | 0 | 0 | 0.01 | 0.82 | 2.86 | 3.91 | 4.17 | 4.27 | 4.28 | 4.31 | 4.31 | 4.25 | 4.14 | 3.97 | 3.47 | 1.71 | 0.16 | 0 | 0 | 0 | 0 | 0 | 0 | 0 | 0 | 0 | 0.01 | 0.98 | 2.87 | 3.76 | 4.05 | 4.21 | 4.25 | 4.27 | 4.26 | 4.21 | 4.11 | 3.97 | 3.52 | 2.13 | 0.36 | 0 | 0 | 0 | 0 | 0 | 0 | 0 | 0 | 0 | 0 | 0.46 | 2.23 | 3.49 | 3.96 | 4.16 | 4.2 | 4.19 | 4.15 | 4.1 | 3.99 | 3.82 | 3.36 | 1.95 | 0.31 | 0 | 0 | 0 | 0 | 0 | 0 | 0 | 0 | 0 | 0 | 0.15 | 1.67 | 3.14 | 3.74 | 4.01 | 4.09 | 4.08 | 4 | 3.89 | 3.74 | 3.44 | 2.74 | 1.01 | 0.03 | 0 | 0 | 0 | 0 | 0 | 0 | 0 | 0 | 0 | 0 | 0.03 | 1.23 | 3.23 | 3.76 | 3.95 | 3.98 | 3.98 | 3.96 | 3.91 | 3.86 | 3.48 | 1.95 | 0.23 | 0 | 0 | 0 | 0 | 0 | 0 | 0 | 0 | 0 | 0 | 0 | 0 | 0.7 | 2.81 | 3.56 | 3.67 | 3.64 | 3.65 | 3.67 | 3.69 | 3.61 | 2.82 | 0.8 | 0.01 | 0 | 0 | 0 | 0 | 0 | 0 | 0 | 0 | 0 | 0 | 0 | 0 | 0.13 | 1.65 | 3.07 | 3.32 | 3.23 | 3.15 | 3.18 | 3.19 | 3.04 | 1.75 | 0.17 | 0 | 0 | 0 | 0 | 0 | 0 | 0 | 0 | 0 | 0 | 0 | 0 | 0 | 0.01 | 0.61 | 1.94 | 2.33 | 2.46 | 2.41 | 2.49 | 2.35 | 2.15 | 1.22 | 0.1 | 0 | 0 | 0 | 0 | 0 | 0 | 0
GLOW_6_SOLAR |  | Solar_1Axis | Solar Tracking | CISO | South | Socal | EO | 20 | 0 | 0 | 0 | 0 | 0 | 0 | 0.01 | 2.23 | 8.17 | 10.55 | 10.97 | 11.2 | 11.07 | 10.39 | 9.62 | 6.06 | 1.19 | 0 | 0 | 0 | 0 | 0 | 0 | 0 | 0 | 0 | 0 | 0 | 0 | 0 | 0.14 | 5.11 | 12.5 | 13.36 | 13.24 | 12.8 | 12.38 | 12.09 | 11.87 | 10.68 | 4.66 | 0.17 | 0 | 0 | 0 | 0 | 0 | 0 | 0 | 0 | 0 | 0 | 0 | 0 | 1.54 | 9.18 | 12.65 | 13.11 | 12.87 | 12.55 | 12.47 | 11.32 | 10.3 | 9.29 | 6.6 | 1 | 0 | 0 | 0 | 0 | 0 | 0 | 0 | 0 | 0 | 0 | 0 | 0.88 | 8.53 | 15.11 | 15.92 | 16.31 | 16.19 | 16.3 | 16.12 | 16.08 | 15.58 | 14.76 | 12.17 | 4.04 | 0.1 | 0 | 0 | 0 | 0 | 0 | 0 | 0 | 0 | 0 | 0.03 | 3.29 | 11.45 | 15.64 | 16.7 | 17.07 | 17.11 | 17.25 | 17.22 | 16.99 | 16.57 | 15.9 | 13.89 | 6.83 | 0.64 | 0 | 0 | 0 | 0 | 0 | 0 | 0 | 0 | 0 | 0.06 | 3.9 | 11.46 | 15.03 | 16.2 | 16.85 | 16.99 | 17.08 | 17.05 | 16.86 | 16.44 | 15.87 | 14.08 | 8.5 | 1.46 | 0 | 0 | 0 | 0 | 0 | 0 | 0 | 0 | 0 | 0.01 | 1.83 | 8.92 | 13.98 | 15.85 | 16.65 | 16.81 | 16.76 | 16.62 | 16.42 | 15.97 | 15.29 | 13.46 | 7.79 | 1.24 | 0 | 0 | 0 | 0 | 0 | 0 | 0 | 0 | 0 | 0 | 0.62 | 6.68 | 12.56 | 14.94 | 16.02 | 16.37 | 16.33 | 16.01 | 15.57 | 14.94 | 13.78 | 10.96 | 4.06 | 0.12 | 0 | 0 | 0 | 0 | 0 | 0 | 0 | 0 | 0 | 0 | 0.14 | 4.94 | 12.9 | 15.03 | 15.81 | 15.93 | 15.93 | 15.84 | 15.66 | 15.43 | 13.93 | 7.79 | 0.93 | 0 | 0 | 0 | 0 | 0 | 0 | 0 | 0 | 0 | 0 | 0 | 0.01 | 2.82 | 11.22 | 14.25 | 14.69 | 14.56 | 14.6 | 14.67 | 14.74 | 14.42 | 11.28 | 3.18 | 0.04 | 0 | 0 | 0 | 0 | 0 | 0 | 0 | 0 | 0 | 0 | 0 | 0 | 0.52 | 6.58 | 12.29 | 13.29 | 12.93 | 12.58 | 12.74 | 12.77 | 12.16 | 7.01 | 0.7 | 0 | 0 | 0 | 0 | 0 | 0 | 0 | 0 | 0 | 0 | 0 | 0 | 0 | 0.02 | 2.44 | 7.76 | 9.33 | 9.83 | 9.63 | 9.95 | 9.4 | 8.58 | 4.88 | 0.42 | 0 | 0 | 0 | 0 | 0 | 0 | 0
GOOSLK_1_SOLAR1 |  | Solar_1Axis | Solar Tracking | CISO | North | Norcal | FC | 12 | 0 | 0 | 0 | 0 | 0 | 0 | 0 | 0.25 | 1.97 | 3.75 | 4.63 | 5.1 | 5.1 | 4.82 | 4.51 | 3.08 | 0.67 | 0 | 0 | 0 | 0 | 0 | 0 | 0 | 0 | 0 | 0 | 0 | 0 | 0 | 0 | 1.48 | 6.16 | 7.68 | 7.85 | 7.44 | 7.33 | 7.28 | 7.44 | 6.34 | 3.33 | 0.18 | 0 | 0 | 0 | 0 | 0 | 0 | 0 | 0 | 0 | 0 | 0 | 0 | 0.31 | 3.83 | 7.19 | 7.71 | 7.23 | 7.43 | 7.32 | 6.74 | 6.22 | 5.79 | 4.08 | 0.94 | 0 | 0 | 0 | 0 | 0 | 0 | 0 | 0 | 0 | 0 | 0 | 0.17 | 3.58 | 7.9 | 8.69 | 8.64 | 8.49 | 8.69 | 8.71 | 8.58 | 8.72 | 8.36 | 7.63 | 3.54 | 0.16 | 0 | 0 | 0 | 0 | 0 | 0 | 0 | 0 | 0 | 0 | 1.32 | 6.23 | 8.78 | 9.18 | 9.19 | 9.11 | 9.31 | 9.3 | 9.52 | 9.52 | 9.31 | 8.77 | 5.43 | 0.84 | 0 | 0 | 0 | 0 | 0 | 0 | 0 | 0 | 0 | 0.01 | 1.89 | 6.88 | 9.32 | 9.98 | 10.11 | 10.18 | 10.24 | 10.21 | 10.12 | 10.12 | 9.9 | 9.18 | 6.8 | 1.92 | 0.02 | 0 | 0 | 0 | 0 | 0 | 0 | 0 | 0 | 0 | 0.86 | 5.52 | 8.9 | 9.83 | 9.96 | 10.03 | 9.99 | 9.97 | 9.86 | 9.85 | 9.45 | 8.76 | 6.14 | 1.44 | 0.01 | 0 | 0 | 0 | 0 | 0 | 0 | 0 | 0 | 0 | 0.12 | 3.24 | 7.48 | 9.04 | 9.46 | 9.5 | 9.58 | 9.5 | 9.43 | 9.36 | 8.81 | 7.22 | 3.21 | 0.18 | 0 | 0 | 0 | 0 | 0 | 0 | 0 | 0 | 0 | 0 | 0.01 | 1.98 | 7.05 | 8.88 | 9.18 | 9.11 | 9.01 | 9.02 | 9.15 | 9.19 | 8.66 | 5.7 | 1.12 | 0 | 0 | 0 | 0 | 0 | 0 | 0 | 0 | 0 | 0 | 0 | 0 | 0.59 | 4.68 | 7.74 | 7.97 | 7.81 | 7.62 | 7.67 | 7.81 | 7.78 | 6.55 | 2.18 | 0.05 | 0 | 0 | 0 | 0 | 0 | 0 | 0 | 0 | 0 | 0 | 0 | 0 | 0.02 | 1.82 | 5.49 | 6.47 | 6.35 | 6.14 | 6.32 | 6.51 | 6.12 | 3.83 | 0.45 | 0 | 0 | 0 | 0 | 0 | 0 | 0 | 0 | 0 | 0 | 0 | 0 | 0 | 0 | 0.36 | 2.46 | 4.03 | 4.9 | 5.15 | 5.01 | 4.85 | 4.49 | 2.51 | 0.27 | 0 | 0 | 0 | 0 | 0 | 0 | 0
GRIDLY_6_SOLAR |  | Solar_Fixed | Solar Fixed | CISO | North | Norcal | EO | 2.5 | 0 | 0 | 0 | 0 | 0 | 0 | 0 | 0.06 | 0.44 | 0.91 | 1.13 | 1.21 | 1.2 | 1.1 | 0.95 | 0.65 | 0.15 | 0 | 0 | 0 | 0 | 0 | 0 | 0 | 0 | 0 | 0 | 0 | 0 | 0 | 0 | 0.25 | 1.05 | 1.46 | 1.61 | 1.63 | 1.64 | 1.6 | 1.5 | 1.18 | 0.56 | 0.04 | 0 | 0 | 0 | 0 | 0 | 0 | 0 | 0 | 0 | 0 | 0 | 0 | 0.06 | 0.65 | 1.24 | 1.45 | 1.49 | 1.46 | 1.5 | 1.46 | 1.33 | 1.1 | 0.75 | 0.18 | 0 | 0 | 0 | 0 | 0 | 0 | 0 | 0 | 0 | 0 | 0 | 0.03 | 0.5 | 1.3 | 1.69 | 1.88 | 1.94 | 2.03 | 1.99 | 1.97 | 1.9 | 1.69 | 1.3 | 0.53 | 0.03 | 0 | 0 | 0 | 0 | 0 | 0 | 0 | 0 | 0 | 0 | 0.16 | 0.88 | 1.49 | 1.8 | 1.98 | 2.03 | 2.05 | 2.06 | 2.05 | 1.98 | 1.77 | 1.46 | 0.79 | 0.13 | 0 | 0 | 0 | 0 | 0 | 0 | 0 | 0 | 0 | 0 | 0.22 | 0.92 | 1.51 | 1.83 | 1.98 | 2.08 | 2.11 | 2.14 | 2.11 | 2.01 | 1.84 | 1.52 | 0.96 | 0.26 | 0 | 0 | 0 | 0 | 0 | 0 | 0 | 0 | 0 | 0 | 0.11 | 0.77 | 1.44 | 1.81 | 2 | 2.12 | 2.15 | 2.14 | 2.1 | 2 | 1.83 | 1.5 | 0.93 | 0.2 | 0 | 0 | 0 | 0 | 0 | 0 | 0 | 0 | 0 | 0 | 0.02 | 0.46 | 1.22 | 1.65 | 1.85 | 1.98 | 2.04 | 2.04 | 2.02 | 1.92 | 1.68 | 1.25 | 0.5 | 0.03 | 0 | 0 | 0 | 0 | 0 | 0 | 0 | 0 | 0 | 0 | 0 | 0.31 | 1.19 | 1.71 | 1.92 | 2.02 | 2.05 | 2.04 | 2.01 | 1.9 | 1.64 | 1 | 0.22 | 0 | 0 | 0 | 0 | 0 | 0 | 0 | 0 | 0 | 0 | 0 | 0 | 0.11 | 0.84 | 1.49 | 1.73 | 1.77 | 1.79 | 1.78 | 1.76 | 1.62 | 1.22 | 0.43 | 0.02 | 0 | 0 | 0 | 0 | 0 | 0 | 0 | 0 | 0 | 0 | 0 | 0 | 0.01 | 0.36 | 1.15 | 1.48 | 1.57 | 1.56 | 1.55 | 1.5 | 1.32 | 0.76 | 0.1 | 0 | 0 | 0 | 0 | 0 | 0 | 0 | 0 | 0 | 0 | 0 | 0 | 0 | 0 | 0.08 | 0.44 | 0.85 | 1.08 | 1.19 | 1.16 | 1.07 | 0.92 | 0.52 | 0.07 | 0 | 0 | 0 | 0 | 0 | 0 | 0
GUERNS_6_SOLAR |  | Solar_1Axis | Solar Tracking | CISO | North | Norcal | FC | 20 | 0 | 0 | 0 | 0 | 0 | 0 | 0 | 0.42 | 3.28 | 6.25 | 7.72 | 8.5 | 8.51 | 8.03 | 7.52 | 5.13 | 1.12 | 0 | 0 | 0 | 0 | 0 | 0 | 0 | 0 | 0 | 0 | 0 | 0 | 0 | 0 | 2.47 | 10.27 | 12.8 | 13.08 | 12.39 | 12.21 | 12.13 | 12.4 | 10.57 | 5.55 | 0.31 | 0 | 0 | 0 | 0 | 0 | 0 | 0 | 0 | 0 | 0 | 0 | 0 | 0.52 | 6.39 | 11.99 | 12.84 | 12.05 | 12.38 | 12.2 | 11.23 | 10.37 | 9.66 | 6.8 | 1.57 | 0 | 0 | 0 | 0 | 0 | 0 | 0 | 0 | 0 | 0 | 0 | 0.28 | 5.97 | 13.17 | 14.48 | 14.4 | 14.15 | 14.49 | 14.52 | 14.31 | 14.54 | 13.94 | 12.71 | 5.9 | 0.27 | 0 | 0 | 0 | 0 | 0 | 0 | 0 | 0 | 0 | 0 | 2.2 | 10.38 | 14.64 | 15.3 | 15.32 | 15.19 | 15.51 | 15.51 | 15.86 | 15.86 | 15.51 | 14.62 | 9.05 | 1.41 | 0 | 0 | 0 | 0 | 0 | 0 | 0 | 0 | 0 | 0.01 | 3.16 | 11.47 | 15.54 | 16.64 | 16.85 | 16.97 | 17.07 | 17.02 | 16.87 | 16.87 | 16.5 | 15.31 | 11.34 | 3.2 | 0.04 | 0 | 0 | 0 | 0 | 0 | 0 | 0 | 0 | 0 | 1.43 | 9.2 | 14.84 | 16.38 | 16.6 | 16.72 | 16.65 | 16.62 | 16.44 | 16.41 | 15.74 | 14.59 | 10.24 | 2.41 | 0.01 | 0 | 0 | 0 | 0 | 0 | 0 | 0 | 0 | 0 | 0.2 | 5.39 | 12.46 | 15.07 | 15.77 | 15.84 | 15.96 | 15.84 | 15.71 | 15.6 | 14.68 | 12.04 | 5.34 | 0.3 | 0 | 0 | 0 | 0 | 0 | 0 | 0 | 0 | 0 | 0 | 0.02 | 3.29 | 11.75 | 14.8 | 15.3 | 15.19 | 15.01 | 15.04 | 15.25 | 15.32 | 14.44 | 9.5 | 1.87 | 0 | 0 | 0 | 0 | 0 | 0 | 0 | 0 | 0 | 0 | 0 | 0 | 0.98 | 7.8 | 12.9 | 13.29 | 13.02 | 12.69 | 12.79 | 13.02 | 12.97 | 10.92 | 3.63 | 0.08 | 0 | 0 | 0 | 0 | 0 | 0 | 0 | 0 | 0 | 0 | 0 | 0 | 0.04 | 3.04 | 9.15 | 10.78 | 10.58 | 10.24 | 10.54 | 10.85 | 10.19 | 6.39 | 0.76 | 0 | 0 | 0 | 0 | 0 | 0 | 0 | 0 | 0 | 0 | 0 | 0 | 0 | 0 | 0.6 | 4.09 | 6.72 | 8.16 | 8.58 | 8.35 | 8.09 | 7.48 | 4.18 | 0.45 | 0 | 0 | 0 | 0 | 0 | 0 | 0
HATRDG_2_WIND |  | Wind | Wind | CISO | North | Norcal | FC | 102 | 7.1 | 7.66 | 6.32 | 6.46 | 6.26 | 6.29 | 6.48 | 7.06 | 6.39 | 5.45 | 5.57 | 5.17 | 5.04 | 4.68 | 4.22 | 4.07 | 4.27 | 4.76 | 5.79 | 7.1 | 7.33 | 7.77 | 7.44 | 7.38 | 14.88 | 14.87 | 13.72 | 13.23 | 12.3 | 11.86 | 12.07 | 13.33 | 11.72 | 10.89 | 10.8 | 9.65 | 9.3 | 9.75 | 10.08 | 8.64 | 7.35 | 7.63 | 8.66 | 11.93 | 12.91 | 12.71 | 15.22 | 15.77 | 18.35 | 16.73 | 16.09 | 15.2 | 12.37 | 10.08 | 10.85 | 10.68 | 8.69 | 7.75 | 7.26 | 7.95 | 7.9 | 9.85 | 10.04 | 11.08 | 12.61 | 14.36 | 18.07 | 19.12 | 19.13 | 18.96 | 18.86 | 19.3 | 40.91 | 37.91 | 32.79 | 30.31 | 26.64 | 24.37 | 19.64 | 16.34 | 14.09 | 13.47 | 11.45 | 10.16 | 10.74 | 13.77 | 16.68 | 23.54 | 28.2 | 34.74 | 35.83 | 38.12 | 40.11 | 42.04 | 42.91 | 43.91 | 45.38 | 46.8 | 46.44 | 39.75 | 34.25 | 31.77 | 25.86 | 25.8 | 21.46 | 17.71 | 13.94 | 15 | 18.14 | 20.77 | 29.38 | 36.85 | 43.36 | 46.38 | 47.05 | 48.85 | 50.97 | 49.18 | 48.34 | 47.94 | 49.15 | 49.48 | 46.36 | 44.64 | 40.25 | 33.82 | 27.43 | 24.72 | 20.46 | 15.28 | 10.33 | 10.3 | 10.49 | 15.17 | 24.83 | 34.41 | 40.32 | 43.52 | 44.84 | 47.63 | 52.23 | 52.12 | 53.28 | 52.32 | 60.65 | 58.08 | 57.14 | 54.36 | 49.86 | 47.28 | 40.06 | 31.14 | 23.31 | 18.95 | 14.48 | 13.08 | 16.7 | 23.36 | 33.12 | 38.9 | 43.8 | 47.53 | 51.47 | 53.26 | 56.51 | 58.87 | 61.86 | 63.05 | 51.3 | 47 | 42.35 | 37.07 | 32.18 | 27.97 | 24.81 | 17.01 | 11.25 | 8.25 | 6.06 | 5.07 | 5.15 | 6.37 | 9.88 | 17.39 | 25.66 | 30.99 | 37.5 | 46.32 | 49.35 | 50.56 | 51.36 | 50.89 | 48.25 | 44.09 | 39.7 | 35.28 | 31.24 | 28.03 | 26.6 | 23.45 | 20.56 | 15.98 | 11.07 | 8.05 | 8.65 | 9.56 | 12.82 | 19.73 | 25.1 | 30.3 | 36.96 | 40.65 | 43.06 | 43.46 | 47.07 | 46.62 | 20.98 | 20.47 | 18.32 | 16.79 | 15.29 | 11.37 | 10.84 | 8.49 | 7.19 | 7.22 | 5.79 | 5.41 | 4.93 | 4.9 | 5.3 | 5.97 | 7.31 | 11.15 | 12.49 | 14.86 | 18.74 | 20.96 | 23.4 | 23.45 | 6.45 | 6 | 6.8 | 6.69 | 5.7 | 6.06 | 5.88 | 5.79 | 4.56 | 3.8 | 3.46 | 3.15 | 3.42 | 3.1 | 3.54 | 3.96 | 3.59 | 4.11 | 4.65 | 4.86 | 6.15 | 6.74 | 7.29 | 7.47 | 6.89 | 7.52 | 6.33 | 6.37 | 6.48 | 7 | 6.7 | 6.54 | 6.65 | 5.63 | 4.88 | 4.9 | 4.69 | 4.1 | 4.8 | 4.79 | 4.46 | 5.64 | 6.37 | 7.41 | 8.11 | 7.61 | 7.74 | 7.13
HENRTA_6_SOLAR1 |  | Solar_1Axis | Solar Tracking | CISO | North | Norcal | ID | 1.5 | 0 | 0 | 0 | 0 | 0 | 0 | 0 | 0.03 | 0.25 | 0.47 | 0.58 | 0.64 | 0.64 | 0.6 | 0.56 | 0.39 | 0.08 | 0 | 0 | 0 | 0 | 0 | 0 | 0 | 0 | 0 | 0 | 0 | 0 | 0 | 0 | 0.19 | 0.77 | 0.96 | 0.98 | 0.93 | 0.92 | 0.91 | 0.93 | 0.79 | 0.42 | 0.02 | 0 | 0 | 0 | 0 | 0 | 0 | 0 | 0 | 0 | 0 | 0 | 0 | 0.04 | 0.48 | 0.9 | 0.96 | 0.9 | 0.93 | 0.91 | 0.84 | 0.78 | 0.72 | 0.51 | 0.12 | 0 | 0 | 0 | 0 | 0 | 0 | 0 | 0 | 0 | 0 | 0 | 0.02 | 0.45 | 0.99 | 1.09 | 1.08 | 1.06 | 1.09 | 1.09 | 1.07 | 1.09 | 1.05 | 0.95 | 0.44 | 0.02 | 0 | 0 | 0 | 0 | 0 | 0 | 0 | 0 | 0 | 0 | 0.16 | 0.78 | 1.1 | 1.15 | 1.15 | 1.14 | 1.16 | 1.16 | 1.19 | 1.19 | 1.16 | 1.1 | 0.68 | 0.11 | 0 | 0 | 0 | 0 | 0 | 0 | 0 | 0 | 0 | 0 | 0.24 | 0.86 | 1.17 | 1.25 | 1.26 | 1.27 | 1.28 | 1.28 | 1.27 | 1.27 | 1.24 | 1.15 | 0.85 | 0.24 | 0 | 0 | 0 | 0 | 0 | 0 | 0 | 0 | 0 | 0 | 0.11 | 0.69 | 1.11 | 1.23 | 1.25 | 1.25 | 1.25 | 1.25 | 1.23 | 1.23 | 1.18 | 1.09 | 0.77 | 0.18 | 0 | 0 | 0 | 0 | 0 | 0 | 0 | 0 | 0 | 0 | 0.02 | 0.4 | 0.93 | 1.13 | 1.18 | 1.19 | 1.2 | 1.19 | 1.18 | 1.17 | 1.1 | 0.9 | 0.4 | 0.02 | 0 | 0 | 0 | 0 | 0 | 0 | 0 | 0 | 0 | 0 | 0 | 0.25 | 0.88 | 1.11 | 1.15 | 1.14 | 1.13 | 1.13 | 1.14 | 1.15 | 1.08 | 0.71 | 0.14 | 0 | 0 | 0 | 0 | 0 | 0 | 0 | 0 | 0 | 0 | 0 | 0 | 0.07 | 0.58 | 0.97 | 1 | 0.98 | 0.95 | 0.96 | 0.98 | 0.97 | 0.82 | 0.27 | 0.01 | 0 | 0 | 0 | 0 | 0 | 0 | 0 | 0 | 0 | 0 | 0 | 0 | 0 | 0.23 | 0.69 | 0.81 | 0.79 | 0.77 | 0.79 | 0.81 | 0.76 | 0.48 | 0.06 | 0 | 0 | 0 | 0 | 0 | 0 | 0 | 0 | 0 | 0 | 0 | 0 | 0 | 0 | 0.04 | 0.31 | 0.5 | 0.61 | 0.64 | 0.63 | 0.61 | 0.56 | 0.31 | 0.03 | 0 | 0 | 0 | 0 | 0 | 0 | 0
HENRTA_6_SOLAR2 |  | Solar_1Axis | Solar Tracking | CISO | North | Norcal | EO | 2 | 0 | 0 | 0 | 0 | 0 | 0 | 0 | 0.04 | 0.33 | 0.62 | 0.77 | 0.85 | 0.85 | 0.8 | 0.75 | 0.51 | 0.11 | 0 | 0 | 0 | 0 | 0 | 0 | 0 | 0 | 0 | 0 | 0 | 0 | 0 | 0 | 0.25 | 1.03 | 1.28 | 1.31 | 1.24 | 1.22 | 1.21 | 1.24 | 1.06 | 0.55 | 0.03 | 0 | 0 | 0 | 0 | 0 | 0 | 0 | 0 | 0 | 0 | 0 | 0 | 0.05 | 0.64 | 1.2 | 1.28 | 1.21 | 1.24 | 1.22 | 1.12 | 1.04 | 0.97 | 0.68 | 0.16 | 0 | 0 | 0 | 0 | 0 | 0 | 0 | 0 | 0 | 0 | 0 | 0.03 | 0.6 | 1.32 | 1.45 | 1.44 | 1.41 | 1.45 | 1.45 | 1.43 | 1.45 | 1.39 | 1.27 | 0.59 | 0.03 | 0 | 0 | 0 | 0 | 0 | 0 | 0 | 0 | 0 | 0 | 0.22 | 1.04 | 1.46 | 1.53 | 1.53 | 1.52 | 1.55 | 1.55 | 1.59 | 1.59 | 1.55 | 1.46 | 0.9 | 0.14 | 0 | 0 | 0 | 0 | 0 | 0 | 0 | 0 | 0 | 0 | 0.32 | 1.15 | 1.55 | 1.66 | 1.68 | 1.7 | 1.71 | 1.7 | 1.69 | 1.69 | 1.65 | 1.53 | 1.13 | 0.32 | 0 | 0 | 0 | 0 | 0 | 0 | 0 | 0 | 0 | 0 | 0.14 | 0.92 | 1.48 | 1.64 | 1.66 | 1.67 | 1.67 | 1.66 | 1.64 | 1.64 | 1.57 | 1.46 | 1.02 | 0.24 | 0 | 0 | 0 | 0 | 0 | 0 | 0 | 0 | 0 | 0 | 0.02 | 0.54 | 1.25 | 1.51 | 1.58 | 1.58 | 1.6 | 1.58 | 1.57 | 1.56 | 1.47 | 1.2 | 0.53 | 0.03 | 0 | 0 | 0 | 0 | 0 | 0 | 0 | 0 | 0 | 0 | 0 | 0.33 | 1.17 | 1.48 | 1.53 | 1.52 | 1.5 | 1.5 | 1.53 | 1.53 | 1.44 | 0.95 | 0.19 | 0 | 0 | 0 | 0 | 0 | 0 | 0 | 0 | 0 | 0 | 0 | 0 | 0.1 | 0.78 | 1.29 | 1.33 | 1.3 | 1.27 | 1.28 | 1.3 | 1.3 | 1.09 | 0.36 | 0.01 | 0 | 0 | 0 | 0 | 0 | 0 | 0 | 0 | 0 | 0 | 0 | 0 | 0 | 0.3 | 0.92 | 1.08 | 1.06 | 1.02 | 1.05 | 1.09 | 1.02 | 0.64 | 0.08 | 0 | 0 | 0 | 0 | 0 | 0 | 0 | 0 | 0 | 0 | 0 | 0 | 0 | 0 | 0.06 | 0.41 | 0.67 | 0.82 | 0.86 | 0.83 | 0.81 | 0.75 | 0.42 | 0.04 | 0 | 0 | 0 | 0 | 0 | 0 | 0
HENRTS_1_SOLAR |  | Solar_1Axis | Solar Tracking | CISO | North | Norcal | FC | 100 | 0 | 0 | 0 | 0 | 0 | 0 | 0 | 2.12 | 16.38 | 31.23 | 38.62 | 42.52 | 42.54 | 40.15 | 37.58 | 25.67 | 5.59 | 0 | 0 | 0 | 0 | 0 | 0 | 0 | 0 | 0 | 0 | 0 | 0 | 0 | 0.02 | 12.34 | 51.35 | 64.01 | 65.38 | 61.96 | 61.07 | 60.67 | 61.98 | 52.87 | 27.74 | 1.53 | 0 | 0 | 0 | 0 | 0 | 0 | 0 | 0 | 0 | 0 | 0 | 0 | 2.59 | 31.94 | 59.93 | 64.21 | 60.27 | 61.91 | 60.99 | 56.13 | 51.84 | 48.28 | 33.98 | 7.86 | 0.01 | 0 | 0 | 0 | 0 | 0 | 0 | 0 | 0 | 0 | 0 | 1.38 | 29.83 | 65.84 | 72.42 | 72.02 | 70.75 | 72.45 | 72.61 | 71.53 | 72.69 | 69.7 | 63.57 | 29.5 | 1.36 | 0 | 0 | 0 | 0 | 0 | 0 | 0 | 0 | 0 | 0.01 | 11 | 51.9 | 73.18 | 76.52 | 76.62 | 75.93 | 77.54 | 77.53 | 79.32 | 79.3 | 77.55 | 73.1 | 45.23 | 7.03 | 0 | 0 | 0 | 0 | 0 | 0 | 0 | 0 | 0 | 0.07 | 15.79 | 57.35 | 77.7 | 83.2 | 84.23 | 84.87 | 85.35 | 85.11 | 84.36 | 84.34 | 82.49 | 76.53 | 56.7 | 15.99 | 0.19 | 0 | 0 | 0 | 0 | 0 | 0 | 0 | 0 | 0 | 7.17 | 46.01 | 74.2 | 81.89 | 83.01 | 83.61 | 83.27 | 83.11 | 82.2 | 82.05 | 78.71 | 72.97 | 51.18 | 12.04 | 0.07 | 0 | 0 | 0 | 0 | 0 | 0 | 0 | 0 | 0 | 1.01 | 26.96 | 62.3 | 75.33 | 78.83 | 79.19 | 79.8 | 79.19 | 78.55 | 78 | 73.41 | 60.2 | 26.72 | 1.48 | 0 | 0 | 0 | 0 | 0 | 0 | 0 | 0 | 0 | 0 | 0.11 | 16.47 | 58.73 | 73.99 | 76.48 | 75.93 | 75.07 | 75.21 | 76.26 | 76.6 | 72.19 | 47.51 | 9.34 | 0.01 | 0 | 0 | 0 | 0 | 0 | 0 | 0 | 0 | 0 | 0 | 0 | 4.91 | 38.99 | 64.48 | 66.43 | 65.11 | 63.47 | 63.94 | 65.1 | 64.85 | 54.59 | 18.15 | 0.38 | 0 | 0 | 0 | 0 | 0 | 0 | 0 | 0 | 0 | 0 | 0 | 0 | 0.18 | 15.2 | 45.76 | 53.91 | 52.89 | 51.19 | 52.69 | 54.26 | 50.97 | 31.93 | 3.79 | 0 | 0 | 0 | 0 | 0 | 0 | 0 | 0 | 0 | 0 | 0 | 0 | 0 | 0 | 2.99 | 20.46 | 33.59 | 40.82 | 42.88 | 41.75 | 40.43 | 37.39 | 20.91 | 2.25 | 0 | 0 | 0 | 0 | 0 | 0 | 0
HERDLN_6_BYHSR1 |  | Solar_Fixed | Solar Fixed | CISO | North | Norcal | EO | 5 | 0 | 0 | 0 | 0 | 0 | 0 | 0 | 0.12 | 0.88 | 1.81 | 2.26 | 2.43 | 2.39 | 2.21 | 1.9 | 1.29 | 0.3 | 0 | 0 | 0 | 0 | 0 | 0 | 0 | 0 | 0 | 0 | 0 | 0 | 0 | 0 | 0.5 | 2.1 | 2.92 | 3.22 | 3.25 | 3.28 | 3.19 | 2.99 | 2.36 | 1.11 | 0.08 | 0 | 0 | 0 | 0 | 0 | 0 | 0 | 0 | 0 | 0 | 0 | 0 | 0.12 | 1.3 | 2.48 | 2.91 | 2.99 | 2.92 | 3 | 2.92 | 2.65 | 2.19 | 1.5 | 0.37 | 0 | 0 | 0 | 0 | 0 | 0 | 0 | 0 | 0 | 0 | 0 | 0.05 | 1.01 | 2.61 | 3.38 | 3.75 | 3.89 | 4.05 | 3.98 | 3.93 | 3.81 | 3.37 | 2.59 | 1.07 | 0.07 | 0 | 0 | 0 | 0 | 0 | 0 | 0 | 0 | 0 | 0 | 0.32 | 1.76 | 2.97 | 3.6 | 3.96 | 4.07 | 4.1 | 4.12 | 4.11 | 3.96 | 3.55 | 2.93 | 1.58 | 0.26 | 0 | 0 | 0 | 0 | 0 | 0 | 0 | 0 | 0 | 0 | 0.45 | 1.85 | 3.02 | 3.65 | 3.96 | 4.16 | 4.21 | 4.28 | 4.21 | 4.02 | 3.67 | 3.04 | 1.92 | 0.52 | 0.01 | 0 | 0 | 0 | 0 | 0 | 0 | 0 | 0 | 0 | 0.21 | 1.54 | 2.88 | 3.62 | 3.99 | 4.24 | 4.3 | 4.27 | 4.2 | 4.01 | 3.66 | 3 | 1.85 | 0.41 | 0 | 0 | 0 | 0 | 0 | 0 | 0 | 0 | 0 | 0 | 0.03 | 0.93 | 2.45 | 3.29 | 3.69 | 3.96 | 4.09 | 4.07 | 4.05 | 3.84 | 3.37 | 2.51 | 1 | 0.06 | 0 | 0 | 0 | 0 | 0 | 0 | 0 | 0 | 0 | 0 | 0 | 0.62 | 2.38 | 3.42 | 3.83 | 4.05 | 4.11 | 4.08 | 4.01 | 3.81 | 3.29 | 2 | 0.43 | 0 | 0 | 0 | 0 | 0 | 0 | 0 | 0 | 0 | 0 | 0 | 0 | 0.22 | 1.69 | 2.98 | 3.46 | 3.55 | 3.58 | 3.56 | 3.52 | 3.24 | 2.45 | 0.87 | 0.03 | 0 | 0 | 0 | 0 | 0 | 0 | 0 | 0 | 0 | 0 | 0 | 0 | 0.01 | 0.71 | 2.29 | 2.96 | 3.15 | 3.12 | 3.11 | 3.01 | 2.64 | 1.52 | 0.21 | 0 | 0 | 0 | 0 | 0 | 0 | 0 | 0 | 0 | 0 | 0 | 0 | 0 | 0 | 0.17 | 0.88 | 1.71 | 2.17 | 2.37 | 2.31 | 2.14 | 1.84 | 1.04 | 0.13 | 0 | 0 | 0 | 0 | 0 | 0 | 0
HIGHDS_2_H5SSR1 |  | Paired_Solar_1Axis | Solar Tracking | CISO | South | Socal | FC | 100 | 0 | 0 | 0 | 0 | 0 | 0 | 0.05 | 11.15 | 40.86 | 52.77 | 54.85 | 56.02 | 55.33 | 51.96 | 48.09 | 30.31 | 5.97 | 0 | 0 | 0 | 0 | 0 | 0 | 0 | 0 | 0 | 0 | 0 | 0 | 0 | 0.69 | 25.55 | 62.5 | 66.78 | 66.22 | 63.98 | 61.88 | 60.45 | 59.37 | 53.39 | 23.3 | 0.86 | 0 | 0 | 0 | 0 | 0 | 0 | 0 | 0 | 0 | 0 | 0 | 0 | 7.72 | 45.9 | 63.23 | 65.54 | 64.35 | 62.73 | 62.36 | 56.62 | 51.49 | 46.46 | 33.01 | 4.98 | 0 | 0 | 0 | 0 | 0 | 0 | 0 | 0 | 0 | 0 | 0 | 4.42 | 42.67 | 75.53 | 79.61 | 81.54 | 80.94 | 81.48 | 80.59 | 80.42 | 77.9 | 73.79 | 60.86 | 20.21 | 0.48 | 0 | 0 | 0 | 0 | 0 | 0 | 0 | 0 | 0 | 0.13 | 16.46 | 57.26 | 78.18 | 83.49 | 85.35 | 85.54 | 86.23 | 86.1 | 84.95 | 82.83 | 79.49 | 69.44 | 34.16 | 3.22 | 0 | 0 | 0 | 0 | 0 | 0 | 0 | 0 | 0 | 0.3 | 19.51 | 57.3 | 75.13 | 81.02 | 84.26 | 84.93 | 85.39 | 85.25 | 84.29 | 82.21 | 79.35 | 70.38 | 42.52 | 7.28 | 0 | 0 | 0 | 0 | 0 | 0 | 0 | 0 | 0 | 0.03 | 9.15 | 44.6 | 69.89 | 79.26 | 83.24 | 84.05 | 83.81 | 83.08 | 82.09 | 79.83 | 76.43 | 67.29 | 38.93 | 6.2 | 0 | 0 | 0 | 0 | 0 | 0 | 0 | 0 | 0 | 0 | 3.08 | 33.4 | 62.81 | 74.72 | 80.11 | 81.83 | 81.64 | 80.04 | 77.87 | 74.72 | 68.89 | 54.8 | 20.3 | 0.62 | 0 | 0 | 0 | 0 | 0 | 0 | 0 | 0 | 0 | 0 | 0.68 | 24.69 | 64.51 | 75.13 | 79.03 | 79.66 | 79.64 | 79.2 | 78.28 | 77.14 | 69.65 | 38.96 | 4.67 | 0 | 0 | 0 | 0 | 0 | 0 | 0 | 0 | 0 | 0 | 0 | 0.05 | 14.09 | 56.11 | 71.27 | 73.43 | 72.79 | 73 | 73.37 | 73.71 | 72.11 | 56.42 | 15.91 | 0.18 | 0 | 0 | 0 | 0 | 0 | 0 | 0 | 0 | 0 | 0 | 0 | 0 | 2.6 | 32.9 | 61.44 | 66.46 | 64.67 | 62.92 | 63.69 | 63.84 | 60.79 | 35.07 | 3.49 | 0 | 0 | 0 | 0 | 0 | 0 | 0 | 0 | 0 | 0 | 0 | 0 | 0 | 0.12 | 12.2 | 38.79 | 46.64 | 49.14 | 48.17 | 49.74 | 47.01 | 42.92 | 24.39 | 2.09 | 0 | 0 | 0 | 0 | 0 | 0 | 0
HOLSTR_1_SOLAR |  | Solar_Fixed | Solar Fixed | CISO | North | Norcal | EO | 1.5 | 0 | 0 | 0 | 0 | 0 | 0 | 0 | 0.03 | 0.26 | 0.54 | 0.68 | 0.73 | 0.72 | 0.66 | 0.57 | 0.39 | 0.09 | 0 | 0 | 0 | 0 | 0 | 0 | 0 | 0 | 0 | 0 | 0 | 0 | 0 | 0 | 0.15 | 0.63 | 0.88 | 0.97 | 0.98 | 0.98 | 0.96 | 0.9 | 0.71 | 0.33 | 0.02 | 0 | 0 | 0 | 0 | 0 | 0 | 0 | 0 | 0 | 0 | 0 | 0 | 0.04 | 0.39 | 0.75 | 0.87 | 0.9 | 0.88 | 0.9 | 0.88 | 0.8 | 0.66 | 0.45 | 0.11 | 0 | 0 | 0 | 0 | 0 | 0 | 0 | 0 | 0 | 0 | 0 | 0.02 | 0.3 | 0.78 | 1.01 | 1.13 | 1.17 | 1.22 | 1.19 | 1.18 | 1.14 | 1.01 | 0.78 | 0.32 | 0.02 | 0 | 0 | 0 | 0 | 0 | 0 | 0 | 0 | 0 | 0 | 0.1 | 0.53 | 0.89 | 1.08 | 1.19 | 1.22 | 1.23 | 1.24 | 1.23 | 1.19 | 1.06 | 0.88 | 0.47 | 0.08 | 0 | 0 | 0 | 0 | 0 | 0 | 0 | 0 | 0 | 0 | 0.13 | 0.55 | 0.91 | 1.1 | 1.19 | 1.25 | 1.26 | 1.28 | 1.26 | 1.21 | 1.1 | 0.91 | 0.57 | 0.16 | 0 | 0 | 0 | 0 | 0 | 0 | 0 | 0 | 0 | 0 | 0.06 | 0.46 | 0.86 | 1.09 | 1.2 | 1.27 | 1.29 | 1.28 | 1.26 | 1.2 | 1.1 | 0.9 | 0.56 | 0.12 | 0 | 0 | 0 | 0 | 0 | 0 | 0 | 0 | 0 | 0 | 0.01 | 0.28 | 0.73 | 0.99 | 1.11 | 1.19 | 1.23 | 1.22 | 1.21 | 1.15 | 1.01 | 0.75 | 0.3 | 0.02 | 0 | 0 | 0 | 0 | 0 | 0 | 0 | 0 | 0 | 0 | 0 | 0.19 | 0.71 | 1.03 | 1.15 | 1.21 | 1.23 | 1.22 | 1.2 | 1.14 | 0.99 | 0.6 | 0.13 | 0 | 0 | 0 | 0 | 0 | 0 | 0 | 0 | 0 | 0 | 0 | 0 | 0.07 | 0.51 | 0.89 | 1.04 | 1.06 | 1.07 | 1.07 | 1.06 | 0.97 | 0.73 | 0.26 | 0.01 | 0 | 0 | 0 | 0 | 0 | 0 | 0 | 0 | 0 | 0 | 0 | 0 | 0 | 0.21 | 0.69 | 0.89 | 0.94 | 0.94 | 0.93 | 0.9 | 0.79 | 0.46 | 0.06 | 0 | 0 | 0 | 0 | 0 | 0 | 0 | 0 | 0 | 0 | 0 | 0 | 0 | 0 | 0.05 | 0.26 | 0.51 | 0.65 | 0.71 | 0.69 | 0.64 | 0.55 | 0.31 | 0.04 | 0 | 0 | 0 | 0 | 0 | 0 | 0
HOLSTR_1_SOLAR2 |  | Solar_1Axis | Solar Tracking | CISO | North | Norcal | FC | 1.5 | 0 | 0 | 0 | 0 | 0 | 0 | 0 | 0.03 | 0.25 | 0.47 | 0.58 | 0.64 | 0.64 | 0.6 | 0.56 | 0.39 | 0.08 | 0 | 0 | 0 | 0 | 0 | 0 | 0 | 0 | 0 | 0 | 0 | 0 | 0 | 0 | 0.19 | 0.77 | 0.96 | 0.98 | 0.93 | 0.92 | 0.91 | 0.93 | 0.79 | 0.42 | 0.02 | 0 | 0 | 0 | 0 | 0 | 0 | 0 | 0 | 0 | 0 | 0 | 0 | 0.04 | 0.48 | 0.9 | 0.96 | 0.9 | 0.93 | 0.91 | 0.84 | 0.78 | 0.72 | 0.51 | 0.12 | 0 | 0 | 0 | 0 | 0 | 0 | 0 | 0 | 0 | 0 | 0 | 0.02 | 0.45 | 0.99 | 1.09 | 1.08 | 1.06 | 1.09 | 1.09 | 1.07 | 1.09 | 1.05 | 0.95 | 0.44 | 0.02 | 0 | 0 | 0 | 0 | 0 | 0 | 0 | 0 | 0 | 0 | 0.16 | 0.78 | 1.1 | 1.15 | 1.15 | 1.14 | 1.16 | 1.16 | 1.19 | 1.19 | 1.16 | 1.1 | 0.68 | 0.11 | 0 | 0 | 0 | 0 | 0 | 0 | 0 | 0 | 0 | 0 | 0.24 | 0.86 | 1.17 | 1.25 | 1.26 | 1.27 | 1.28 | 1.28 | 1.27 | 1.27 | 1.24 | 1.15 | 0.85 | 0.24 | 0 | 0 | 0 | 0 | 0 | 0 | 0 | 0 | 0 | 0 | 0.11 | 0.69 | 1.11 | 1.23 | 1.25 | 1.25 | 1.25 | 1.25 | 1.23 | 1.23 | 1.18 | 1.09 | 0.77 | 0.18 | 0 | 0 | 0 | 0 | 0 | 0 | 0 | 0 | 0 | 0 | 0.02 | 0.4 | 0.93 | 1.13 | 1.18 | 1.19 | 1.2 | 1.19 | 1.18 | 1.17 | 1.1 | 0.9 | 0.4 | 0.02 | 0 | 0 | 0 | 0 | 0 | 0 | 0 | 0 | 0 | 0 | 0 | 0.25 | 0.88 | 1.11 | 1.15 | 1.14 | 1.13 | 1.13 | 1.14 | 1.15 | 1.08 | 0.71 | 0.14 | 0 | 0 | 0 | 0 | 0 | 0 | 0 | 0 | 0 | 0 | 0 | 0 | 0.07 | 0.58 | 0.97 | 1 | 0.98 | 0.95 | 0.96 | 0.98 | 0.97 | 0.82 | 0.27 | 0.01 | 0 | 0 | 0 | 0 | 0 | 0 | 0 | 0 | 0 | 0 | 0 | 0 | 0 | 0.23 | 0.69 | 0.81 | 0.79 | 0.77 | 0.79 | 0.81 | 0.76 | 0.48 | 0.06 | 0 | 0 | 0 | 0 | 0 | 0 | 0 | 0 | 0 | 0 | 0 | 0 | 0 | 0 | 0.04 | 0.31 | 0.5 | 0.61 | 0.64 | 0.63 | 0.61 | 0.56 | 0.31 | 0.03 | 0 | 0 | 0 | 0 | 0 | 0 | 0
HURON_6_SOLAR |  | Solar_Fixed | Solar Fixed | CISO | North | Norcal | FC | 20 | 0 | 0 | 0 | 0 | 0 | 0 | 0 | 0.47 | 3.5 | 7.26 | 9.03 | 9.71 | 9.58 | 8.84 | 7.62 | 5.18 | 1.2 | 0 | 0 | 0 | 0 | 0 | 0 | 0 | 0 | 0 | 0 | 0 | 0 | 0 | 0 | 2.02 | 8.41 | 11.7 | 12.89 | 13.01 | 13.1 | 12.76 | 11.98 | 9.43 | 4.45 | 0.33 | 0 | 0 | 0 | 0 | 0 | 0 | 0 | 0 | 0 | 0 | 0 | 0 | 0.48 | 5.2 | 9.94 | 11.63 | 11.95 | 11.7 | 12.02 | 11.7 | 10.61 | 8.78 | 6.01 | 1.47 | 0 | 0 | 0 | 0 | 0 | 0 | 0 | 0 | 0 | 0 | 0 | 0.2 | 4.03 | 10.43 | 13.51 | 15.01 | 15.55 | 16.2 | 15.9 | 15.72 | 15.24 | 13.5 | 10.37 | 4.28 | 0.27 | 0 | 0 | 0 | 0 | 0 | 0 | 0 | 0 | 0 | 0 | 1.28 | 7.04 | 11.9 | 14.4 | 15.86 | 16.26 | 16.4 | 16.47 | 16.43 | 15.84 | 14.2 | 11.71 | 6.32 | 1.05 | 0 | 0 | 0 | 0 | 0 | 0 | 0 | 0 | 0 | 0.01 | 1.78 | 7.39 | 12.09 | 14.6 | 15.82 | 16.63 | 16.86 | 17.13 | 16.86 | 16.09 | 14.69 | 12.18 | 7.66 | 2.08 | 0.03 | 0 | 0 | 0 | 0 | 0 | 0 | 0 | 0 | 0 | 0.85 | 6.15 | 11.5 | 14.49 | 15.97 | 16.97 | 17.19 | 17.08 | 16.81 | 16.03 | 14.64 | 11.98 | 7.41 | 1.64 | 0.01 | 0 | 0 | 0 | 0 | 0 | 0 | 0 | 0 | 0 | 0.13 | 3.71 | 9.79 | 13.17 | 14.77 | 15.86 | 16.36 | 16.29 | 16.2 | 15.36 | 13.46 | 10.02 | 4.02 | 0.24 | 0 | 0 | 0 | 0 | 0 | 0 | 0 | 0 | 0 | 0 | 0.01 | 2.49 | 9.52 | 13.68 | 15.33 | 16.18 | 16.43 | 16.31 | 16.05 | 15.23 | 13.14 | 8.01 | 1.73 | 0 | 0 | 0 | 0 | 0 | 0 | 0 | 0 | 0 | 0 | 0 | 0 | 0.89 | 6.74 | 11.92 | 13.83 | 14.19 | 14.3 | 14.23 | 14.09 | 12.97 | 9.78 | 3.47 | 0.13 | 0 | 0 | 0 | 0 | 0 | 0 | 0 | 0 | 0 | 0 | 0 | 0 | 0.04 | 2.86 | 9.17 | 11.86 | 12.58 | 12.47 | 12.43 | 12.02 | 10.55 | 6.07 | 0.83 | 0 | 0 | 0 | 0 | 0 | 0 | 0 | 0 | 0 | 0 | 0 | 0 | 0 | 0 | 0.68 | 3.52 | 6.84 | 8.66 | 9.49 | 9.25 | 8.54 | 7.37 | 4.16 | 0.53 | 0 | 0 | 0 | 0 | 0 | 0 | 0
INTTRB_6_UNIT |  | Wind | Wind | CISO | North | Norcal | FC | #N/A | #N/A | #N/A | #N/A | #N/A | #N/A | #N/A | #N/A | #N/A | #N/A | #N/A | #N/A | #N/A | #N/A | #N/A | #N/A | #N/A | #N/A | #N/A | #N/A | #N/A | #N/A | #N/A | #N/A | #N/A | #N/A | #N/A | #N/A | #N/A | #N/A | #N/A | #N/A | #N/A | #N/A | #N/A | #N/A | #N/A | #N/A | #N/A | #N/A | #N/A | #N/A | #N/A | #N/A | #N/A | #N/A | #N/A | #N/A | #N/A | #N/A | #N/A | #N/A | #N/A | #N/A | #N/A | #N/A | #N/A | #N/A | #N/A | #N/A | #N/A | #N/A | #N/A | #N/A | #N/A | #N/A | #N/A | #N/A | #N/A | #N/A | #N/A | #N/A | #N/A | #N/A | #N/A | #N/A | #N/A | #N/A | #N/A | #N/A | #N/A | #N/A | #N/A | #N/A | #N/A | #N/A | #N/A | #N/A | #N/A | #N/A | #N/A | #N/A | #N/A | #N/A | #N/A | #N/A | #N/A | #N/A | #N/A | #N/A | #N/A | #N/A | #N/A | #N/A | #N/A | #N/A | #N/A | #N/A | #N/A | #N/A | #N/A | #N/A | #N/A | #N/A | #N/A | #N/A | #N/A | #N/A | #N/A | #N/A | #N/A | #N/A | #N/A | #N/A | #N/A | #N/A | #N/A | #N/A | #N/A | #N/A | #N/A | #N/A | #N/A | #N/A | #N/A | #N/A | #N/A | #N/A | #N/A | #N/A | #N/A | #N/A | #N/A | #N/A | #N/A | #N/A | #N/A | #N/A | #N/A | #N/A | #N/A | #N/A | #N/A | #N/A | #N/A | #N/A | #N/A | #N/A | #N/A | #N/A | #N/A | #N/A | #N/A | #N/A | #N/A | #N/A | #N/A | #N/A | #N/A | #N/A | #N/A | #N/A | #N/A | #N/A | #N/A | #N/A | #N/A | #N/A | #N/A | #N/A | #N/A | #N/A | #N/A | #N/A | #N/A | #N/A | #N/A | #N/A | #N/A | #N/A | #N/A | #N/A | #N/A | #N/A | #N/A | #N/A | #N/A | #N/A | #N/A | #N/A | #N/A | #N/A | #N/A | #N/A | #N/A | #N/A | #N/A | #N/A | #N/A | #N/A | #N/A | #N/A | #N/A | #N/A | #N/A | #N/A | #N/A | #N/A | #N/A | #N/A | #N/A | #N/A | #N/A | #N/A | #N/A | #N/A | #N/A | #N/A | #N/A | #N/A | #N/A | #N/A | #N/A | #N/A | #N/A | #N/A | #N/A | #N/A | #N/A | #N/A | #N/A | #N/A | #N/A | #N/A | #N/A | #N/A | #N/A | #N/A | #N/A | #N/A | #N/A | #N/A | #N/A | #N/A | #N/A | #N/A | #N/A | #N/A | #N/A | #N/A | #N/A | #N/A | #N/A | #N/A | #N/A | #N/A | #N/A | #N/A | #N/A | #N/A | #N/A | #N/A | #N/A | #N/A | #N/A | #N/A | #N/A | #N/A | #N/A | #N/A | #N/A | #N/A | #N/A | #N/A | #N/A | #N/A | #N/A | #N/A | #N/A
IVANPA_1_UNIT1 |  | Solar_Thermal | Solar Thermal | CISO | South | Socal | FC | 126 | 0 | 0 | 0 | 0 | 0 | 0 | 0 | 0 | 7.47 | 25.27 | 33.97 | 38.45 | 35.67 | 36.1 | 34.21 | 25.3 | 7.31 | 0 | 0 | 0 | 0 | 0 | 0 | 0 | 0 | 0 | 0 | 0 | 0 | 0 | 0 | 0 | 12.98 | 33.29 | 40.87 | 36.14 | 33.27 | 31.59 | 32.34 | 30.94 | 18.86 | 2.2 | 0 | 0 | 0 | 0 | 0 | 0 | 0 | 0 | 0 | 0 | 0 | 0 | 0 | 8.44 | 43 | 56.85 | 62.08 | 58.24 | 55.79 | 58.16 | 54.51 | 48.39 | 32.73 | 11.67 | 0.01 | 0 | 0 | 0 | 0 | 0 | 0 | 0 | 0 | 0 | 0 | 0 | 9.85 | 64.32 | 93.26 | 98.9 | 99.34 | 100.37 | 96.95 | 90.65 | 88.88 | 86 | 78.32 | 36.2 | 4.32 | 0 | 0 | 0 | 0 | 0 | 0 | 0 | 0 | 0 | 0 | 2.54 | 35.22 | 86.03 | 104.2 | 106.43 | 105.85 | 106.29 | 104.19 | 100.15 | 97.88 | 91.8 | 82.11 | 52.47 | 11.4 | 0 | 0 | 0 | 0 | 0 | 0 | 0 | 0 | 0 | 0 | 5.49 | 43.02 | 90.71 | 104.16 | 106.38 | 106.29 | 105.69 | 101.85 | 96.36 | 94.05 | 90.49 | 80.24 | 55.01 | 18.15 | 0.57 | 0 | 0 | 0 | 0 | 0 | 0 | 0 | 0 | 0 | 0 | 12.32 | 54.15 | 81.16 | 91.31 | 95.62 | 90.67 | 85.38 | 79.69 | 74.43 | 75.25 | 67.47 | 48.78 | 14.48 | 0.07 | 0 | 0 | 0 | 0 | 0 | 0 | 0 | 0 | 0 | 0 | 7.85 | 51.23 | 83.45 | 92.07 | 96.82 | 95.88 | 90.17 | 86.95 | 83.45 | 76.14 | 63.29 | 36 | 5.48 | 0 | 0 | 0 | 0 | 0 | 0 | 0 | 0 | 0 | 0 | 0 | 2.79 | 43.9 | 80.18 | 91.27 | 90.5 | 88.86 | 87.18 | 88.96 | 83.72 | 78.31 | 56.93 | 12.67 | 0.2 | 0 | 0 | 0 | 0 | 0 | 0 | 0 | 0 | 0 | 0 | 0 | 0.4 | 25.84 | 76.31 | 92.32 | 91.07 | 90.82 | 92.84 | 93 | 92.41 | 76.87 | 31.29 | 2.68 | 0 | 0 | 0 | 0 | 0 | 0 | 0 | 0 | 0 | 0 | 0 | 0 | 0 | 6.05 | 43.18 | 68.71 | 72.93 | 72.41 | 71.37 | 70.54 | 69.29 | 48.74 | 11.11 | 0 | 0 | 0 | 0 | 0 | 0 | 0 | 0 | 0 | 0 | 0 | 0 | 0 | 0 | 0 | 5.19 | 21.55 | 31.34 | 32.9 | 36.09 | 37.16 | 32.66 | 23.95 | 5.13 | 0 | 0 | 0 | 0 | 0 | 0 | 0
IVANPA_1_UNIT2 |  | Solar_Thermal | Solar Thermal | CISO | South | Socal | FC | 133 | 0 | 0 | 0 | 0 | 0 | 0 | 0 | 0 | 7.88 | 26.68 | 35.86 | 40.59 | 37.65 | 38.11 | 36.11 | 26.7 | 7.72 | 0 | 0 | 0 | 0 | 0 | 0 | 0 | 0 | 0 | 0 | 0 | 0 | 0 | 0 | 0 | 13.7 | 35.14 | 43.14 | 38.15 | 35.12 | 33.35 | 34.14 | 32.66 | 19.9 | 2.32 | 0 | 0 | 0 | 0 | 0 | 0 | 0 | 0 | 0 | 0 | 0 | 0 | 0 | 8.91 | 45.39 | 60.01 | 65.53 | 61.48 | 58.89 | 61.39 | 57.54 | 51.08 | 34.55 | 12.32 | 0.01 | 0 | 0 | 0 | 0 | 0 | 0 | 0 | 0 | 0 | 0 | 0 | 10.39 | 67.89 | 98.44 | 104.39 | 104.86 | 105.94 | 102.34 | 95.68 | 93.82 | 90.77 | 82.67 | 38.22 | 4.56 | 0 | 0 | 0 | 0 | 0 | 0 | 0 | 0 | 0 | 0 | 2.69 | 37.18 | 90.81 | 109.99 | 112.35 | 111.73 | 112.2 | 109.98 | 105.71 | 103.32 | 96.9 | 86.67 | 55.38 | 12.03 | 0 | 0 | 0 | 0 | 0 | 0 | 0 | 0 | 0 | 0 | 5.79 | 45.41 | 95.75 | 109.95 | 112.29 | 112.2 | 111.56 | 107.51 | 101.71 | 99.27 | 95.52 | 84.69 | 58.06 | 19.15 | 0.6 | 0 | 0 | 0 | 0 | 0 | 0 | 0 | 0 | 0 | 0 | 13.01 | 57.16 | 85.67 | 96.38 | 100.94 | 95.71 | 90.12 | 84.11 | 78.56 | 79.43 | 71.22 | 51.49 | 15.28 | 0.07 | 0 | 0 | 0 | 0 | 0 | 0 | 0 | 0 | 0 | 0 | 8.28 | 54.07 | 88.08 | 97.18 | 102.2 | 101.21 | 95.18 | 91.78 | 88.09 | 80.37 | 66.81 | 38 | 5.78 | 0 | 0 | 0 | 0 | 0 | 0 | 0 | 0 | 0 | 0 | 0 | 2.94 | 46.34 | 84.64 | 96.34 | 95.52 | 93.8 | 92.03 | 93.9 | 88.38 | 82.66 | 60.1 | 13.37 | 0.21 | 0 | 0 | 0 | 0 | 0 | 0 | 0 | 0 | 0 | 0 | 0 | 0.42 | 27.28 | 80.55 | 97.45 | 96.13 | 95.87 | 98 | 98.17 | 97.55 | 81.14 | 33.03 | 2.83 | 0 | 0 | 0 | 0 | 0 | 0 | 0 | 0 | 0 | 0 | 0 | 0 | 0 | 6.39 | 45.58 | 72.53 | 76.99 | 76.43 | 75.33 | 74.46 | 73.14 | 51.44 | 11.73 | 0 | 0 | 0 | 0 | 0 | 0 | 0 | 0 | 0 | 0 | 0 | 0 | 0 | 0 | 0 | 5.48 | 22.74 | 33.08 | 34.73 | 38.09 | 39.22 | 34.47 | 25.28 | 5.42 | 0 | 0 | 0 | 0 | 0 | 0 | 0
IVANPA_1_UNIT3 |  | Solar_Thermal | Solar Thermal | CISO | South | Socal | FC | 133 | 0 | 0 | 0 | 0 | 0 | 0 | 0 | 0 | 7.88 | 26.68 | 35.86 | 40.59 | 37.65 | 38.11 | 36.11 | 26.7 | 7.72 | 0 | 0 | 0 | 0 | 0 | 0 | 0 | 0 | 0 | 0 | 0 | 0 | 0 | 0 | 0 | 13.7 | 35.14 | 43.14 | 38.15 | 35.12 | 33.35 | 34.14 | 32.66 | 19.9 | 2.32 | 0 | 0 | 0 | 0 | 0 | 0 | 0 | 0 | 0 | 0 | 0 | 0 | 0 | 8.91 | 45.39 | 60.01 | 65.53 | 61.48 | 58.89 | 61.39 | 57.54 | 51.08 | 34.55 | 12.32 | 0.01 | 0 | 0 | 0 | 0 | 0 | 0 | 0 | 0 | 0 | 0 | 0 | 10.39 | 67.89 | 98.44 | 104.39 | 104.86 | 105.94 | 102.34 | 95.68 | 93.82 | 90.77 | 82.67 | 38.22 | 4.56 | 0 | 0 | 0 | 0 | 0 | 0 | 0 | 0 | 0 | 0 | 2.69 | 37.18 | 90.81 | 109.99 | 112.35 | 111.73 | 112.2 | 109.98 | 105.71 | 103.32 | 96.9 | 86.67 | 55.38 | 12.03 | 0 | 0 | 0 | 0 | 0 | 0 | 0 | 0 | 0 | 0 | 5.79 | 45.41 | 95.75 | 109.95 | 112.29 | 112.2 | 111.56 | 107.51 | 101.71 | 99.27 | 95.52 | 84.69 | 58.06 | 19.15 | 0.6 | 0 | 0 | 0 | 0 | 0 | 0 | 0 | 0 | 0 | 0 | 13.01 | 57.16 | 85.67 | 96.38 | 100.94 | 95.71 | 90.12 | 84.11 | 78.56 | 79.43 | 71.22 | 51.49 | 15.28 | 0.07 | 0 | 0 | 0 | 0 | 0 | 0 | 0 | 0 | 0 | 0 | 8.28 | 54.07 | 88.08 | 97.18 | 102.2 | 101.21 | 95.18 | 91.78 | 88.09 | 80.37 | 66.81 | 38 | 5.78 | 0 | 0 | 0 | 0 | 0 | 0 | 0 | 0 | 0 | 0 | 0 | 2.94 | 46.34 | 84.64 | 96.34 | 95.52 | 93.8 | 92.03 | 93.9 | 88.38 | 82.66 | 60.1 | 13.37 | 0.21 | 0 | 0 | 0 | 0 | 0 | 0 | 0 | 0 | 0 | 0 | 0 | 0.42 | 27.28 | 80.55 | 97.45 | 96.13 | 95.87 | 98 | 98.17 | 97.55 | 81.14 | 33.03 | 2.83 | 0 | 0 | 0 | 0 | 0 | 0 | 0 | 0 | 0 | 0 | 0 | 0 | 0 | 6.39 | 45.58 | 72.53 | 76.99 | 76.43 | 75.33 | 74.46 | 73.14 | 51.44 | 11.73 | 0 | 0 | 0 | 0 | 0 | 0 | 0 | 0 | 0 | 0 | 0 | 0 | 0 | 0 | 0 | 5.48 | 22.74 | 33.08 | 34.73 | 38.09 | 39.22 | 34.47 | 25.28 | 5.42 | 0 | 0 | 0 | 0 | 0 | 0 | 0
IVSLR2_2_SM2SR1 |  | Solar_1Axis | Solar Tracking | CISO | South | Socal | FC | 150 | 0 | 0 | 0 | 0 | 0 | 0 | 0.07 | 16.73 | 61.29 | 79.16 | 82.27 | 84.03 | 82.99 | 77.94 | 72.13 | 45.46 | 8.95 | 0 | 0 | 0 | 0 | 0 | 0 | 0 | 0 | 0 | 0 | 0 | 0 | 0 | 1.03 | 38.32 | 93.75 | 100.17 | 99.33 | 95.97 | 92.82 | 90.67 | 89.06 | 80.09 | 34.94 | 1.29 | 0 | 0 | 0 | 0 | 0 | 0 | 0 | 0 | 0 | 0 | 0 | 0 | 11.59 | 68.85 | 94.84 | 98.31 | 96.53 | 94.1 | 93.54 | 84.92 | 77.24 | 69.69 | 49.51 | 7.47 | 0 | 0 | 0 | 0 | 0 | 0 | 0 | 0 | 0 | 0 | 0 | 6.63 | 64.01 | 113.3 | 119.41 | 122.31 | 121.41 | 122.22 | 120.89 | 120.63 | 116.85 | 110.69 | 91.29 | 30.31 | 0.71 | 0 | 0 | 0 | 0 | 0 | 0 | 0 | 0 | 0 | 0.2 | 24.69 | 85.88 | 117.26 | 125.24 | 128.03 | 128.31 | 129.35 | 129.15 | 127.42 | 124.24 | 119.24 | 104.16 | 51.25 | 4.83 | 0 | 0 | 0 | 0 | 0 | 0 | 0 | 0 | 0 | 0.45 | 29.27 | 85.95 | 112.7 | 121.53 | 126.39 | 127.39 | 128.08 | 127.88 | 126.43 | 123.32 | 119.02 | 105.56 | 63.79 | 10.92 | 0.01 | 0 | 0 | 0 | 0 | 0 | 0 | 0 | 0 | 0.04 | 13.72 | 66.9 | 104.83 | 118.89 | 124.86 | 126.08 | 125.71 | 124.63 | 123.13 | 119.75 | 114.65 | 100.94 | 58.39 | 9.3 | 0 | 0 | 0 | 0 | 0 | 0 | 0 | 0 | 0 | 0 | 4.62 | 50.1 | 94.21 | 112.08 | 120.17 | 122.75 | 122.46 | 120.05 | 116.81 | 112.09 | 103.34 | 82.19 | 30.45 | 0.93 | 0 | 0 | 0 | 0 | 0 | 0 | 0 | 0 | 0 | 0 | 1.03 | 37.03 | 96.77 | 112.69 | 118.55 | 119.5 | 119.46 | 118.81 | 117.41 | 115.7 | 104.48 | 58.43 | 7.01 | 0 | 0 | 0 | 0 | 0 | 0 | 0 | 0 | 0 | 0 | 0 | 0.07 | 21.14 | 84.16 | 106.9 | 110.15 | 109.19 | 109.49 | 110.06 | 110.56 | 108.16 | 84.63 | 23.87 | 0.26 | 0 | 0 | 0 | 0 | 0 | 0 | 0 | 0 | 0 | 0 | 0 | 0 | 3.91 | 49.35 | 92.16 | 99.68 | 97 | 94.37 | 95.53 | 95.76 | 91.18 | 52.6 | 5.23 | 0 | 0 | 0 | 0 | 0 | 0 | 0 | 0 | 0 | 0 | 0 | 0 | 0 | 0.18 | 18.3 | 58.18 | 69.96 | 73.71 | 72.26 | 74.61 | 70.52 | 64.38 | 36.58 | 3.14 | 0 | 0 | 0 | 0 | 0 | 0 | 0
IVSLRP_2_SOLAR1 |  | Solar_Fixed | Solar Fixed | CISO | South | Socal | FC | 200 | 0 | 0 | 0 | 0 | 0 | 0 | 0.31 | 23.93 | 82.59 | 112.45 | 123.77 | 128.64 | 122.78 | 117.24 | 98.05 | 54.32 | 7.92 | 0 | 0 | 0 | 0 | 0 | 0 | 0 | 0 | 0 | 0 | 0 | 0 | 0 | 1.89 | 43.5 | 104.94 | 128.37 | 136.55 | 138.09 | 132.61 | 125.97 | 113.84 | 89.3 | 32.51 | 0.83 | 0 | 0 | 0 | 0 | 0 | 0 | 0 | 0 | 0 | 0 | 0 | 0.03 | 14.41 | 76.08 | 117.93 | 134.39 | 137.39 | 139.26 | 133.48 | 126.24 | 113.83 | 92.61 | 49.94 | 6.62 | 0 | 0 | 0 | 0 | 0 | 0 | 0 | 0 | 0 | 0 | 0 | 7.04 | 58.91 | 118.98 | 149.27 | 161.88 | 168.29 | 168.39 | 165.26 | 160.86 | 148.01 | 127.76 | 87.22 | 22.81 | 0.59 | 0 | 0 | 0 | 0 | 0 | 0 | 0 | 0 | 0 | 0.42 | 23.51 | 83.92 | 125.64 | 151.01 | 166.46 | 173.54 | 175.12 | 173.43 | 169.84 | 158.71 | 138.76 | 101.15 | 39.23 | 3.04 | 0.01 | 0 | 0 | 0 | 0 | 0 | 0 | 0 | 0 | 0.79 | 26.61 | 81.86 | 122.53 | 152.56 | 167.08 | 175.64 | 175.84 | 174.58 | 169.5 | 156.21 | 136.72 | 106.36 | 50.61 | 6.87 | 0.01 | 0 | 0 | 0 | 0 | 0 | 0 | 0 | 0 | 0.05 | 14.13 | 59.09 | 107.01 | 135.99 | 153.5 | 163.96 | 167.9 | 166.25 | 160.8 | 148.3 | 129.81 | 99.31 | 45.67 | 5.45 | 0.01 | 0 | 0 | 0 | 0 | 0 | 0 | 0 | 0 | 0 | 5.8 | 51.33 | 107.77 | 136.27 | 155.27 | 168.94 | 172.52 | 165.35 | 160.16 | 146.84 | 125.34 | 84.3 | 24.53 | 0.77 | 0.01 | 0 | 0 | 0 | 0 | 0 | 0 | 0 | 0 | 0 | 1.79 | 40.39 | 104.8 | 137.77 | 154.65 | 164.77 | 166.97 | 166.93 | 159.54 | 143.79 | 114.59 | 53.51 | 5.65 | 0.03 | 0 | 0 | 0 | 0 | 0 | 0 | 0 | 0 | 0 | 0 | 0.33 | 25.45 | 93.58 | 133.08 | 149.85 | 160.24 | 161.86 | 159.31 | 151.56 | 135.62 | 89.94 | 21.05 | 0.31 | 0 | 0 | 0 | 0 | 0 | 0 | 0 | 0 | 0 | 0 | 0 | 0.03 | 6.61 | 59.4 | 116.77 | 135.78 | 144.26 | 146.18 | 142.21 | 133.9 | 110.25 | 51.55 | 3.86 | 0 | 0 | 0 | 0 | 0 | 0 | 0 | 0 | 0 | 0 | 0 | 0 | 0 | 0.74 | 26.44 | 77 | 104.07 | 113.3 | 119.47 | 118.15 | 108.14 | 84.9 | 39.16 | 2.48 | 0 | 0 | 0 | 0 | 0 | 0 | 0
IVWEST_2_SOLAR1 |  | Solar_1Axis | Solar Tracking | CISO | South | Socal | FC | 150 | 0 | 0 | 0 | 0 | 0 | 0 | 0.07 | 16.73 | 61.29 | 79.16 | 82.27 | 84.03 | 82.99 | 77.94 | 72.13 | 45.46 | 8.95 | 0 | 0 | 0 | 0 | 0 | 0 | 0 | 0 | 0 | 0 | 0 | 0 | 0 | 1.03 | 38.32 | 93.75 | 100.17 | 99.33 | 95.97 | 92.82 | 90.67 | 89.06 | 80.09 | 34.94 | 1.29 | 0 | 0 | 0 | 0 | 0 | 0 | 0 | 0 | 0 | 0 | 0 | 0 | 11.59 | 68.85 | 94.84 | 98.31 | 96.53 | 94.1 | 93.54 | 84.92 | 77.24 | 69.69 | 49.51 | 7.47 | 0 | 0 | 0 | 0 | 0 | 0 | 0 | 0 | 0 | 0 | 0 | 6.63 | 64.01 | 113.3 | 119.41 | 122.31 | 121.41 | 122.22 | 120.89 | 120.63 | 116.85 | 110.69 | 91.29 | 30.31 | 0.71 | 0 | 0 | 0 | 0 | 0 | 0 | 0 | 0 | 0 | 0.2 | 24.69 | 85.88 | 117.26 | 125.24 | 128.03 | 128.31 | 129.35 | 129.15 | 127.42 | 124.24 | 119.24 | 104.16 | 51.25 | 4.83 | 0 | 0 | 0 | 0 | 0 | 0 | 0 | 0 | 0 | 0.45 | 29.27 | 85.95 | 112.7 | 121.53 | 126.39 | 127.39 | 128.08 | 127.88 | 126.43 | 123.32 | 119.02 | 105.56 | 63.79 | 10.92 | 0.01 | 0 | 0 | 0 | 0 | 0 | 0 | 0 | 0 | 0.04 | 13.72 | 66.9 | 104.83 | 118.89 | 124.86 | 126.08 | 125.71 | 124.63 | 123.13 | 119.75 | 114.65 | 100.94 | 58.39 | 9.3 | 0 | 0 | 0 | 0 | 0 | 0 | 0 | 0 | 0 | 0 | 4.62 | 50.1 | 94.21 | 112.08 | 120.17 | 122.75 | 122.46 | 120.05 | 116.81 | 112.09 | 103.34 | 82.19 | 30.45 | 0.93 | 0 | 0 | 0 | 0 | 0 | 0 | 0 | 0 | 0 | 0 | 1.03 | 37.03 | 96.77 | 112.69 | 118.55 | 119.5 | 119.46 | 118.81 | 117.41 | 115.7 | 104.48 | 58.43 | 7.01 | 0 | 0 | 0 | 0 | 0 | 0 | 0 | 0 | 0 | 0 | 0 | 0.07 | 21.14 | 84.16 | 106.9 | 110.15 | 109.19 | 109.49 | 110.06 | 110.56 | 108.16 | 84.63 | 23.87 | 0.26 | 0 | 0 | 0 | 0 | 0 | 0 | 0 | 0 | 0 | 0 | 0 | 0 | 3.91 | 49.35 | 92.16 | 99.68 | 97 | 94.37 | 95.53 | 95.76 | 91.18 | 52.6 | 5.23 | 0 | 0 | 0 | 0 | 0 | 0 | 0 | 0 | 0 | 0 | 0 | 0 | 0 | 0.18 | 18.3 | 58.18 | 69.96 | 73.71 | 72.26 | 74.61 | 70.52 | 64.38 | 36.58 | 3.14 | 0 | 0 | 0 | 0 | 0 | 0 | 0
JACMSR_1_JACSR1 |  | Solar_1Axis | Solar Tracking | CISO | South | Socal | FC | 20 | 0 | 0 | 0 | 0 | 0 | 0 | 0.01 | 2.23 | 8.17 | 10.55 | 10.97 | 11.2 | 11.07 | 10.39 | 9.62 | 6.06 | 1.19 | 0 | 0 | 0 | 0 | 0 | 0 | 0 | 0 | 0 | 0 | 0 | 0 | 0 | 0.14 | 5.11 | 12.5 | 13.36 | 13.24 | 12.8 | 12.38 | 12.09 | 11.87 | 10.68 | 4.66 | 0.17 | 0 | 0 | 0 | 0 | 0 | 0 | 0 | 0 | 0 | 0 | 0 | 0 | 1.54 | 9.18 | 12.65 | 13.11 | 12.87 | 12.55 | 12.47 | 11.32 | 10.3 | 9.29 | 6.6 | 1 | 0 | 0 | 0 | 0 | 0 | 0 | 0 | 0 | 0 | 0 | 0 | 0.88 | 8.53 | 15.11 | 15.92 | 16.31 | 16.19 | 16.3 | 16.12 | 16.08 | 15.58 | 14.76 | 12.17 | 4.04 | 0.1 | 0 | 0 | 0 | 0 | 0 | 0 | 0 | 0 | 0 | 0.03 | 3.29 | 11.45 | 15.64 | 16.7 | 17.07 | 17.11 | 17.25 | 17.22 | 16.99 | 16.57 | 15.9 | 13.89 | 6.83 | 0.64 | 0 | 0 | 0 | 0 | 0 | 0 | 0 | 0 | 0 | 0.06 | 3.9 | 11.46 | 15.03 | 16.2 | 16.85 | 16.99 | 17.08 | 17.05 | 16.86 | 16.44 | 15.87 | 14.08 | 8.5 | 1.46 | 0 | 0 | 0 | 0 | 0 | 0 | 0 | 0 | 0 | 0.01 | 1.83 | 8.92 | 13.98 | 15.85 | 16.65 | 16.81 | 16.76 | 16.62 | 16.42 | 15.97 | 15.29 | 13.46 | 7.79 | 1.24 | 0 | 0 | 0 | 0 | 0 | 0 | 0 | 0 | 0 | 0 | 0.62 | 6.68 | 12.56 | 14.94 | 16.02 | 16.37 | 16.33 | 16.01 | 15.57 | 14.94 | 13.78 | 10.96 | 4.06 | 0.12 | 0 | 0 | 0 | 0 | 0 | 0 | 0 | 0 | 0 | 0 | 0.14 | 4.94 | 12.9 | 15.03 | 15.81 | 15.93 | 15.93 | 15.84 | 15.66 | 15.43 | 13.93 | 7.79 | 0.93 | 0 | 0 | 0 | 0 | 0 | 0 | 0 | 0 | 0 | 0 | 0 | 0.01 | 2.82 | 11.22 | 14.25 | 14.69 | 14.56 | 14.6 | 14.67 | 14.74 | 14.42 | 11.28 | 3.18 | 0.04 | 0 | 0 | 0 | 0 | 0 | 0 | 0 | 0 | 0 | 0 | 0 | 0 | 0.52 | 6.58 | 12.29 | 13.29 | 12.93 | 12.58 | 12.74 | 12.77 | 12.16 | 7.01 | 0.7 | 0 | 0 | 0 | 0 | 0 | 0 | 0 | 0 | 0 | 0 | 0 | 0 | 0 | 0.02 | 2.44 | 7.76 | 9.33 | 9.83 | 9.63 | 9.95 | 9.4 | 8.58 | 4.88 | 0.42 | 0 | 0 | 0 | 0 | 0 | 0 | 0
JAVASR_1_JAVSR1 |  | Solar_1Axis | Solar Tracking | CISO | North | Norcal | ID | 13.5 | 0 | 0 | 0 | 0 | 0 | 0 | 0 | 0.29 | 2.21 | 4.22 | 5.21 | 5.74 | 5.74 | 5.42 | 5.07 | 3.47 | 0.76 | 0 | 0 | 0 | 0 | 0 | 0 | 0 | 0 | 0 | 0 | 0 | 0 | 0 | 0 | 1.67 | 6.93 | 8.64 | 8.83 | 8.36 | 8.24 | 8.19 | 8.37 | 7.14 | 3.74 | 0.21 | 0 | 0 | 0 | 0 | 0 | 0 | 0 | 0 | 0 | 0 | 0 | 0 | 0.35 | 4.31 | 8.09 | 8.67 | 8.14 | 8.36 | 8.23 | 7.58 | 7 | 6.52 | 4.59 | 1.06 | 0 | 0 | 0 | 0 | 0 | 0 | 0 | 0 | 0 | 0 | 0 | 0.19 | 4.03 | 8.89 | 9.78 | 9.72 | 9.55 | 9.78 | 9.8 | 9.66 | 9.81 | 9.41 | 8.58 | 3.98 | 0.18 | 0 | 0 | 0 | 0 | 0 | 0 | 0 | 0 | 0 | 0 | 1.48 | 7.01 | 9.88 | 10.33 | 10.34 | 10.25 | 10.47 | 10.47 | 10.71 | 10.71 | 10.47 | 9.87 | 6.11 | 0.95 | 0 | 0 | 0 | 0 | 0 | 0 | 0 | 0 | 0 | 0.01 | 2.13 | 7.74 | 10.49 | 11.23 | 11.37 | 11.46 | 11.52 | 11.49 | 11.39 | 11.39 | 11.14 | 10.33 | 7.66 | 2.16 | 0.03 | 0 | 0 | 0 | 0 | 0 | 0 | 0 | 0 | 0 | 0.97 | 6.21 | 10.02 | 11.05 | 11.21 | 11.29 | 11.24 | 11.22 | 11.1 | 11.08 | 10.63 | 9.85 | 6.91 | 1.62 | 0.01 | 0 | 0 | 0 | 0 | 0 | 0 | 0 | 0 | 0 | 0.14 | 3.64 | 8.41 | 10.17 | 10.64 | 10.69 | 10.77 | 10.69 | 10.6 | 10.53 | 9.91 | 8.13 | 3.61 | 0.2 | 0 | 0 | 0 | 0 | 0 | 0 | 0 | 0 | 0 | 0 | 0.01 | 2.22 | 7.93 | 9.99 | 10.32 | 10.25 | 10.13 | 10.15 | 10.3 | 10.34 | 9.75 | 6.41 | 1.26 | 0 | 0 | 0 | 0 | 0 | 0 | 0 | 0 | 0 | 0 | 0 | 0 | 0.66 | 5.26 | 8.7 | 8.97 | 8.79 | 8.57 | 8.63 | 8.79 | 8.75 | 7.37 | 2.45 | 0.05 | 0 | 0 | 0 | 0 | 0 | 0 | 0 | 0 | 0 | 0 | 0 | 0 | 0.02 | 2.05 | 6.18 | 7.28 | 7.14 | 6.91 | 7.11 | 7.32 | 6.88 | 4.31 | 0.51 | 0 | 0 | 0 | 0 | 0 | 0 | 0 | 0 | 0 | 0 | 0 | 0 | 0 | 0 | 0.4 | 2.76 | 4.53 | 5.51 | 5.79 | 5.64 | 5.46 | 5.05 | 2.82 | 0.3 | 0 | 0 | 0 | 0 | 0 | 0 | 0
JAWBNE_2_NSRWND |  | Wind | Wind | CISO | South | Socal | FC | 160 | 14.85 | 15.44 | 17.64 | 16.6 | 16.44 | 15.31 | 12.52 | 10.82 | 11.4 | 11.41 | 11.3 | 11.83 | 13.09 | 15 | 14.93 | 16.33 | 14.34 | 14.33 | 13.44 | 13.64 | 13.11 | 12.85 | 13.36 | 12.75 | 19.79 | 21.9 | 22.67 | 21.42 | 18.92 | 17.86 | 18.65 | 18.86 | 18.22 | 20.37 | 21.14 | 21.57 | 25.11 | 23.4 | 26.88 | 23.77 | 28.44 | 28.12 | 32.45 | 31.19 | 31.53 | 28.54 | 25.7 | 21.68 | 32.35 | 33.71 | 31.44 | 29.6 | 27.23 | 23.36 | 22.43 | 21.42 | 23.34 | 20.55 | 20.94 | 23.42 | 26.12 | 30.51 | 32.05 | 35.76 | 36.67 | 37.43 | 36.34 | 35.9 | 35.26 | 35.65 | 37.9 | 34.12 | 57.88 | 51.83 | 45.16 | 38.47 | 33.1 | 28.54 | 19.91 | 15 | 14.03 | 13.17 | 12.21 | 13.17 | 14.42 | 21.86 | 32.73 | 43.34 | 52.13 | 56.94 | 58.54 | 60.2 | 63.59 | 60.1 | 58.02 | 58.64 | 64.76 | 60.95 | 59.63 | 53.78 | 44.32 | 36.55 | 27.31 | 21.05 | 14.67 | 11.83 | 10.4 | 9.77 | 13.59 | 22.42 | 36.56 | 52.79 | 61.29 | 67.61 | 66.01 | 65.99 | 67.35 | 68.41 | 70.14 | 65.77 | 64.53 | 60.59 | 55.69 | 47.14 | 41 | 32.16 | 22.74 | 15.21 | 11.99 | 8.07 | 9.51 | 9.92 | 12.24 | 18.93 | 30.59 | 42.26 | 51.61 | 60.12 | 66.8 | 73.3 | 71.68 | 71.36 | 70.77 | 68 | 72.34 | 66.76 | 58.98 | 53.15 | 46.56 | 36.25 | 26.53 | 16.3 | 10.25 | 7.47 | 9.08 | 12.45 | 17.76 | 26.44 | 36.3 | 49.16 | 59.9 | 68.14 | 73.89 | 75.65 | 78.69 | 78.26 | 76.89 | 74.24 | 59.4 | 53.44 | 46.11 | 37.38 | 32.88 | 26.43 | 18.31 | 11.54 | 8.35 | 6.85 | 7.77 | 9.84 | 14.3 | 20.01 | 28.49 | 37.75 | 48.01 | 55.33 | 62.69 | 66.97 | 67.23 | 65.13 | 63.69 | 61.18 | 40.36 | 39.08 | 36.16 | 27.78 | 23.93 | 20.34 | 15.29 | 10.96 | 8.36 | 9.14 | 11.19 | 13.09 | 16.07 | 19.93 | 26.12 | 30.52 | 33.97 | 40.13 | 46.37 | 48.83 | 48.18 | 45.33 | 42.35 | 40.16 | 18.02 | 17.46 | 16.66 | 14.83 | 13.65 | 13.09 | 9.32 | 6.84 | 5.75 | 6.29 | 8.07 | 8.73 | 8.04 | 9.09 | 9.64 | 11.95 | 16.12 | 18.19 | 20.72 | 23.78 | 21.42 | 19.47 | 17.85 | 17.59 | 9.3 | 10.28 | 9.92 | 10.39 | 9.59 | 9.41 | 8.89 | 7.75 | 8.1 | 9.14 | 10 | 11.56 | 11.06 | 11.34 | 12.01 | 12.31 | 10.83 | 10.56 | 12.79 | 13.15 | 13.08 | 11.67 | 10.66 | 9.84 | 10.5 | 10.74 | 11.37 | 10.8 | 11.35 | 10.76 | 9.51 | 11.42 | 10.63 | 9.57 | 9.45 | 10.03 | 11.39 | 12.68 | 11.72 | 9.93 | 10.19 | 10.35 | 10.76 | 10.47 | 11.32 | 12.17 | 12.45 | 11.57
JAWBNE_2_SRWND |  | Wind | Wind | CISO | South | Socal | FC | 30 | 2.79 | 2.89 | 3.31 | 3.11 | 3.08 | 2.87 | 2.35 | 2.03 | 2.14 | 2.14 | 2.12 | 2.22 | 2.45 | 2.81 | 2.8 | 3.06 | 2.69 | 2.69 | 2.52 | 2.56 | 2.46 | 2.41 | 2.5 | 2.39 | 3.71 | 4.11 | 4.25 | 4.02 | 3.55 | 3.35 | 3.5 | 3.54 | 3.42 | 3.82 | 3.96 | 4.04 | 4.71 | 4.39 | 5.04 | 4.46 | 5.33 | 5.27 | 6.08 | 5.85 | 5.91 | 5.35 | 4.82 | 4.06 | 6.07 | 6.32 | 5.9 | 5.55 | 5.11 | 4.38 | 4.2 | 4.02 | 4.38 | 3.85 | 3.93 | 4.39 | 4.9 | 5.72 | 6.01 | 6.71 | 6.87 | 7.02 | 6.81 | 6.73 | 6.61 | 6.68 | 7.11 | 6.4 | 10.85 | 9.72 | 8.47 | 7.21 | 6.21 | 5.35 | 3.73 | 2.81 | 2.63 | 2.47 | 2.29 | 2.47 | 2.7 | 4.1 | 6.14 | 8.13 | 9.77 | 10.68 | 10.98 | 11.29 | 11.92 | 11.27 | 10.88 | 10.99 | 12.14 | 11.43 | 11.18 | 10.08 | 8.31 | 6.85 | 5.12 | 3.95 | 2.75 | 2.22 | 1.95 | 1.83 | 2.55 | 4.2 | 6.85 | 9.9 | 11.49 | 12.68 | 12.38 | 12.37 | 12.63 | 12.83 | 13.15 | 12.33 | 12.1 | 11.36 | 10.44 | 8.84 | 7.69 | 6.03 | 4.26 | 2.85 | 2.25 | 1.51 | 1.78 | 1.86 | 2.29 | 3.55 | 5.73 | 7.92 | 9.68 | 11.27 | 12.53 | 13.74 | 13.44 | 13.38 | 13.27 | 12.75 | 13.56 | 12.52 | 11.06 | 9.96 | 8.73 | 6.8 | 4.98 | 3.06 | 1.92 | 1.4 | 1.7 | 2.33 | 3.33 | 4.96 | 6.81 | 9.22 | 11.23 | 12.78 | 13.85 | 14.18 | 14.76 | 14.67 | 14.42 | 13.92 | 11.14 | 10.02 | 8.65 | 7.01 | 6.17 | 4.96 | 3.43 | 2.16 | 1.57 | 1.28 | 1.46 | 1.85 | 2.68 | 3.75 | 5.34 | 7.08 | 9 | 10.37 | 11.75 | 12.56 | 12.61 | 12.21 | 11.94 | 11.47 | 7.57 | 7.33 | 6.78 | 5.21 | 4.49 | 3.81 | 2.87 | 2.06 | 1.57 | 1.71 | 2.1 | 2.45 | 3.01 | 3.74 | 4.9 | 5.72 | 6.37 | 7.52 | 8.69 | 9.15 | 9.03 | 8.5 | 7.94 | 7.53 | 3.38 | 3.27 | 3.12 | 2.78 | 2.56 | 2.46 | 1.75 | 1.28 | 1.08 | 1.18 | 1.51 | 1.64 | 1.51 | 1.71 | 1.81 | 2.24 | 3.02 | 3.41 | 3.89 | 4.46 | 4.02 | 3.65 | 3.35 | 3.3 | 1.74 | 1.93 | 1.86 | 1.95 | 1.8 | 1.76 | 1.67 | 1.45 | 1.52 | 1.71 | 1.88 | 2.17 | 2.07 | 2.13 | 2.25 | 2.31 | 2.03 | 1.98 | 2.4 | 2.47 | 2.45 | 2.19 | 2 | 1.84 | 1.97 | 2.01 | 2.13 | 2.03 | 2.13 | 2.02 | 1.78 | 2.14 | 1.99 | 1.8 | 1.77 | 1.88 | 2.14 | 2.38 | 2.2 | 1.86 | 1.91 | 1.94 | 2.02 | 1.96 | 2.12 | 2.28 | 2.34 | 2.17
JAWBNE_2_SRWWD2 |  | Wind | Wind | CISO | South | Socal | FC | 30.2 | 2.8 | 2.91 | 3.33 | 3.13 | 3.1 | 2.89 | 2.36 | 2.04 | 2.15 | 2.15 | 2.13 | 2.23 | 2.47 | 2.83 | 2.82 | 3.08 | 2.71 | 2.71 | 2.54 | 2.57 | 2.47 | 2.42 | 2.52 | 2.41 | 3.74 | 4.13 | 4.28 | 4.04 | 3.57 | 3.37 | 3.52 | 3.56 | 3.44 | 3.85 | 3.99 | 4.07 | 4.74 | 4.42 | 5.07 | 4.49 | 5.37 | 5.31 | 6.12 | 5.89 | 5.95 | 5.39 | 4.85 | 4.09 | 6.11 | 6.36 | 5.94 | 5.59 | 5.14 | 4.41 | 4.23 | 4.04 | 4.41 | 3.88 | 3.95 | 4.42 | 4.93 | 5.76 | 6.05 | 6.75 | 6.92 | 7.06 | 6.86 | 6.78 | 6.66 | 6.73 | 7.15 | 6.44 | 10.93 | 9.78 | 8.52 | 7.26 | 6.25 | 5.39 | 3.76 | 2.83 | 2.65 | 2.49 | 2.31 | 2.49 | 2.72 | 4.13 | 6.18 | 8.18 | 9.84 | 10.75 | 11.05 | 11.36 | 12 | 11.34 | 10.95 | 11.07 | 12.22 | 11.51 | 11.25 | 10.15 | 8.36 | 6.9 | 5.15 | 3.97 | 2.77 | 2.23 | 1.96 | 1.84 | 2.56 | 4.23 | 6.9 | 9.96 | 11.57 | 12.76 | 12.46 | 12.46 | 12.71 | 12.91 | 13.24 | 12.41 | 12.18 | 11.44 | 10.51 | 8.9 | 7.74 | 6.07 | 4.29 | 2.87 | 2.26 | 1.52 | 1.79 | 1.87 | 2.31 | 3.57 | 5.77 | 7.98 | 9.74 | 11.35 | 12.61 | 13.83 | 13.53 | 13.47 | 13.36 | 12.83 | 13.65 | 12.6 | 11.13 | 10.03 | 8.79 | 6.84 | 5.01 | 3.08 | 1.93 | 1.41 | 1.71 | 2.35 | 3.35 | 4.99 | 6.85 | 9.28 | 11.31 | 12.86 | 13.95 | 14.28 | 14.85 | 14.77 | 14.51 | 14.01 | 11.21 | 10.09 | 8.7 | 7.06 | 6.21 | 4.99 | 3.46 | 2.18 | 1.58 | 1.29 | 1.47 | 1.86 | 2.7 | 3.78 | 5.38 | 7.13 | 9.06 | 10.44 | 11.83 | 12.64 | 12.69 | 12.29 | 12.02 | 11.55 | 7.62 | 7.38 | 6.83 | 5.24 | 4.52 | 3.84 | 2.89 | 2.07 | 1.58 | 1.73 | 2.11 | 2.47 | 3.03 | 3.76 | 4.93 | 5.76 | 6.41 | 7.57 | 8.75 | 9.22 | 9.09 | 8.56 | 7.99 | 7.58 | 3.4 | 3.3 | 3.15 | 2.8 | 2.58 | 2.47 | 1.76 | 1.29 | 1.08 | 1.19 | 1.52 | 1.65 | 1.52 | 1.72 | 1.82 | 2.25 | 3.04 | 3.43 | 3.91 | 4.49 | 4.04 | 3.68 | 3.37 | 3.32 | 1.75 | 1.94 | 1.87 | 1.96 | 1.81 | 1.78 | 1.68 | 1.46 | 1.53 | 1.73 | 1.89 | 2.18 | 2.09 | 2.14 | 2.27 | 2.32 | 2.04 | 1.99 | 2.41 | 2.48 | 2.47 | 2.2 | 2.01 | 1.86 | 1.98 | 2.03 | 2.15 | 2.04 | 2.14 | 2.03 | 1.79 | 2.16 | 2.01 | 1.81 | 1.78 | 1.89 | 2.15 | 2.39 | 2.21 | 1.88 | 1.92 | 1.95 | 2.03 | 1.98 | 2.14 | 2.3 | 2.35 | 2.18
JAYNE_6_WLSLR |  | Solar_Fixed | Solar Fixed | CISO | North | Norcal | ID | 18 | 0 | 0 | 0 | 0 | 0 | 0 | 0 | 0.42 | 3.15 | 6.53 | 8.13 | 8.74 | 8.62 | 7.96 | 6.86 | 4.66 | 1.08 | 0 | 0 | 0 | 0 | 0 | 0 | 0 | 0 | 0 | 0 | 0 | 0 | 0 | 0 | 1.82 | 7.57 | 10.53 | 11.6 | 11.71 | 11.79 | 11.49 | 10.78 | 8.49 | 4 | 0.3 | 0 | 0 | 0 | 0 | 0 | 0 | 0 | 0 | 0 | 0 | 0 | 0 | 0.43 | 4.68 | 8.94 | 10.46 | 10.75 | 10.53 | 10.81 | 10.53 | 9.55 | 7.9 | 5.41 | 1.33 | 0 | 0 | 0 | 0 | 0 | 0 | 0 | 0 | 0 | 0 | 0 | 0.18 | 3.62 | 9.39 | 12.16 | 13.51 | 13.99 | 14.58 | 14.31 | 14.15 | 13.72 | 12.15 | 9.33 | 3.85 | 0.24 | 0 | 0 | 0 | 0 | 0 | 0 | 0 | 0 | 0 | 0 | 1.15 | 6.34 | 10.71 | 12.96 | 14.27 | 14.64 | 14.76 | 14.82 | 14.79 | 14.25 | 12.78 | 10.54 | 5.69 | 0.94 | 0 | 0 | 0 | 0 | 0 | 0 | 0 | 0 | 0 | 0.01 | 1.61 | 6.65 | 10.88 | 13.14 | 14.24 | 14.96 | 15.17 | 15.42 | 15.17 | 14.48 | 13.22 | 10.96 | 6.9 | 1.87 | 0.02 | 0 | 0 | 0 | 0 | 0 | 0 | 0 | 0 | 0 | 0.77 | 5.53 | 10.35 | 13.04 | 14.38 | 15.28 | 15.47 | 15.38 | 15.13 | 14.43 | 13.18 | 10.78 | 6.66 | 1.47 | 0.01 | 0 | 0 | 0 | 0 | 0 | 0 | 0 | 0 | 0 | 0.12 | 3.34 | 8.81 | 11.85 | 13.29 | 14.27 | 14.72 | 14.66 | 14.58 | 13.83 | 12.12 | 9.02 | 3.62 | 0.22 | 0 | 0 | 0 | 0 | 0 | 0 | 0 | 0 | 0 | 0 | 0.01 | 2.24 | 8.56 | 12.31 | 13.8 | 14.56 | 14.78 | 14.68 | 14.44 | 13.71 | 11.83 | 7.21 | 1.56 | 0 | 0 | 0 | 0 | 0 | 0 | 0 | 0 | 0 | 0 | 0 | 0 | 0.8 | 6.07 | 10.73 | 12.45 | 12.77 | 12.87 | 12.8 | 12.68 | 11.67 | 8.81 | 3.13 | 0.12 | 0 | 0 | 0 | 0 | 0 | 0 | 0 | 0 | 0 | 0 | 0 | 0 | 0.04 | 2.57 | 8.25 | 10.67 | 11.33 | 11.23 | 11.19 | 10.82 | 9.5 | 5.46 | 0.75 | 0 | 0 | 0 | 0 | 0 | 0 | 0 | 0 | 0 | 0 | 0 | 0 | 0 | 0 | 0.61 | 3.17 | 6.15 | 7.8 | 8.54 | 8.33 | 7.69 | 6.63 | 3.74 | 0.48 | 0 | 0 | 0 | 0 | 0 | 0 | 0
KANSAS_6_SOLAR |  | Solar_Fixed | Solar Fixed | CISO | North | Norcal | ID | 20 | 0 | 0 | 0 | 0 | 0 | 0 | 0 | 0.47 | 3.5 | 7.26 | 9.03 | 9.71 | 9.58 | 8.84 | 7.62 | 5.18 | 1.2 | 0 | 0 | 0 | 0 | 0 | 0 | 0 | 0 | 0 | 0 | 0 | 0 | 0 | 0 | 2.02 | 8.41 | 11.7 | 12.89 | 13.01 | 13.1 | 12.76 | 11.98 | 9.43 | 4.45 | 0.33 | 0 | 0 | 0 | 0 | 0 | 0 | 0 | 0 | 0 | 0 | 0 | 0 | 0.48 | 5.2 | 9.94 | 11.63 | 11.95 | 11.7 | 12.02 | 11.7 | 10.61 | 8.78 | 6.01 | 1.47 | 0 | 0 | 0 | 0 | 0 | 0 | 0 | 0 | 0 | 0 | 0 | 0.2 | 4.03 | 10.43 | 13.51 | 15.01 | 15.55 | 16.2 | 15.9 | 15.72 | 15.24 | 13.5 | 10.37 | 4.28 | 0.27 | 0 | 0 | 0 | 0 | 0 | 0 | 0 | 0 | 0 | 0 | 1.28 | 7.04 | 11.9 | 14.4 | 15.86 | 16.26 | 16.4 | 16.47 | 16.43 | 15.84 | 14.2 | 11.71 | 6.32 | 1.05 | 0 | 0 | 0 | 0 | 0 | 0 | 0 | 0 | 0 | 0.01 | 1.78 | 7.39 | 12.09 | 14.6 | 15.82 | 16.63 | 16.86 | 17.13 | 16.86 | 16.09 | 14.69 | 12.18 | 7.66 | 2.08 | 0.03 | 0 | 0 | 0 | 0 | 0 | 0 | 0 | 0 | 0 | 0.85 | 6.15 | 11.5 | 14.49 | 15.97 | 16.97 | 17.19 | 17.08 | 16.81 | 16.03 | 14.64 | 11.98 | 7.41 | 1.64 | 0.01 | 0 | 0 | 0 | 0 | 0 | 0 | 0 | 0 | 0 | 0.13 | 3.71 | 9.79 | 13.17 | 14.77 | 15.86 | 16.36 | 16.29 | 16.2 | 15.36 | 13.46 | 10.02 | 4.02 | 0.24 | 0 | 0 | 0 | 0 | 0 | 0 | 0 | 0 | 0 | 0 | 0.01 | 2.49 | 9.52 | 13.68 | 15.33 | 16.18 | 16.43 | 16.31 | 16.05 | 15.23 | 13.14 | 8.01 | 1.73 | 0 | 0 | 0 | 0 | 0 | 0 | 0 | 0 | 0 | 0 | 0 | 0 | 0.89 | 6.74 | 11.92 | 13.83 | 14.19 | 14.3 | 14.23 | 14.09 | 12.97 | 9.78 | 3.47 | 0.13 | 0 | 0 | 0 | 0 | 0 | 0 | 0 | 0 | 0 | 0 | 0 | 0 | 0.04 | 2.86 | 9.17 | 11.86 | 12.58 | 12.47 | 12.43 | 12.02 | 10.55 | 6.07 | 0.83 | 0 | 0 | 0 | 0 | 0 | 0 | 0 | 0 | 0 | 0 | 0 | 0 | 0 | 0 | 0.68 | 3.52 | 6.84 | 8.66 | 9.49 | 9.25 | 8.54 | 7.37 | 4.16 | 0.53 | 0 | 0 | 0 | 0 | 0 | 0 | 0
KERMAN_6_SOLAR1 |  | Solar_1Axis | Solar Tracking | CISO | North | Norcal | EO | 1.5 | 0 | 0 | 0 | 0 | 0 | 0 | 0 | 0.03 | 0.25 | 0.47 | 0.58 | 0.64 | 0.64 | 0.6 | 0.56 | 0.39 | 0.08 | 0 | 0 | 0 | 0 | 0 | 0 | 0 | 0 | 0 | 0 | 0 | 0 | 0 | 0 | 0.19 | 0.77 | 0.96 | 0.98 | 0.93 | 0.92 | 0.91 | 0.93 | 0.79 | 0.42 | 0.02 | 0 | 0 | 0 | 0 | 0 | 0 | 0 | 0 | 0 | 0 | 0 | 0 | 0.04 | 0.48 | 0.9 | 0.96 | 0.9 | 0.93 | 0.91 | 0.84 | 0.78 | 0.72 | 0.51 | 0.12 | 0 | 0 | 0 | 0 | 0 | 0 | 0 | 0 | 0 | 0 | 0 | 0.02 | 0.45 | 0.99 | 1.09 | 1.08 | 1.06 | 1.09 | 1.09 | 1.07 | 1.09 | 1.05 | 0.95 | 0.44 | 0.02 | 0 | 0 | 0 | 0 | 0 | 0 | 0 | 0 | 0 | 0 | 0.16 | 0.78 | 1.1 | 1.15 | 1.15 | 1.14 | 1.16 | 1.16 | 1.19 | 1.19 | 1.16 | 1.1 | 0.68 | 0.11 | 0 | 0 | 0 | 0 | 0 | 0 | 0 | 0 | 0 | 0 | 0.24 | 0.86 | 1.17 | 1.25 | 1.26 | 1.27 | 1.28 | 1.28 | 1.27 | 1.27 | 1.24 | 1.15 | 0.85 | 0.24 | 0 | 0 | 0 | 0 | 0 | 0 | 0 | 0 | 0 | 0 | 0.11 | 0.69 | 1.11 | 1.23 | 1.25 | 1.25 | 1.25 | 1.25 | 1.23 | 1.23 | 1.18 | 1.09 | 0.77 | 0.18 | 0 | 0 | 0 | 0 | 0 | 0 | 0 | 0 | 0 | 0 | 0.02 | 0.4 | 0.93 | 1.13 | 1.18 | 1.19 | 1.2 | 1.19 | 1.18 | 1.17 | 1.1 | 0.9 | 0.4 | 0.02 | 0 | 0 | 0 | 0 | 0 | 0 | 0 | 0 | 0 | 0 | 0 | 0.25 | 0.88 | 1.11 | 1.15 | 1.14 | 1.13 | 1.13 | 1.14 | 1.15 | 1.08 | 0.71 | 0.14 | 0 | 0 | 0 | 0 | 0 | 0 | 0 | 0 | 0 | 0 | 0 | 0 | 0.07 | 0.58 | 0.97 | 1 | 0.98 | 0.95 | 0.96 | 0.98 | 0.97 | 0.82 | 0.27 | 0.01 | 0 | 0 | 0 | 0 | 0 | 0 | 0 | 0 | 0 | 0 | 0 | 0 | 0 | 0.23 | 0.69 | 0.81 | 0.79 | 0.77 | 0.79 | 0.81 | 0.76 | 0.48 | 0.06 | 0 | 0 | 0 | 0 | 0 | 0 | 0 | 0 | 0 | 0 | 0 | 0 | 0 | 0 | 0.04 | 0.31 | 0.5 | 0.61 | 0.64 | 0.63 | 0.61 | 0.56 | 0.31 | 0.03 | 0 | 0 | 0 | 0 | 0 | 0 | 0
KERMAN_6_SOLAR2 |  | Solar_1Axis | Solar Tracking | CISO | North | Norcal | EO | 1.5 | 0 | 0 | 0 | 0 | 0 | 0 | 0 | 0.03 | 0.25 | 0.47 | 0.58 | 0.64 | 0.64 | 0.6 | 0.56 | 0.39 | 0.08 | 0 | 0 | 0 | 0 | 0 | 0 | 0 | 0 | 0 | 0 | 0 | 0 | 0 | 0 | 0.19 | 0.77 | 0.96 | 0.98 | 0.93 | 0.92 | 0.91 | 0.93 | 0.79 | 0.42 | 0.02 | 0 | 0 | 0 | 0 | 0 | 0 | 0 | 0 | 0 | 0 | 0 | 0 | 0.04 | 0.48 | 0.9 | 0.96 | 0.9 | 0.93 | 0.91 | 0.84 | 0.78 | 0.72 | 0.51 | 0.12 | 0 | 0 | 0 | 0 | 0 | 0 | 0 | 0 | 0 | 0 | 0 | 0.02 | 0.45 | 0.99 | 1.09 | 1.08 | 1.06 | 1.09 | 1.09 | 1.07 | 1.09 | 1.05 | 0.95 | 0.44 | 0.02 | 0 | 0 | 0 | 0 | 0 | 0 | 0 | 0 | 0 | 0 | 0.16 | 0.78 | 1.1 | 1.15 | 1.15 | 1.14 | 1.16 | 1.16 | 1.19 | 1.19 | 1.16 | 1.1 | 0.68 | 0.11 | 0 | 0 | 0 | 0 | 0 | 0 | 0 | 0 | 0 | 0 | 0.24 | 0.86 | 1.17 | 1.25 | 1.26 | 1.27 | 1.28 | 1.28 | 1.27 | 1.27 | 1.24 | 1.15 | 0.85 | 0.24 | 0 | 0 | 0 | 0 | 0 | 0 | 0 | 0 | 0 | 0 | 0.11 | 0.69 | 1.11 | 1.23 | 1.25 | 1.25 | 1.25 | 1.25 | 1.23 | 1.23 | 1.18 | 1.09 | 0.77 | 0.18 | 0 | 0 | 0 | 0 | 0 | 0 | 0 | 0 | 0 | 0 | 0.02 | 0.4 | 0.93 | 1.13 | 1.18 | 1.19 | 1.2 | 1.19 | 1.18 | 1.17 | 1.1 | 0.9 | 0.4 | 0.02 | 0 | 0 | 0 | 0 | 0 | 0 | 0 | 0 | 0 | 0 | 0 | 0.25 | 0.88 | 1.11 | 1.15 | 1.14 | 1.13 | 1.13 | 1.14 | 1.15 | 1.08 | 0.71 | 0.14 | 0 | 0 | 0 | 0 | 0 | 0 | 0 | 0 | 0 | 0 | 0 | 0 | 0.07 | 0.58 | 0.97 | 1 | 0.98 | 0.95 | 0.96 | 0.98 | 0.97 | 0.82 | 0.27 | 0.01 | 0 | 0 | 0 | 0 | 0 | 0 | 0 | 0 | 0 | 0 | 0 | 0 | 0 | 0.23 | 0.69 | 0.81 | 0.79 | 0.77 | 0.79 | 0.81 | 0.76 | 0.48 | 0.06 | 0 | 0 | 0 | 0 | 0 | 0 | 0 | 0 | 0 | 0 | 0 | 0 | 0 | 0 | 0.04 | 0.31 | 0.5 | 0.61 | 0.64 | 0.63 | 0.61 | 0.56 | 0.31 | 0.03 | 0 | 0 | 0 | 0 | 0 | 0 | 0
KNGBRD_2_SOLAR1 |  | Solar_1Axis | Solar Tracking | CISO | South | Socal | FC | 20 | 0 | 0 | 0 | 0 | 0 | 0 | 0.01 | 2.23 | 8.17 | 10.55 | 10.97 | 11.2 | 11.07 | 10.39 | 9.62 | 6.06 | 1.19 | 0 | 0 | 0 | 0 | 0 | 0 | 0 | 0 | 0 | 0 | 0 | 0 | 0 | 0.14 | 5.11 | 12.5 | 13.36 | 13.24 | 12.8 | 12.38 | 12.09 | 11.87 | 10.68 | 4.66 | 0.17 | 0 | 0 | 0 | 0 | 0 | 0 | 0 | 0 | 0 | 0 | 0 | 0 | 1.54 | 9.18 | 12.65 | 13.11 | 12.87 | 12.55 | 12.47 | 11.32 | 10.3 | 9.29 | 6.6 | 1 | 0 | 0 | 0 | 0 | 0 | 0 | 0 | 0 | 0 | 0 | 0 | 0.88 | 8.53 | 15.11 | 15.92 | 16.31 | 16.19 | 16.3 | 16.12 | 16.08 | 15.58 | 14.76 | 12.17 | 4.04 | 0.1 | 0 | 0 | 0 | 0 | 0 | 0 | 0 | 0 | 0 | 0.03 | 3.29 | 11.45 | 15.64 | 16.7 | 17.07 | 17.11 | 17.25 | 17.22 | 16.99 | 16.57 | 15.9 | 13.89 | 6.83 | 0.64 | 0 | 0 | 0 | 0 | 0 | 0 | 0 | 0 | 0 | 0.06 | 3.9 | 11.46 | 15.03 | 16.2 | 16.85 | 16.99 | 17.08 | 17.05 | 16.86 | 16.44 | 15.87 | 14.08 | 8.5 | 1.46 | 0 | 0 | 0 | 0 | 0 | 0 | 0 | 0 | 0 | 0.01 | 1.83 | 8.92 | 13.98 | 15.85 | 16.65 | 16.81 | 16.76 | 16.62 | 16.42 | 15.97 | 15.29 | 13.46 | 7.79 | 1.24 | 0 | 0 | 0 | 0 | 0 | 0 | 0 | 0 | 0 | 0 | 0.62 | 6.68 | 12.56 | 14.94 | 16.02 | 16.37 | 16.33 | 16.01 | 15.57 | 14.94 | 13.78 | 10.96 | 4.06 | 0.12 | 0 | 0 | 0 | 0 | 0 | 0 | 0 | 0 | 0 | 0 | 0.14 | 4.94 | 12.9 | 15.03 | 15.81 | 15.93 | 15.93 | 15.84 | 15.66 | 15.43 | 13.93 | 7.79 | 0.93 | 0 | 0 | 0 | 0 | 0 | 0 | 0 | 0 | 0 | 0 | 0 | 0.01 | 2.82 | 11.22 | 14.25 | 14.69 | 14.56 | 14.6 | 14.67 | 14.74 | 14.42 | 11.28 | 3.18 | 0.04 | 0 | 0 | 0 | 0 | 0 | 0 | 0 | 0 | 0 | 0 | 0 | 0 | 0.52 | 6.58 | 12.29 | 13.29 | 12.93 | 12.58 | 12.74 | 12.77 | 12.16 | 7.01 | 0.7 | 0 | 0 | 0 | 0 | 0 | 0 | 0 | 0 | 0 | 0 | 0 | 0 | 0 | 0.02 | 2.44 | 7.76 | 9.33 | 9.83 | 9.63 | 9.95 | 9.4 | 8.58 | 4.88 | 0.42 | 0 | 0 | 0 | 0 | 0 | 0 | 0
KNGBRD_2_SOLAR2 |  | Solar_1Axis | Solar Tracking | CISO | South | Socal | FC | 20 | 0 | 0 | 0 | 0 | 0 | 0 | 0.01 | 2.23 | 8.17 | 10.55 | 10.97 | 11.2 | 11.07 | 10.39 | 9.62 | 6.06 | 1.19 | 0 | 0 | 0 | 0 | 0 | 0 | 0 | 0 | 0 | 0 | 0 | 0 | 0 | 0.14 | 5.11 | 12.5 | 13.36 | 13.24 | 12.8 | 12.38 | 12.09 | 11.87 | 10.68 | 4.66 | 0.17 | 0 | 0 | 0 | 0 | 0 | 0 | 0 | 0 | 0 | 0 | 0 | 0 | 1.54 | 9.18 | 12.65 | 13.11 | 12.87 | 12.55 | 12.47 | 11.32 | 10.3 | 9.29 | 6.6 | 1 | 0 | 0 | 0 | 0 | 0 | 0 | 0 | 0 | 0 | 0 | 0 | 0.88 | 8.53 | 15.11 | 15.92 | 16.31 | 16.19 | 16.3 | 16.12 | 16.08 | 15.58 | 14.76 | 12.17 | 4.04 | 0.1 | 0 | 0 | 0 | 0 | 0 | 0 | 0 | 0 | 0 | 0.03 | 3.29 | 11.45 | 15.64 | 16.7 | 17.07 | 17.11 | 17.25 | 17.22 | 16.99 | 16.57 | 15.9 | 13.89 | 6.83 | 0.64 | 0 | 0 | 0 | 0 | 0 | 0 | 0 | 0 | 0 | 0.06 | 3.9 | 11.46 | 15.03 | 16.2 | 16.85 | 16.99 | 17.08 | 17.05 | 16.86 | 16.44 | 15.87 | 14.08 | 8.5 | 1.46 | 0 | 0 | 0 | 0 | 0 | 0 | 0 | 0 | 0 | 0.01 | 1.83 | 8.92 | 13.98 | 15.85 | 16.65 | 16.81 | 16.76 | 16.62 | 16.42 | 15.97 | 15.29 | 13.46 | 7.79 | 1.24 | 0 | 0 | 0 | 0 | 0 | 0 | 0 | 0 | 0 | 0 | 0.62 | 6.68 | 12.56 | 14.94 | 16.02 | 16.37 | 16.33 | 16.01 | 15.57 | 14.94 | 13.78 | 10.96 | 4.06 | 0.12 | 0 | 0 | 0 | 0 | 0 | 0 | 0 | 0 | 0 | 0 | 0.14 | 4.94 | 12.9 | 15.03 | 15.81 | 15.93 | 15.93 | 15.84 | 15.66 | 15.43 | 13.93 | 7.79 | 0.93 | 0 | 0 | 0 | 0 | 0 | 0 | 0 | 0 | 0 | 0 | 0 | 0.01 | 2.82 | 11.22 | 14.25 | 14.69 | 14.56 | 14.6 | 14.67 | 14.74 | 14.42 | 11.28 | 3.18 | 0.04 | 0 | 0 | 0 | 0 | 0 | 0 | 0 | 0 | 0 | 0 | 0 | 0 | 0.52 | 6.58 | 12.29 | 13.29 | 12.93 | 12.58 | 12.74 | 12.77 | 12.16 | 7.01 | 0.7 | 0 | 0 | 0 | 0 | 0 | 0 | 0 | 0 | 0 | 0 | 0 | 0 | 0 | 0.02 | 2.44 | 7.76 | 9.33 | 9.83 | 9.63 | 9.95 | 9.4 | 8.58 | 4.88 | 0.42 | 0 | 0 | 0 | 0 | 0 | 0 | 0
KNGBRG_1_KBSLR1 |  | Solar_Fixed | Solar Fixed | CISO | North | Norcal | EO | 1.5 | 0 | 0 | 0 | 0 | 0 | 0 | 0 | 0.03 | 0.26 | 0.54 | 0.68 | 0.73 | 0.72 | 0.66 | 0.57 | 0.39 | 0.09 | 0 | 0 | 0 | 0 | 0 | 0 | 0 | 0 | 0 | 0 | 0 | 0 | 0 | 0 | 0.15 | 0.63 | 0.88 | 0.97 | 0.98 | 0.98 | 0.96 | 0.9 | 0.71 | 0.33 | 0.02 | 0 | 0 | 0 | 0 | 0 | 0 | 0 | 0 | 0 | 0 | 0 | 0 | 0.04 | 0.39 | 0.75 | 0.87 | 0.9 | 0.88 | 0.9 | 0.88 | 0.8 | 0.66 | 0.45 | 0.11 | 0 | 0 | 0 | 0 | 0 | 0 | 0 | 0 | 0 | 0 | 0 | 0.02 | 0.3 | 0.78 | 1.01 | 1.13 | 1.17 | 1.22 | 1.19 | 1.18 | 1.14 | 1.01 | 0.78 | 0.32 | 0.02 | 0 | 0 | 0 | 0 | 0 | 0 | 0 | 0 | 0 | 0 | 0.1 | 0.53 | 0.89 | 1.08 | 1.19 | 1.22 | 1.23 | 1.24 | 1.23 | 1.19 | 1.06 | 0.88 | 0.47 | 0.08 | 0 | 0 | 0 | 0 | 0 | 0 | 0 | 0 | 0 | 0 | 0.13 | 0.55 | 0.91 | 1.1 | 1.19 | 1.25 | 1.26 | 1.28 | 1.26 | 1.21 | 1.1 | 0.91 | 0.57 | 0.16 | 0 | 0 | 0 | 0 | 0 | 0 | 0 | 0 | 0 | 0 | 0.06 | 0.46 | 0.86 | 1.09 | 1.2 | 1.27 | 1.29 | 1.28 | 1.26 | 1.2 | 1.1 | 0.9 | 0.56 | 0.12 | 0 | 0 | 0 | 0 | 0 | 0 | 0 | 0 | 0 | 0 | 0.01 | 0.28 | 0.73 | 0.99 | 1.11 | 1.19 | 1.23 | 1.22 | 1.21 | 1.15 | 1.01 | 0.75 | 0.3 | 0.02 | 0 | 0 | 0 | 0 | 0 | 0 | 0 | 0 | 0 | 0 | 0 | 0.19 | 0.71 | 1.03 | 1.15 | 1.21 | 1.23 | 1.22 | 1.2 | 1.14 | 0.99 | 0.6 | 0.13 | 0 | 0 | 0 | 0 | 0 | 0 | 0 | 0 | 0 | 0 | 0 | 0 | 0.07 | 0.51 | 0.89 | 1.04 | 1.06 | 1.07 | 1.07 | 1.06 | 0.97 | 0.73 | 0.26 | 0.01 | 0 | 0 | 0 | 0 | 0 | 0 | 0 | 0 | 0 | 0 | 0 | 0 | 0 | 0.21 | 0.69 | 0.89 | 0.94 | 0.94 | 0.93 | 0.9 | 0.79 | 0.46 | 0.06 | 0 | 0 | 0 | 0 | 0 | 0 | 0 | 0 | 0 | 0 | 0 | 0 | 0 | 0 | 0.05 | 0.26 | 0.51 | 0.65 | 0.71 | 0.69 | 0.64 | 0.55 | 0.31 | 0.04 | 0 | 0 | 0 | 0 | 0 | 0 | 0
KNGBRG_1_KBSLR2 |  | Solar_Fixed | Solar Fixed | CISO | North | Norcal | EO | 1.5 | 0 | 0 | 0 | 0 | 0 | 0 | 0 | 0.03 | 0.26 | 0.54 | 0.68 | 0.73 | 0.72 | 0.66 | 0.57 | 0.39 | 0.09 | 0 | 0 | 0 | 0 | 0 | 0 | 0 | 0 | 0 | 0 | 0 | 0 | 0 | 0 | 0.15 | 0.63 | 0.88 | 0.97 | 0.98 | 0.98 | 0.96 | 0.9 | 0.71 | 0.33 | 0.02 | 0 | 0 | 0 | 0 | 0 | 0 | 0 | 0 | 0 | 0 | 0 | 0 | 0.04 | 0.39 | 0.75 | 0.87 | 0.9 | 0.88 | 0.9 | 0.88 | 0.8 | 0.66 | 0.45 | 0.11 | 0 | 0 | 0 | 0 | 0 | 0 | 0 | 0 | 0 | 0 | 0 | 0.02 | 0.3 | 0.78 | 1.01 | 1.13 | 1.17 | 1.22 | 1.19 | 1.18 | 1.14 | 1.01 | 0.78 | 0.32 | 0.02 | 0 | 0 | 0 | 0 | 0 | 0 | 0 | 0 | 0 | 0 | 0.1 | 0.53 | 0.89 | 1.08 | 1.19 | 1.22 | 1.23 | 1.24 | 1.23 | 1.19 | 1.06 | 0.88 | 0.47 | 0.08 | 0 | 0 | 0 | 0 | 0 | 0 | 0 | 0 | 0 | 0 | 0.13 | 0.55 | 0.91 | 1.1 | 1.19 | 1.25 | 1.26 | 1.28 | 1.26 | 1.21 | 1.1 | 0.91 | 0.57 | 0.16 | 0 | 0 | 0 | 0 | 0 | 0 | 0 | 0 | 0 | 0 | 0.06 | 0.46 | 0.86 | 1.09 | 1.2 | 1.27 | 1.29 | 1.28 | 1.26 | 1.2 | 1.1 | 0.9 | 0.56 | 0.12 | 0 | 0 | 0 | 0 | 0 | 0 | 0 | 0 | 0 | 0 | 0.01 | 0.28 | 0.73 | 0.99 | 1.11 | 1.19 | 1.23 | 1.22 | 1.21 | 1.15 | 1.01 | 0.75 | 0.3 | 0.02 | 0 | 0 | 0 | 0 | 0 | 0 | 0 | 0 | 0 | 0 | 0 | 0.19 | 0.71 | 1.03 | 1.15 | 1.21 | 1.23 | 1.22 | 1.2 | 1.14 | 0.99 | 0.6 | 0.13 | 0 | 0 | 0 | 0 | 0 | 0 | 0 | 0 | 0 | 0 | 0 | 0 | 0.07 | 0.51 | 0.89 | 1.04 | 1.06 | 1.07 | 1.07 | 1.06 | 0.97 | 0.73 | 0.26 | 0.01 | 0 | 0 | 0 | 0 | 0 | 0 | 0 | 0 | 0 | 0 | 0 | 0 | 0 | 0.21 | 0.69 | 0.89 | 0.94 | 0.94 | 0.93 | 0.9 | 0.79 | 0.46 | 0.06 | 0 | 0 | 0 | 0 | 0 | 0 | 0 | 0 | 0 | 0 | 0 | 0 | 0 | 0 | 0.05 | 0.26 | 0.51 | 0.65 | 0.71 | 0.69 | 0.64 | 0.55 | 0.31 | 0.04 | 0 | 0 | 0 | 0 | 0 | 0 | 0
KNTSTH_6_SOLAR |  | Solar_Fixed | Solar Fixed | CISO | North | Norcal | ID | 20 | 0 | 0 | 0 | 0 | 0 | 0 | 0 | 0.47 | 3.5 | 7.26 | 9.03 | 9.71 | 9.58 | 8.84 | 7.62 | 5.18 | 1.2 | 0 | 0 | 0 | 0 | 0 | 0 | 0 | 0 | 0 | 0 | 0 | 0 | 0 | 0 | 2.02 | 8.41 | 11.7 | 12.89 | 13.01 | 13.1 | 12.76 | 11.98 | 9.43 | 4.45 | 0.33 | 0 | 0 | 0 | 0 | 0 | 0 | 0 | 0 | 0 | 0 | 0 | 0 | 0.48 | 5.2 | 9.94 | 11.63 | 11.95 | 11.7 | 12.02 | 11.7 | 10.61 | 8.78 | 6.01 | 1.47 | 0 | 0 | 0 | 0 | 0 | 0 | 0 | 0 | 0 | 0 | 0 | 0.2 | 4.03 | 10.43 | 13.51 | 15.01 | 15.55 | 16.2 | 15.9 | 15.72 | 15.24 | 13.5 | 10.37 | 4.28 | 0.27 | 0 | 0 | 0 | 0 | 0 | 0 | 0 | 0 | 0 | 0 | 1.28 | 7.04 | 11.9 | 14.4 | 15.86 | 16.26 | 16.4 | 16.47 | 16.43 | 15.84 | 14.2 | 11.71 | 6.32 | 1.05 | 0 | 0 | 0 | 0 | 0 | 0 | 0 | 0 | 0 | 0.01 | 1.78 | 7.39 | 12.09 | 14.6 | 15.82 | 16.63 | 16.86 | 17.13 | 16.86 | 16.09 | 14.69 | 12.18 | 7.66 | 2.08 | 0.03 | 0 | 0 | 0 | 0 | 0 | 0 | 0 | 0 | 0 | 0.85 | 6.15 | 11.5 | 14.49 | 15.97 | 16.97 | 17.19 | 17.08 | 16.81 | 16.03 | 14.64 | 11.98 | 7.41 | 1.64 | 0.01 | 0 | 0 | 0 | 0 | 0 | 0 | 0 | 0 | 0 | 0.13 | 3.71 | 9.79 | 13.17 | 14.77 | 15.86 | 16.36 | 16.29 | 16.2 | 15.36 | 13.46 | 10.02 | 4.02 | 0.24 | 0 | 0 | 0 | 0 | 0 | 0 | 0 | 0 | 0 | 0 | 0.01 | 2.49 | 9.52 | 13.68 | 15.33 | 16.18 | 16.43 | 16.31 | 16.05 | 15.23 | 13.14 | 8.01 | 1.73 | 0 | 0 | 0 | 0 | 0 | 0 | 0 | 0 | 0 | 0 | 0 | 0 | 0.89 | 6.74 | 11.92 | 13.83 | 14.19 | 14.3 | 14.23 | 14.09 | 12.97 | 9.78 | 3.47 | 0.13 | 0 | 0 | 0 | 0 | 0 | 0 | 0 | 0 | 0 | 0 | 0 | 0 | 0.04 | 2.86 | 9.17 | 11.86 | 12.58 | 12.47 | 12.43 | 12.02 | 10.55 | 6.07 | 0.83 | 0 | 0 | 0 | 0 | 0 | 0 | 0 | 0 | 0 | 0 | 0 | 0 | 0 | 0 | 0.68 | 3.52 | 6.84 | 8.66 | 9.49 | 9.25 | 8.54 | 7.37 | 4.16 | 0.53 | 0 | 0 | 0 | 0 | 0 | 0 | 0
KRAMER_1_R1PX3 |  | Paired_Solar_1Axis | Solar Tracking | CISO | South | Socal | FC | 90 | 0 | 0 | 0 | 0 | 0 | 0 | 0.04 | 10.04 | 36.78 | 47.49 | 49.36 | 50.42 | 49.79 | 46.77 | 43.28 | 27.28 | 5.37 | 0 | 0 | 0 | 0 | 0 | 0 | 0 | 0 | 0 | 0 | 0 | 0 | 0 | 0.62 | 22.99 | 56.25 | 60.1 | 59.6 | 57.58 | 55.69 | 54.4 | 53.44 | 48.05 | 20.97 | 0.77 | 0 | 0 | 0 | 0 | 0 | 0 | 0 | 0 | 0 | 0 | 0 | 0 | 6.95 | 41.31 | 56.91 | 58.99 | 57.92 | 56.46 | 56.13 | 50.95 | 46.34 | 41.81 | 29.71 | 4.48 | 0 | 0 | 0 | 0 | 0 | 0 | 0 | 0 | 0 | 0 | 0 | 3.98 | 38.4 | 67.98 | 71.65 | 73.39 | 72.85 | 73.33 | 72.53 | 72.38 | 70.11 | 66.41 | 54.77 | 18.18 | 0.43 | 0 | 0 | 0 | 0 | 0 | 0 | 0 | 0 | 0 | 0.12 | 14.82 | 51.53 | 70.36 | 75.14 | 76.82 | 76.99 | 77.61 | 77.49 | 76.45 | 74.55 | 71.54 | 62.5 | 30.75 | 2.9 | 0 | 0 | 0 | 0 | 0 | 0 | 0 | 0 | 0 | 0.27 | 17.56 | 51.57 | 67.62 | 72.92 | 75.83 | 76.44 | 76.85 | 76.73 | 75.86 | 73.99 | 71.41 | 63.34 | 38.27 | 6.55 | 0 | 0 | 0 | 0 | 0 | 0 | 0 | 0 | 0 | 0.02 | 8.23 | 40.14 | 62.9 | 71.33 | 74.92 | 75.65 | 75.43 | 74.78 | 73.88 | 71.85 | 68.79 | 60.57 | 35.03 | 5.58 | 0 | 0 | 0 | 0 | 0 | 0 | 0 | 0 | 0 | 0 | 2.77 | 30.06 | 56.53 | 67.25 | 72.1 | 73.65 | 73.47 | 72.03 | 70.08 | 67.25 | 62 | 49.32 | 18.27 | 0.56 | 0 | 0 | 0 | 0 | 0 | 0 | 0 | 0 | 0 | 0 | 0.62 | 22.22 | 58.06 | 67.62 | 71.13 | 71.7 | 71.68 | 71.28 | 70.45 | 69.42 | 62.69 | 35.06 | 4.21 | 0 | 0 | 0 | 0 | 0 | 0 | 0 | 0 | 0 | 0 | 0 | 0.04 | 12.68 | 50.5 | 64.14 | 66.09 | 65.51 | 65.7 | 66.04 | 66.33 | 64.9 | 50.78 | 14.32 | 0.16 | 0 | 0 | 0 | 0 | 0 | 0 | 0 | 0 | 0 | 0 | 0 | 0 | 2.34 | 29.61 | 55.3 | 59.81 | 58.2 | 56.62 | 57.32 | 57.46 | 54.71 | 31.56 | 3.14 | 0 | 0 | 0 | 0 | 0 | 0 | 0 | 0 | 0 | 0 | 0 | 0 | 0 | 0.11 | 10.98 | 34.91 | 41.98 | 44.22 | 43.35 | 44.76 | 42.31 | 38.63 | 21.95 | 1.88 | 0 | 0 | 0 | 0 | 0 | 0 | 0
KRAMER_1_R2PX2 |  | Paired_Solar_1Axis | Solar Tracking | CISO | South | Socal | FC | 48 | 0 | 0 | 0 | 0 | 0 | 0 | 0.02 | 5.35 | 19.61 | 25.33 | 26.33 | 26.89 | 26.56 | 24.94 | 23.08 | 14.55 | 2.86 | 0 | 0 | 0 | 0 | 0 | 0 | 0 | 0 | 0 | 0 | 0 | 0 | 0 | 0.33 | 12.26 | 30 | 32.05 | 31.79 | 30.71 | 29.7 | 29.02 | 28.5 | 25.63 | 11.18 | 0.41 | 0 | 0 | 0 | 0 | 0 | 0 | 0 | 0 | 0 | 0 | 0 | 0 | 3.71 | 22.03 | 30.35 | 31.46 | 30.89 | 30.11 | 29.93 | 27.18 | 24.72 | 22.3 | 15.84 | 2.39 | 0 | 0 | 0 | 0 | 0 | 0 | 0 | 0 | 0 | 0 | 0 | 2.12 | 20.48 | 36.26 | 38.21 | 39.14 | 38.85 | 39.11 | 38.68 | 38.6 | 37.39 | 35.42 | 29.21 | 9.7 | 0.23 | 0 | 0 | 0 | 0 | 0 | 0 | 0 | 0 | 0 | 0.06 | 7.9 | 27.48 | 37.52 | 40.08 | 40.97 | 41.06 | 41.39 | 41.33 | 40.78 | 39.76 | 38.16 | 33.33 | 16.4 | 1.54 | 0 | 0 | 0 | 0 | 0 | 0 | 0 | 0 | 0 | 0.14 | 9.37 | 27.51 | 36.06 | 38.89 | 40.44 | 40.77 | 40.99 | 40.92 | 40.46 | 39.46 | 38.09 | 33.78 | 20.41 | 3.49 | 0 | 0 | 0 | 0 | 0 | 0 | 0 | 0 | 0 | 0.01 | 4.39 | 21.41 | 33.55 | 38.04 | 39.96 | 40.34 | 40.23 | 39.88 | 39.4 | 38.32 | 36.69 | 32.3 | 18.68 | 2.98 | 0 | 0 | 0 | 0 | 0 | 0 | 0 | 0 | 0 | 0 | 1.48 | 16.03 | 30.15 | 35.87 | 38.45 | 39.28 | 39.19 | 38.42 | 37.38 | 35.87 | 33.07 | 26.3 | 9.74 | 0.3 | 0 | 0 | 0 | 0 | 0 | 0 | 0 | 0 | 0 | 0 | 0.33 | 11.85 | 30.97 | 36.06 | 37.93 | 38.24 | 38.23 | 38.02 | 37.57 | 37.03 | 33.43 | 18.7 | 2.24 | 0 | 0 | 0 | 0 | 0 | 0 | 0 | 0 | 0 | 0 | 0 | 0.02 | 6.76 | 26.93 | 34.21 | 35.25 | 34.94 | 35.04 | 35.22 | 35.38 | 34.61 | 27.08 | 7.64 | 0.08 | 0 | 0 | 0 | 0 | 0 | 0 | 0 | 0 | 0 | 0 | 0 | 0 | 1.25 | 15.79 | 29.49 | 31.9 | 31.04 | 30.2 | 30.57 | 30.64 | 29.18 | 16.83 | 1.68 | 0 | 0 | 0 | 0 | 0 | 0 | 0 | 0 | 0 | 0 | 0 | 0 | 0 | 0.06 | 5.86 | 18.62 | 22.39 | 23.59 | 23.12 | 23.87 | 22.57 | 20.6 | 11.71 | 1.01 | 0 | 0 | 0 | 0 | 0 | 0 | 0
KRAMER_2_SEGS 9 |  | Solar_Thermal | Solar Thermal | CISO | South | Socal | FC | #N/A | #N/A | #N/A | #N/A | #N/A | #N/A | #N/A | #N/A | #N/A | #N/A | #N/A | #N/A | #N/A | #N/A | #N/A | #N/A | #N/A | #N/A | #N/A | #N/A | #N/A | #N/A | #N/A | #N/A | #N/A | #N/A | #N/A | #N/A | #N/A | #N/A | #N/A | #N/A | #N/A | #N/A | #N/A | #N/A | #N/A | #N/A | #N/A | #N/A | #N/A | #N/A | #N/A | #N/A | #N/A | #N/A | #N/A | #N/A | #N/A | #N/A | #N/A | #N/A | #N/A | #N/A | #N/A | #N/A | #N/A | #N/A | #N/A | #N/A | #N/A | #N/A | #N/A | #N/A | #N/A | #N/A | #N/A | #N/A | #N/A | #N/A | #N/A | #N/A | #N/A | #N/A | #N/A | #N/A | #N/A | #N/A | #N/A | #N/A | #N/A | #N/A | #N/A | #N/A | #N/A | #N/A | #N/A | #N/A | #N/A | #N/A | #N/A | #N/A | #N/A | #N/A | #N/A | #N/A | #N/A | #N/A | #N/A | #N/A | #N/A | #N/A | #N/A | #N/A | #N/A | #N/A | #N/A | #N/A | #N/A | #N/A | #N/A | #N/A | #N/A | #N/A | #N/A | #N/A | #N/A | #N/A | #N/A | #N/A | #N/A | #N/A | #N/A | #N/A | #N/A | #N/A | #N/A | #N/A | #N/A | #N/A | #N/A | #N/A | #N/A | #N/A | #N/A | #N/A | #N/A | #N/A | #N/A | #N/A | #N/A | #N/A | #N/A | #N/A | #N/A | #N/A | #N/A | #N/A | #N/A | #N/A | #N/A | #N/A | #N/A | #N/A | #N/A | #N/A | #N/A | #N/A | #N/A | #N/A | #N/A | #N/A | #N/A | #N/A | #N/A | #N/A | #N/A | #N/A | #N/A | #N/A | #N/A | #N/A | #N/A | #N/A | #N/A | #N/A | #N/A | #N/A | #N/A | #N/A | #N/A | #N/A | #N/A | #N/A | #N/A | #N/A | #N/A | #N/A | #N/A | #N/A | #N/A | #N/A | #N/A | #N/A | #N/A | #N/A | #N/A | #N/A | #N/A | #N/A | #N/A | #N/A | #N/A | #N/A | #N/A | #N/A | #N/A | #N/A | #N/A | #N/A | #N/A | #N/A | #N/A | #N/A | #N/A | #N/A | #N/A | #N/A | #N/A | #N/A | #N/A | #N/A | #N/A | #N/A | #N/A | #N/A | #N/A | #N/A | #N/A | #N/A | #N/A | #N/A | #N/A | #N/A | #N/A | #N/A | #N/A | #N/A | #N/A | #N/A | #N/A | #N/A | #N/A | #N/A | #N/A | #N/A | #N/A | #N/A | #N/A | #N/A | #N/A | #N/A | #N/A | #N/A | #N/A | #N/A | #N/A | #N/A | #N/A | #N/A | #N/A | #N/A | #N/A | #N/A | #N/A | #N/A | #N/A | #N/A | #N/A | #N/A | #N/A | #N/A | #N/A | #N/A | #N/A | #N/A | #N/A | #N/A | #N/A | #N/A | #N/A | #N/A | #N/A | #N/A | #N/A | #N/A | #N/A | #N/A | #N/A
LAMONT_1_SOLAR1 |  | Solar_1Axis | Solar Tracking | CISO | North | Norcal | FC | 60 | 0 | 0 | 0 | 0 | 0 | 0 | 0 | 1.27 | 9.83 | 18.74 | 23.17 | 25.51 | 25.52 | 24.09 | 22.55 | 15.4 | 3.36 | 0 | 0 | 0 | 0 | 0 | 0 | 0 | 0 | 0 | 0 | 0 | 0 | 0 | 0.01 | 7.41 | 30.81 | 38.41 | 39.23 | 37.18 | 36.64 | 36.4 | 37.19 | 31.72 | 16.64 | 0.92 | 0 | 0 | 0 | 0 | 0 | 0 | 0 | 0 | 0 | 0 | 0 | 0 | 1.55 | 19.16 | 35.96 | 38.53 | 36.16 | 37.14 | 36.59 | 33.68 | 31.1 | 28.97 | 20.39 | 4.72 | 0.01 | 0 | 0 | 0 | 0 | 0 | 0 | 0 | 0 | 0 | 0 | 0.83 | 17.9 | 39.5 | 43.45 | 43.21 | 42.45 | 43.47 | 43.57 | 42.92 | 43.62 | 41.82 | 38.14 | 17.7 | 0.82 | 0 | 0 | 0 | 0 | 0 | 0 | 0 | 0 | 0 | 0.01 | 6.6 | 31.14 | 43.91 | 45.91 | 45.97 | 45.56 | 46.53 | 46.52 | 47.59 | 47.58 | 46.53 | 43.86 | 27.14 | 4.22 | 0 | 0 | 0 | 0 | 0 | 0 | 0 | 0 | 0 | 0.04 | 9.47 | 34.41 | 46.62 | 49.92 | 50.54 | 50.92 | 51.21 | 51.07 | 50.62 | 50.6 | 49.5 | 45.92 | 34.02 | 9.59 | 0.11 | 0 | 0 | 0 | 0 | 0 | 0 | 0 | 0 | 0 | 4.3 | 27.61 | 44.52 | 49.13 | 49.81 | 50.16 | 49.96 | 49.86 | 49.32 | 49.23 | 47.23 | 43.78 | 30.71 | 7.22 | 0.04 | 0 | 0 | 0 | 0 | 0 | 0 | 0 | 0 | 0 | 0.61 | 16.18 | 37.38 | 45.2 | 47.3 | 47.51 | 47.88 | 47.51 | 47.13 | 46.8 | 44.04 | 36.12 | 16.03 | 0.89 | 0 | 0 | 0 | 0 | 0 | 0 | 0 | 0 | 0 | 0 | 0.06 | 9.88 | 35.24 | 44.39 | 45.89 | 45.56 | 45.04 | 45.12 | 45.76 | 45.96 | 43.31 | 28.51 | 5.6 | 0.01 | 0 | 0 | 0 | 0 | 0 | 0 | 0 | 0 | 0 | 0 | 0 | 2.95 | 23.39 | 38.69 | 39.86 | 39.06 | 38.08 | 38.37 | 39.06 | 38.91 | 32.75 | 10.89 | 0.23 | 0 | 0 | 0 | 0 | 0 | 0 | 0 | 0 | 0 | 0 | 0 | 0 | 0.11 | 9.12 | 27.46 | 32.34 | 31.73 | 30.72 | 31.62 | 32.55 | 30.58 | 19.16 | 2.27 | 0 | 0 | 0 | 0 | 0 | 0 | 0 | 0 | 0 | 0 | 0 | 0 | 0 | 0 | 1.79 | 12.28 | 20.15 | 24.49 | 25.73 | 25.05 | 24.26 | 22.43 | 12.54 | 1.35 | 0 | 0 | 0 | 0 | 0 | 0 | 0
LAMONT_1_SOLAR2 |  | Solar_1Axis | Solar Tracking | CISO | North | Norcal | FC | 20 | 0 | 0 | 0 | 0 | 0 | 0 | 0 | 0.42 | 3.28 | 6.25 | 7.72 | 8.5 | 8.51 | 8.03 | 7.52 | 5.13 | 1.12 | 0 | 0 | 0 | 0 | 0 | 0 | 0 | 0 | 0 | 0 | 0 | 0 | 0 | 0 | 2.47 | 10.27 | 12.8 | 13.08 | 12.39 | 12.21 | 12.13 | 12.4 | 10.57 | 5.55 | 0.31 | 0 | 0 | 0 | 0 | 0 | 0 | 0 | 0 | 0 | 0 | 0 | 0 | 0.52 | 6.39 | 11.99 | 12.84 | 12.05 | 12.38 | 12.2 | 11.23 | 10.37 | 9.66 | 6.8 | 1.57 | 0 | 0 | 0 | 0 | 0 | 0 | 0 | 0 | 0 | 0 | 0 | 0.28 | 5.97 | 13.17 | 14.48 | 14.4 | 14.15 | 14.49 | 14.52 | 14.31 | 14.54 | 13.94 | 12.71 | 5.9 | 0.27 | 0 | 0 | 0 | 0 | 0 | 0 | 0 | 0 | 0 | 0 | 2.2 | 10.38 | 14.64 | 15.3 | 15.32 | 15.19 | 15.51 | 15.51 | 15.86 | 15.86 | 15.51 | 14.62 | 9.05 | 1.41 | 0 | 0 | 0 | 0 | 0 | 0 | 0 | 0 | 0 | 0.01 | 3.16 | 11.47 | 15.54 | 16.64 | 16.85 | 16.97 | 17.07 | 17.02 | 16.87 | 16.87 | 16.5 | 15.31 | 11.34 | 3.2 | 0.04 | 0 | 0 | 0 | 0 | 0 | 0 | 0 | 0 | 0 | 1.43 | 9.2 | 14.84 | 16.38 | 16.6 | 16.72 | 16.65 | 16.62 | 16.44 | 16.41 | 15.74 | 14.59 | 10.24 | 2.41 | 0.01 | 0 | 0 | 0 | 0 | 0 | 0 | 0 | 0 | 0 | 0.2 | 5.39 | 12.46 | 15.07 | 15.77 | 15.84 | 15.96 | 15.84 | 15.71 | 15.6 | 14.68 | 12.04 | 5.34 | 0.3 | 0 | 0 | 0 | 0 | 0 | 0 | 0 | 0 | 0 | 0 | 0.02 | 3.29 | 11.75 | 14.8 | 15.3 | 15.19 | 15.01 | 15.04 | 15.25 | 15.32 | 14.44 | 9.5 | 1.87 | 0 | 0 | 0 | 0 | 0 | 0 | 0 | 0 | 0 | 0 | 0 | 0 | 0.98 | 7.8 | 12.9 | 13.29 | 13.02 | 12.69 | 12.79 | 13.02 | 12.97 | 10.92 | 3.63 | 0.08 | 0 | 0 | 0 | 0 | 0 | 0 | 0 | 0 | 0 | 0 | 0 | 0 | 0.04 | 3.04 | 9.15 | 10.78 | 10.58 | 10.24 | 10.54 | 10.85 | 10.19 | 6.39 | 0.76 | 0 | 0 | 0 | 0 | 0 | 0 | 0 | 0 | 0 | 0 | 0 | 0 | 0 | 0 | 0.6 | 4.09 | 6.72 | 8.16 | 8.58 | 8.35 | 8.09 | 7.48 | 4.18 | 0.45 | 0 | 0 | 0 | 0 | 0 | 0 | 0
LAMONT_1_SOLAR3 |  | Solar_1Axis | Solar Tracking | CISO | North | Norcal | FC | 14.99 | 0 | 0 | 0 | 0 | 0 | 0 | 0 | 0.32 | 2.46 | 4.68 | 5.79 | 6.37 | 6.38 | 6.02 | 5.63 | 3.85 | 0.84 | 0 | 0 | 0 | 0 | 0 | 0 | 0 | 0 | 0 | 0 | 0 | 0 | 0 | 0 | 1.85 | 7.7 | 9.6 | 9.8 | 9.29 | 9.15 | 9.09 | 9.29 | 7.93 | 4.16 | 0.23 | 0 | 0 | 0 | 0 | 0 | 0 | 0 | 0 | 0 | 0 | 0 | 0 | 0.39 | 4.79 | 8.98 | 9.63 | 9.03 | 9.28 | 9.14 | 8.41 | 7.77 | 7.24 | 5.09 | 1.18 | 0 | 0 | 0 | 0 | 0 | 0 | 0 | 0 | 0 | 0 | 0 | 0.21 | 4.47 | 9.87 | 10.86 | 10.8 | 10.6 | 10.86 | 10.88 | 10.72 | 10.9 | 10.45 | 9.53 | 4.42 | 0.2 | 0 | 0 | 0 | 0 | 0 | 0 | 0 | 0 | 0 | 0 | 1.65 | 7.78 | 10.97 | 11.47 | 11.49 | 11.38 | 11.62 | 11.62 | 11.89 | 11.89 | 11.63 | 10.96 | 6.78 | 1.05 | 0 | 0 | 0 | 0 | 0 | 0 | 0 | 0 | 0 | 0.01 | 2.37 | 8.6 | 11.65 | 12.47 | 12.63 | 12.72 | 12.79 | 12.76 | 12.65 | 12.64 | 12.37 | 11.47 | 8.5 | 2.4 | 0.03 | 0 | 0 | 0 | 0 | 0 | 0 | 0 | 0 | 0 | 1.07 | 6.9 | 11.12 | 12.27 | 12.44 | 12.53 | 12.48 | 12.46 | 12.32 | 12.3 | 11.8 | 10.94 | 7.67 | 1.8 | 0.01 | 0 | 0 | 0 | 0 | 0 | 0 | 0 | 0 | 0 | 0.15 | 4.04 | 9.34 | 11.29 | 11.82 | 11.87 | 11.96 | 11.87 | 11.77 | 11.69 | 11 | 9.02 | 4.01 | 0.22 | 0 | 0 | 0 | 0 | 0 | 0 | 0 | 0 | 0 | 0 | 0.02 | 2.47 | 8.8 | 11.09 | 11.46 | 11.38 | 11.25 | 11.27 | 11.43 | 11.48 | 10.82 | 7.12 | 1.4 | 0 | 0 | 0 | 0 | 0 | 0 | 0 | 0 | 0 | 0 | 0 | 0 | 0.74 | 5.84 | 9.67 | 9.96 | 9.76 | 9.51 | 9.59 | 9.76 | 9.72 | 8.18 | 2.72 | 0.06 | 0 | 0 | 0 | 0 | 0 | 0 | 0 | 0 | 0 | 0 | 0 | 0 | 0.03 | 2.28 | 6.86 | 8.08 | 7.93 | 7.67 | 7.9 | 8.13 | 7.64 | 4.79 | 0.57 | 0 | 0 | 0 | 0 | 0 | 0 | 0 | 0 | 0 | 0 | 0 | 0 | 0 | 0 | 0.45 | 3.07 | 5.03 | 6.12 | 6.43 | 6.26 | 6.06 | 5.6 | 3.13 | 0.34 | 0 | 0 | 0 | 0 | 0 | 0 | 0
LAMONT_1_SOLAR4 |  | Solar_1Axis | Solar Tracking | CISO | North | Norcal | FC | 26.66 | 0 | 0 | 0 | 0 | 0 | 0 | 0 | 0.57 | 4.37 | 8.32 | 10.3 | 11.34 | 11.34 | 10.7 | 10.02 | 6.84 | 1.49 | 0 | 0 | 0 | 0 | 0 | 0 | 0 | 0 | 0 | 0 | 0 | 0 | 0 | 0.01 | 3.29 | 13.69 | 17.07 | 17.43 | 16.52 | 16.28 | 16.17 | 16.52 | 14.1 | 7.4 | 0.41 | 0 | 0 | 0 | 0 | 0 | 0 | 0 | 0 | 0 | 0 | 0 | 0 | 0.69 | 8.52 | 15.98 | 17.12 | 16.07 | 16.5 | 16.26 | 14.96 | 13.82 | 12.87 | 9.06 | 2.1 | 0 | 0 | 0 | 0 | 0 | 0 | 0 | 0 | 0 | 0 | 0 | 0.37 | 7.95 | 17.55 | 19.31 | 19.2 | 18.86 | 19.32 | 19.36 | 19.07 | 19.38 | 18.58 | 16.95 | 7.87 | 0.36 | 0 | 0 | 0 | 0 | 0 | 0 | 0 | 0 | 0 | 0 | 2.93 | 13.84 | 19.51 | 20.4 | 20.43 | 20.24 | 20.67 | 20.67 | 21.15 | 21.14 | 20.68 | 19.49 | 12.06 | 1.87 | 0 | 0 | 0 | 0 | 0 | 0 | 0 | 0 | 0 | 0.02 | 4.21 | 15.29 | 20.72 | 22.18 | 22.46 | 22.63 | 22.76 | 22.69 | 22.49 | 22.48 | 21.99 | 20.4 | 15.12 | 4.26 | 0.05 | 0 | 0 | 0 | 0 | 0 | 0 | 0 | 0 | 0 | 1.91 | 12.27 | 19.78 | 21.83 | 22.13 | 22.29 | 22.2 | 22.16 | 21.92 | 21.87 | 20.98 | 19.45 | 13.64 | 3.21 | 0.02 | 0 | 0 | 0 | 0 | 0 | 0 | 0 | 0 | 0 | 0.27 | 7.19 | 16.61 | 20.08 | 21.02 | 21.11 | 21.28 | 21.11 | 20.94 | 20.79 | 19.57 | 16.05 | 7.12 | 0.39 | 0 | 0 | 0 | 0 | 0 | 0 | 0 | 0 | 0 | 0 | 0.03 | 4.39 | 15.66 | 19.72 | 20.39 | 20.24 | 20.01 | 20.05 | 20.33 | 20.42 | 19.24 | 12.67 | 2.49 | 0 | 0 | 0 | 0 | 0 | 0 | 0 | 0 | 0 | 0 | 0 | 0 | 1.31 | 10.39 | 17.19 | 17.71 | 17.36 | 16.92 | 17.05 | 17.35 | 17.29 | 14.55 | 4.84 | 0.1 | 0 | 0 | 0 | 0 | 0 | 0 | 0 | 0 | 0 | 0 | 0 | 0 | 0.05 | 4.05 | 12.2 | 14.37 | 14.1 | 13.65 | 14.05 | 14.46 | 13.59 | 8.51 | 1.01 | 0 | 0 | 0 | 0 | 0 | 0 | 0 | 0 | 0 | 0 | 0 | 0 | 0 | 0 | 0.8 | 5.46 | 8.95 | 10.88 | 11.43 | 11.13 | 10.78 | 9.97 | 5.57 | 0.6 | 0 | 0 | 0 | 0 | 0 | 0 | 0
LAMONT_1_SOLAR5 |  | Solar_1Axis | Solar Tracking | CISO | North | Norcal | FC | 16.66 | 0 | 0 | 0 | 0 | 0 | 0 | 0 | 0.35 | 2.73 | 5.2 | 6.43 | 7.08 | 7.09 | 6.69 | 6.26 | 4.28 | 0.93 | 0 | 0 | 0 | 0 | 0 | 0 | 0 | 0 | 0 | 0 | 0 | 0 | 0 | 0 | 2.06 | 8.55 | 10.66 | 10.89 | 10.32 | 10.17 | 10.11 | 10.33 | 8.81 | 4.62 | 0.25 | 0 | 0 | 0 | 0 | 0 | 0 | 0 | 0 | 0 | 0 | 0 | 0 | 0.43 | 5.32 | 9.98 | 10.7 | 10.04 | 10.31 | 10.16 | 9.35 | 8.64 | 8.04 | 5.66 | 1.31 | 0 | 0 | 0 | 0 | 0 | 0 | 0 | 0 | 0 | 0 | 0 | 0.23 | 4.97 | 10.97 | 12.07 | 12 | 11.79 | 12.07 | 12.1 | 11.92 | 12.11 | 11.61 | 10.59 | 4.92 | 0.23 | 0 | 0 | 0 | 0 | 0 | 0 | 0 | 0 | 0 | 0 | 1.83 | 8.65 | 12.19 | 12.75 | 12.77 | 12.65 | 12.92 | 12.92 | 13.21 | 13.21 | 12.92 | 12.18 | 7.54 | 1.17 | 0 | 0 | 0 | 0 | 0 | 0 | 0 | 0 | 0 | 0.01 | 2.63 | 9.55 | 12.95 | 13.86 | 14.03 | 14.14 | 14.22 | 14.18 | 14.05 | 14.05 | 13.74 | 12.75 | 9.45 | 2.66 | 0.03 | 0 | 0 | 0 | 0 | 0 | 0 | 0 | 0 | 0 | 1.19 | 7.67 | 12.36 | 13.64 | 13.83 | 13.93 | 13.87 | 13.85 | 13.69 | 13.67 | 13.11 | 12.16 | 8.53 | 2.01 | 0.01 | 0 | 0 | 0 | 0 | 0 | 0 | 0 | 0 | 0 | 0.17 | 4.49 | 10.38 | 12.55 | 13.13 | 13.19 | 13.3 | 13.19 | 13.09 | 12.99 | 12.23 | 10.03 | 4.45 | 0.25 | 0 | 0 | 0 | 0 | 0 | 0 | 0 | 0 | 0 | 0 | 0.02 | 2.74 | 9.78 | 12.33 | 12.74 | 12.65 | 12.51 | 12.53 | 12.71 | 12.76 | 12.03 | 7.92 | 1.56 | 0 | 0 | 0 | 0 | 0 | 0 | 0 | 0 | 0 | 0 | 0 | 0 | 0.82 | 6.5 | 10.74 | 11.07 | 10.85 | 10.57 | 10.65 | 10.85 | 10.8 | 9.09 | 3.02 | 0.06 | 0 | 0 | 0 | 0 | 0 | 0 | 0 | 0 | 0 | 0 | 0 | 0 | 0.03 | 2.53 | 7.62 | 8.98 | 8.81 | 8.53 | 8.78 | 9.04 | 8.49 | 5.32 | 0.63 | 0 | 0 | 0 | 0 | 0 | 0 | 0 | 0 | 0 | 0 | 0 | 0 | 0 | 0 | 0.5 | 3.41 | 5.6 | 6.8 | 7.14 | 6.96 | 6.73 | 6.23 | 3.48 | 0.37 | 0 | 0 | 0 | 0 | 0 | 0 | 0
LCKHT1_2_LH1SR1 |  | Paired_Solar_1Axis | Solar Tracking | CISO | South | Socal | ID | 85 | 0 | 0 | 0 | 0 | 0 | 0 | 0.04 | 9.48 | 34.73 | 44.86 | 46.62 | 47.62 | 47.03 | 44.17 | 40.88 | 25.76 | 5.07 | 0 | 0 | 0 | 0 | 0 | 0 | 0 | 0 | 0 | 0 | 0 | 0 | 0 | 0.59 | 21.71 | 53.13 | 56.76 | 56.29 | 54.38 | 52.6 | 51.38 | 50.47 | 45.38 | 19.8 | 0.73 | 0 | 0 | 0 | 0 | 0 | 0 | 0 | 0 | 0 | 0 | 0 | 0 | 6.57 | 39.01 | 53.74 | 55.71 | 54.7 | 53.32 | 53.01 | 48.12 | 43.77 | 39.49 | 28.06 | 4.24 | 0 | 0 | 0 | 0 | 0 | 0 | 0 | 0 | 0 | 0 | 0 | 3.76 | 36.27 | 64.2 | 67.67 | 69.31 | 68.8 | 69.26 | 68.5 | 68.36 | 66.22 | 62.72 | 51.73 | 17.17 | 0.4 | 0 | 0 | 0 | 0 | 0 | 0 | 0 | 0 | 0 | 0.11 | 13.99 | 48.67 | 66.45 | 70.97 | 72.55 | 72.71 | 73.3 | 73.19 | 72.21 | 70.4 | 67.57 | 59.03 | 29.04 | 2.73 | 0 | 0 | 0 | 0 | 0 | 0 | 0 | 0 | 0 | 0.25 | 16.58 | 48.71 | 63.86 | 68.87 | 71.62 | 72.19 | 72.58 | 72.46 | 71.64 | 69.88 | 67.45 | 59.82 | 36.14 | 6.19 | 0 | 0 | 0 | 0 | 0 | 0 | 0 | 0 | 0 | 0.02 | 7.77 | 37.91 | 59.41 | 67.37 | 70.75 | 71.44 | 71.24 | 70.62 | 69.78 | 67.86 | 64.97 | 57.2 | 33.09 | 5.27 | 0 | 0 | 0 | 0 | 0 | 0 | 0 | 0 | 0 | 0 | 2.62 | 28.39 | 53.39 | 63.51 | 68.1 | 69.56 | 69.39 | 68.03 | 66.19 | 63.52 | 58.56 | 46.58 | 17.25 | 0.53 | 0 | 0 | 0 | 0 | 0 | 0 | 0 | 0 | 0 | 0 | 0.58 | 20.98 | 54.84 | 63.86 | 67.18 | 67.71 | 67.7 | 67.32 | 66.53 | 65.57 | 59.21 | 33.11 | 3.97 | 0 | 0 | 0 | 0 | 0 | 0 | 0 | 0 | 0 | 0 | 0 | 0.04 | 11.98 | 47.69 | 60.58 | 62.42 | 61.87 | 62.05 | 62.37 | 62.65 | 61.29 | 47.96 | 13.53 | 0.15 | 0 | 0 | 0 | 0 | 0 | 0 | 0 | 0 | 0 | 0 | 0 | 0 | 2.21 | 27.97 | 52.22 | 56.49 | 54.97 | 53.48 | 54.14 | 54.27 | 51.67 | 29.81 | 2.97 | 0 | 0 | 0 | 0 | 0 | 0 | 0 | 0 | 0 | 0 | 0 | 0 | 0 | 0.1 | 10.37 | 32.97 | 39.64 | 41.77 | 40.94 | 42.28 | 39.96 | 36.48 | 20.73 | 1.78 | 0 | 0 | 0 | 0 | 0 | 0 | 0
LCKHT1_2_LH1SR2 |  | Solar_1Axis | Solar Tracking | CISO | South | Socal | ID | 75 | 0 | 0 | 0 | 0 | 0 | 0 | 0.04 | 8.37 | 30.65 | 39.58 | 41.13 | 42.01 | 41.49 | 38.97 | 36.07 | 22.73 | 4.47 | 0 | 0 | 0 | 0 | 0 | 0 | 0 | 0 | 0 | 0 | 0 | 0 | 0 | 0.52 | 19.16 | 46.88 | 50.09 | 49.67 | 47.99 | 46.41 | 45.34 | 44.53 | 40.04 | 17.47 | 0.64 | 0 | 0 | 0 | 0 | 0 | 0 | 0 | 0 | 0 | 0 | 0 | 0 | 5.79 | 34.42 | 47.42 | 49.15 | 48.26 | 47.05 | 46.77 | 42.46 | 38.62 | 34.84 | 24.76 | 3.74 | 0 | 0 | 0 | 0 | 0 | 0 | 0 | 0 | 0 | 0 | 0 | 3.32 | 32 | 56.65 | 59.71 | 61.16 | 60.71 | 61.11 | 60.45 | 60.31 | 58.43 | 55.34 | 45.64 | 15.15 | 0.36 | 0 | 0 | 0 | 0 | 0 | 0 | 0 | 0 | 0 | 0.1 | 12.35 | 42.94 | 58.63 | 62.62 | 64.01 | 64.16 | 64.67 | 64.58 | 63.71 | 62.12 | 59.62 | 52.08 | 25.62 | 2.41 | 0 | 0 | 0 | 0 | 0 | 0 | 0 | 0 | 0 | 0.22 | 14.63 | 42.98 | 56.35 | 60.76 | 63.19 | 63.7 | 64.04 | 63.94 | 63.21 | 61.66 | 59.51 | 52.78 | 31.89 | 5.46 | 0 | 0 | 0 | 0 | 0 | 0 | 0 | 0 | 0 | 0.02 | 6.86 | 33.45 | 52.42 | 59.44 | 62.43 | 63.04 | 62.86 | 62.31 | 61.57 | 59.88 | 57.32 | 50.47 | 29.2 | 4.65 | 0 | 0 | 0 | 0 | 0 | 0 | 0 | 0 | 0 | 0 | 2.31 | 25.05 | 47.11 | 56.04 | 60.09 | 61.37 | 61.23 | 60.03 | 58.4 | 56.04 | 51.67 | 41.1 | 15.22 | 0.47 | 0 | 0 | 0 | 0 | 0 | 0 | 0 | 0 | 0 | 0 | 0.51 | 18.51 | 48.39 | 56.35 | 59.27 | 59.75 | 59.73 | 59.4 | 58.71 | 57.85 | 52.24 | 29.22 | 3.51 | 0 | 0 | 0 | 0 | 0 | 0 | 0 | 0 | 0 | 0 | 0 | 0.03 | 10.57 | 42.08 | 53.45 | 55.07 | 54.59 | 54.75 | 55.03 | 55.28 | 54.08 | 42.31 | 11.94 | 0.13 | 0 | 0 | 0 | 0 | 0 | 0 | 0 | 0 | 0 | 0 | 0 | 0 | 1.95 | 24.68 | 46.08 | 49.84 | 48.5 | 47.19 | 47.77 | 47.88 | 45.59 | 26.3 | 2.62 | 0 | 0 | 0 | 0 | 0 | 0 | 0 | 0 | 0 | 0 | 0 | 0 | 0 | 0.09 | 9.15 | 29.09 | 34.98 | 36.85 | 36.13 | 37.3 | 35.26 | 32.19 | 18.29 | 1.57 | 0 | 0 | 0 | 0 | 0 | 0 | 0
LEPRFD_1_KANSAS |  | Solar_Fixed | Solar Fixed | CISO | North | Norcal | FC | 20 | 0 | 0 | 0 | 0 | 0 | 0 | 0 | 0.47 | 3.5 | 7.26 | 9.03 | 9.71 | 9.58 | 8.84 | 7.62 | 5.18 | 1.2 | 0 | 0 | 0 | 0 | 0 | 0 | 0 | 0 | 0 | 0 | 0 | 0 | 0 | 0 | 2.02 | 8.41 | 11.7 | 12.89 | 13.01 | 13.1 | 12.76 | 11.98 | 9.43 | 4.45 | 0.33 | 0 | 0 | 0 | 0 | 0 | 0 | 0 | 0 | 0 | 0 | 0 | 0 | 0.48 | 5.2 | 9.94 | 11.63 | 11.95 | 11.7 | 12.02 | 11.7 | 10.61 | 8.78 | 6.01 | 1.47 | 0 | 0 | 0 | 0 | 0 | 0 | 0 | 0 | 0 | 0 | 0 | 0.2 | 4.03 | 10.43 | 13.51 | 15.01 | 15.55 | 16.2 | 15.9 | 15.72 | 15.24 | 13.5 | 10.37 | 4.28 | 0.27 | 0 | 0 | 0 | 0 | 0 | 0 | 0 | 0 | 0 | 0 | 1.28 | 7.04 | 11.9 | 14.4 | 15.86 | 16.26 | 16.4 | 16.47 | 16.43 | 15.84 | 14.2 | 11.71 | 6.32 | 1.05 | 0 | 0 | 0 | 0 | 0 | 0 | 0 | 0 | 0 | 0.01 | 1.78 | 7.39 | 12.09 | 14.6 | 15.82 | 16.63 | 16.86 | 17.13 | 16.86 | 16.09 | 14.69 | 12.18 | 7.66 | 2.08 | 0.03 | 0 | 0 | 0 | 0 | 0 | 0 | 0 | 0 | 0 | 0.85 | 6.15 | 11.5 | 14.49 | 15.97 | 16.97 | 17.19 | 17.08 | 16.81 | 16.03 | 14.64 | 11.98 | 7.41 | 1.64 | 0.01 | 0 | 0 | 0 | 0 | 0 | 0 | 0 | 0 | 0 | 0.13 | 3.71 | 9.79 | 13.17 | 14.77 | 15.86 | 16.36 | 16.29 | 16.2 | 15.36 | 13.46 | 10.02 | 4.02 | 0.24 | 0 | 0 | 0 | 0 | 0 | 0 | 0 | 0 | 0 | 0 | 0.01 | 2.49 | 9.52 | 13.68 | 15.33 | 16.18 | 16.43 | 16.31 | 16.05 | 15.23 | 13.14 | 8.01 | 1.73 | 0 | 0 | 0 | 0 | 0 | 0 | 0 | 0 | 0 | 0 | 0 | 0 | 0.89 | 6.74 | 11.92 | 13.83 | 14.19 | 14.3 | 14.23 | 14.09 | 12.97 | 9.78 | 3.47 | 0.13 | 0 | 0 | 0 | 0 | 0 | 0 | 0 | 0 | 0 | 0 | 0 | 0 | 0.04 | 2.86 | 9.17 | 11.86 | 12.58 | 12.47 | 12.43 | 12.02 | 10.55 | 6.07 | 0.83 | 0 | 0 | 0 | 0 | 0 | 0 | 0 | 0 | 0 | 0 | 0 | 0 | 0 | 0 | 0.68 | 3.52 | 6.84 | 8.66 | 9.49 | 9.25 | 8.54 | 7.37 | 4.16 | 0.53 | 0 | 0 | 0 | 0 | 0 | 0 | 0
LHILLS_6_SOLAR1 |  | Solar_1Axis | Solar Tracking | CISO | North | Norcal | FC | 20 | 0 | 0 | 0 | 0 | 0 | 0 | 0 | 0.42 | 3.28 | 6.25 | 7.72 | 8.5 | 8.51 | 8.03 | 7.52 | 5.13 | 1.12 | 0 | 0 | 0 | 0 | 0 | 0 | 0 | 0 | 0 | 0 | 0 | 0 | 0 | 0 | 2.47 | 10.27 | 12.8 | 13.08 | 12.39 | 12.21 | 12.13 | 12.4 | 10.57 | 5.55 | 0.31 | 0 | 0 | 0 | 0 | 0 | 0 | 0 | 0 | 0 | 0 | 0 | 0 | 0.52 | 6.39 | 11.99 | 12.84 | 12.05 | 12.38 | 12.2 | 11.23 | 10.37 | 9.66 | 6.8 | 1.57 | 0 | 0 | 0 | 0 | 0 | 0 | 0 | 0 | 0 | 0 | 0 | 0.28 | 5.97 | 13.17 | 14.48 | 14.4 | 14.15 | 14.49 | 14.52 | 14.31 | 14.54 | 13.94 | 12.71 | 5.9 | 0.27 | 0 | 0 | 0 | 0 | 0 | 0 | 0 | 0 | 0 | 0 | 2.2 | 10.38 | 14.64 | 15.3 | 15.32 | 15.19 | 15.51 | 15.51 | 15.86 | 15.86 | 15.51 | 14.62 | 9.05 | 1.41 | 0 | 0 | 0 | 0 | 0 | 0 | 0 | 0 | 0 | 0.01 | 3.16 | 11.47 | 15.54 | 16.64 | 16.85 | 16.97 | 17.07 | 17.02 | 16.87 | 16.87 | 16.5 | 15.31 | 11.34 | 3.2 | 0.04 | 0 | 0 | 0 | 0 | 0 | 0 | 0 | 0 | 0 | 1.43 | 9.2 | 14.84 | 16.38 | 16.6 | 16.72 | 16.65 | 16.62 | 16.44 | 16.41 | 15.74 | 14.59 | 10.24 | 2.41 | 0.01 | 0 | 0 | 0 | 0 | 0 | 0 | 0 | 0 | 0 | 0.2 | 5.39 | 12.46 | 15.07 | 15.77 | 15.84 | 15.96 | 15.84 | 15.71 | 15.6 | 14.68 | 12.04 | 5.34 | 0.3 | 0 | 0 | 0 | 0 | 0 | 0 | 0 | 0 | 0 | 0 | 0.02 | 3.29 | 11.75 | 14.8 | 15.3 | 15.19 | 15.01 | 15.04 | 15.25 | 15.32 | 14.44 | 9.5 | 1.87 | 0 | 0 | 0 | 0 | 0 | 0 | 0 | 0 | 0 | 0 | 0 | 0 | 0.98 | 7.8 | 12.9 | 13.29 | 13.02 | 12.69 | 12.79 | 13.02 | 12.97 | 10.92 | 3.63 | 0.08 | 0 | 0 | 0 | 0 | 0 | 0 | 0 | 0 | 0 | 0 | 0 | 0 | 0.04 | 3.04 | 9.15 | 10.78 | 10.58 | 10.24 | 10.54 | 10.85 | 10.19 | 6.39 | 0.76 | 0 | 0 | 0 | 0 | 0 | 0 | 0 | 0 | 0 | 0 | 0 | 0 | 0 | 0 | 0.6 | 4.09 | 6.72 | 8.16 | 8.58 | 8.35 | 8.09 | 7.48 | 4.18 | 0.45 | 0 | 0 | 0 | 0 | 0 | 0 | 0
LILIAC_6_SOLAR |  | Solar_1Axis | Solar Tracking | CISO | South | Socal | FC | 3 | 0 | 0 | 0 | 0 | 0 | 0 | 0 | 0.33 | 1.23 | 1.58 | 1.65 | 1.68 | 1.66 | 1.56 | 1.44 | 0.91 | 0.18 | 0 | 0 | 0 | 0 | 0 | 0 | 0 | 0 | 0 | 0 | 0 | 0 | 0 | 0.02 | 0.77 | 1.88 | 2 | 1.99 | 1.92 | 1.86 | 1.81 | 1.78 | 1.6 | 0.7 | 0.03 | 0 | 0 | 0 | 0 | 0 | 0 | 0 | 0 | 0 | 0 | 0 | 0 | 0.23 | 1.38 | 1.9 | 1.97 | 1.93 | 1.88 | 1.87 | 1.7 | 1.54 | 1.39 | 0.99 | 0.15 | 0 | 0 | 0 | 0 | 0 | 0 | 0 | 0 | 0 | 0 | 0 | 0.13 | 1.28 | 2.27 | 2.39 | 2.45 | 2.43 | 2.44 | 2.42 | 2.41 | 2.34 | 2.21 | 1.83 | 0.61 | 0.01 | 0 | 0 | 0 | 0 | 0 | 0 | 0 | 0 | 0 | 0 | 0.49 | 1.72 | 2.35 | 2.5 | 2.56 | 2.57 | 2.59 | 2.58 | 2.55 | 2.48 | 2.38 | 2.08 | 1.02 | 0.1 | 0 | 0 | 0 | 0 | 0 | 0 | 0 | 0 | 0 | 0.01 | 0.59 | 1.72 | 2.25 | 2.43 | 2.53 | 2.55 | 2.56 | 2.56 | 2.53 | 2.47 | 2.38 | 2.11 | 1.28 | 0.22 | 0 | 0 | 0 | 0 | 0 | 0 | 0 | 0 | 0 | 0 | 0.27 | 1.34 | 2.1 | 2.38 | 2.5 | 2.52 | 2.51 | 2.49 | 2.46 | 2.4 | 2.29 | 2.02 | 1.17 | 0.19 | 0 | 0 | 0 | 0 | 0 | 0 | 0 | 0 | 0 | 0 | 0.09 | 1 | 1.88 | 2.24 | 2.4 | 2.45 | 2.45 | 2.4 | 2.34 | 2.24 | 2.07 | 1.64 | 0.61 | 0.02 | 0 | 0 | 0 | 0 | 0 | 0 | 0 | 0 | 0 | 0 | 0.02 | 0.74 | 1.94 | 2.25 | 2.37 | 2.39 | 2.39 | 2.38 | 2.35 | 2.31 | 2.09 | 1.17 | 0.14 | 0 | 0 | 0 | 0 | 0 | 0 | 0 | 0 | 0 | 0 | 0 | 0 | 0.42 | 1.68 | 2.14 | 2.2 | 2.18 | 2.19 | 2.2 | 2.21 | 2.16 | 1.69 | 0.48 | 0.01 | 0 | 0 | 0 | 0 | 0 | 0 | 0 | 0 | 0 | 0 | 0 | 0 | 0.08 | 0.99 | 1.84 | 1.99 | 1.94 | 1.89 | 1.91 | 1.92 | 1.82 | 1.05 | 0.1 | 0 | 0 | 0 | 0 | 0 | 0 | 0 | 0 | 0 | 0 | 0 | 0 | 0 | 0 | 0.37 | 1.16 | 1.4 | 1.47 | 1.45 | 1.49 | 1.41 | 1.29 | 0.73 | 0.06 | 0 | 0 | 0 | 0 | 0 | 0 | 0
LITLRK_6_GBCSR1 |  | Solar_1Axis | Solar Tracking | CISO | South | Socal | FC | 3 | 0 | 0 | 0 | 0 | 0 | 0 | 0 | 0.33 | 1.23 | 1.58 | 1.65 | 1.68 | 1.66 | 1.56 | 1.44 | 0.91 | 0.18 | 0 | 0 | 0 | 0 | 0 | 0 | 0 | 0 | 0 | 0 | 0 | 0 | 0 | 0.02 | 0.77 | 1.88 | 2 | 1.99 | 1.92 | 1.86 | 1.81 | 1.78 | 1.6 | 0.7 | 0.03 | 0 | 0 | 0 | 0 | 0 | 0 | 0 | 0 | 0 | 0 | 0 | 0 | 0.23 | 1.38 | 1.9 | 1.97 | 1.93 | 1.88 | 1.87 | 1.7 | 1.54 | 1.39 | 0.99 | 0.15 | 0 | 0 | 0 | 0 | 0 | 0 | 0 | 0 | 0 | 0 | 0 | 0.13 | 1.28 | 2.27 | 2.39 | 2.45 | 2.43 | 2.44 | 2.42 | 2.41 | 2.34 | 2.21 | 1.83 | 0.61 | 0.01 | 0 | 0 | 0 | 0 | 0 | 0 | 0 | 0 | 0 | 0 | 0.49 | 1.72 | 2.35 | 2.5 | 2.56 | 2.57 | 2.59 | 2.58 | 2.55 | 2.48 | 2.38 | 2.08 | 1.02 | 0.1 | 0 | 0 | 0 | 0 | 0 | 0 | 0 | 0 | 0 | 0.01 | 0.59 | 1.72 | 2.25 | 2.43 | 2.53 | 2.55 | 2.56 | 2.56 | 2.53 | 2.47 | 2.38 | 2.11 | 1.28 | 0.22 | 0 | 0 | 0 | 0 | 0 | 0 | 0 | 0 | 0 | 0 | 0.27 | 1.34 | 2.1 | 2.38 | 2.5 | 2.52 | 2.51 | 2.49 | 2.46 | 2.4 | 2.29 | 2.02 | 1.17 | 0.19 | 0 | 0 | 0 | 0 | 0 | 0 | 0 | 0 | 0 | 0 | 0.09 | 1 | 1.88 | 2.24 | 2.4 | 2.45 | 2.45 | 2.4 | 2.34 | 2.24 | 2.07 | 1.64 | 0.61 | 0.02 | 0 | 0 | 0 | 0 | 0 | 0 | 0 | 0 | 0 | 0 | 0.02 | 0.74 | 1.94 | 2.25 | 2.37 | 2.39 | 2.39 | 2.38 | 2.35 | 2.31 | 2.09 | 1.17 | 0.14 | 0 | 0 | 0 | 0 | 0 | 0 | 0 | 0 | 0 | 0 | 0 | 0 | 0.42 | 1.68 | 2.14 | 2.2 | 2.18 | 2.19 | 2.2 | 2.21 | 2.16 | 1.69 | 0.48 | 0.01 | 0 | 0 | 0 | 0 | 0 | 0 | 0 | 0 | 0 | 0 | 0 | 0 | 0.08 | 0.99 | 1.84 | 1.99 | 1.94 | 1.89 | 1.91 | 1.92 | 1.82 | 1.05 | 0.1 | 0 | 0 | 0 | 0 | 0 | 0 | 0 | 0 | 0 | 0 | 0 | 0 | 0 | 0 | 0.37 | 1.16 | 1.4 | 1.47 | 1.45 | 1.49 | 1.41 | 1.29 | 0.73 | 0.06 | 0 | 0 | 0 | 0 | 0 | 0 | 0
LITLRK_6_SEPV01 |  | Solar_1Axis | Solar Tracking | CISO | South | Socal | EO | 2 | 0 | 0 | 0 | 0 | 0 | 0 | 0 | 0.22 | 0.82 | 1.06 | 1.1 | 1.12 | 1.11 | 1.04 | 0.96 | 0.61 | 0.12 | 0 | 0 | 0 | 0 | 0 | 0 | 0 | 0 | 0 | 0 | 0 | 0 | 0 | 0.01 | 0.51 | 1.25 | 1.34 | 1.32 | 1.28 | 1.24 | 1.21 | 1.19 | 1.07 | 0.47 | 0.02 | 0 | 0 | 0 | 0 | 0 | 0 | 0 | 0 | 0 | 0 | 0 | 0 | 0.15 | 0.92 | 1.26 | 1.31 | 1.29 | 1.25 | 1.25 | 1.13 | 1.03 | 0.93 | 0.66 | 0.1 | 0 | 0 | 0 | 0 | 0 | 0 | 0 | 0 | 0 | 0 | 0 | 0.09 | 0.85 | 1.51 | 1.59 | 1.63 | 1.62 | 1.63 | 1.61 | 1.61 | 1.56 | 1.48 | 1.22 | 0.4 | 0.01 | 0 | 0 | 0 | 0 | 0 | 0 | 0 | 0 | 0 | 0 | 0.33 | 1.15 | 1.56 | 1.67 | 1.71 | 1.71 | 1.72 | 1.72 | 1.7 | 1.66 | 1.59 | 1.39 | 0.68 | 0.06 | 0 | 0 | 0 | 0 | 0 | 0 | 0 | 0 | 0 | 0.01 | 0.39 | 1.15 | 1.5 | 1.62 | 1.69 | 1.7 | 1.71 | 1.71 | 1.69 | 1.64 | 1.59 | 1.41 | 0.85 | 0.15 | 0 | 0 | 0 | 0 | 0 | 0 | 0 | 0 | 0 | 0 | 0.18 | 0.89 | 1.4 | 1.59 | 1.66 | 1.68 | 1.68 | 1.66 | 1.64 | 1.6 | 1.53 | 1.35 | 0.78 | 0.12 | 0 | 0 | 0 | 0 | 0 | 0 | 0 | 0 | 0 | 0 | 0.06 | 0.67 | 1.26 | 1.49 | 1.6 | 1.64 | 1.63 | 1.6 | 1.56 | 1.49 | 1.38 | 1.1 | 0.41 | 0.01 | 0 | 0 | 0 | 0 | 0 | 0 | 0 | 0 | 0 | 0 | 0.01 | 0.49 | 1.29 | 1.5 | 1.58 | 1.59 | 1.59 | 1.58 | 1.57 | 1.54 | 1.39 | 0.78 | 0.09 | 0 | 0 | 0 | 0 | 0 | 0 | 0 | 0 | 0 | 0 | 0 | 0 | 0.28 | 1.12 | 1.43 | 1.47 | 1.46 | 1.46 | 1.47 | 1.47 | 1.44 | 1.13 | 0.32 | 0 | 0 | 0 | 0 | 0 | 0 | 0 | 0 | 0 | 0 | 0 | 0 | 0 | 0.05 | 0.66 | 1.23 | 1.33 | 1.29 | 1.26 | 1.27 | 1.28 | 1.22 | 0.7 | 0.07 | 0 | 0 | 0 | 0 | 0 | 0 | 0 | 0 | 0 | 0 | 0 | 0 | 0 | 0 | 0.24 | 0.78 | 0.93 | 0.98 | 0.96 | 0.99 | 0.94 | 0.86 | 0.49 | 0.04 | 0 | 0 | 0 | 0 | 0 | 0 | 0
LITLRK_6_SOLAR1 |  | Solar_1Axis | Solar Tracking | CISO | South | Socal | FC | 5 | 0 | 0 | 0 | 0 | 0 | 0 | 0 | 0.56 | 2.04 | 2.64 | 2.74 | 2.8 | 2.77 | 2.6 | 2.4 | 1.52 | 0.3 | 0 | 0 | 0 | 0 | 0 | 0 | 0 | 0 | 0 | 0 | 0 | 0 | 0 | 0.03 | 1.28 | 3.13 | 3.34 | 3.31 | 3.2 | 3.09 | 3.02 | 2.97 | 2.67 | 1.16 | 0.04 | 0 | 0 | 0 | 0 | 0 | 0 | 0 | 0 | 0 | 0 | 0 | 0 | 0.39 | 2.29 | 3.16 | 3.28 | 3.22 | 3.14 | 3.12 | 2.83 | 2.57 | 2.32 | 1.65 | 0.25 | 0 | 0 | 0 | 0 | 0 | 0 | 0 | 0 | 0 | 0 | 0 | 0.22 | 2.13 | 3.78 | 3.98 | 4.08 | 4.05 | 4.07 | 4.03 | 4.02 | 3.9 | 3.69 | 3.04 | 1.01 | 0.02 | 0 | 0 | 0 | 0 | 0 | 0 | 0 | 0 | 0 | 0.01 | 0.82 | 2.86 | 3.91 | 4.17 | 4.27 | 4.28 | 4.31 | 4.31 | 4.25 | 4.14 | 3.97 | 3.47 | 1.71 | 0.16 | 0 | 0 | 0 | 0 | 0 | 0 | 0 | 0 | 0 | 0.01 | 0.98 | 2.87 | 3.76 | 4.05 | 4.21 | 4.25 | 4.27 | 4.26 | 4.21 | 4.11 | 3.97 | 3.52 | 2.13 | 0.36 | 0 | 0 | 0 | 0 | 0 | 0 | 0 | 0 | 0 | 0 | 0.46 | 2.23 | 3.49 | 3.96 | 4.16 | 4.2 | 4.19 | 4.15 | 4.1 | 3.99 | 3.82 | 3.36 | 1.95 | 0.31 | 0 | 0 | 0 | 0 | 0 | 0 | 0 | 0 | 0 | 0 | 0.15 | 1.67 | 3.14 | 3.74 | 4.01 | 4.09 | 4.08 | 4 | 3.89 | 3.74 | 3.44 | 2.74 | 1.01 | 0.03 | 0 | 0 | 0 | 0 | 0 | 0 | 0 | 0 | 0 | 0 | 0.03 | 1.23 | 3.23 | 3.76 | 3.95 | 3.98 | 3.98 | 3.96 | 3.91 | 3.86 | 3.48 | 1.95 | 0.23 | 0 | 0 | 0 | 0 | 0 | 0 | 0 | 0 | 0 | 0 | 0 | 0 | 0.7 | 2.81 | 3.56 | 3.67 | 3.64 | 3.65 | 3.67 | 3.69 | 3.61 | 2.82 | 0.8 | 0.01 | 0 | 0 | 0 | 0 | 0 | 0 | 0 | 0 | 0 | 0 | 0 | 0 | 0.13 | 1.65 | 3.07 | 3.32 | 3.23 | 3.15 | 3.18 | 3.19 | 3.04 | 1.75 | 0.17 | 0 | 0 | 0 | 0 | 0 | 0 | 0 | 0 | 0 | 0 | 0 | 0 | 0 | 0.01 | 0.61 | 1.94 | 2.33 | 2.46 | 2.41 | 2.49 | 2.35 | 2.15 | 1.22 | 0.1 | 0 | 0 | 0 | 0 | 0 | 0 | 0
LITLRK_6_SOLAR2 |  | Solar_1Axis | Solar Tracking | CISO | South | Socal | FC | 2 | 0 | 0 | 0 | 0 | 0 | 0 | 0 | 0.22 | 0.82 | 1.06 | 1.1 | 1.12 | 1.11 | 1.04 | 0.96 | 0.61 | 0.12 | 0 | 0 | 0 | 0 | 0 | 0 | 0 | 0 | 0 | 0 | 0 | 0 | 0 | 0.01 | 0.51 | 1.25 | 1.34 | 1.32 | 1.28 | 1.24 | 1.21 | 1.19 | 1.07 | 0.47 | 0.02 | 0 | 0 | 0 | 0 | 0 | 0 | 0 | 0 | 0 | 0 | 0 | 0 | 0.15 | 0.92 | 1.26 | 1.31 | 1.29 | 1.25 | 1.25 | 1.13 | 1.03 | 0.93 | 0.66 | 0.1 | 0 | 0 | 0 | 0 | 0 | 0 | 0 | 0 | 0 | 0 | 0 | 0.09 | 0.85 | 1.51 | 1.59 | 1.63 | 1.62 | 1.63 | 1.61 | 1.61 | 1.56 | 1.48 | 1.22 | 0.4 | 0.01 | 0 | 0 | 0 | 0 | 0 | 0 | 0 | 0 | 0 | 0 | 0.33 | 1.15 | 1.56 | 1.67 | 1.71 | 1.71 | 1.72 | 1.72 | 1.7 | 1.66 | 1.59 | 1.39 | 0.68 | 0.06 | 0 | 0 | 0 | 0 | 0 | 0 | 0 | 0 | 0 | 0.01 | 0.39 | 1.15 | 1.5 | 1.62 | 1.69 | 1.7 | 1.71 | 1.71 | 1.69 | 1.64 | 1.59 | 1.41 | 0.85 | 0.15 | 0 | 0 | 0 | 0 | 0 | 0 | 0 | 0 | 0 | 0 | 0.18 | 0.89 | 1.4 | 1.59 | 1.66 | 1.68 | 1.68 | 1.66 | 1.64 | 1.6 | 1.53 | 1.35 | 0.78 | 0.12 | 0 | 0 | 0 | 0 | 0 | 0 | 0 | 0 | 0 | 0 | 0.06 | 0.67 | 1.26 | 1.49 | 1.6 | 1.64 | 1.63 | 1.6 | 1.56 | 1.49 | 1.38 | 1.1 | 0.41 | 0.01 | 0 | 0 | 0 | 0 | 0 | 0 | 0 | 0 | 0 | 0 | 0.01 | 0.49 | 1.29 | 1.5 | 1.58 | 1.59 | 1.59 | 1.58 | 1.57 | 1.54 | 1.39 | 0.78 | 0.09 | 0 | 0 | 0 | 0 | 0 | 0 | 0 | 0 | 0 | 0 | 0 | 0 | 0.28 | 1.12 | 1.43 | 1.47 | 1.46 | 1.46 | 1.47 | 1.47 | 1.44 | 1.13 | 0.32 | 0 | 0 | 0 | 0 | 0 | 0 | 0 | 0 | 0 | 0 | 0 | 0 | 0 | 0.05 | 0.66 | 1.23 | 1.33 | 1.29 | 1.26 | 1.27 | 1.28 | 1.22 | 0.7 | 0.07 | 0 | 0 | 0 | 0 | 0 | 0 | 0 | 0 | 0 | 0 | 0 | 0 | 0 | 0 | 0.24 | 0.78 | 0.93 | 0.98 | 0.96 | 0.99 | 0.94 | 0.86 | 0.49 | 0.04 | 0 | 0 | 0 | 0 | 0 | 0 | 0
LITLRK_6_SOLAR3 |  | Solar_1Axis | Solar Tracking | CISO | South | Socal | FC | 2 | 0 | 0 | 0 | 0 | 0 | 0 | 0 | 0.22 | 0.82 | 1.06 | 1.1 | 1.12 | 1.11 | 1.04 | 0.96 | 0.61 | 0.12 | 0 | 0 | 0 | 0 | 0 | 0 | 0 | 0 | 0 | 0 | 0 | 0 | 0 | 0.01 | 0.51 | 1.25 | 1.34 | 1.32 | 1.28 | 1.24 | 1.21 | 1.19 | 1.07 | 0.47 | 0.02 | 0 | 0 | 0 | 0 | 0 | 0 | 0 | 0 | 0 | 0 | 0 | 0 | 0.15 | 0.92 | 1.26 | 1.31 | 1.29 | 1.25 | 1.25 | 1.13 | 1.03 | 0.93 | 0.66 | 0.1 | 0 | 0 | 0 | 0 | 0 | 0 | 0 | 0 | 0 | 0 | 0 | 0.09 | 0.85 | 1.51 | 1.59 | 1.63 | 1.62 | 1.63 | 1.61 | 1.61 | 1.56 | 1.48 | 1.22 | 0.4 | 0.01 | 0 | 0 | 0 | 0 | 0 | 0 | 0 | 0 | 0 | 0 | 0.33 | 1.15 | 1.56 | 1.67 | 1.71 | 1.71 | 1.72 | 1.72 | 1.7 | 1.66 | 1.59 | 1.39 | 0.68 | 0.06 | 0 | 0 | 0 | 0 | 0 | 0 | 0 | 0 | 0 | 0.01 | 0.39 | 1.15 | 1.5 | 1.62 | 1.69 | 1.7 | 1.71 | 1.71 | 1.69 | 1.64 | 1.59 | 1.41 | 0.85 | 0.15 | 0 | 0 | 0 | 0 | 0 | 0 | 0 | 0 | 0 | 0 | 0.18 | 0.89 | 1.4 | 1.59 | 1.66 | 1.68 | 1.68 | 1.66 | 1.64 | 1.6 | 1.53 | 1.35 | 0.78 | 0.12 | 0 | 0 | 0 | 0 | 0 | 0 | 0 | 0 | 0 | 0 | 0.06 | 0.67 | 1.26 | 1.49 | 1.6 | 1.64 | 1.63 | 1.6 | 1.56 | 1.49 | 1.38 | 1.1 | 0.41 | 0.01 | 0 | 0 | 0 | 0 | 0 | 0 | 0 | 0 | 0 | 0 | 0.01 | 0.49 | 1.29 | 1.5 | 1.58 | 1.59 | 1.59 | 1.58 | 1.57 | 1.54 | 1.39 | 0.78 | 0.09 | 0 | 0 | 0 | 0 | 0 | 0 | 0 | 0 | 0 | 0 | 0 | 0 | 0.28 | 1.12 | 1.43 | 1.47 | 1.46 | 1.46 | 1.47 | 1.47 | 1.44 | 1.13 | 0.32 | 0 | 0 | 0 | 0 | 0 | 0 | 0 | 0 | 0 | 0 | 0 | 0 | 0 | 0.05 | 0.66 | 1.23 | 1.33 | 1.29 | 1.26 | 1.27 | 1.28 | 1.22 | 0.7 | 0.07 | 0 | 0 | 0 | 0 | 0 | 0 | 0 | 0 | 0 | 0 | 0 | 0 | 0 | 0 | 0.24 | 0.78 | 0.93 | 0.98 | 0.96 | 0.99 | 0.94 | 0.86 | 0.49 | 0.04 | 0 | 0 | 0 | 0 | 0 | 0 | 0
LITLRK_6_SOLAR4 |  | Solar_1Axis | Solar Tracking | CISO | South | Socal | FC | 3 | 0 | 0 | 0 | 0 | 0 | 0 | 0 | 0.33 | 1.23 | 1.58 | 1.65 | 1.68 | 1.66 | 1.56 | 1.44 | 0.91 | 0.18 | 0 | 0 | 0 | 0 | 0 | 0 | 0 | 0 | 0 | 0 | 0 | 0 | 0 | 0.02 | 0.77 | 1.88 | 2 | 1.99 | 1.92 | 1.86 | 1.81 | 1.78 | 1.6 | 0.7 | 0.03 | 0 | 0 | 0 | 0 | 0 | 0 | 0 | 0 | 0 | 0 | 0 | 0 | 0.23 | 1.38 | 1.9 | 1.97 | 1.93 | 1.88 | 1.87 | 1.7 | 1.54 | 1.39 | 0.99 | 0.15 | 0 | 0 | 0 | 0 | 0 | 0 | 0 | 0 | 0 | 0 | 0 | 0.13 | 1.28 | 2.27 | 2.39 | 2.45 | 2.43 | 2.44 | 2.42 | 2.41 | 2.34 | 2.21 | 1.83 | 0.61 | 0.01 | 0 | 0 | 0 | 0 | 0 | 0 | 0 | 0 | 0 | 0 | 0.49 | 1.72 | 2.35 | 2.5 | 2.56 | 2.57 | 2.59 | 2.58 | 2.55 | 2.48 | 2.38 | 2.08 | 1.02 | 0.1 | 0 | 0 | 0 | 0 | 0 | 0 | 0 | 0 | 0 | 0.01 | 0.59 | 1.72 | 2.25 | 2.43 | 2.53 | 2.55 | 2.56 | 2.56 | 2.53 | 2.47 | 2.38 | 2.11 | 1.28 | 0.22 | 0 | 0 | 0 | 0 | 0 | 0 | 0 | 0 | 0 | 0 | 0.27 | 1.34 | 2.1 | 2.38 | 2.5 | 2.52 | 2.51 | 2.49 | 2.46 | 2.4 | 2.29 | 2.02 | 1.17 | 0.19 | 0 | 0 | 0 | 0 | 0 | 0 | 0 | 0 | 0 | 0 | 0.09 | 1 | 1.88 | 2.24 | 2.4 | 2.45 | 2.45 | 2.4 | 2.34 | 2.24 | 2.07 | 1.64 | 0.61 | 0.02 | 0 | 0 | 0 | 0 | 0 | 0 | 0 | 0 | 0 | 0 | 0.02 | 0.74 | 1.94 | 2.25 | 2.37 | 2.39 | 2.39 | 2.38 | 2.35 | 2.31 | 2.09 | 1.17 | 0.14 | 0 | 0 | 0 | 0 | 0 | 0 | 0 | 0 | 0 | 0 | 0 | 0 | 0.42 | 1.68 | 2.14 | 2.2 | 2.18 | 2.19 | 2.2 | 2.21 | 2.16 | 1.69 | 0.48 | 0.01 | 0 | 0 | 0 | 0 | 0 | 0 | 0 | 0 | 0 | 0 | 0 | 0 | 0.08 | 0.99 | 1.84 | 1.99 | 1.94 | 1.89 | 1.91 | 1.92 | 1.82 | 1.05 | 0.1 | 0 | 0 | 0 | 0 | 0 | 0 | 0 | 0 | 0 | 0 | 0 | 0 | 0 | 0 | 0.37 | 1.16 | 1.4 | 1.47 | 1.45 | 1.49 | 1.41 | 1.29 | 0.73 | 0.06 | 0 | 0 | 0 | 0 | 0 | 0 | 0
LIVEOK_6_SOLAR |  | Solar_Fixed | Solar Fixed | CISO | North | Norcal | PD | 1.25 | 0 | 0 | 0 | 0 | 0 | 0 | 0 | 0.03 | 0.22 | 0.45 | 0.56 | 0.61 | 0.6 | 0.55 | 0.48 | 0.32 | 0.08 | 0 | 0 | 0 | 0 | 0 | 0 | 0 | 0 | 0 | 0 | 0 | 0 | 0 | 0 | 0.13 | 0.53 | 0.73 | 0.81 | 0.81 | 0.82 | 0.8 | 0.75 | 0.59 | 0.28 | 0.02 | 0 | 0 | 0 | 0 | 0 | 0 | 0 | 0 | 0 | 0 | 0 | 0 | 0.03 | 0.33 | 0.62 | 0.73 | 0.75 | 0.73 | 0.75 | 0.73 | 0.66 | 0.55 | 0.38 | 0.09 | 0 | 0 | 0 | 0 | 0 | 0 | 0 | 0 | 0 | 0 | 0 | 0.01 | 0.25 | 0.65 | 0.84 | 0.94 | 0.97 | 1.01 | 0.99 | 0.98 | 0.95 | 0.84 | 0.65 | 0.27 | 0.02 | 0 | 0 | 0 | 0 | 0 | 0 | 0 | 0 | 0 | 0 | 0.08 | 0.44 | 0.74 | 0.9 | 0.99 | 1.02 | 1.03 | 1.03 | 1.03 | 0.99 | 0.89 | 0.73 | 0.4 | 0.07 | 0 | 0 | 0 | 0 | 0 | 0 | 0 | 0 | 0 | 0 | 0.11 | 0.46 | 0.76 | 0.91 | 0.99 | 1.04 | 1.05 | 1.07 | 1.05 | 1.01 | 0.92 | 0.76 | 0.48 | 0.13 | 0 | 0 | 0 | 0 | 0 | 0 | 0 | 0 | 0 | 0 | 0.05 | 0.38 | 0.72 | 0.91 | 1 | 1.06 | 1.07 | 1.07 | 1.05 | 1 | 0.92 | 0.75 | 0.46 | 0.1 | 0 | 0 | 0 | 0 | 0 | 0 | 0 | 0 | 0 | 0 | 0.01 | 0.23 | 0.61 | 0.82 | 0.92 | 0.99 | 1.02 | 1.02 | 1.01 | 0.96 | 0.84 | 0.63 | 0.25 | 0.02 | 0 | 0 | 0 | 0 | 0 | 0 | 0 | 0 | 0 | 0 | 0 | 0.16 | 0.59 | 0.86 | 0.96 | 1.01 | 1.03 | 1.02 | 1 | 0.95 | 0.82 | 0.5 | 0.11 | 0 | 0 | 0 | 0 | 0 | 0 | 0 | 0 | 0 | 0 | 0 | 0 | 0.06 | 0.42 | 0.74 | 0.86 | 0.89 | 0.89 | 0.89 | 0.88 | 0.81 | 0.61 | 0.22 | 0.01 | 0 | 0 | 0 | 0 | 0 | 0 | 0 | 0 | 0 | 0 | 0 | 0 | 0 | 0.18 | 0.57 | 0.74 | 0.79 | 0.78 | 0.78 | 0.75 | 0.66 | 0.38 | 0.05 | 0 | 0 | 0 | 0 | 0 | 0 | 0 | 0 | 0 | 0 | 0 | 0 | 0 | 0 | 0.04 | 0.22 | 0.43 | 0.54 | 0.59 | 0.58 | 0.53 | 0.46 | 0.26 | 0.03 | 0 | 0 | 0 | 0 | 0 | 0 | 0
LNCSTR_6_CREST |  | Solar_1Axis | Solar Tracking | CISO | South | Socal | EO | 5.5 | 0 | 0 | 0 | 0 | 0 | 0 | 0 | 0.61 | 2.25 | 2.9 | 3.02 | 3.08 | 3.04 | 2.86 | 2.64 | 1.67 | 0.33 | 0 | 0 | 0 | 0 | 0 | 0 | 0 | 0 | 0 | 0 | 0 | 0 | 0 | 0.04 | 1.4 | 3.44 | 3.67 | 3.64 | 3.52 | 3.4 | 3.32 | 3.27 | 2.94 | 1.28 | 0.05 | 0 | 0 | 0 | 0 | 0 | 0 | 0 | 0 | 0 | 0 | 0 | 0 | 0.42 | 2.52 | 3.48 | 3.6 | 3.54 | 3.45 | 3.43 | 3.11 | 2.83 | 2.56 | 1.82 | 0.27 | 0 | 0 | 0 | 0 | 0 | 0 | 0 | 0 | 0 | 0 | 0 | 0.24 | 2.35 | 4.15 | 4.38 | 4.48 | 4.45 | 4.48 | 4.43 | 4.42 | 4.28 | 4.06 | 3.35 | 1.11 | 0.03 | 0 | 0 | 0 | 0 | 0 | 0 | 0 | 0 | 0 | 0.01 | 0.91 | 3.15 | 4.3 | 4.59 | 4.69 | 4.7 | 4.74 | 4.74 | 4.67 | 4.56 | 4.37 | 3.82 | 1.88 | 0.18 | 0 | 0 | 0 | 0 | 0 | 0 | 0 | 0 | 0 | 0.02 | 1.07 | 3.15 | 4.13 | 4.46 | 4.63 | 4.67 | 4.7 | 4.69 | 4.64 | 4.52 | 4.36 | 3.87 | 2.34 | 0.4 | 0 | 0 | 0 | 0 | 0 | 0 | 0 | 0 | 0 | 0 | 0.5 | 2.45 | 3.84 | 4.36 | 4.58 | 4.62 | 4.61 | 4.57 | 4.51 | 4.39 | 4.2 | 3.7 | 2.14 | 0.34 | 0 | 0 | 0 | 0 | 0 | 0 | 0 | 0 | 0 | 0 | 0.17 | 1.84 | 3.45 | 4.11 | 4.41 | 4.5 | 4.49 | 4.4 | 4.28 | 4.11 | 3.79 | 3.01 | 1.12 | 0.03 | 0 | 0 | 0 | 0 | 0 | 0 | 0 | 0 | 0 | 0 | 0.04 | 1.36 | 3.55 | 4.13 | 4.35 | 4.38 | 4.38 | 4.36 | 4.31 | 4.24 | 3.83 | 2.14 | 0.26 | 0 | 0 | 0 | 0 | 0 | 0 | 0 | 0 | 0 | 0 | 0 | 0 | 0.78 | 3.09 | 3.92 | 4.04 | 4 | 4.01 | 4.04 | 4.05 | 3.97 | 3.1 | 0.88 | 0.01 | 0 | 0 | 0 | 0 | 0 | 0 | 0 | 0 | 0 | 0 | 0 | 0 | 0.14 | 1.81 | 3.38 | 3.66 | 3.56 | 3.46 | 3.5 | 3.51 | 3.34 | 1.93 | 0.19 | 0 | 0 | 0 | 0 | 0 | 0 | 0 | 0 | 0 | 0 | 0 | 0 | 0 | 0.01 | 0.67 | 2.13 | 2.57 | 2.7 | 2.65 | 2.74 | 2.59 | 2.36 | 1.34 | 0.12 | 0 | 0 | 0 | 0 | 0 | 0 | 0
EDWARD_2_ESSSB1 | EDWARD_2_ESSSB1_SUN | Hybrid_Solar1Axis | Solar Tracking | CISO | South | Socal | ID | 68 | 0 | 0 | 0 | 0 | 0 | 0 | 0.03 | 7.58 | 27.79 | 35.88 | 37.3 | 38.09 | 37.62 | 35.33 | 32.7 | 20.61 | 4.06 | 0 | 0 | 0 | 0 | 0 | 0 | 0 | 0 | 0 | 0 | 0 | 0 | 0 | 0.47 | 17.37 | 42.5 | 45.41 | 45.03 | 43.51 | 42.08 | 41.11 | 40.37 | 36.31 | 15.84 | 0.58 | 0 | 0 | 0 | 0 | 0 | 0 | 0 | 0 | 0 | 0 | 0 | 0 | 5.25 | 31.21 | 43 | 44.57 | 43.76 | 42.66 | 42.41 | 38.5 | 35.02 | 31.59 | 22.45 | 3.39 | 0 | 0 | 0 | 0 | 0 | 0 | 0 | 0 | 0 | 0 | 0 | 3.01 | 29.02 | 51.36 | 54.13 | 55.45 | 55.04 | 55.41 | 54.8 | 54.68 | 52.97 | 50.18 | 41.38 | 13.74 | 0.32 | 0 | 0 | 0 | 0 | 0 | 0 | 0 | 0 | 0 | 0.09 | 11.2 | 38.93 | 53.16 | 56.77 | 58.04 | 58.17 | 58.64 | 58.55 | 57.77 | 56.32 | 54.05 | 47.22 | 23.23 | 2.19 | 0 | 0 | 0 | 0 | 0 | 0 | 0 | 0 | 0 | 0.2 | 13.27 | 38.97 | 51.09 | 55.09 | 57.3 | 57.75 | 58.06 | 57.97 | 57.31 | 55.9 | 53.96 | 47.86 | 28.92 | 4.95 | 0 | 0 | 0 | 0 | 0 | 0 | 0 | 0 | 0 | 0.02 | 6.22 | 30.33 | 47.52 | 53.9 | 56.6 | 57.15 | 56.99 | 56.5 | 55.82 | 54.29 | 51.97 | 45.76 | 26.47 | 4.22 | 0 | 0 | 0 | 0 | 0 | 0 | 0 | 0 | 0 | 0 | 2.09 | 22.71 | 42.71 | 50.81 | 54.48 | 55.65 | 55.51 | 54.42 | 52.95 | 50.81 | 46.85 | 37.26 | 13.8 | 0.42 | 0 | 0 | 0 | 0 | 0 | 0 | 0 | 0 | 0 | 0 | 0.46 | 16.79 | 43.87 | 51.09 | 53.74 | 54.17 | 54.16 | 53.86 | 53.23 | 52.45 | 47.36 | 26.49 | 3.18 | 0 | 0 | 0 | 0 | 0 | 0 | 0 | 0 | 0 | 0 | 0 | 0.03 | 9.58 | 38.15 | 48.46 | 49.93 | 49.5 | 49.64 | 49.89 | 50.12 | 49.03 | 38.36 | 10.82 | 0.12 | 0 | 0 | 0 | 0 | 0 | 0 | 0 | 0 | 0 | 0 | 0 | 0 | 1.77 | 22.37 | 41.78 | 45.19 | 43.97 | 42.78 | 43.31 | 43.41 | 41.34 | 23.85 | 2.37 | 0 | 0 | 0 | 0 | 0 | 0 | 0 | 0 | 0 | 0 | 0 | 0 | 0 | 0.08 | 8.3 | 26.37 | 31.72 | 33.41 | 32.76 | 33.82 | 31.97 | 29.19 | 16.58 | 1.42 | 0 | 0 | 0 | 0 | 0 | 0 | 0
LOCKFD_1_BEARCK |  | Solar_Fixed | Solar Fixed | CISO | North | Norcal | FC | 1.5 | 0 | 0 | 0 | 0 | 0 | 0 | 0 | 0.03 | 0.26 | 0.54 | 0.68 | 0.73 | 0.72 | 0.66 | 0.57 | 0.39 | 0.09 | 0 | 0 | 0 | 0 | 0 | 0 | 0 | 0 | 0 | 0 | 0 | 0 | 0 | 0 | 0.15 | 0.63 | 0.88 | 0.97 | 0.98 | 0.98 | 0.96 | 0.9 | 0.71 | 0.33 | 0.02 | 0 | 0 | 0 | 0 | 0 | 0 | 0 | 0 | 0 | 0 | 0 | 0 | 0.04 | 0.39 | 0.75 | 0.87 | 0.9 | 0.88 | 0.9 | 0.88 | 0.8 | 0.66 | 0.45 | 0.11 | 0 | 0 | 0 | 0 | 0 | 0 | 0 | 0 | 0 | 0 | 0 | 0.02 | 0.3 | 0.78 | 1.01 | 1.13 | 1.17 | 1.22 | 1.19 | 1.18 | 1.14 | 1.01 | 0.78 | 0.32 | 0.02 | 0 | 0 | 0 | 0 | 0 | 0 | 0 | 0 | 0 | 0 | 0.1 | 0.53 | 0.89 | 1.08 | 1.19 | 1.22 | 1.23 | 1.24 | 1.23 | 1.19 | 1.06 | 0.88 | 0.47 | 0.08 | 0 | 0 | 0 | 0 | 0 | 0 | 0 | 0 | 0 | 0 | 0.13 | 0.55 | 0.91 | 1.1 | 1.19 | 1.25 | 1.26 | 1.28 | 1.26 | 1.21 | 1.1 | 0.91 | 0.57 | 0.16 | 0 | 0 | 0 | 0 | 0 | 0 | 0 | 0 | 0 | 0 | 0.06 | 0.46 | 0.86 | 1.09 | 1.2 | 1.27 | 1.29 | 1.28 | 1.26 | 1.2 | 1.1 | 0.9 | 0.56 | 0.12 | 0 | 0 | 0 | 0 | 0 | 0 | 0 | 0 | 0 | 0 | 0.01 | 0.28 | 0.73 | 0.99 | 1.11 | 1.19 | 1.23 | 1.22 | 1.21 | 1.15 | 1.01 | 0.75 | 0.3 | 0.02 | 0 | 0 | 0 | 0 | 0 | 0 | 0 | 0 | 0 | 0 | 0 | 0.19 | 0.71 | 1.03 | 1.15 | 1.21 | 1.23 | 1.22 | 1.2 | 1.14 | 0.99 | 0.6 | 0.13 | 0 | 0 | 0 | 0 | 0 | 0 | 0 | 0 | 0 | 0 | 0 | 0 | 0.07 | 0.51 | 0.89 | 1.04 | 1.06 | 1.07 | 1.07 | 1.06 | 0.97 | 0.73 | 0.26 | 0.01 | 0 | 0 | 0 | 0 | 0 | 0 | 0 | 0 | 0 | 0 | 0 | 0 | 0 | 0.21 | 0.69 | 0.89 | 0.94 | 0.94 | 0.93 | 0.9 | 0.79 | 0.46 | 0.06 | 0 | 0 | 0 | 0 | 0 | 0 | 0 | 0 | 0 | 0 | 0 | 0 | 0 | 0 | 0.05 | 0.26 | 0.51 | 0.65 | 0.71 | 0.69 | 0.64 | 0.55 | 0.31 | 0.04 | 0 | 0 | 0 | 0 | 0 | 0 | 0
LOCKFD_1_KSOLAR |  | Solar_Fixed | Solar Fixed | CISO | North | Norcal | FC | 1 | 0 | 0 | 0 | 0 | 0 | 0 | 0 | 0.02 | 0.18 | 0.36 | 0.45 | 0.49 | 0.48 | 0.44 | 0.38 | 0.26 | 0.06 | 0 | 0 | 0 | 0 | 0 | 0 | 0 | 0 | 0 | 0 | 0 | 0 | 0 | 0 | 0.1 | 0.42 | 0.58 | 0.64 | 0.65 | 0.66 | 0.64 | 0.6 | 0.47 | 0.22 | 0.02 | 0 | 0 | 0 | 0 | 0 | 0 | 0 | 0 | 0 | 0 | 0 | 0 | 0.02 | 0.26 | 0.5 | 0.58 | 0.6 | 0.58 | 0.6 | 0.58 | 0.53 | 0.44 | 0.3 | 0.07 | 0 | 0 | 0 | 0 | 0 | 0 | 0 | 0 | 0 | 0 | 0 | 0.01 | 0.2 | 0.52 | 0.68 | 0.75 | 0.78 | 0.81 | 0.8 | 0.79 | 0.76 | 0.67 | 0.52 | 0.21 | 0.01 | 0 | 0 | 0 | 0 | 0 | 0 | 0 | 0 | 0 | 0 | 0.06 | 0.35 | 0.59 | 0.72 | 0.79 | 0.81 | 0.82 | 0.82 | 0.82 | 0.79 | 0.71 | 0.59 | 0.32 | 0.05 | 0 | 0 | 0 | 0 | 0 | 0 | 0 | 0 | 0 | 0 | 0.09 | 0.37 | 0.6 | 0.73 | 0.79 | 0.83 | 0.84 | 0.86 | 0.84 | 0.8 | 0.73 | 0.61 | 0.38 | 0.1 | 0 | 0 | 0 | 0 | 0 | 0 | 0 | 0 | 0 | 0 | 0.04 | 0.31 | 0.58 | 0.72 | 0.8 | 0.85 | 0.86 | 0.85 | 0.84 | 0.8 | 0.73 | 0.6 | 0.37 | 0.08 | 0 | 0 | 0 | 0 | 0 | 0 | 0 | 0 | 0 | 0 | 0.01 | 0.19 | 0.49 | 0.66 | 0.74 | 0.79 | 0.82 | 0.81 | 0.81 | 0.77 | 0.67 | 0.5 | 0.2 | 0.01 | 0 | 0 | 0 | 0 | 0 | 0 | 0 | 0 | 0 | 0 | 0 | 0.12 | 0.48 | 0.68 | 0.77 | 0.81 | 0.82 | 0.82 | 0.8 | 0.76 | 0.66 | 0.4 | 0.09 | 0 | 0 | 0 | 0 | 0 | 0 | 0 | 0 | 0 | 0 | 0 | 0 | 0.04 | 0.34 | 0.6 | 0.69 | 0.71 | 0.72 | 0.71 | 0.7 | 0.65 | 0.49 | 0.17 | 0.01 | 0 | 0 | 0 | 0 | 0 | 0 | 0 | 0 | 0 | 0 | 0 | 0 | 0 | 0.14 | 0.46 | 0.59 | 0.63 | 0.62 | 0.62 | 0.6 | 0.53 | 0.3 | 0.04 | 0 | 0 | 0 | 0 | 0 | 0 | 0 | 0 | 0 | 0 | 0 | 0 | 0 | 0 | 0.03 | 0.18 | 0.34 | 0.43 | 0.47 | 0.46 | 0.43 | 0.37 | 0.21 | 0.03 | 0 | 0 | 0 | 0 | 0 | 0 | 0
LOTUS_6_LSFSR1 |  | Solar_1Axis | Solar Tracking | CISO | North | Norcal | FC | 50 | 0 | 0 | 0 | 0 | 0 | 0 | 0 | 1.06 | 8.19 | 15.61 | 19.31 | 21.26 | 21.27 | 20.07 | 18.79 | 12.83 | 2.8 | 0 | 0 | 0 | 0 | 0 | 0 | 0 | 0 | 0 | 0 | 0 | 0 | 0 | 0.01 | 6.17 | 25.68 | 32.01 | 32.69 | 30.98 | 30.53 | 30.33 | 30.99 | 26.43 | 13.87 | 0.76 | 0 | 0 | 0 | 0 | 0 | 0 | 0 | 0 | 0 | 0 | 0 | 0 | 1.29 | 15.97 | 29.97 | 32.11 | 30.14 | 30.95 | 30.49 | 28.06 | 25.92 | 24.14 | 16.99 | 3.93 | 0.01 | 0 | 0 | 0 | 0 | 0 | 0 | 0 | 0 | 0 | 0 | 0.69 | 14.91 | 32.92 | 36.21 | 36.01 | 35.37 | 36.23 | 36.31 | 35.76 | 36.35 | 34.85 | 31.79 | 14.75 | 0.68 | 0 | 0 | 0 | 0 | 0 | 0 | 0 | 0 | 0 | 0.01 | 5.5 | 25.95 | 36.59 | 38.26 | 38.31 | 37.96 | 38.77 | 38.77 | 39.66 | 39.65 | 38.78 | 36.55 | 22.62 | 3.51 | 0 | 0 | 0 | 0 | 0 | 0 | 0 | 0 | 0 | 0.04 | 7.89 | 28.67 | 38.85 | 41.6 | 42.12 | 42.44 | 42.68 | 42.56 | 42.18 | 42.17 | 41.25 | 38.27 | 28.35 | 7.99 | 0.09 | 0 | 0 | 0 | 0 | 0 | 0 | 0 | 0 | 0 | 3.59 | 23.01 | 37.1 | 40.94 | 41.51 | 41.8 | 41.64 | 41.55 | 41.1 | 41.02 | 39.35 | 36.48 | 25.59 | 6.02 | 0.04 | 0 | 0 | 0 | 0 | 0 | 0 | 0 | 0 | 0 | 0.51 | 13.48 | 31.15 | 37.67 | 39.42 | 39.59 | 39.9 | 39.6 | 39.27 | 39 | 36.7 | 30.1 | 13.36 | 0.74 | 0 | 0 | 0 | 0 | 0 | 0 | 0 | 0 | 0 | 0 | 0.05 | 8.24 | 29.36 | 36.99 | 38.24 | 37.96 | 37.54 | 37.6 | 38.13 | 38.3 | 36.09 | 23.76 | 4.67 | 0 | 0 | 0 | 0 | 0 | 0 | 0 | 0 | 0 | 0 | 0 | 0 | 2.46 | 19.49 | 32.24 | 33.21 | 32.55 | 31.74 | 31.97 | 32.55 | 32.43 | 27.29 | 9.07 | 0.19 | 0 | 0 | 0 | 0 | 0 | 0 | 0 | 0 | 0 | 0 | 0 | 0 | 0.09 | 7.6 | 22.88 | 26.95 | 26.45 | 25.6 | 26.35 | 27.13 | 25.48 | 15.96 | 1.89 | 0 | 0 | 0 | 0 | 0 | 0 | 0 | 0 | 0 | 0 | 0 | 0 | 0 | 0 | 1.49 | 10.23 | 16.79 | 20.41 | 21.44 | 20.87 | 20.21 | 18.69 | 10.45 | 1.12 | 0 | 0 | 0 | 0 | 0 | 0 | 0
LTBEAR_1_LB3SR3 |  | Solar_1Axis | Solar Tracking | CISO | North | Norcal | ID | 20 | 0 | 0 | 0 | 0 | 0 | 0 | 0 | 0.42 | 3.28 | 6.25 | 7.72 | 8.5 | 8.51 | 8.03 | 7.52 | 5.13 | 1.12 | 0 | 0 | 0 | 0 | 0 | 0 | 0 | 0 | 0 | 0 | 0 | 0 | 0 | 0 | 2.47 | 10.27 | 12.8 | 13.08 | 12.39 | 12.21 | 12.13 | 12.4 | 10.57 | 5.55 | 0.31 | 0 | 0 | 0 | 0 | 0 | 0 | 0 | 0 | 0 | 0 | 0 | 0 | 0.52 | 6.39 | 11.99 | 12.84 | 12.05 | 12.38 | 12.2 | 11.23 | 10.37 | 9.66 | 6.8 | 1.57 | 0 | 0 | 0 | 0 | 0 | 0 | 0 | 0 | 0 | 0 | 0 | 0.28 | 5.97 | 13.17 | 14.48 | 14.4 | 14.15 | 14.49 | 14.52 | 14.31 | 14.54 | 13.94 | 12.71 | 5.9 | 0.27 | 0 | 0 | 0 | 0 | 0 | 0 | 0 | 0 | 0 | 0 | 2.2 | 10.38 | 14.64 | 15.3 | 15.32 | 15.19 | 15.51 | 15.51 | 15.86 | 15.86 | 15.51 | 14.62 | 9.05 | 1.41 | 0 | 0 | 0 | 0 | 0 | 0 | 0 | 0 | 0 | 0.01 | 3.16 | 11.47 | 15.54 | 16.64 | 16.85 | 16.97 | 17.07 | 17.02 | 16.87 | 16.87 | 16.5 | 15.31 | 11.34 | 3.2 | 0.04 | 0 | 0 | 0 | 0 | 0 | 0 | 0 | 0 | 0 | 1.43 | 9.2 | 14.84 | 16.38 | 16.6 | 16.72 | 16.65 | 16.62 | 16.44 | 16.41 | 15.74 | 14.59 | 10.24 | 2.41 | 0.01 | 0 | 0 | 0 | 0 | 0 | 0 | 0 | 0 | 0 | 0.2 | 5.39 | 12.46 | 15.07 | 15.77 | 15.84 | 15.96 | 15.84 | 15.71 | 15.6 | 14.68 | 12.04 | 5.34 | 0.3 | 0 | 0 | 0 | 0 | 0 | 0 | 0 | 0 | 0 | 0 | 0.02 | 3.29 | 11.75 | 14.8 | 15.3 | 15.19 | 15.01 | 15.04 | 15.25 | 15.32 | 14.44 | 9.5 | 1.87 | 0 | 0 | 0 | 0 | 0 | 0 | 0 | 0 | 0 | 0 | 0 | 0 | 0.98 | 7.8 | 12.9 | 13.29 | 13.02 | 12.69 | 12.79 | 13.02 | 12.97 | 10.92 | 3.63 | 0.08 | 0 | 0 | 0 | 0 | 0 | 0 | 0 | 0 | 0 | 0 | 0 | 0 | 0.04 | 3.04 | 9.15 | 10.78 | 10.58 | 10.24 | 10.54 | 10.85 | 10.19 | 6.39 | 0.76 | 0 | 0 | 0 | 0 | 0 | 0 | 0 | 0 | 0 | 0 | 0 | 0 | 0 | 0 | 0.6 | 4.09 | 6.72 | 8.16 | 8.58 | 8.35 | 8.09 | 7.48 | 4.18 | 0.45 | 0 | 0 | 0 | 0 | 0 | 0 | 0
LTBEAR_1_LB4SR4 |  | Solar_1Axis | Solar Tracking | CISO | North | Norcal | ID | 50 | 0 | 0 | 0 | 0 | 0 | 0 | 0 | 1.06 | 8.19 | 15.61 | 19.31 | 21.26 | 21.27 | 20.07 | 18.79 | 12.83 | 2.8 | 0 | 0 | 0 | 0 | 0 | 0 | 0 | 0 | 0 | 0 | 0 | 0 | 0 | 0.01 | 6.17 | 25.68 | 32.01 | 32.69 | 30.98 | 30.53 | 30.33 | 30.99 | 26.43 | 13.87 | 0.76 | 0 | 0 | 0 | 0 | 0 | 0 | 0 | 0 | 0 | 0 | 0 | 0 | 1.29 | 15.97 | 29.97 | 32.11 | 30.14 | 30.95 | 30.49 | 28.06 | 25.92 | 24.14 | 16.99 | 3.93 | 0.01 | 0 | 0 | 0 | 0 | 0 | 0 | 0 | 0 | 0 | 0 | 0.69 | 14.91 | 32.92 | 36.21 | 36.01 | 35.37 | 36.23 | 36.31 | 35.76 | 36.35 | 34.85 | 31.79 | 14.75 | 0.68 | 0 | 0 | 0 | 0 | 0 | 0 | 0 | 0 | 0 | 0.01 | 5.5 | 25.95 | 36.59 | 38.26 | 38.31 | 37.96 | 38.77 | 38.77 | 39.66 | 39.65 | 38.78 | 36.55 | 22.62 | 3.51 | 0 | 0 | 0 | 0 | 0 | 0 | 0 | 0 | 0 | 0.04 | 7.89 | 28.67 | 38.85 | 41.6 | 42.12 | 42.44 | 42.68 | 42.56 | 42.18 | 42.17 | 41.25 | 38.27 | 28.35 | 7.99 | 0.09 | 0 | 0 | 0 | 0 | 0 | 0 | 0 | 0 | 0 | 3.59 | 23.01 | 37.1 | 40.94 | 41.51 | 41.8 | 41.64 | 41.55 | 41.1 | 41.02 | 39.35 | 36.48 | 25.59 | 6.02 | 0.04 | 0 | 0 | 0 | 0 | 0 | 0 | 0 | 0 | 0 | 0.51 | 13.48 | 31.15 | 37.67 | 39.42 | 39.59 | 39.9 | 39.6 | 39.27 | 39 | 36.7 | 30.1 | 13.36 | 0.74 | 0 | 0 | 0 | 0 | 0 | 0 | 0 | 0 | 0 | 0 | 0.05 | 8.24 | 29.36 | 36.99 | 38.24 | 37.96 | 37.54 | 37.6 | 38.13 | 38.3 | 36.09 | 23.76 | 4.67 | 0 | 0 | 0 | 0 | 0 | 0 | 0 | 0 | 0 | 0 | 0 | 0 | 2.46 | 19.49 | 32.24 | 33.21 | 32.55 | 31.74 | 31.97 | 32.55 | 32.43 | 27.29 | 9.07 | 0.19 | 0 | 0 | 0 | 0 | 0 | 0 | 0 | 0 | 0 | 0 | 0 | 0 | 0.09 | 7.6 | 22.88 | 26.95 | 26.45 | 25.6 | 26.35 | 27.13 | 25.48 | 15.96 | 1.89 | 0 | 0 | 0 | 0 | 0 | 0 | 0 | 0 | 0 | 0 | 0 | 0 | 0 | 0 | 1.49 | 10.23 | 16.79 | 20.41 | 21.44 | 20.87 | 20.21 | 18.69 | 10.45 | 1.12 | 0 | 0 | 0 | 0 | 0 | 0 | 0
LTBEAR_1_LB4SR5 |  | Solar_1Axis | Solar Tracking | CISO | North | Norcal | ID | 50 | 0 | 0 | 0 | 0 | 0 | 0 | 0 | 1.06 | 8.19 | 15.61 | 19.31 | 21.26 | 21.27 | 20.07 | 18.79 | 12.83 | 2.8 | 0 | 0 | 0 | 0 | 0 | 0 | 0 | 0 | 0 | 0 | 0 | 0 | 0 | 0.01 | 6.17 | 25.68 | 32.01 | 32.69 | 30.98 | 30.53 | 30.33 | 30.99 | 26.43 | 13.87 | 0.76 | 0 | 0 | 0 | 0 | 0 | 0 | 0 | 0 | 0 | 0 | 0 | 0 | 1.29 | 15.97 | 29.97 | 32.11 | 30.14 | 30.95 | 30.49 | 28.06 | 25.92 | 24.14 | 16.99 | 3.93 | 0.01 | 0 | 0 | 0 | 0 | 0 | 0 | 0 | 0 | 0 | 0 | 0.69 | 14.91 | 32.92 | 36.21 | 36.01 | 35.37 | 36.23 | 36.31 | 35.76 | 36.35 | 34.85 | 31.79 | 14.75 | 0.68 | 0 | 0 | 0 | 0 | 0 | 0 | 0 | 0 | 0 | 0.01 | 5.5 | 25.95 | 36.59 | 38.26 | 38.31 | 37.96 | 38.77 | 38.77 | 39.66 | 39.65 | 38.78 | 36.55 | 22.62 | 3.51 | 0 | 0 | 0 | 0 | 0 | 0 | 0 | 0 | 0 | 0.04 | 7.89 | 28.67 | 38.85 | 41.6 | 42.12 | 42.44 | 42.68 | 42.56 | 42.18 | 42.17 | 41.25 | 38.27 | 28.35 | 7.99 | 0.09 | 0 | 0 | 0 | 0 | 0 | 0 | 0 | 0 | 0 | 3.59 | 23.01 | 37.1 | 40.94 | 41.51 | 41.8 | 41.64 | 41.55 | 41.1 | 41.02 | 39.35 | 36.48 | 25.59 | 6.02 | 0.04 | 0 | 0 | 0 | 0 | 0 | 0 | 0 | 0 | 0 | 0.51 | 13.48 | 31.15 | 37.67 | 39.42 | 39.59 | 39.9 | 39.6 | 39.27 | 39 | 36.7 | 30.1 | 13.36 | 0.74 | 0 | 0 | 0 | 0 | 0 | 0 | 0 | 0 | 0 | 0 | 0.05 | 8.24 | 29.36 | 36.99 | 38.24 | 37.96 | 37.54 | 37.6 | 38.13 | 38.3 | 36.09 | 23.76 | 4.67 | 0 | 0 | 0 | 0 | 0 | 0 | 0 | 0 | 0 | 0 | 0 | 0 | 2.46 | 19.49 | 32.24 | 33.21 | 32.55 | 31.74 | 31.97 | 32.55 | 32.43 | 27.29 | 9.07 | 0.19 | 0 | 0 | 0 | 0 | 0 | 0 | 0 | 0 | 0 | 0 | 0 | 0 | 0.09 | 7.6 | 22.88 | 26.95 | 26.45 | 25.6 | 26.35 | 27.13 | 25.48 | 15.96 | 1.89 | 0 | 0 | 0 | 0 | 0 | 0 | 0 | 0 | 0 | 0 | 0 | 0 | 0 | 0 | 1.49 | 10.23 | 16.79 | 20.41 | 21.44 | 20.87 | 20.21 | 18.69 | 10.45 | 1.12 | 0 | 0 | 0 | 0 | 0 | 0 | 0
LTBERA_1_LB1SR1 |  | Solar_1Axis | Solar Tracking | CISO | North | Norcal | ID | 40 | 0 | 0 | 0 | 0 | 0 | 0 | 0 | 0.85 | 6.55 | 12.49 | 15.45 | 17.01 | 17.02 | 16.06 | 15.03 | 10.27 | 2.24 | 0 | 0 | 0 | 0 | 0 | 0 | 0 | 0 | 0 | 0 | 0 | 0 | 0 | 0.01 | 4.94 | 20.54 | 25.6 | 26.15 | 24.78 | 24.43 | 24.27 | 24.79 | 21.15 | 11.1 | 0.61 | 0 | 0 | 0 | 0 | 0 | 0 | 0 | 0 | 0 | 0 | 0 | 0 | 1.04 | 12.78 | 23.97 | 25.68 | 24.11 | 24.76 | 24.4 | 22.45 | 20.74 | 19.31 | 13.59 | 3.14 | 0 | 0 | 0 | 0 | 0 | 0 | 0 | 0 | 0 | 0 | 0 | 0.55 | 11.93 | 26.34 | 28.97 | 28.81 | 28.3 | 28.98 | 29.04 | 28.61 | 29.08 | 27.88 | 25.43 | 11.8 | 0.54 | 0 | 0 | 0 | 0 | 0 | 0 | 0 | 0 | 0 | 0 | 4.4 | 20.76 | 29.27 | 30.61 | 30.65 | 30.37 | 31.02 | 31.01 | 31.73 | 31.72 | 31.02 | 29.24 | 18.09 | 2.81 | 0 | 0 | 0 | 0 | 0 | 0 | 0 | 0 | 0 | 0.03 | 6.32 | 22.94 | 31.08 | 33.28 | 33.69 | 33.95 | 34.14 | 34.04 | 33.74 | 33.73 | 33 | 30.61 | 22.68 | 6.39 | 0.07 | 0 | 0 | 0 | 0 | 0 | 0 | 0 | 0 | 0 | 2.87 | 18.4 | 29.68 | 32.75 | 33.2 | 33.44 | 33.31 | 33.24 | 32.88 | 32.82 | 31.48 | 29.19 | 20.47 | 4.81 | 0.03 | 0 | 0 | 0 | 0 | 0 | 0 | 0 | 0 | 0 | 0.41 | 10.78 | 24.92 | 30.13 | 31.53 | 31.67 | 31.92 | 31.68 | 31.42 | 31.2 | 29.36 | 24.08 | 10.69 | 0.59 | 0 | 0 | 0 | 0 | 0 | 0 | 0 | 0 | 0 | 0 | 0.04 | 6.59 | 23.49 | 29.59 | 30.59 | 30.37 | 30.03 | 30.08 | 30.5 | 30.64 | 28.87 | 19.01 | 3.73 | 0 | 0 | 0 | 0 | 0 | 0 | 0 | 0 | 0 | 0 | 0 | 0 | 1.97 | 15.6 | 25.79 | 26.57 | 26.04 | 25.39 | 25.58 | 26.04 | 25.94 | 21.83 | 7.26 | 0.15 | 0 | 0 | 0 | 0 | 0 | 0 | 0 | 0 | 0 | 0 | 0 | 0 | 0.07 | 6.08 | 18.3 | 21.56 | 21.16 | 20.48 | 21.08 | 21.7 | 20.39 | 12.77 | 1.51 | 0 | 0 | 0 | 0 | 0 | 0 | 0 | 0 | 0 | 0 | 0 | 0 | 0 | 0 | 1.19 | 8.19 | 13.44 | 16.33 | 17.15 | 16.7 | 16.17 | 14.95 | 8.36 | 0.9 | 0 | 0 | 0 | 0 | 0 | 0 | 0
MAGUND_1_BKISR1 |  | Solar_1Axis | Solar Tracking | CISO | North | Norcal | FC | 1 | 0 | 0 | 0 | 0 | 0 | 0 | 0 | 0.02 | 0.16 | 0.31 | 0.39 | 0.43 | 0.43 | 0.4 | 0.38 | 0.26 | 0.06 | 0 | 0 | 0 | 0 | 0 | 0 | 0 | 0 | 0 | 0 | 0 | 0 | 0 | 0 | 0.12 | 0.51 | 0.64 | 0.65 | 0.62 | 0.61 | 0.61 | 0.62 | 0.53 | 0.28 | 0.02 | 0 | 0 | 0 | 0 | 0 | 0 | 0 | 0 | 0 | 0 | 0 | 0 | 0.03 | 0.32 | 0.6 | 0.64 | 0.6 | 0.62 | 0.61 | 0.56 | 0.52 | 0.48 | 0.34 | 0.08 | 0 | 0 | 0 | 0 | 0 | 0 | 0 | 0 | 0 | 0 | 0 | 0.01 | 0.3 | 0.66 | 0.72 | 0.72 | 0.71 | 0.72 | 0.73 | 0.72 | 0.73 | 0.7 | 0.64 | 0.3 | 0.01 | 0 | 0 | 0 | 0 | 0 | 0 | 0 | 0 | 0 | 0 | 0.11 | 0.52 | 0.73 | 0.77 | 0.77 | 0.76 | 0.78 | 0.78 | 0.79 | 0.79 | 0.78 | 0.73 | 0.45 | 0.07 | 0 | 0 | 0 | 0 | 0 | 0 | 0 | 0 | 0 | 0 | 0.16 | 0.57 | 0.78 | 0.83 | 0.84 | 0.85 | 0.85 | 0.85 | 0.84 | 0.84 | 0.82 | 0.77 | 0.57 | 0.16 | 0 | 0 | 0 | 0 | 0 | 0 | 0 | 0 | 0 | 0 | 0.07 | 0.46 | 0.74 | 0.82 | 0.83 | 0.84 | 0.83 | 0.83 | 0.82 | 0.82 | 0.79 | 0.73 | 0.51 | 0.12 | 0 | 0 | 0 | 0 | 0 | 0 | 0 | 0 | 0 | 0 | 0.01 | 0.27 | 0.62 | 0.75 | 0.79 | 0.79 | 0.8 | 0.79 | 0.79 | 0.78 | 0.73 | 0.6 | 0.27 | 0.01 | 0 | 0 | 0 | 0 | 0 | 0 | 0 | 0 | 0 | 0 | 0 | 0.16 | 0.59 | 0.74 | 0.76 | 0.76 | 0.75 | 0.75 | 0.76 | 0.77 | 0.72 | 0.48 | 0.09 | 0 | 0 | 0 | 0 | 0 | 0 | 0 | 0 | 0 | 0 | 0 | 0 | 0.05 | 0.39 | 0.64 | 0.66 | 0.65 | 0.63 | 0.64 | 0.65 | 0.65 | 0.55 | 0.18 | 0 | 0 | 0 | 0 | 0 | 0 | 0 | 0 | 0 | 0 | 0 | 0 | 0 | 0 | 0.15 | 0.46 | 0.54 | 0.53 | 0.51 | 0.53 | 0.54 | 0.51 | 0.32 | 0.04 | 0 | 0 | 0 | 0 | 0 | 0 | 0 | 0 | 0 | 0 | 0 | 0 | 0 | 0 | 0.03 | 0.2 | 0.34 | 0.41 | 0.43 | 0.42 | 0.4 | 0.37 | 0.21 | 0.02 | 0 | 0 | 0 | 0 | 0 | 0 | 0
MAGUND_1_BKSSR2 |  | Solar_1Axis | Solar Tracking | CISO | North | Norcal | FC | 5.25 | 0 | 0 | 0 | 0 | 0 | 0 | 0 | 0.11 | 0.86 | 1.64 | 2.03 | 2.23 | 2.23 | 2.11 | 1.97 | 1.35 | 0.29 | 0 | 0 | 0 | 0 | 0 | 0 | 0 | 0 | 0 | 0 | 0 | 0 | 0 | 0 | 0.65 | 2.7 | 3.36 | 3.43 | 3.25 | 3.21 | 3.18 | 3.25 | 2.78 | 1.46 | 0.08 | 0 | 0 | 0 | 0 | 0 | 0 | 0 | 0 | 0 | 0 | 0 | 0 | 0.14 | 1.68 | 3.15 | 3.37 | 3.16 | 3.25 | 3.2 | 2.95 | 2.72 | 2.53 | 1.78 | 0.41 | 0 | 0 | 0 | 0 | 0 | 0 | 0 | 0 | 0 | 0 | 0 | 0.07 | 1.57 | 3.46 | 3.8 | 3.78 | 3.71 | 3.8 | 3.81 | 3.76 | 3.82 | 3.66 | 3.34 | 1.55 | 0.07 | 0 | 0 | 0 | 0 | 0 | 0 | 0 | 0 | 0 | 0 | 0.58 | 2.72 | 3.84 | 4.02 | 4.02 | 3.99 | 4.07 | 4.07 | 4.16 | 4.16 | 4.07 | 3.84 | 2.37 | 0.37 | 0 | 0 | 0 | 0 | 0 | 0 | 0 | 0 | 0 | 0 | 0.83 | 3.01 | 4.08 | 4.37 | 4.42 | 4.46 | 4.48 | 4.47 | 4.43 | 4.43 | 4.33 | 4.02 | 2.98 | 0.84 | 0.01 | 0 | 0 | 0 | 0 | 0 | 0 | 0 | 0 | 0 | 0.38 | 2.42 | 3.9 | 4.3 | 4.36 | 4.39 | 4.37 | 4.36 | 4.32 | 4.31 | 4.13 | 3.83 | 2.69 | 0.63 | 0 | 0 | 0 | 0 | 0 | 0 | 0 | 0 | 0 | 0 | 0.05 | 1.42 | 3.27 | 3.95 | 4.14 | 4.16 | 4.19 | 4.16 | 4.12 | 4.09 | 3.85 | 3.16 | 1.4 | 0.08 | 0 | 0 | 0 | 0 | 0 | 0 | 0 | 0 | 0 | 0 | 0.01 | 0.86 | 3.08 | 3.88 | 4.02 | 3.99 | 3.94 | 3.95 | 4 | 4.02 | 3.79 | 2.49 | 0.49 | 0 | 0 | 0 | 0 | 0 | 0 | 0 | 0 | 0 | 0 | 0 | 0 | 0.26 | 2.05 | 3.39 | 3.49 | 3.42 | 3.33 | 3.36 | 3.42 | 3.4 | 2.87 | 0.95 | 0.02 | 0 | 0 | 0 | 0 | 0 | 0 | 0 | 0 | 0 | 0 | 0 | 0 | 0.01 | 0.8 | 2.4 | 2.83 | 2.78 | 2.69 | 2.77 | 2.85 | 2.68 | 1.68 | 0.2 | 0 | 0 | 0 | 0 | 0 | 0 | 0 | 0 | 0 | 0 | 0 | 0 | 0 | 0 | 0.16 | 1.07 | 1.76 | 2.14 | 2.25 | 2.19 | 2.12 | 1.96 | 1.1 | 0.12 | 0 | 0 | 0 | 0 | 0 | 0 | 0
MANTEC_1_ML1SR1 |  | Solar_1Axis | Solar Tracking | CISO | North | Norcal | EO | 1 | 0 | 0 | 0 | 0 | 0 | 0 | 0 | 0.02 | 0.16 | 0.31 | 0.39 | 0.43 | 0.43 | 0.4 | 0.38 | 0.26 | 0.06 | 0 | 0 | 0 | 0 | 0 | 0 | 0 | 0 | 0 | 0 | 0 | 0 | 0 | 0 | 0.12 | 0.51 | 0.64 | 0.65 | 0.62 | 0.61 | 0.61 | 0.62 | 0.53 | 0.28 | 0.02 | 0 | 0 | 0 | 0 | 0 | 0 | 0 | 0 | 0 | 0 | 0 | 0 | 0.03 | 0.32 | 0.6 | 0.64 | 0.6 | 0.62 | 0.61 | 0.56 | 0.52 | 0.48 | 0.34 | 0.08 | 0 | 0 | 0 | 0 | 0 | 0 | 0 | 0 | 0 | 0 | 0 | 0.01 | 0.3 | 0.66 | 0.72 | 0.72 | 0.71 | 0.72 | 0.73 | 0.72 | 0.73 | 0.7 | 0.64 | 0.3 | 0.01 | 0 | 0 | 0 | 0 | 0 | 0 | 0 | 0 | 0 | 0 | 0.11 | 0.52 | 0.73 | 0.77 | 0.77 | 0.76 | 0.78 | 0.78 | 0.79 | 0.79 | 0.78 | 0.73 | 0.45 | 0.07 | 0 | 0 | 0 | 0 | 0 | 0 | 0 | 0 | 0 | 0 | 0.16 | 0.57 | 0.78 | 0.83 | 0.84 | 0.85 | 0.85 | 0.85 | 0.84 | 0.84 | 0.82 | 0.77 | 0.57 | 0.16 | 0 | 0 | 0 | 0 | 0 | 0 | 0 | 0 | 0 | 0 | 0.07 | 0.46 | 0.74 | 0.82 | 0.83 | 0.84 | 0.83 | 0.83 | 0.82 | 0.82 | 0.79 | 0.73 | 0.51 | 0.12 | 0 | 0 | 0 | 0 | 0 | 0 | 0 | 0 | 0 | 0 | 0.01 | 0.27 | 0.62 | 0.75 | 0.79 | 0.79 | 0.8 | 0.79 | 0.79 | 0.78 | 0.73 | 0.6 | 0.27 | 0.01 | 0 | 0 | 0 | 0 | 0 | 0 | 0 | 0 | 0 | 0 | 0 | 0.16 | 0.59 | 0.74 | 0.76 | 0.76 | 0.75 | 0.75 | 0.76 | 0.77 | 0.72 | 0.48 | 0.09 | 0 | 0 | 0 | 0 | 0 | 0 | 0 | 0 | 0 | 0 | 0 | 0 | 0.05 | 0.39 | 0.64 | 0.66 | 0.65 | 0.63 | 0.64 | 0.65 | 0.65 | 0.55 | 0.18 | 0 | 0 | 0 | 0 | 0 | 0 | 0 | 0 | 0 | 0 | 0 | 0 | 0 | 0 | 0.15 | 0.46 | 0.54 | 0.53 | 0.51 | 0.53 | 0.54 | 0.51 | 0.32 | 0.04 | 0 | 0 | 0 | 0 | 0 | 0 | 0 | 0 | 0 | 0 | 0 | 0 | 0 | 0 | 0.03 | 0.2 | 0.34 | 0.41 | 0.43 | 0.42 | 0.4 | 0.37 | 0.21 | 0.02 | 0 | 0 | 0 | 0 | 0 | 0 | 0
MANZNA_2_WIND |  | Wind | Wind | CISO | South | Socal | FC | 189 | 17.55 | 18.23 | 20.83 | 19.61 | 19.42 | 18.08 | 14.79 | 12.78 | 13.46 | 13.48 | 13.35 | 13.97 | 15.46 | 17.71 | 17.64 | 19.29 | 16.94 | 16.93 | 15.88 | 16.11 | 15.48 | 15.18 | 15.78 | 15.06 | 23.38 | 25.87 | 26.78 | 25.3 | 22.35 | 21.09 | 22.03 | 22.28 | 21.52 | 24.07 | 24.98 | 25.48 | 29.66 | 27.64 | 31.75 | 28.07 | 33.59 | 33.22 | 38.33 | 36.84 | 37.25 | 33.71 | 30.35 | 25.61 | 38.21 | 39.82 | 37.14 | 34.96 | 32.17 | 27.59 | 26.49 | 25.3 | 27.57 | 24.27 | 24.73 | 27.67 | 30.86 | 36.04 | 37.86 | 42.25 | 43.31 | 44.21 | 42.93 | 42.41 | 41.65 | 42.11 | 44.77 | 40.3 | 68.38 | 61.22 | 53.34 | 45.44 | 39.1 | 33.71 | 23.52 | 17.71 | 16.58 | 15.55 | 14.43 | 15.56 | 17.04 | 25.82 | 38.66 | 51.19 | 61.58 | 67.26 | 69.15 | 71.11 | 75.11 | 70.99 | 68.53 | 69.27 | 76.49 | 72 | 70.44 | 63.53 | 52.35 | 43.18 | 32.26 | 24.86 | 17.33 | 13.97 | 12.28 | 11.54 | 16.05 | 26.48 | 43.19 | 62.36 | 72.39 | 79.86 | 77.97 | 77.96 | 79.55 | 80.81 | 82.85 | 77.69 | 76.22 | 71.57 | 65.79 | 55.68 | 48.43 | 37.99 | 26.87 | 17.96 | 14.17 | 9.53 | 11.23 | 11.72 | 14.45 | 22.36 | 36.13 | 49.92 | 60.97 | 71.02 | 78.91 | 86.58 | 84.67 | 84.29 | 83.59 | 80.32 | 85.45 | 78.85 | 69.67 | 62.78 | 55 | 42.82 | 31.34 | 19.25 | 12.11 | 8.83 | 10.73 | 14.7 | 20.98 | 31.24 | 42.88 | 58.08 | 70.76 | 80.49 | 87.28 | 89.36 | 92.96 | 92.44 | 90.82 | 87.69 | 70.17 | 63.12 | 54.46 | 44.16 | 38.84 | 31.22 | 21.63 | 13.64 | 9.86 | 8.09 | 9.17 | 11.63 | 16.89 | 23.63 | 33.65 | 44.59 | 56.71 | 65.35 | 74.05 | 79.11 | 79.42 | 76.93 | 75.23 | 72.27 | 47.67 | 46.17 | 42.71 | 32.82 | 28.27 | 24.02 | 18.06 | 12.95 | 9.88 | 10.8 | 13.22 | 15.46 | 18.98 | 23.54 | 30.86 | 36.05 | 40.13 | 47.4 | 54.77 | 57.68 | 56.91 | 53.55 | 50.03 | 47.43 | 21.28 | 20.63 | 19.69 | 17.52 | 16.12 | 15.47 | 11.01 | 8.08 | 6.79 | 7.43 | 9.54 | 10.31 | 9.5 | 10.74 | 11.38 | 14.11 | 19.04 | 21.49 | 24.48 | 28.09 | 25.31 | 23 | 21.08 | 20.78 | 10.98 | 12.14 | 11.72 | 12.27 | 11.33 | 11.11 | 10.5 | 9.15 | 9.56 | 10.8 | 11.81 | 13.65 | 13.07 | 13.39 | 14.19 | 14.54 | 12.79 | 12.48 | 15.11 | 15.54 | 15.45 | 13.78 | 12.6 | 11.62 | 12.41 | 12.68 | 13.44 | 12.76 | 13.4 | 12.71 | 11.23 | 13.49 | 12.56 | 11.31 | 11.16 | 11.85 | 13.45 | 14.98 | 13.85 | 11.74 | 12.04 | 12.22 | 12.71 | 12.36 | 13.37 | 14.37 | 14.71 | 13.67
MARCPW_6_SOLAR1 |  | Solar_1Axis | Solar Tracking | CISO | North | Norcal | FC | 20 | 0 | 0 | 0 | 0 | 0 | 0 | 0 | 0.42 | 3.28 | 6.25 | 7.72 | 8.5 | 8.51 | 8.03 | 7.52 | 5.13 | 1.12 | 0 | 0 | 0 | 0 | 0 | 0 | 0 | 0 | 0 | 0 | 0 | 0 | 0 | 0 | 2.47 | 10.27 | 12.8 | 13.08 | 12.39 | 12.21 | 12.13 | 12.4 | 10.57 | 5.55 | 0.31 | 0 | 0 | 0 | 0 | 0 | 0 | 0 | 0 | 0 | 0 | 0 | 0 | 0.52 | 6.39 | 11.99 | 12.84 | 12.05 | 12.38 | 12.2 | 11.23 | 10.37 | 9.66 | 6.8 | 1.57 | 0 | 0 | 0 | 0 | 0 | 0 | 0 | 0 | 0 | 0 | 0 | 0.28 | 5.97 | 13.17 | 14.48 | 14.4 | 14.15 | 14.49 | 14.52 | 14.31 | 14.54 | 13.94 | 12.71 | 5.9 | 0.27 | 0 | 0 | 0 | 0 | 0 | 0 | 0 | 0 | 0 | 0 | 2.2 | 10.38 | 14.64 | 15.3 | 15.32 | 15.19 | 15.51 | 15.51 | 15.86 | 15.86 | 15.51 | 14.62 | 9.05 | 1.41 | 0 | 0 | 0 | 0 | 0 | 0 | 0 | 0 | 0 | 0.01 | 3.16 | 11.47 | 15.54 | 16.64 | 16.85 | 16.97 | 17.07 | 17.02 | 16.87 | 16.87 | 16.5 | 15.31 | 11.34 | 3.2 | 0.04 | 0 | 0 | 0 | 0 | 0 | 0 | 0 | 0 | 0 | 1.43 | 9.2 | 14.84 | 16.38 | 16.6 | 16.72 | 16.65 | 16.62 | 16.44 | 16.41 | 15.74 | 14.59 | 10.24 | 2.41 | 0.01 | 0 | 0 | 0 | 0 | 0 | 0 | 0 | 0 | 0 | 0.2 | 5.39 | 12.46 | 15.07 | 15.77 | 15.84 | 15.96 | 15.84 | 15.71 | 15.6 | 14.68 | 12.04 | 5.34 | 0.3 | 0 | 0 | 0 | 0 | 0 | 0 | 0 | 0 | 0 | 0 | 0.02 | 3.29 | 11.75 | 14.8 | 15.3 | 15.19 | 15.01 | 15.04 | 15.25 | 15.32 | 14.44 | 9.5 | 1.87 | 0 | 0 | 0 | 0 | 0 | 0 | 0 | 0 | 0 | 0 | 0 | 0 | 0.98 | 7.8 | 12.9 | 13.29 | 13.02 | 12.69 | 12.79 | 13.02 | 12.97 | 10.92 | 3.63 | 0.08 | 0 | 0 | 0 | 0 | 0 | 0 | 0 | 0 | 0 | 0 | 0 | 0 | 0.04 | 3.04 | 9.15 | 10.78 | 10.58 | 10.24 | 10.54 | 10.85 | 10.19 | 6.39 | 0.76 | 0 | 0 | 0 | 0 | 0 | 0 | 0 | 0 | 0 | 0 | 0 | 0 | 0 | 0 | 0.6 | 4.09 | 6.72 | 8.16 | 8.58 | 8.35 | 8.09 | 7.48 | 4.18 | 0.45 | 0 | 0 | 0 | 0 | 0 | 0 | 0
MARTIN_1_SUNSET |  | Solar_Fixed | Solar Fixed | CISO | North | Norcal | FC | 4.5 | 0 | 0 | 0 | 0 | 0 | 0 | 0 | 0.1 | 0.79 | 1.63 | 2.03 | 2.18 | 2.15 | 1.99 | 1.71 | 1.16 | 0.27 | 0 | 0 | 0 | 0 | 0 | 0 | 0 | 0 | 0 | 0 | 0 | 0 | 0 | 0 | 0.45 | 1.89 | 2.63 | 2.9 | 2.93 | 2.95 | 2.87 | 2.69 | 2.12 | 1 | 0.07 | 0 | 0 | 0 | 0 | 0 | 0 | 0 | 0 | 0 | 0 | 0 | 0 | 0.11 | 1.17 | 2.24 | 2.62 | 2.69 | 2.63 | 2.7 | 2.63 | 2.39 | 1.97 | 1.35 | 0.33 | 0 | 0 | 0 | 0 | 0 | 0 | 0 | 0 | 0 | 0 | 0 | 0.05 | 0.91 | 2.35 | 3.04 | 3.38 | 3.5 | 3.65 | 3.58 | 3.54 | 3.43 | 3.04 | 2.33 | 0.96 | 0.06 | 0 | 0 | 0 | 0 | 0 | 0 | 0 | 0 | 0 | 0 | 0.29 | 1.58 | 2.68 | 3.24 | 3.57 | 3.66 | 3.69 | 3.71 | 3.7 | 3.56 | 3.19 | 2.63 | 1.42 | 0.24 | 0 | 0 | 0 | 0 | 0 | 0 | 0 | 0 | 0 | 0 | 0.4 | 1.66 | 2.72 | 3.29 | 3.56 | 3.74 | 3.79 | 3.85 | 3.79 | 3.62 | 3.31 | 2.74 | 1.72 | 0.47 | 0.01 | 0 | 0 | 0 | 0 | 0 | 0 | 0 | 0 | 0 | 0.19 | 1.38 | 2.59 | 3.26 | 3.59 | 3.82 | 3.87 | 3.84 | 3.78 | 3.61 | 3.3 | 2.7 | 1.67 | 0.37 | 0 | 0 | 0 | 0 | 0 | 0 | 0 | 0 | 0 | 0 | 0.03 | 0.84 | 2.2 | 2.96 | 3.32 | 3.57 | 3.68 | 3.66 | 3.64 | 3.46 | 3.03 | 2.26 | 0.9 | 0.05 | 0 | 0 | 0 | 0 | 0 | 0 | 0 | 0 | 0 | 0 | 0 | 0.56 | 2.14 | 3.08 | 3.45 | 3.64 | 3.7 | 3.67 | 3.61 | 3.43 | 2.96 | 1.8 | 0.39 | 0 | 0 | 0 | 0 | 0 | 0 | 0 | 0 | 0 | 0 | 0 | 0 | 0.2 | 1.52 | 2.68 | 3.11 | 3.19 | 3.22 | 3.2 | 3.17 | 2.92 | 2.2 | 0.78 | 0.03 | 0 | 0 | 0 | 0 | 0 | 0 | 0 | 0 | 0 | 0 | 0 | 0 | 0.01 | 0.64 | 2.06 | 2.67 | 2.83 | 2.81 | 2.8 | 2.71 | 2.37 | 1.37 | 0.19 | 0 | 0 | 0 | 0 | 0 | 0 | 0 | 0 | 0 | 0 | 0 | 0 | 0 | 0 | 0.15 | 0.79 | 1.54 | 1.95 | 2.13 | 2.08 | 1.92 | 1.66 | 0.94 | 0.12 | 0 | 0 | 0 | 0 | 0 | 0 | 0
MCARTH_6_FRIVRB |  | Solar_Fixed | Solar Fixed | CISO | North | Norcal | ID | 1.5 | 0 | 0 | 0 | 0 | 0 | 0 | 0 | 0.03 | 0.26 | 0.54 | 0.68 | 0.73 | 0.72 | 0.66 | 0.57 | 0.39 | 0.09 | 0 | 0 | 0 | 0 | 0 | 0 | 0 | 0 | 0 | 0 | 0 | 0 | 0 | 0 | 0.15 | 0.63 | 0.88 | 0.97 | 0.98 | 0.98 | 0.96 | 0.9 | 0.71 | 0.33 | 0.02 | 0 | 0 | 0 | 0 | 0 | 0 | 0 | 0 | 0 | 0 | 0 | 0 | 0.04 | 0.39 | 0.75 | 0.87 | 0.9 | 0.88 | 0.9 | 0.88 | 0.8 | 0.66 | 0.45 | 0.11 | 0 | 0 | 0 | 0 | 0 | 0 | 0 | 0 | 0 | 0 | 0 | 0.02 | 0.3 | 0.78 | 1.01 | 1.13 | 1.17 | 1.22 | 1.19 | 1.18 | 1.14 | 1.01 | 0.78 | 0.32 | 0.02 | 0 | 0 | 0 | 0 | 0 | 0 | 0 | 0 | 0 | 0 | 0.1 | 0.53 | 0.89 | 1.08 | 1.19 | 1.22 | 1.23 | 1.24 | 1.23 | 1.19 | 1.06 | 0.88 | 0.47 | 0.08 | 0 | 0 | 0 | 0 | 0 | 0 | 0 | 0 | 0 | 0 | 0.13 | 0.55 | 0.91 | 1.1 | 1.19 | 1.25 | 1.26 | 1.28 | 1.26 | 1.21 | 1.1 | 0.91 | 0.57 | 0.16 | 0 | 0 | 0 | 0 | 0 | 0 | 0 | 0 | 0 | 0 | 0.06 | 0.46 | 0.86 | 1.09 | 1.2 | 1.27 | 1.29 | 1.28 | 1.26 | 1.2 | 1.1 | 0.9 | 0.56 | 0.12 | 0 | 0 | 0 | 0 | 0 | 0 | 0 | 0 | 0 | 0 | 0.01 | 0.28 | 0.73 | 0.99 | 1.11 | 1.19 | 1.23 | 1.22 | 1.21 | 1.15 | 1.01 | 0.75 | 0.3 | 0.02 | 0 | 0 | 0 | 0 | 0 | 0 | 0 | 0 | 0 | 0 | 0 | 0.19 | 0.71 | 1.03 | 1.15 | 1.21 | 1.23 | 1.22 | 1.2 | 1.14 | 0.99 | 0.6 | 0.13 | 0 | 0 | 0 | 0 | 0 | 0 | 0 | 0 | 0 | 0 | 0 | 0 | 0.07 | 0.51 | 0.89 | 1.04 | 1.06 | 1.07 | 1.07 | 1.06 | 0.97 | 0.73 | 0.26 | 0.01 | 0 | 0 | 0 | 0 | 0 | 0 | 0 | 0 | 0 | 0 | 0 | 0 | 0 | 0.21 | 0.69 | 0.89 | 0.94 | 0.94 | 0.93 | 0.9 | 0.79 | 0.46 | 0.06 | 0 | 0 | 0 | 0 | 0 | 0 | 0 | 0 | 0 | 0 | 0 | 0 | 0 | 0 | 0.05 | 0.26 | 0.51 | 0.65 | 0.71 | 0.69 | 0.64 | 0.55 | 0.31 | 0.04 | 0 | 0 | 0 | 0 | 0 | 0 | 0
MENBIO_6_RENEW1 |  | Solar_Fixed | Solar Fixed | CISO | North | Norcal | FC | 5 | 0 | 0 | 0 | 0 | 0 | 0 | 0 | 0.12 | 0.88 | 1.81 | 2.26 | 2.43 | 2.39 | 2.21 | 1.9 | 1.29 | 0.3 | 0 | 0 | 0 | 0 | 0 | 0 | 0 | 0 | 0 | 0 | 0 | 0 | 0 | 0 | 0.5 | 2.1 | 2.92 | 3.22 | 3.25 | 3.28 | 3.19 | 2.99 | 2.36 | 1.11 | 0.08 | 0 | 0 | 0 | 0 | 0 | 0 | 0 | 0 | 0 | 0 | 0 | 0 | 0.12 | 1.3 | 2.48 | 2.91 | 2.99 | 2.92 | 3 | 2.92 | 2.65 | 2.19 | 1.5 | 0.37 | 0 | 0 | 0 | 0 | 0 | 0 | 0 | 0 | 0 | 0 | 0 | 0.05 | 1.01 | 2.61 | 3.38 | 3.75 | 3.89 | 4.05 | 3.98 | 3.93 | 3.81 | 3.37 | 2.59 | 1.07 | 0.07 | 0 | 0 | 0 | 0 | 0 | 0 | 0 | 0 | 0 | 0 | 0.32 | 1.76 | 2.97 | 3.6 | 3.96 | 4.07 | 4.1 | 4.12 | 4.11 | 3.96 | 3.55 | 2.93 | 1.58 | 0.26 | 0 | 0 | 0 | 0 | 0 | 0 | 0 | 0 | 0 | 0 | 0.45 | 1.85 | 3.02 | 3.65 | 3.96 | 4.16 | 4.21 | 4.28 | 4.21 | 4.02 | 3.67 | 3.04 | 1.92 | 0.52 | 0.01 | 0 | 0 | 0 | 0 | 0 | 0 | 0 | 0 | 0 | 0.21 | 1.54 | 2.88 | 3.62 | 3.99 | 4.24 | 4.3 | 4.27 | 4.2 | 4.01 | 3.66 | 3 | 1.85 | 0.41 | 0 | 0 | 0 | 0 | 0 | 0 | 0 | 0 | 0 | 0 | 0.03 | 0.93 | 2.45 | 3.29 | 3.69 | 3.96 | 4.09 | 4.07 | 4.05 | 3.84 | 3.37 | 2.51 | 1 | 0.06 | 0 | 0 | 0 | 0 | 0 | 0 | 0 | 0 | 0 | 0 | 0 | 0.62 | 2.38 | 3.42 | 3.83 | 4.05 | 4.11 | 4.08 | 4.01 | 3.81 | 3.29 | 2 | 0.43 | 0 | 0 | 0 | 0 | 0 | 0 | 0 | 0 | 0 | 0 | 0 | 0 | 0.22 | 1.69 | 2.98 | 3.46 | 3.55 | 3.58 | 3.56 | 3.52 | 3.24 | 2.45 | 0.87 | 0.03 | 0 | 0 | 0 | 0 | 0 | 0 | 0 | 0 | 0 | 0 | 0 | 0 | 0.01 | 0.71 | 2.29 | 2.96 | 3.15 | 3.12 | 3.11 | 3.01 | 2.64 | 1.52 | 0.21 | 0 | 0 | 0 | 0 | 0 | 0 | 0 | 0 | 0 | 0 | 0 | 0 | 0 | 0 | 0.17 | 0.88 | 1.71 | 2.17 | 2.37 | 2.31 | 2.14 | 1.84 | 1.04 | 0.13 | 0 | 0 | 0 | 0 | 0 | 0 | 0
MERCED_1_SOLAR1 |  | Solar_1Axis | Solar Tracking | CISO | North | Norcal | EO | 1.5 | 0 | 0 | 0 | 0 | 0 | 0 | 0 | 0.03 | 0.25 | 0.47 | 0.58 | 0.64 | 0.64 | 0.6 | 0.56 | 0.39 | 0.08 | 0 | 0 | 0 | 0 | 0 | 0 | 0 | 0 | 0 | 0 | 0 | 0 | 0 | 0 | 0.19 | 0.77 | 0.96 | 0.98 | 0.93 | 0.92 | 0.91 | 0.93 | 0.79 | 0.42 | 0.02 | 0 | 0 | 0 | 0 | 0 | 0 | 0 | 0 | 0 | 0 | 0 | 0 | 0.04 | 0.48 | 0.9 | 0.96 | 0.9 | 0.93 | 0.91 | 0.84 | 0.78 | 0.72 | 0.51 | 0.12 | 0 | 0 | 0 | 0 | 0 | 0 | 0 | 0 | 0 | 0 | 0 | 0.02 | 0.45 | 0.99 | 1.09 | 1.08 | 1.06 | 1.09 | 1.09 | 1.07 | 1.09 | 1.05 | 0.95 | 0.44 | 0.02 | 0 | 0 | 0 | 0 | 0 | 0 | 0 | 0 | 0 | 0 | 0.16 | 0.78 | 1.1 | 1.15 | 1.15 | 1.14 | 1.16 | 1.16 | 1.19 | 1.19 | 1.16 | 1.1 | 0.68 | 0.11 | 0 | 0 | 0 | 0 | 0 | 0 | 0 | 0 | 0 | 0 | 0.24 | 0.86 | 1.17 | 1.25 | 1.26 | 1.27 | 1.28 | 1.28 | 1.27 | 1.27 | 1.24 | 1.15 | 0.85 | 0.24 | 0 | 0 | 0 | 0 | 0 | 0 | 0 | 0 | 0 | 0 | 0.11 | 0.69 | 1.11 | 1.23 | 1.25 | 1.25 | 1.25 | 1.25 | 1.23 | 1.23 | 1.18 | 1.09 | 0.77 | 0.18 | 0 | 0 | 0 | 0 | 0 | 0 | 0 | 0 | 0 | 0 | 0.02 | 0.4 | 0.93 | 1.13 | 1.18 | 1.19 | 1.2 | 1.19 | 1.18 | 1.17 | 1.1 | 0.9 | 0.4 | 0.02 | 0 | 0 | 0 | 0 | 0 | 0 | 0 | 0 | 0 | 0 | 0 | 0.25 | 0.88 | 1.11 | 1.15 | 1.14 | 1.13 | 1.13 | 1.14 | 1.15 | 1.08 | 0.71 | 0.14 | 0 | 0 | 0 | 0 | 0 | 0 | 0 | 0 | 0 | 0 | 0 | 0 | 0.07 | 0.58 | 0.97 | 1 | 0.98 | 0.95 | 0.96 | 0.98 | 0.97 | 0.82 | 0.27 | 0.01 | 0 | 0 | 0 | 0 | 0 | 0 | 0 | 0 | 0 | 0 | 0 | 0 | 0 | 0.23 | 0.69 | 0.81 | 0.79 | 0.77 | 0.79 | 0.81 | 0.76 | 0.48 | 0.06 | 0 | 0 | 0 | 0 | 0 | 0 | 0 | 0 | 0 | 0 | 0 | 0 | 0 | 0 | 0.04 | 0.31 | 0.5 | 0.61 | 0.64 | 0.63 | 0.61 | 0.56 | 0.31 | 0.03 | 0 | 0 | 0 | 0 | 0 | 0 | 0
MERCED_1_SOLAR2 |  | Solar_1Axis | Solar Tracking | CISO | North | Norcal | EO | 1.5 | 0 | 0 | 0 | 0 | 0 | 0 | 0 | 0.03 | 0.25 | 0.47 | 0.58 | 0.64 | 0.64 | 0.6 | 0.56 | 0.39 | 0.08 | 0 | 0 | 0 | 0 | 0 | 0 | 0 | 0 | 0 | 0 | 0 | 0 | 0 | 0 | 0.19 | 0.77 | 0.96 | 0.98 | 0.93 | 0.92 | 0.91 | 0.93 | 0.79 | 0.42 | 0.02 | 0 | 0 | 0 | 0 | 0 | 0 | 0 | 0 | 0 | 0 | 0 | 0 | 0.04 | 0.48 | 0.9 | 0.96 | 0.9 | 0.93 | 0.91 | 0.84 | 0.78 | 0.72 | 0.51 | 0.12 | 0 | 0 | 0 | 0 | 0 | 0 | 0 | 0 | 0 | 0 | 0 | 0.02 | 0.45 | 0.99 | 1.09 | 1.08 | 1.06 | 1.09 | 1.09 | 1.07 | 1.09 | 1.05 | 0.95 | 0.44 | 0.02 | 0 | 0 | 0 | 0 | 0 | 0 | 0 | 0 | 0 | 0 | 0.16 | 0.78 | 1.1 | 1.15 | 1.15 | 1.14 | 1.16 | 1.16 | 1.19 | 1.19 | 1.16 | 1.1 | 0.68 | 0.11 | 0 | 0 | 0 | 0 | 0 | 0 | 0 | 0 | 0 | 0 | 0.24 | 0.86 | 1.17 | 1.25 | 1.26 | 1.27 | 1.28 | 1.28 | 1.27 | 1.27 | 1.24 | 1.15 | 0.85 | 0.24 | 0 | 0 | 0 | 0 | 0 | 0 | 0 | 0 | 0 | 0 | 0.11 | 0.69 | 1.11 | 1.23 | 1.25 | 1.25 | 1.25 | 1.25 | 1.23 | 1.23 | 1.18 | 1.09 | 0.77 | 0.18 | 0 | 0 | 0 | 0 | 0 | 0 | 0 | 0 | 0 | 0 | 0.02 | 0.4 | 0.93 | 1.13 | 1.18 | 1.19 | 1.2 | 1.19 | 1.18 | 1.17 | 1.1 | 0.9 | 0.4 | 0.02 | 0 | 0 | 0 | 0 | 0 | 0 | 0 | 0 | 0 | 0 | 0 | 0.25 | 0.88 | 1.11 | 1.15 | 1.14 | 1.13 | 1.13 | 1.14 | 1.15 | 1.08 | 0.71 | 0.14 | 0 | 0 | 0 | 0 | 0 | 0 | 0 | 0 | 0 | 0 | 0 | 0 | 0.07 | 0.58 | 0.97 | 1 | 0.98 | 0.95 | 0.96 | 0.98 | 0.97 | 0.82 | 0.27 | 0.01 | 0 | 0 | 0 | 0 | 0 | 0 | 0 | 0 | 0 | 0 | 0 | 0 | 0 | 0.23 | 0.69 | 0.81 | 0.79 | 0.77 | 0.79 | 0.81 | 0.76 | 0.48 | 0.06 | 0 | 0 | 0 | 0 | 0 | 0 | 0 | 0 | 0 | 0 | 0 | 0 | 0 | 0 | 0.04 | 0.31 | 0.5 | 0.61 | 0.64 | 0.63 | 0.61 | 0.56 | 0.31 | 0.03 | 0 | 0 | 0 | 0 | 0 | 0 | 0
MIDWD_2_WIND2 |  | Wind | Wind | CISO | South | Socal | FC | 3 | 0.28 | 0.29 | 0.33 | 0.31 | 0.31 | 0.29 | 0.23 | 0.2 | 0.21 | 0.21 | 0.21 | 0.22 | 0.25 | 0.28 | 0.28 | 0.31 | 0.27 | 0.27 | 0.25 | 0.26 | 0.25 | 0.24 | 0.25 | 0.24 | 0.37 | 0.41 | 0.43 | 0.4 | 0.35 | 0.33 | 0.35 | 0.35 | 0.34 | 0.38 | 0.4 | 0.4 | 0.47 | 0.44 | 0.5 | 0.45 | 0.53 | 0.53 | 0.61 | 0.58 | 0.59 | 0.54 | 0.48 | 0.41 | 0.61 | 0.63 | 0.59 | 0.55 | 0.51 | 0.44 | 0.42 | 0.4 | 0.44 | 0.39 | 0.39 | 0.44 | 0.49 | 0.57 | 0.6 | 0.67 | 0.69 | 0.7 | 0.68 | 0.67 | 0.66 | 0.67 | 0.71 | 0.64 | 1.09 | 0.97 | 0.85 | 0.72 | 0.62 | 0.54 | 0.37 | 0.28 | 0.26 | 0.25 | 0.23 | 0.25 | 0.27 | 0.41 | 0.61 | 0.81 | 0.98 | 1.07 | 1.1 | 1.13 | 1.19 | 1.13 | 1.09 | 1.1 | 1.21 | 1.14 | 1.12 | 1.01 | 0.83 | 0.69 | 0.51 | 0.39 | 0.28 | 0.22 | 0.19 | 0.18 | 0.25 | 0.42 | 0.69 | 0.99 | 1.15 | 1.27 | 1.24 | 1.24 | 1.26 | 1.28 | 1.32 | 1.23 | 1.21 | 1.14 | 1.04 | 0.88 | 0.77 | 0.6 | 0.43 | 0.29 | 0.22 | 0.15 | 0.18 | 0.19 | 0.23 | 0.35 | 0.57 | 0.79 | 0.97 | 1.13 | 1.25 | 1.37 | 1.34 | 1.34 | 1.33 | 1.27 | 1.36 | 1.25 | 1.11 | 1 | 0.87 | 0.68 | 0.5 | 0.31 | 0.19 | 0.14 | 0.17 | 0.23 | 0.33 | 0.5 | 0.68 | 0.92 | 1.12 | 1.28 | 1.39 | 1.42 | 1.48 | 1.47 | 1.44 | 1.39 | 1.11 | 1 | 0.86 | 0.7 | 0.62 | 0.5 | 0.34 | 0.22 | 0.16 | 0.13 | 0.15 | 0.18 | 0.27 | 0.38 | 0.53 | 0.71 | 0.9 | 1.04 | 1.18 | 1.26 | 1.26 | 1.22 | 1.19 | 1.15 | 0.76 | 0.73 | 0.68 | 0.52 | 0.45 | 0.38 | 0.29 | 0.21 | 0.16 | 0.17 | 0.21 | 0.25 | 0.3 | 0.37 | 0.49 | 0.57 | 0.64 | 0.75 | 0.87 | 0.92 | 0.9 | 0.85 | 0.79 | 0.75 | 0.34 | 0.33 | 0.31 | 0.28 | 0.26 | 0.25 | 0.17 | 0.13 | 0.11 | 0.12 | 0.15 | 0.16 | 0.15 | 0.17 | 0.18 | 0.22 | 0.3 | 0.34 | 0.39 | 0.45 | 0.4 | 0.37 | 0.33 | 0.33 | 0.17 | 0.19 | 0.19 | 0.19 | 0.18 | 0.18 | 0.17 | 0.15 | 0.15 | 0.17 | 0.19 | 0.22 | 0.21 | 0.21 | 0.23 | 0.23 | 0.2 | 0.2 | 0.24 | 0.25 | 0.25 | 0.22 | 0.2 | 0.18 | 0.2 | 0.2 | 0.21 | 0.2 | 0.21 | 0.2 | 0.18 | 0.21 | 0.2 | 0.18 | 0.18 | 0.19 | 0.21 | 0.24 | 0.22 | 0.19 | 0.19 | 0.19 | 0.2 | 0.2 | 0.21 | 0.23 | 0.23 | 0.22
MIDWD_7_CORAMB |  | Wind | Wind | CISO | South | Socal | FC | 7.5 | 0.7 | 0.72 | 0.83 | 0.78 | 0.77 | 0.72 | 0.59 | 0.51 | 0.53 | 0.53 | 0.53 | 0.55 | 0.61 | 0.7 | 0.7 | 0.77 | 0.67 | 0.67 | 0.63 | 0.64 | 0.61 | 0.6 | 0.63 | 0.6 | 0.93 | 1.03 | 1.06 | 1 | 0.89 | 0.84 | 0.87 | 0.88 | 0.85 | 0.95 | 0.99 | 1.01 | 1.18 | 1.1 | 1.26 | 1.11 | 1.33 | 1.32 | 1.52 | 1.46 | 1.48 | 1.34 | 1.2 | 1.02 | 1.52 | 1.58 | 1.47 | 1.39 | 1.28 | 1.09 | 1.05 | 1 | 1.09 | 0.96 | 0.98 | 1.1 | 1.22 | 1.43 | 1.5 | 1.68 | 1.72 | 1.75 | 1.7 | 1.68 | 1.65 | 1.67 | 1.78 | 1.6 | 2.71 | 2.43 | 2.12 | 1.8 | 1.55 | 1.34 | 0.93 | 0.7 | 0.66 | 0.62 | 0.57 | 0.62 | 0.68 | 1.02 | 1.53 | 2.03 | 2.44 | 2.67 | 2.74 | 2.82 | 2.98 | 2.82 | 2.72 | 2.75 | 3.04 | 2.86 | 2.8 | 2.52 | 2.08 | 1.71 | 1.28 | 0.99 | 0.69 | 0.55 | 0.49 | 0.46 | 0.64 | 1.05 | 1.71 | 2.47 | 2.87 | 3.17 | 3.09 | 3.09 | 3.16 | 3.21 | 3.29 | 3.08 | 3.02 | 2.84 | 2.61 | 2.21 | 1.92 | 1.51 | 1.07 | 0.71 | 0.56 | 0.38 | 0.45 | 0.47 | 0.57 | 0.89 | 1.43 | 1.98 | 2.42 | 2.82 | 3.13 | 3.44 | 3.36 | 3.35 | 3.32 | 3.19 | 3.39 | 3.13 | 2.76 | 2.49 | 2.18 | 1.7 | 1.24 | 0.76 | 0.48 | 0.35 | 0.43 | 0.58 | 0.83 | 1.24 | 1.7 | 2.3 | 2.81 | 3.19 | 3.46 | 3.55 | 3.69 | 3.67 | 3.6 | 3.48 | 2.78 | 2.5 | 2.16 | 1.75 | 1.54 | 1.24 | 0.86 | 0.54 | 0.39 | 0.32 | 0.36 | 0.46 | 0.67 | 0.94 | 1.34 | 1.77 | 2.25 | 2.59 | 2.94 | 3.14 | 3.15 | 3.05 | 2.99 | 2.87 | 1.89 | 1.83 | 1.69 | 1.3 | 1.12 | 0.95 | 0.72 | 0.51 | 0.39 | 0.43 | 0.52 | 0.61 | 0.75 | 0.93 | 1.22 | 1.43 | 1.59 | 1.88 | 2.17 | 2.29 | 2.26 | 2.12 | 1.99 | 1.88 | 0.84 | 0.82 | 0.78 | 0.7 | 0.64 | 0.61 | 0.44 | 0.32 | 0.27 | 0.29 | 0.38 | 0.41 | 0.38 | 0.43 | 0.45 | 0.56 | 0.76 | 0.85 | 0.97 | 1.11 | 1 | 0.91 | 0.84 | 0.82 | 0.44 | 0.48 | 0.46 | 0.49 | 0.45 | 0.44 | 0.42 | 0.36 | 0.38 | 0.43 | 0.47 | 0.54 | 0.52 | 0.53 | 0.56 | 0.58 | 0.51 | 0.5 | 0.6 | 0.62 | 0.61 | 0.55 | 0.5 | 0.46 | 0.49 | 0.5 | 0.53 | 0.51 | 0.53 | 0.5 | 0.45 | 0.54 | 0.5 | 0.45 | 0.44 | 0.47 | 0.53 | 0.59 | 0.55 | 0.47 | 0.48 | 0.49 | 0.5 | 0.49 | 0.53 | 0.57 | 0.58 | 0.54
MIRLOM_2_CREST |  | Solar_Fixed | Solar Fixed | CISO | South | Socal | EO | 1.5 | 0 | 0 | 0 | 0 | 0 | 0 | 0 | 0.18 | 0.62 | 0.84 | 0.93 | 0.96 | 0.92 | 0.88 | 0.74 | 0.41 | 0.06 | 0 | 0 | 0 | 0 | 0 | 0 | 0 | 0 | 0 | 0 | 0 | 0 | 0 | 0.01 | 0.33 | 0.79 | 0.96 | 1.02 | 1.04 | 0.99 | 0.94 | 0.85 | 0.67 | 0.24 | 0.01 | 0 | 0 | 0 | 0 | 0 | 0 | 0 | 0 | 0 | 0 | 0 | 0 | 0.11 | 0.57 | 0.88 | 1.01 | 1.03 | 1.04 | 1 | 0.95 | 0.85 | 0.69 | 0.37 | 0.05 | 0 | 0 | 0 | 0 | 0 | 0 | 0 | 0 | 0 | 0 | 0 | 0.05 | 0.44 | 0.89 | 1.12 | 1.21 | 1.26 | 1.26 | 1.24 | 1.21 | 1.11 | 0.96 | 0.65 | 0.17 | 0 | 0 | 0 | 0 | 0 | 0 | 0 | 0 | 0 | 0 | 0 | 0.18 | 0.63 | 0.94 | 1.13 | 1.25 | 1.3 | 1.31 | 1.3 | 1.27 | 1.19 | 1.04 | 0.76 | 0.29 | 0.02 | 0 | 0 | 0 | 0 | 0 | 0 | 0 | 0 | 0 | 0.01 | 0.2 | 0.61 | 0.92 | 1.14 | 1.25 | 1.32 | 1.32 | 1.31 | 1.27 | 1.17 | 1.03 | 0.8 | 0.38 | 0.05 | 0 | 0 | 0 | 0 | 0 | 0 | 0 | 0 | 0 | 0 | 0.11 | 0.44 | 0.8 | 1.02 | 1.15 | 1.23 | 1.26 | 1.25 | 1.21 | 1.11 | 0.97 | 0.74 | 0.34 | 0.04 | 0 | 0 | 0 | 0 | 0 | 0 | 0 | 0 | 0 | 0 | 0.04 | 0.38 | 0.81 | 1.02 | 1.16 | 1.27 | 1.29 | 1.24 | 1.2 | 1.1 | 0.94 | 0.63 | 0.18 | 0.01 | 0 | 0 | 0 | 0 | 0 | 0 | 0 | 0 | 0 | 0 | 0.01 | 0.3 | 0.79 | 1.03 | 1.16 | 1.24 | 1.25 | 1.25 | 1.2 | 1.08 | 0.86 | 0.4 | 0.04 | 0 | 0 | 0 | 0 | 0 | 0 | 0 | 0 | 0 | 0 | 0 | 0 | 0.19 | 0.7 | 1 | 1.12 | 1.2 | 1.21 | 1.19 | 1.14 | 1.02 | 0.67 | 0.16 | 0 | 0 | 0 | 0 | 0 | 0 | 0 | 0 | 0 | 0 | 0 | 0 | 0 | 0.05 | 0.45 | 0.88 | 1.02 | 1.08 | 1.1 | 1.07 | 1 | 0.83 | 0.39 | 0.03 | 0 | 0 | 0 | 0 | 0 | 0 | 0 | 0 | 0 | 0 | 0 | 0 | 0 | 0.01 | 0.2 | 0.58 | 0.78 | 0.85 | 0.9 | 0.89 | 0.81 | 0.64 | 0.29 | 0.02 | 0 | 0 | 0 | 0 | 0 | 0 | 0
MIRLOM_2_LNDFL |  | Solar_1Axis | Solar Tracking | CISO | South | Socal | FC | 3 | 0 | 0 | 0 | 0 | 0 | 0 | 0 | 0.33 | 1.23 | 1.58 | 1.65 | 1.68 | 1.66 | 1.56 | 1.44 | 0.91 | 0.18 | 0 | 0 | 0 | 0 | 0 | 0 | 0 | 0 | 0 | 0 | 0 | 0 | 0 | 0.02 | 0.77 | 1.88 | 2 | 1.99 | 1.92 | 1.86 | 1.81 | 1.78 | 1.6 | 0.7 | 0.03 | 0 | 0 | 0 | 0 | 0 | 0 | 0 | 0 | 0 | 0 | 0 | 0 | 0.23 | 1.38 | 1.9 | 1.97 | 1.93 | 1.88 | 1.87 | 1.7 | 1.54 | 1.39 | 0.99 | 0.15 | 0 | 0 | 0 | 0 | 0 | 0 | 0 | 0 | 0 | 0 | 0 | 0.13 | 1.28 | 2.27 | 2.39 | 2.45 | 2.43 | 2.44 | 2.42 | 2.41 | 2.34 | 2.21 | 1.83 | 0.61 | 0.01 | 0 | 0 | 0 | 0 | 0 | 0 | 0 | 0 | 0 | 0 | 0.49 | 1.72 | 2.35 | 2.5 | 2.56 | 2.57 | 2.59 | 2.58 | 2.55 | 2.48 | 2.38 | 2.08 | 1.02 | 0.1 | 0 | 0 | 0 | 0 | 0 | 0 | 0 | 0 | 0 | 0.01 | 0.59 | 1.72 | 2.25 | 2.43 | 2.53 | 2.55 | 2.56 | 2.56 | 2.53 | 2.47 | 2.38 | 2.11 | 1.28 | 0.22 | 0 | 0 | 0 | 0 | 0 | 0 | 0 | 0 | 0 | 0 | 0.27 | 1.34 | 2.1 | 2.38 | 2.5 | 2.52 | 2.51 | 2.49 | 2.46 | 2.4 | 2.29 | 2.02 | 1.17 | 0.19 | 0 | 0 | 0 | 0 | 0 | 0 | 0 | 0 | 0 | 0 | 0.09 | 1 | 1.88 | 2.24 | 2.4 | 2.45 | 2.45 | 2.4 | 2.34 | 2.24 | 2.07 | 1.64 | 0.61 | 0.02 | 0 | 0 | 0 | 0 | 0 | 0 | 0 | 0 | 0 | 0 | 0.02 | 0.74 | 1.94 | 2.25 | 2.37 | 2.39 | 2.39 | 2.38 | 2.35 | 2.31 | 2.09 | 1.17 | 0.14 | 0 | 0 | 0 | 0 | 0 | 0 | 0 | 0 | 0 | 0 | 0 | 0 | 0.42 | 1.68 | 2.14 | 2.2 | 2.18 | 2.19 | 2.2 | 2.21 | 2.16 | 1.69 | 0.48 | 0.01 | 0 | 0 | 0 | 0 | 0 | 0 | 0 | 0 | 0 | 0 | 0 | 0 | 0.08 | 0.99 | 1.84 | 1.99 | 1.94 | 1.89 | 1.91 | 1.92 | 1.82 | 1.05 | 0.1 | 0 | 0 | 0 | 0 | 0 | 0 | 0 | 0 | 0 | 0 | 0 | 0 | 0 | 0 | 0.37 | 1.16 | 1.4 | 1.47 | 1.45 | 1.49 | 1.41 | 1.29 | 0.73 | 0.06 | 0 | 0 | 0 | 0 | 0 | 0 | 0
MNDOTA_1_SOLAR1 |  | Solar_1Axis | Solar Tracking | CISO | North | Norcal | FC | 60 | 0 | 0 | 0 | 0 | 0 | 0 | 0 | 1.27 | 9.83 | 18.74 | 23.17 | 25.51 | 25.52 | 24.09 | 22.55 | 15.4 | 3.36 | 0 | 0 | 0 | 0 | 0 | 0 | 0 | 0 | 0 | 0 | 0 | 0 | 0 | 0.01 | 7.41 | 30.81 | 38.41 | 39.23 | 37.18 | 36.64 | 36.4 | 37.19 | 31.72 | 16.64 | 0.92 | 0 | 0 | 0 | 0 | 0 | 0 | 0 | 0 | 0 | 0 | 0 | 0 | 1.55 | 19.16 | 35.96 | 38.53 | 36.16 | 37.14 | 36.59 | 33.68 | 31.1 | 28.97 | 20.39 | 4.72 | 0.01 | 0 | 0 | 0 | 0 | 0 | 0 | 0 | 0 | 0 | 0 | 0.83 | 17.9 | 39.5 | 43.45 | 43.21 | 42.45 | 43.47 | 43.57 | 42.92 | 43.62 | 41.82 | 38.14 | 17.7 | 0.82 | 0 | 0 | 0 | 0 | 0 | 0 | 0 | 0 | 0 | 0.01 | 6.6 | 31.14 | 43.91 | 45.91 | 45.97 | 45.56 | 46.53 | 46.52 | 47.59 | 47.58 | 46.53 | 43.86 | 27.14 | 4.22 | 0 | 0 | 0 | 0 | 0 | 0 | 0 | 0 | 0 | 0.04 | 9.47 | 34.41 | 46.62 | 49.92 | 50.54 | 50.92 | 51.21 | 51.07 | 50.62 | 50.6 | 49.5 | 45.92 | 34.02 | 9.59 | 0.11 | 0 | 0 | 0 | 0 | 0 | 0 | 0 | 0 | 0 | 4.3 | 27.61 | 44.52 | 49.13 | 49.81 | 50.16 | 49.96 | 49.86 | 49.32 | 49.23 | 47.23 | 43.78 | 30.71 | 7.22 | 0.04 | 0 | 0 | 0 | 0 | 0 | 0 | 0 | 0 | 0 | 0.61 | 16.18 | 37.38 | 45.2 | 47.3 | 47.51 | 47.88 | 47.51 | 47.13 | 46.8 | 44.04 | 36.12 | 16.03 | 0.89 | 0 | 0 | 0 | 0 | 0 | 0 | 0 | 0 | 0 | 0 | 0.06 | 9.88 | 35.24 | 44.39 | 45.89 | 45.56 | 45.04 | 45.12 | 45.76 | 45.96 | 43.31 | 28.51 | 5.6 | 0.01 | 0 | 0 | 0 | 0 | 0 | 0 | 0 | 0 | 0 | 0 | 0 | 2.95 | 23.39 | 38.69 | 39.86 | 39.06 | 38.08 | 38.37 | 39.06 | 38.91 | 32.75 | 10.89 | 0.23 | 0 | 0 | 0 | 0 | 0 | 0 | 0 | 0 | 0 | 0 | 0 | 0 | 0.11 | 9.12 | 27.46 | 32.34 | 31.73 | 30.72 | 31.62 | 32.55 | 30.58 | 19.16 | 2.27 | 0 | 0 | 0 | 0 | 0 | 0 | 0 | 0 | 0 | 0 | 0 | 0 | 0 | 0 | 1.79 | 12.28 | 20.15 | 24.49 | 25.73 | 25.05 | 24.26 | 22.43 | 12.54 | 1.35 | 0 | 0 | 0 | 0 | 0 | 0 | 0
MNDOTA_1_SOLAR2 |  | Solar_1Axis | Solar Tracking | CISO | North | Norcal | EO | 5 | 0 | 0 | 0 | 0 | 0 | 0 | 0 | 0.11 | 0.82 | 1.56 | 1.93 | 2.13 | 2.13 | 2.01 | 1.88 | 1.28 | 0.28 | 0 | 0 | 0 | 0 | 0 | 0 | 0 | 0 | 0 | 0 | 0 | 0 | 0 | 0 | 0.62 | 2.57 | 3.2 | 3.27 | 3.1 | 3.05 | 3.03 | 3.1 | 2.64 | 1.39 | 0.08 | 0 | 0 | 0 | 0 | 0 | 0 | 0 | 0 | 0 | 0 | 0 | 0 | 0.13 | 1.6 | 3 | 3.21 | 3.01 | 3.1 | 3.05 | 2.81 | 2.59 | 2.41 | 1.7 | 0.39 | 0 | 0 | 0 | 0 | 0 | 0 | 0 | 0 | 0 | 0 | 0 | 0.07 | 1.49 | 3.29 | 3.62 | 3.6 | 3.54 | 3.62 | 3.63 | 3.58 | 3.63 | 3.48 | 3.18 | 1.48 | 0.07 | 0 | 0 | 0 | 0 | 0 | 0 | 0 | 0 | 0 | 0 | 0.55 | 2.59 | 3.66 | 3.83 | 3.83 | 3.8 | 3.88 | 3.88 | 3.97 | 3.97 | 3.88 | 3.65 | 2.26 | 0.35 | 0 | 0 | 0 | 0 | 0 | 0 | 0 | 0 | 0 | 0 | 0.79 | 2.87 | 3.89 | 4.16 | 4.21 | 4.24 | 4.27 | 4.26 | 4.22 | 4.22 | 4.12 | 3.83 | 2.84 | 0.8 | 0.01 | 0 | 0 | 0 | 0 | 0 | 0 | 0 | 0 | 0 | 0.36 | 2.3 | 3.71 | 4.09 | 4.15 | 4.18 | 4.16 | 4.16 | 4.11 | 4.1 | 3.94 | 3.65 | 2.56 | 0.6 | 0 | 0 | 0 | 0 | 0 | 0 | 0 | 0 | 0 | 0 | 0.05 | 1.35 | 3.12 | 3.77 | 3.94 | 3.96 | 3.99 | 3.96 | 3.93 | 3.9 | 3.67 | 3.01 | 1.34 | 0.07 | 0 | 0 | 0 | 0 | 0 | 0 | 0 | 0 | 0 | 0 | 0.01 | 0.82 | 2.94 | 3.7 | 3.82 | 3.8 | 3.75 | 3.76 | 3.81 | 3.83 | 3.61 | 2.38 | 0.47 | 0 | 0 | 0 | 0 | 0 | 0 | 0 | 0 | 0 | 0 | 0 | 0 | 0.25 | 1.95 | 3.22 | 3.32 | 3.26 | 3.17 | 3.2 | 3.25 | 3.24 | 2.73 | 0.91 | 0.02 | 0 | 0 | 0 | 0 | 0 | 0 | 0 | 0 | 0 | 0 | 0 | 0 | 0.01 | 0.76 | 2.29 | 2.7 | 2.64 | 2.56 | 2.63 | 2.71 | 2.55 | 1.6 | 0.19 | 0 | 0 | 0 | 0 | 0 | 0 | 0 | 0 | 0 | 0 | 0 | 0 | 0 | 0 | 0.15 | 1.02 | 1.68 | 2.04 | 2.14 | 2.09 | 2.02 | 1.87 | 1.05 | 0.11 | 0 | 0 | 0 | 0 | 0 | 0 | 0
MOJAVW_2_SOLAR |  | Solar_1Axis | Solar Tracking | CISO | South | Socal | FC | 20 | 0 | 0 | 0 | 0 | 0 | 0 | 0.01 | 2.23 | 8.17 | 10.55 | 10.97 | 11.2 | 11.07 | 10.39 | 9.62 | 6.06 | 1.19 | 0 | 0 | 0 | 0 | 0 | 0 | 0 | 0 | 0 | 0 | 0 | 0 | 0 | 0.14 | 5.11 | 12.5 | 13.36 | 13.24 | 12.8 | 12.38 | 12.09 | 11.87 | 10.68 | 4.66 | 0.17 | 0 | 0 | 0 | 0 | 0 | 0 | 0 | 0 | 0 | 0 | 0 | 0 | 1.54 | 9.18 | 12.65 | 13.11 | 12.87 | 12.55 | 12.47 | 11.32 | 10.3 | 9.29 | 6.6 | 1 | 0 | 0 | 0 | 0 | 0 | 0 | 0 | 0 | 0 | 0 | 0 | 0.88 | 8.53 | 15.11 | 15.92 | 16.31 | 16.19 | 16.3 | 16.12 | 16.08 | 15.58 | 14.76 | 12.17 | 4.04 | 0.1 | 0 | 0 | 0 | 0 | 0 | 0 | 0 | 0 | 0 | 0.03 | 3.29 | 11.45 | 15.64 | 16.7 | 17.07 | 17.11 | 17.25 | 17.22 | 16.99 | 16.57 | 15.9 | 13.89 | 6.83 | 0.64 | 0 | 0 | 0 | 0 | 0 | 0 | 0 | 0 | 0 | 0.06 | 3.9 | 11.46 | 15.03 | 16.2 | 16.85 | 16.99 | 17.08 | 17.05 | 16.86 | 16.44 | 15.87 | 14.08 | 8.5 | 1.46 | 0 | 0 | 0 | 0 | 0 | 0 | 0 | 0 | 0 | 0.01 | 1.83 | 8.92 | 13.98 | 15.85 | 16.65 | 16.81 | 16.76 | 16.62 | 16.42 | 15.97 | 15.29 | 13.46 | 7.79 | 1.24 | 0 | 0 | 0 | 0 | 0 | 0 | 0 | 0 | 0 | 0 | 0.62 | 6.68 | 12.56 | 14.94 | 16.02 | 16.37 | 16.33 | 16.01 | 15.57 | 14.94 | 13.78 | 10.96 | 4.06 | 0.12 | 0 | 0 | 0 | 0 | 0 | 0 | 0 | 0 | 0 | 0 | 0.14 | 4.94 | 12.9 | 15.03 | 15.81 | 15.93 | 15.93 | 15.84 | 15.66 | 15.43 | 13.93 | 7.79 | 0.93 | 0 | 0 | 0 | 0 | 0 | 0 | 0 | 0 | 0 | 0 | 0 | 0.01 | 2.82 | 11.22 | 14.25 | 14.69 | 14.56 | 14.6 | 14.67 | 14.74 | 14.42 | 11.28 | 3.18 | 0.04 | 0 | 0 | 0 | 0 | 0 | 0 | 0 | 0 | 0 | 0 | 0 | 0 | 0.52 | 6.58 | 12.29 | 13.29 | 12.93 | 12.58 | 12.74 | 12.77 | 12.16 | 7.01 | 0.7 | 0 | 0 | 0 | 0 | 0 | 0 | 0 | 0 | 0 | 0 | 0 | 0 | 0 | 0.02 | 2.44 | 7.76 | 9.33 | 9.83 | 9.63 | 9.95 | 9.4 | 8.58 | 4.88 | 0.42 | 0 | 0 | 0 | 0 | 0 | 0 | 0
MORWD_6_QF |  | Wind | Wind | CISO | South | Socal | FC | 38.16 | 3.54 | 3.68 | 4.21 | 3.96 | 3.92 | 3.65 | 2.99 | 2.58 | 2.72 | 2.72 | 2.7 | 2.82 | 3.12 | 3.58 | 3.56 | 3.9 | 3.42 | 3.42 | 3.21 | 3.25 | 3.13 | 3.06 | 3.19 | 3.04 | 4.72 | 5.22 | 5.41 | 5.11 | 4.51 | 4.26 | 4.45 | 4.5 | 4.34 | 4.86 | 5.04 | 5.14 | 5.99 | 5.58 | 6.41 | 5.67 | 6.78 | 6.71 | 7.74 | 7.44 | 7.52 | 6.81 | 6.13 | 5.17 | 7.72 | 8.04 | 7.5 | 7.06 | 6.49 | 5.57 | 5.35 | 5.11 | 5.57 | 4.9 | 4.99 | 5.59 | 6.23 | 7.28 | 7.64 | 8.53 | 8.74 | 8.93 | 8.67 | 8.56 | 8.41 | 8.5 | 9.04 | 8.14 | 13.81 | 12.36 | 10.77 | 9.17 | 7.89 | 6.81 | 4.75 | 3.58 | 3.35 | 3.14 | 2.91 | 3.14 | 3.44 | 5.21 | 7.81 | 10.34 | 12.43 | 13.58 | 13.96 | 14.36 | 15.17 | 14.33 | 13.84 | 13.99 | 15.44 | 14.54 | 14.22 | 12.83 | 10.57 | 8.72 | 6.51 | 5.02 | 3.5 | 2.82 | 2.48 | 2.33 | 3.24 | 5.35 | 8.72 | 12.59 | 14.62 | 16.12 | 15.74 | 15.74 | 16.06 | 16.32 | 16.73 | 15.69 | 15.39 | 14.45 | 13.28 | 11.24 | 9.78 | 7.67 | 5.42 | 3.63 | 2.86 | 1.92 | 2.27 | 2.37 | 2.92 | 4.51 | 7.29 | 10.08 | 12.31 | 14.34 | 15.93 | 17.48 | 17.09 | 17.02 | 16.88 | 16.22 | 17.25 | 15.92 | 14.07 | 12.68 | 11.1 | 8.64 | 6.33 | 3.89 | 2.44 | 1.78 | 2.17 | 2.97 | 4.24 | 6.31 | 8.66 | 11.73 | 14.29 | 16.25 | 17.62 | 18.04 | 18.77 | 18.66 | 18.34 | 17.71 | 14.17 | 12.74 | 11 | 8.92 | 7.84 | 6.3 | 4.37 | 2.75 | 1.99 | 1.63 | 1.85 | 2.35 | 3.41 | 4.77 | 6.79 | 9 | 11.45 | 13.2 | 14.95 | 15.97 | 16.04 | 15.53 | 15.19 | 14.59 | 9.63 | 9.32 | 8.62 | 6.63 | 5.71 | 4.85 | 3.65 | 2.62 | 1.99 | 2.18 | 2.67 | 3.12 | 3.83 | 4.75 | 6.23 | 7.28 | 8.1 | 9.57 | 11.06 | 11.64 | 11.49 | 10.81 | 10.1 | 9.58 | 4.3 | 4.17 | 3.97 | 3.54 | 3.25 | 3.12 | 2.22 | 1.63 | 1.37 | 1.5 | 1.93 | 2.08 | 1.92 | 2.17 | 2.3 | 2.85 | 3.84 | 4.34 | 4.94 | 5.67 | 5.11 | 4.64 | 4.26 | 4.2 | 2.22 | 2.45 | 2.37 | 2.48 | 2.29 | 2.24 | 2.12 | 1.85 | 1.93 | 2.18 | 2.39 | 2.76 | 2.64 | 2.7 | 2.87 | 2.94 | 2.58 | 2.52 | 3.05 | 3.14 | 3.12 | 2.78 | 2.54 | 2.35 | 2.5 | 2.56 | 2.71 | 2.58 | 2.71 | 2.57 | 2.27 | 2.72 | 2.54 | 2.28 | 2.25 | 2.39 | 2.72 | 3.02 | 2.8 | 2.37 | 2.43 | 2.47 | 2.57 | 2.5 | 2.7 | 2.9 | 2.97 | 2.76
MRLSDS_6_SOLAR1 |  | Solar_1Axis | Solar Tracking | CISO | North | Norcal | FC | 15 | 0 | 0 | 0 | 0 | 0 | 0 | 0 | 0.32 | 2.46 | 4.68 | 5.79 | 6.38 | 6.38 | 6.02 | 5.64 | 3.85 | 0.84 | 0 | 0 | 0 | 0 | 0 | 0 | 0 | 0 | 0 | 0 | 0 | 0 | 0 | 0 | 1.85 | 7.7 | 9.6 | 9.81 | 9.29 | 9.16 | 9.1 | 9.3 | 7.93 | 4.16 | 0.23 | 0 | 0 | 0 | 0 | 0 | 0 | 0 | 0 | 0 | 0 | 0 | 0 | 0.39 | 4.79 | 8.99 | 9.63 | 9.04 | 9.29 | 9.15 | 8.42 | 7.78 | 7.24 | 5.1 | 1.18 | 0 | 0 | 0 | 0 | 0 | 0 | 0 | 0 | 0 | 0 | 0 | 0.21 | 4.47 | 9.88 | 10.86 | 10.8 | 10.61 | 10.87 | 10.89 | 10.73 | 10.9 | 10.45 | 9.54 | 4.43 | 0.2 | 0 | 0 | 0 | 0 | 0 | 0 | 0 | 0 | 0 | 0 | 1.65 | 7.78 | 10.98 | 11.48 | 11.49 | 11.39 | 11.63 | 11.63 | 11.9 | 11.9 | 11.63 | 10.96 | 6.78 | 1.05 | 0 | 0 | 0 | 0 | 0 | 0 | 0 | 0 | 0 | 0.01 | 2.37 | 8.6 | 11.66 | 12.48 | 12.64 | 12.73 | 12.8 | 12.77 | 12.65 | 12.65 | 12.37 | 11.48 | 8.51 | 2.4 | 0.03 | 0 | 0 | 0 | 0 | 0 | 0 | 0 | 0 | 0 | 1.08 | 6.9 | 11.13 | 12.28 | 12.45 | 12.54 | 12.49 | 12.47 | 12.33 | 12.31 | 11.81 | 10.94 | 7.68 | 1.81 | 0.01 | 0 | 0 | 0 | 0 | 0 | 0 | 0 | 0 | 0 | 0.15 | 4.04 | 9.35 | 11.3 | 11.82 | 11.88 | 11.97 | 11.88 | 11.78 | 11.7 | 11.01 | 9.03 | 4.01 | 0.22 | 0 | 0 | 0 | 0 | 0 | 0 | 0 | 0 | 0 | 0 | 0.02 | 2.47 | 8.81 | 11.1 | 11.47 | 11.39 | 11.26 | 11.28 | 11.44 | 11.49 | 10.83 | 7.13 | 1.4 | 0 | 0 | 0 | 0 | 0 | 0 | 0 | 0 | 0 | 0 | 0 | 0 | 0.74 | 5.85 | 9.67 | 9.96 | 9.77 | 9.52 | 9.59 | 9.76 | 9.73 | 8.19 | 2.72 | 0.06 | 0 | 0 | 0 | 0 | 0 | 0 | 0 | 0 | 0 | 0 | 0 | 0 | 0.03 | 2.28 | 6.86 | 8.09 | 7.93 | 7.68 | 7.9 | 8.14 | 7.65 | 4.79 | 0.57 | 0 | 0 | 0 | 0 | 0 | 0 | 0 | 0 | 0 | 0 | 0 | 0 | 0 | 0 | 0.45 | 3.07 | 5.04 | 6.12 | 6.43 | 6.26 | 6.06 | 5.61 | 3.14 | 0.34 | 0 | 0 | 0 | 0 | 0 | 0 | 0
MSOLAR_2_SOLAR1 |  | Solar_Fixed | Solar Fixed | CISO | South | Socal | FC | 165 | 0 | 0 | 0 | 0 | 0 | 0 | 0.25 | 19.74 | 68.14 | 92.77 | 102.11 | 106.13 | 101.29 | 96.73 | 80.89 | 44.81 | 6.54 | 0 | 0 | 0 | 0 | 0 | 0 | 0 | 0 | 0 | 0 | 0 | 0 | 0 | 1.56 | 35.88 | 86.58 | 105.9 | 112.65 | 113.93 | 109.4 | 103.93 | 93.92 | 73.68 | 26.82 | 0.69 | 0 | 0 | 0 | 0 | 0 | 0 | 0 | 0 | 0 | 0 | 0 | 0.02 | 11.89 | 62.76 | 97.29 | 110.87 | 113.34 | 114.89 | 110.12 | 104.15 | 93.91 | 76.4 | 41.2 | 5.46 | 0 | 0 | 0 | 0 | 0 | 0 | 0 | 0 | 0 | 0 | 0 | 5.81 | 48.6 | 98.16 | 123.15 | 133.55 | 138.84 | 138.92 | 136.34 | 132.71 | 122.11 | 105.4 | 71.96 | 18.82 | 0.48 | 0 | 0 | 0 | 0 | 0 | 0 | 0 | 0 | 0 | 0.34 | 19.39 | 69.23 | 103.65 | 124.59 | 137.33 | 143.17 | 144.48 | 143.08 | 140.12 | 130.94 | 114.48 | 83.45 | 32.37 | 2.51 | 0.01 | 0 | 0 | 0 | 0 | 0 | 0 | 0 | 0 | 0.65 | 21.95 | 67.53 | 101.09 | 125.86 | 137.84 | 144.9 | 145.07 | 144.02 | 139.84 | 128.87 | 112.8 | 87.75 | 41.75 | 5.67 | 0.01 | 0 | 0 | 0 | 0 | 0 | 0 | 0 | 0 | 0.04 | 11.66 | 48.75 | 88.28 | 112.19 | 126.64 | 135.26 | 138.52 | 137.15 | 132.66 | 122.35 | 107.1 | 81.93 | 37.68 | 4.49 | 0.01 | 0 | 0 | 0 | 0 | 0 | 0 | 0 | 0 | 0 | 4.79 | 42.35 | 88.91 | 112.42 | 128.1 | 139.38 | 142.33 | 136.41 | 132.13 | 121.14 | 103.4 | 69.54 | 20.23 | 0.63 | 0 | 0 | 0 | 0 | 0 | 0 | 0 | 0 | 0 | 0 | 1.48 | 33.32 | 86.46 | 113.66 | 127.58 | 135.93 | 137.75 | 137.72 | 131.62 | 118.62 | 94.54 | 44.14 | 4.66 | 0.03 | 0 | 0 | 0 | 0 | 0 | 0 | 0 | 0 | 0 | 0 | 0.27 | 21 | 77.2 | 109.79 | 123.62 | 132.2 | 133.53 | 131.43 | 125.04 | 111.88 | 74.2 | 17.36 | 0.26 | 0 | 0 | 0 | 0 | 0 | 0 | 0 | 0 | 0 | 0 | 0 | 0.02 | 5.45 | 49.01 | 96.34 | 112.02 | 119.02 | 120.6 | 117.32 | 110.47 | 90.95 | 42.53 | 3.19 | 0 | 0 | 0 | 0 | 0 | 0 | 0 | 0 | 0 | 0 | 0 | 0 | 0 | 0.61 | 21.81 | 63.53 | 85.86 | 93.47 | 98.57 | 97.47 | 89.22 | 70.04 | 32.31 | 2.05 | 0 | 0 | 0 | 0 | 0 | 0 | 0
MSOLAR_2_SOLAR2 |  | Solar_Fixed | Solar Fixed | CISO | South | Socal | FC | 100.81 | 0 | 0 | 0 | 0 | 0 | 0 | 0.16 | 12.06 | 41.63 | 56.68 | 62.39 | 64.84 | 61.89 | 59.1 | 49.42 | 27.38 | 3.99 | 0 | 0 | 0 | 0 | 0 | 0 | 0 | 0 | 0 | 0 | 0 | 0 | 0 | 0.95 | 21.92 | 52.9 | 64.7 | 68.83 | 69.61 | 66.84 | 63.5 | 57.38 | 45.01 | 16.38 | 0.42 | 0 | 0 | 0 | 0 | 0 | 0 | 0 | 0 | 0 | 0 | 0 | 0.01 | 7.27 | 38.35 | 59.44 | 67.74 | 69.25 | 70.19 | 67.28 | 63.63 | 57.38 | 46.68 | 25.17 | 3.34 | 0 | 0 | 0 | 0 | 0 | 0 | 0 | 0 | 0 | 0 | 0 | 3.55 | 29.69 | 59.97 | 75.24 | 81.6 | 84.83 | 84.88 | 83.3 | 81.08 | 74.61 | 64.4 | 43.97 | 11.5 | 0.3 | 0 | 0 | 0 | 0 | 0 | 0 | 0 | 0 | 0 | 0.21 | 11.85 | 42.3 | 63.33 | 76.12 | 83.9 | 87.47 | 88.27 | 87.42 | 85.61 | 80 | 69.94 | 50.98 | 19.78 | 1.53 | 0.01 | 0 | 0 | 0 | 0 | 0 | 0 | 0 | 0 | 0.4 | 13.41 | 41.26 | 61.76 | 76.9 | 84.22 | 88.53 | 88.63 | 87.99 | 85.44 | 78.74 | 68.92 | 53.61 | 25.51 | 3.47 | 0.01 | 0 | 0 | 0 | 0 | 0 | 0 | 0 | 0 | 0.02 | 7.12 | 29.78 | 53.94 | 68.55 | 77.37 | 82.64 | 84.63 | 83.8 | 81.05 | 74.75 | 65.43 | 50.06 | 23.02 | 2.75 | 0 | 0 | 0 | 0 | 0 | 0 | 0 | 0 | 0 | 0 | 2.93 | 25.87 | 54.32 | 68.69 | 78.26 | 85.16 | 86.96 | 83.34 | 80.73 | 74.02 | 63.18 | 42.49 | 12.36 | 0.39 | 0 | 0 | 0 | 0 | 0 | 0 | 0 | 0 | 0 | 0 | 0.9 | 20.36 | 52.83 | 69.44 | 77.95 | 83.05 | 84.16 | 84.14 | 80.42 | 72.48 | 57.76 | 26.97 | 2.85 | 0.02 | 0 | 0 | 0 | 0 | 0 | 0 | 0 | 0 | 0 | 0 | 0.17 | 12.83 | 47.17 | 67.08 | 75.53 | 80.77 | 81.59 | 80.3 | 76.39 | 68.36 | 45.33 | 10.61 | 0.16 | 0 | 0 | 0 | 0 | 0 | 0 | 0 | 0 | 0 | 0 | 0 | 0.02 | 3.33 | 29.94 | 58.86 | 68.44 | 72.72 | 73.68 | 71.68 | 67.49 | 55.57 | 25.98 | 1.95 | 0 | 0 | 0 | 0 | 0 | 0 | 0 | 0 | 0 | 0 | 0 | 0 | 0 | 0.37 | 13.33 | 38.81 | 52.46 | 57.11 | 60.22 | 59.55 | 54.51 | 42.79 | 19.74 | 1.25 | 0 | 0 | 0 | 0 | 0 | 0 | 0
MSOLAR_2_SOLAR3 |  | Solar_Fixed | Solar Fixed | CISO | South | Socal | FC | 152 | 0 | 0 | 0 | 0 | 0 | 0 | 0.23 | 18.18 | 62.77 | 85.46 | 94.07 | 97.77 | 93.31 | 89.11 | 74.52 | 41.28 | 6.02 | 0 | 0 | 0 | 0 | 0 | 0 | 0 | 0 | 0 | 0 | 0 | 0 | 0 | 1.44 | 33.06 | 79.76 | 97.56 | 103.78 | 104.95 | 100.78 | 95.74 | 86.52 | 67.87 | 24.7 | 0.63 | 0 | 0 | 0 | 0 | 0 | 0 | 0 | 0 | 0 | 0 | 0 | 0.02 | 10.95 | 57.82 | 89.63 | 102.14 | 104.41 | 105.84 | 101.45 | 95.94 | 86.51 | 70.38 | 37.95 | 5.03 | 0 | 0 | 0 | 0 | 0 | 0 | 0 | 0 | 0 | 0 | 0 | 5.35 | 44.77 | 90.42 | 113.45 | 123.03 | 127.9 | 127.98 | 125.6 | 122.25 | 112.49 | 97.1 | 66.29 | 17.34 | 0.45 | 0 | 0 | 0 | 0 | 0 | 0 | 0 | 0 | 0 | 0.32 | 17.86 | 63.78 | 95.49 | 114.77 | 126.51 | 131.89 | 133.09 | 131.81 | 129.08 | 120.62 | 105.46 | 76.87 | 29.82 | 2.31 | 0.01 | 0 | 0 | 0 | 0 | 0 | 0 | 0 | 0 | 0.6 | 20.22 | 62.21 | 93.12 | 115.95 | 126.98 | 133.48 | 133.64 | 132.68 | 128.82 | 118.72 | 103.91 | 80.84 | 38.46 | 5.22 | 0.01 | 0 | 0 | 0 | 0 | 0 | 0 | 0 | 0 | 0.04 | 10.74 | 44.91 | 81.33 | 103.35 | 116.66 | 124.61 | 127.6 | 126.35 | 122.21 | 112.71 | 98.66 | 75.48 | 34.71 | 4.14 | 0 | 0 | 0 | 0 | 0 | 0 | 0 | 0 | 0 | 0 | 4.41 | 39.01 | 81.9 | 103.56 | 118 | 128.4 | 131.12 | 125.66 | 121.72 | 111.6 | 95.26 | 64.06 | 18.64 | 0.58 | 0 | 0 | 0 | 0 | 0 | 0 | 0 | 0 | 0 | 0 | 1.36 | 30.69 | 79.65 | 104.7 | 117.53 | 125.22 | 126.9 | 126.87 | 121.25 | 109.28 | 87.09 | 40.66 | 4.29 | 0.03 | 0 | 0 | 0 | 0 | 0 | 0 | 0 | 0 | 0 | 0 | 0.25 | 19.34 | 71.12 | 101.14 | 113.88 | 121.78 | 123.01 | 121.07 | 115.19 | 103.07 | 68.36 | 16 | 0.24 | 0 | 0 | 0 | 0 | 0 | 0 | 0 | 0 | 0 | 0 | 0 | 0.02 | 5.02 | 45.15 | 88.75 | 103.19 | 109.64 | 111.1 | 108.08 | 101.76 | 83.79 | 39.18 | 2.93 | 0 | 0 | 0 | 0 | 0 | 0 | 0 | 0 | 0 | 0 | 0 | 0 | 0 | 0.56 | 20.1 | 58.52 | 79.09 | 86.1 | 90.8 | 89.79 | 82.19 | 64.52 | 29.76 | 1.89 | 0 | 0 | 0 | 0 | 0 | 0 | 0
MSTANG_2_SOLAR |  | Paired_Solar_1Axis | Solar Tracking | CISO | North | Norcal | EO | 30 | 0 | 0 | 0 | 0 | 0 | 0 | 0 | 0.64 | 4.91 | 9.37 | 11.59 | 12.76 | 12.76 | 12.04 | 11.27 | 7.7 | 1.68 | 0 | 0 | 0 | 0 | 0 | 0 | 0 | 0 | 0 | 0 | 0 | 0 | 0 | 0.01 | 3.7 | 15.41 | 19.2 | 19.61 | 18.59 | 18.32 | 18.2 | 18.59 | 15.86 | 8.32 | 0.46 | 0 | 0 | 0 | 0 | 0 | 0 | 0 | 0 | 0 | 0 | 0 | 0 | 0.78 | 9.58 | 17.98 | 19.26 | 18.08 | 18.57 | 18.3 | 16.84 | 15.55 | 14.48 | 10.2 | 2.36 | 0 | 0 | 0 | 0 | 0 | 0 | 0 | 0 | 0 | 0 | 0 | 0.42 | 8.95 | 19.75 | 21.73 | 21.6 | 21.22 | 21.74 | 21.78 | 21.46 | 21.81 | 20.91 | 19.07 | 8.85 | 0.41 | 0 | 0 | 0 | 0 | 0 | 0 | 0 | 0 | 0 | 0 | 3.3 | 15.57 | 21.95 | 22.96 | 22.99 | 22.78 | 23.26 | 23.26 | 23.8 | 23.79 | 23.27 | 21.93 | 13.57 | 2.11 | 0 | 0 | 0 | 0 | 0 | 0 | 0 | 0 | 0 | 0.02 | 4.74 | 17.2 | 23.31 | 24.96 | 25.27 | 25.46 | 25.61 | 25.53 | 25.31 | 25.3 | 24.75 | 22.96 | 17.01 | 4.8 | 0.06 | 0 | 0 | 0 | 0 | 0 | 0 | 0 | 0 | 0 | 2.15 | 13.8 | 22.26 | 24.57 | 24.9 | 25.08 | 24.98 | 24.93 | 24.66 | 24.61 | 23.61 | 21.89 | 15.35 | 3.61 | 0.02 | 0 | 0 | 0 | 0 | 0 | 0 | 0 | 0 | 0 | 0.3 | 8.09 | 18.69 | 22.6 | 23.65 | 23.76 | 23.94 | 23.76 | 23.56 | 23.4 | 22.02 | 18.06 | 8.02 | 0.44 | 0 | 0 | 0 | 0 | 0 | 0 | 0 | 0 | 0 | 0 | 0.03 | 4.94 | 17.62 | 22.2 | 22.94 | 22.78 | 22.52 | 22.56 | 22.88 | 22.98 | 21.66 | 14.25 | 2.8 | 0 | 0 | 0 | 0 | 0 | 0 | 0 | 0 | 0 | 0 | 0 | 0 | 1.47 | 11.7 | 19.34 | 19.93 | 19.53 | 19.04 | 19.18 | 19.53 | 19.46 | 16.38 | 5.44 | 0.11 | 0 | 0 | 0 | 0 | 0 | 0 | 0 | 0 | 0 | 0 | 0 | 0 | 0.05 | 4.56 | 13.73 | 16.17 | 15.87 | 15.36 | 15.81 | 16.28 | 15.29 | 9.58 | 1.14 | 0 | 0 | 0 | 0 | 0 | 0 | 0 | 0 | 0 | 0 | 0 | 0 | 0 | 0 | 0.9 | 6.14 | 10.08 | 12.25 | 12.86 | 12.52 | 12.13 | 11.22 | 6.27 | 0.67 | 0 | 0 | 0 | 0 | 0 | 0 | 0
MSTANG_2_SOLAR3 |  | Paired_Solar_1Axis | Solar Tracking | CISO | North | Norcal | PD | 40 | 0 | 0 | 0 | 0 | 0 | 0 | 0 | 0.85 | 6.55 | 12.49 | 15.45 | 17.01 | 17.02 | 16.06 | 15.03 | 10.27 | 2.24 | 0 | 0 | 0 | 0 | 0 | 0 | 0 | 0 | 0 | 0 | 0 | 0 | 0 | 0.01 | 4.94 | 20.54 | 25.6 | 26.15 | 24.78 | 24.43 | 24.27 | 24.79 | 21.15 | 11.1 | 0.61 | 0 | 0 | 0 | 0 | 0 | 0 | 0 | 0 | 0 | 0 | 0 | 0 | 1.04 | 12.78 | 23.97 | 25.68 | 24.11 | 24.76 | 24.4 | 22.45 | 20.74 | 19.31 | 13.59 | 3.14 | 0 | 0 | 0 | 0 | 0 | 0 | 0 | 0 | 0 | 0 | 0 | 0.55 | 11.93 | 26.34 | 28.97 | 28.81 | 28.3 | 28.98 | 29.04 | 28.61 | 29.08 | 27.88 | 25.43 | 11.8 | 0.54 | 0 | 0 | 0 | 0 | 0 | 0 | 0 | 0 | 0 | 0 | 4.4 | 20.76 | 29.27 | 30.61 | 30.65 | 30.37 | 31.02 | 31.01 | 31.73 | 31.72 | 31.02 | 29.24 | 18.09 | 2.81 | 0 | 0 | 0 | 0 | 0 | 0 | 0 | 0 | 0 | 0.03 | 6.32 | 22.94 | 31.08 | 33.28 | 33.69 | 33.95 | 34.14 | 34.04 | 33.74 | 33.73 | 33 | 30.61 | 22.68 | 6.39 | 0.07 | 0 | 0 | 0 | 0 | 0 | 0 | 0 | 0 | 0 | 2.87 | 18.4 | 29.68 | 32.75 | 33.2 | 33.44 | 33.31 | 33.24 | 32.88 | 32.82 | 31.48 | 29.19 | 20.47 | 4.81 | 0.03 | 0 | 0 | 0 | 0 | 0 | 0 | 0 | 0 | 0 | 0.41 | 10.78 | 24.92 | 30.13 | 31.53 | 31.67 | 31.92 | 31.68 | 31.42 | 31.2 | 29.36 | 24.08 | 10.69 | 0.59 | 0 | 0 | 0 | 0 | 0 | 0 | 0 | 0 | 0 | 0 | 0.04 | 6.59 | 23.49 | 29.59 | 30.59 | 30.37 | 30.03 | 30.08 | 30.5 | 30.64 | 28.87 | 19.01 | 3.73 | 0 | 0 | 0 | 0 | 0 | 0 | 0 | 0 | 0 | 0 | 0 | 0 | 1.97 | 15.6 | 25.79 | 26.57 | 26.04 | 25.39 | 25.58 | 26.04 | 25.94 | 21.83 | 7.26 | 0.15 | 0 | 0 | 0 | 0 | 0 | 0 | 0 | 0 | 0 | 0 | 0 | 0 | 0.07 | 6.08 | 18.3 | 21.56 | 21.16 | 20.48 | 21.08 | 21.7 | 20.39 | 12.77 | 1.51 | 0 | 0 | 0 | 0 | 0 | 0 | 0 | 0 | 0 | 0 | 0 | 0 | 0 | 0 | 1.19 | 8.19 | 13.44 | 16.33 | 17.15 | 16.7 | 16.17 | 14.95 | 8.36 | 0.9 | 0 | 0 | 0 | 0 | 0 | 0 | 0
MSTANG_2_SOLAR4 |  | Paired_Solar_1Axis | Solar Tracking | CISO | North | Norcal | FC | 30 | 0 | 0 | 0 | 0 | 0 | 0 | 0 | 0.64 | 4.91 | 9.37 | 11.59 | 12.76 | 12.76 | 12.04 | 11.27 | 7.7 | 1.68 | 0 | 0 | 0 | 0 | 0 | 0 | 0 | 0 | 0 | 0 | 0 | 0 | 0 | 0.01 | 3.7 | 15.41 | 19.2 | 19.61 | 18.59 | 18.32 | 18.2 | 18.59 | 15.86 | 8.32 | 0.46 | 0 | 0 | 0 | 0 | 0 | 0 | 0 | 0 | 0 | 0 | 0 | 0 | 0.78 | 9.58 | 17.98 | 19.26 | 18.08 | 18.57 | 18.3 | 16.84 | 15.55 | 14.48 | 10.2 | 2.36 | 0 | 0 | 0 | 0 | 0 | 0 | 0 | 0 | 0 | 0 | 0 | 0.42 | 8.95 | 19.75 | 21.73 | 21.6 | 21.22 | 21.74 | 21.78 | 21.46 | 21.81 | 20.91 | 19.07 | 8.85 | 0.41 | 0 | 0 | 0 | 0 | 0 | 0 | 0 | 0 | 0 | 0 | 3.3 | 15.57 | 21.95 | 22.96 | 22.99 | 22.78 | 23.26 | 23.26 | 23.8 | 23.79 | 23.27 | 21.93 | 13.57 | 2.11 | 0 | 0 | 0 | 0 | 0 | 0 | 0 | 0 | 0 | 0.02 | 4.74 | 17.2 | 23.31 | 24.96 | 25.27 | 25.46 | 25.61 | 25.53 | 25.31 | 25.3 | 24.75 | 22.96 | 17.01 | 4.8 | 0.06 | 0 | 0 | 0 | 0 | 0 | 0 | 0 | 0 | 0 | 2.15 | 13.8 | 22.26 | 24.57 | 24.9 | 25.08 | 24.98 | 24.93 | 24.66 | 24.61 | 23.61 | 21.89 | 15.35 | 3.61 | 0.02 | 0 | 0 | 0 | 0 | 0 | 0 | 0 | 0 | 0 | 0.3 | 8.09 | 18.69 | 22.6 | 23.65 | 23.76 | 23.94 | 23.76 | 23.56 | 23.4 | 22.02 | 18.06 | 8.02 | 0.44 | 0 | 0 | 0 | 0 | 0 | 0 | 0 | 0 | 0 | 0 | 0.03 | 4.94 | 17.62 | 22.2 | 22.94 | 22.78 | 22.52 | 22.56 | 22.88 | 22.98 | 21.66 | 14.25 | 2.8 | 0 | 0 | 0 | 0 | 0 | 0 | 0 | 0 | 0 | 0 | 0 | 0 | 1.47 | 11.7 | 19.34 | 19.93 | 19.53 | 19.04 | 19.18 | 19.53 | 19.46 | 16.38 | 5.44 | 0.11 | 0 | 0 | 0 | 0 | 0 | 0 | 0 | 0 | 0 | 0 | 0 | 0 | 0.05 | 4.56 | 13.73 | 16.17 | 15.87 | 15.36 | 15.81 | 16.28 | 15.29 | 9.58 | 1.14 | 0 | 0 | 0 | 0 | 0 | 0 | 0 | 0 | 0 | 0 | 0 | 0 | 0 | 0 | 0.9 | 6.14 | 10.08 | 12.25 | 12.86 | 12.52 | 12.13 | 11.22 | 6.27 | 0.67 | 0 | 0 | 0 | 0 | 0 | 0 | 0
MTWIND_1_MVPWD1 |  | Wind | Wind | CISO | South | Socal | FC | 66.6 | 6.18 | 6.43 | 7.34 | 6.91 | 6.84 | 6.37 | 5.21 | 4.5 | 4.74 | 4.75 | 4.7 | 4.92 | 5.45 | 6.24 | 6.22 | 6.8 | 5.97 | 5.97 | 5.6 | 5.68 | 5.46 | 5.35 | 5.56 | 5.31 | 8.24 | 9.12 | 9.44 | 8.92 | 7.88 | 7.43 | 7.76 | 7.85 | 7.58 | 8.48 | 8.8 | 8.98 | 10.45 | 9.74 | 11.19 | 9.89 | 11.84 | 11.71 | 13.51 | 12.98 | 13.13 | 11.88 | 10.7 | 9.02 | 13.47 | 14.03 | 13.09 | 12.32 | 11.34 | 9.72 | 9.33 | 8.91 | 9.71 | 8.55 | 8.72 | 9.75 | 10.87 | 12.7 | 13.34 | 14.89 | 15.26 | 15.58 | 15.13 | 14.94 | 14.68 | 14.84 | 15.78 | 14.2 | 24.09 | 21.57 | 18.8 | 16.01 | 13.78 | 11.88 | 8.29 | 6.24 | 5.84 | 5.48 | 5.08 | 5.48 | 6 | 9.1 | 13.62 | 18.04 | 21.7 | 23.7 | 24.37 | 25.06 | 26.47 | 25.02 | 24.15 | 24.41 | 26.95 | 25.37 | 24.82 | 22.39 | 18.45 | 15.21 | 11.37 | 8.76 | 6.11 | 4.92 | 4.33 | 4.07 | 5.65 | 9.33 | 15.22 | 21.97 | 25.51 | 28.14 | 27.48 | 27.47 | 28.03 | 28.48 | 29.2 | 27.38 | 26.86 | 25.22 | 23.18 | 19.62 | 17.06 | 13.39 | 9.47 | 6.33 | 4.99 | 3.36 | 3.96 | 4.13 | 5.09 | 7.88 | 12.73 | 17.59 | 21.48 | 25.03 | 27.81 | 30.51 | 29.84 | 29.7 | 29.46 | 28.3 | 30.11 | 27.79 | 24.55 | 22.12 | 19.38 | 15.09 | 11.04 | 6.78 | 4.27 | 3.11 | 3.78 | 5.18 | 7.39 | 11.01 | 15.11 | 20.46 | 24.94 | 28.36 | 30.76 | 31.49 | 32.76 | 32.57 | 32 | 30.9 | 24.73 | 22.24 | 19.19 | 15.56 | 13.69 | 11 | 7.62 | 4.81 | 3.47 | 2.85 | 3.23 | 4.1 | 5.95 | 8.33 | 11.86 | 15.71 | 19.98 | 23.03 | 26.09 | 27.88 | 27.99 | 27.11 | 26.51 | 25.47 | 16.8 | 16.27 | 15.05 | 11.57 | 9.96 | 8.46 | 6.37 | 4.56 | 3.48 | 3.8 | 4.66 | 5.45 | 6.69 | 8.29 | 10.87 | 12.7 | 14.14 | 16.7 | 19.3 | 20.32 | 20.05 | 18.87 | 17.63 | 16.71 | 7.5 | 7.27 | 6.94 | 6.17 | 5.68 | 5.45 | 3.88 | 2.85 | 2.39 | 2.62 | 3.36 | 3.63 | 3.35 | 3.79 | 4.01 | 4.97 | 6.71 | 7.57 | 8.63 | 9.9 | 8.92 | 8.11 | 7.43 | 7.32 | 3.87 | 4.28 | 4.13 | 4.32 | 3.99 | 3.92 | 3.7 | 3.23 | 3.37 | 3.81 | 4.16 | 4.81 | 4.61 | 4.72 | 5 | 5.13 | 4.51 | 4.4 | 5.32 | 5.47 | 5.44 | 4.86 | 4.44 | 4.09 | 4.37 | 4.47 | 4.73 | 4.5 | 4.72 | 4.48 | 3.96 | 4.75 | 4.42 | 3.99 | 3.93 | 4.18 | 4.74 | 5.28 | 4.88 | 4.14 | 4.24 | 4.31 | 4.48 | 4.36 | 4.71 | 5.06 | 5.18 | 4.82
MTWIND_1_UNIT 3 |  | Wind | Wind | CISO | South | Socal | FC | 22.44 | 2.08 | 2.16 | 2.47 | 2.33 | 2.31 | 2.15 | 1.76 | 1.52 | 1.6 | 1.6 | 1.58 | 1.66 | 1.84 | 2.1 | 2.09 | 2.29 | 2.01 | 2.01 | 1.89 | 1.91 | 1.84 | 1.8 | 1.87 | 1.79 | 2.78 | 3.07 | 3.18 | 3 | 2.65 | 2.5 | 2.62 | 2.65 | 2.55 | 2.86 | 2.97 | 3.03 | 3.52 | 3.28 | 3.77 | 3.33 | 3.99 | 3.94 | 4.55 | 4.37 | 4.42 | 4 | 3.6 | 3.04 | 4.54 | 4.73 | 4.41 | 4.15 | 3.82 | 3.28 | 3.15 | 3 | 3.27 | 2.88 | 2.94 | 3.28 | 3.66 | 4.28 | 4.5 | 5.02 | 5.14 | 5.25 | 5.1 | 5.04 | 4.95 | 5 | 5.32 | 4.79 | 8.12 | 7.27 | 6.33 | 5.4 | 4.64 | 4 | 2.79 | 2.1 | 1.97 | 1.85 | 1.71 | 1.85 | 2.02 | 3.07 | 4.59 | 6.08 | 7.31 | 7.99 | 8.21 | 8.44 | 8.92 | 8.43 | 8.14 | 8.22 | 9.08 | 8.55 | 8.36 | 7.54 | 6.22 | 5.13 | 3.83 | 2.95 | 2.06 | 1.66 | 1.46 | 1.37 | 1.91 | 3.14 | 5.13 | 7.4 | 8.6 | 9.48 | 9.26 | 9.26 | 9.45 | 9.59 | 9.84 | 9.22 | 9.05 | 8.5 | 7.81 | 6.61 | 5.75 | 4.51 | 3.19 | 2.13 | 1.68 | 1.13 | 1.33 | 1.39 | 1.72 | 2.65 | 4.29 | 5.93 | 7.24 | 8.43 | 9.37 | 10.28 | 10.05 | 10.01 | 9.93 | 9.54 | 10.15 | 9.36 | 8.27 | 7.45 | 6.53 | 5.08 | 3.72 | 2.29 | 1.44 | 1.05 | 1.27 | 1.75 | 2.49 | 3.71 | 5.09 | 6.9 | 8.4 | 9.56 | 10.36 | 10.61 | 11.04 | 10.98 | 10.78 | 10.41 | 8.33 | 7.49 | 6.47 | 5.24 | 4.61 | 3.71 | 2.57 | 1.62 | 1.17 | 0.96 | 1.09 | 1.38 | 2.01 | 2.81 | 4 | 5.29 | 6.73 | 7.76 | 8.79 | 9.39 | 9.43 | 9.13 | 8.93 | 8.58 | 5.66 | 5.48 | 5.07 | 3.9 | 3.36 | 2.85 | 2.14 | 1.54 | 1.17 | 1.28 | 1.57 | 1.84 | 2.25 | 2.79 | 3.66 | 4.28 | 4.76 | 5.63 | 6.5 | 6.85 | 6.76 | 6.36 | 5.94 | 5.63 | 2.53 | 2.45 | 2.34 | 2.08 | 1.91 | 1.84 | 1.31 | 0.96 | 0.81 | 0.88 | 1.13 | 1.22 | 1.13 | 1.28 | 1.35 | 1.68 | 2.26 | 2.55 | 2.91 | 3.34 | 3 | 2.73 | 2.5 | 2.47 | 1.3 | 1.44 | 1.39 | 1.46 | 1.35 | 1.32 | 1.25 | 1.09 | 1.14 | 1.28 | 1.4 | 1.62 | 1.55 | 1.59 | 1.69 | 1.73 | 1.52 | 1.48 | 1.79 | 1.84 | 1.83 | 1.64 | 1.5 | 1.38 | 1.47 | 1.51 | 1.6 | 1.51 | 1.59 | 1.51 | 1.33 | 1.6 | 1.49 | 1.34 | 1.33 | 1.41 | 1.6 | 1.78 | 1.64 | 1.39 | 1.43 | 1.45 | 1.51 | 1.47 | 1.59 | 1.71 | 1.75 | 1.62
NEENCH_6_SOLAR |  | Solar_Fixed | Solar Fixed | CISO | South | Socal | FC | 66 | 0 | 0 | 0 | 0 | 0 | 0 | 0.1 | 7.9 | 27.25 | 37.11 | 40.84 | 42.45 | 40.52 | 38.69 | 32.36 | 17.92 | 2.61 | 0 | 0 | 0 | 0 | 0 | 0 | 0 | 0 | 0 | 0 | 0 | 0 | 0 | 0.62 | 14.35 | 34.63 | 42.36 | 45.06 | 45.57 | 43.76 | 41.57 | 37.57 | 29.47 | 10.73 | 0.27 | 0 | 0 | 0 | 0 | 0 | 0 | 0 | 0 | 0 | 0 | 0 | 0.01 | 4.76 | 25.11 | 38.92 | 44.35 | 45.34 | 45.96 | 44.05 | 41.66 | 37.56 | 30.56 | 16.48 | 2.18 | 0 | 0 | 0 | 0 | 0 | 0 | 0 | 0 | 0 | 0 | 0 | 2.32 | 19.44 | 39.26 | 49.26 | 53.42 | 55.54 | 55.57 | 54.54 | 53.08 | 48.84 | 42.16 | 28.78 | 7.53 | 0.19 | 0 | 0 | 0 | 0 | 0 | 0 | 0 | 0 | 0 | 0.14 | 7.76 | 27.69 | 41.46 | 49.83 | 54.93 | 57.27 | 57.79 | 57.23 | 56.05 | 52.37 | 45.79 | 33.38 | 12.95 | 1 | 0 | 0 | 0 | 0 | 0 | 0 | 0 | 0 | 0 | 0.26 | 8.78 | 27.01 | 40.44 | 50.35 | 55.14 | 57.96 | 58.03 | 57.61 | 55.93 | 51.55 | 45.12 | 35.1 | 16.7 | 2.27 | 0 | 0 | 0 | 0 | 0 | 0 | 0 | 0 | 0 | 0.02 | 4.66 | 19.5 | 35.31 | 44.88 | 50.66 | 54.11 | 55.41 | 54.86 | 53.06 | 48.94 | 42.84 | 32.77 | 15.07 | 1.8 | 0 | 0 | 0 | 0 | 0 | 0 | 0 | 0 | 0 | 0 | 1.92 | 16.94 | 35.56 | 44.97 | 51.24 | 55.75 | 56.93 | 54.56 | 52.85 | 48.46 | 41.36 | 27.82 | 8.09 | 0.25 | 0 | 0 | 0 | 0 | 0 | 0 | 0 | 0 | 0 | 0 | 0.59 | 13.33 | 34.59 | 45.46 | 51.03 | 54.37 | 55.1 | 55.09 | 52.65 | 47.45 | 37.81 | 17.66 | 1.86 | 0.01 | 0 | 0 | 0 | 0 | 0 | 0 | 0 | 0 | 0 | 0 | 0.11 | 8.4 | 30.88 | 43.92 | 49.45 | 52.88 | 53.41 | 52.57 | 50.01 | 44.75 | 29.68 | 6.95 | 0.1 | 0 | 0 | 0 | 0 | 0 | 0 | 0 | 0 | 0 | 0 | 0 | 0.01 | 2.18 | 19.6 | 38.54 | 44.81 | 47.61 | 48.24 | 46.93 | 44.19 | 36.38 | 17.01 | 1.27 | 0 | 0 | 0 | 0 | 0 | 0 | 0 | 0 | 0 | 0 | 0 | 0 | 0 | 0.24 | 8.73 | 25.41 | 34.34 | 37.39 | 39.43 | 38.99 | 35.69 | 28.02 | 12.92 | 0.82 | 0 | 0 | 0 | 0 | 0 | 0 | 0
NZWIND_2_WDSTR5 |  | Wind | Wind | CISO | South | Socal | FC | 6.31 | 0.59 | 0.61 | 0.7 | 0.65 | 0.65 | 0.6 | 0.49 | 0.43 | 0.45 | 0.45 | 0.45 | 0.47 | 0.52 | 0.59 | 0.59 | 0.64 | 0.57 | 0.57 | 0.53 | 0.54 | 0.52 | 0.51 | 0.53 | 0.5 | 0.78 | 0.86 | 0.89 | 0.84 | 0.75 | 0.7 | 0.74 | 0.74 | 0.72 | 0.8 | 0.83 | 0.85 | 0.99 | 0.92 | 1.06 | 0.94 | 1.12 | 1.11 | 1.28 | 1.23 | 1.24 | 1.13 | 1.01 | 0.85 | 1.28 | 1.33 | 1.24 | 1.17 | 1.07 | 0.92 | 0.88 | 0.84 | 0.92 | 0.81 | 0.83 | 0.92 | 1.03 | 1.2 | 1.26 | 1.41 | 1.45 | 1.48 | 1.43 | 1.42 | 1.39 | 1.41 | 1.49 | 1.35 | 2.28 | 2.04 | 1.78 | 1.52 | 1.31 | 1.13 | 0.79 | 0.59 | 0.55 | 0.52 | 0.48 | 0.52 | 0.57 | 0.86 | 1.29 | 1.71 | 2.06 | 2.25 | 2.31 | 2.37 | 2.51 | 2.37 | 2.29 | 2.31 | 2.55 | 2.4 | 2.35 | 2.12 | 1.75 | 1.44 | 1.08 | 0.83 | 0.58 | 0.47 | 0.41 | 0.39 | 0.54 | 0.88 | 1.44 | 2.08 | 2.42 | 2.67 | 2.6 | 2.6 | 2.66 | 2.7 | 2.77 | 2.59 | 2.54 | 2.39 | 2.2 | 1.86 | 1.62 | 1.27 | 0.9 | 0.6 | 0.47 | 0.32 | 0.37 | 0.39 | 0.48 | 0.75 | 1.21 | 1.67 | 2.04 | 2.37 | 2.63 | 2.89 | 2.83 | 2.81 | 2.79 | 2.68 | 2.85 | 2.63 | 2.33 | 2.1 | 1.84 | 1.43 | 1.05 | 0.64 | 0.4 | 0.29 | 0.36 | 0.49 | 0.7 | 1.04 | 1.43 | 1.94 | 2.36 | 2.69 | 2.91 | 2.98 | 3.1 | 3.09 | 3.03 | 2.93 | 2.34 | 2.11 | 1.82 | 1.47 | 1.3 | 1.04 | 0.72 | 0.46 | 0.33 | 0.27 | 0.31 | 0.39 | 0.56 | 0.79 | 1.12 | 1.49 | 1.89 | 2.18 | 2.47 | 2.64 | 2.65 | 2.57 | 2.51 | 2.41 | 1.59 | 1.54 | 1.43 | 1.1 | 0.94 | 0.8 | 0.6 | 0.43 | 0.33 | 0.36 | 0.44 | 0.52 | 0.63 | 0.79 | 1.03 | 1.2 | 1.34 | 1.58 | 1.83 | 1.93 | 1.9 | 1.79 | 1.67 | 1.58 | 0.71 | 0.69 | 0.66 | 0.58 | 0.54 | 0.52 | 0.37 | 0.27 | 0.23 | 0.25 | 0.32 | 0.34 | 0.32 | 0.36 | 0.38 | 0.47 | 0.64 | 0.72 | 0.82 | 0.94 | 0.84 | 0.77 | 0.7 | 0.69 | 0.37 | 0.41 | 0.39 | 0.41 | 0.38 | 0.37 | 0.35 | 0.31 | 0.32 | 0.36 | 0.39 | 0.46 | 0.44 | 0.45 | 0.47 | 0.49 | 0.43 | 0.42 | 0.5 | 0.52 | 0.52 | 0.46 | 0.42 | 0.39 | 0.41 | 0.42 | 0.45 | 0.43 | 0.45 | 0.42 | 0.37 | 0.45 | 0.42 | 0.38 | 0.37 | 0.4 | 0.45 | 0.5 | 0.46 | 0.39 | 0.4 | 0.41 | 0.42 | 0.41 | 0.45 | 0.48 | 0.49 | 0.46
NZWIND_6_CALWND |  | Wind | Wind | CISO | South | Socal | FC | 9 | 0.84 | 0.87 | 0.99 | 0.93 | 0.92 | 0.86 | 0.7 | 0.61 | 0.64 | 0.64 | 0.64 | 0.67 | 0.74 | 0.84 | 0.84 | 0.92 | 0.81 | 0.81 | 0.76 | 0.77 | 0.74 | 0.72 | 0.75 | 0.72 | 1.11 | 1.23 | 1.28 | 1.2 | 1.06 | 1 | 1.05 | 1.06 | 1.02 | 1.15 | 1.19 | 1.21 | 1.41 | 1.32 | 1.51 | 1.34 | 1.6 | 1.58 | 1.83 | 1.75 | 1.77 | 1.61 | 1.45 | 1.22 | 1.82 | 1.9 | 1.77 | 1.66 | 1.53 | 1.31 | 1.26 | 1.2 | 1.31 | 1.16 | 1.18 | 1.32 | 1.47 | 1.72 | 1.8 | 2.01 | 2.06 | 2.11 | 2.04 | 2.02 | 1.98 | 2.01 | 2.13 | 1.92 | 3.26 | 2.92 | 2.54 | 2.16 | 1.86 | 1.61 | 1.12 | 0.84 | 0.79 | 0.74 | 0.69 | 0.74 | 0.81 | 1.23 | 1.84 | 2.44 | 2.93 | 3.2 | 3.29 | 3.39 | 3.58 | 3.38 | 3.26 | 3.3 | 3.64 | 3.43 | 3.35 | 3.03 | 2.49 | 2.06 | 1.54 | 1.18 | 0.83 | 0.67 | 0.58 | 0.55 | 0.76 | 1.26 | 2.06 | 2.97 | 3.45 | 3.8 | 3.71 | 3.71 | 3.79 | 3.85 | 3.95 | 3.7 | 3.63 | 3.41 | 3.13 | 2.65 | 2.31 | 1.81 | 1.28 | 0.86 | 0.67 | 0.45 | 0.53 | 0.56 | 0.69 | 1.06 | 1.72 | 2.38 | 2.9 | 3.38 | 3.76 | 4.12 | 4.03 | 4.01 | 3.98 | 3.82 | 4.07 | 3.75 | 3.32 | 2.99 | 2.62 | 2.04 | 1.49 | 0.92 | 0.58 | 0.42 | 0.51 | 0.7 | 1 | 1.49 | 2.04 | 2.77 | 3.37 | 3.83 | 4.16 | 4.26 | 4.43 | 4.4 | 4.32 | 4.18 | 3.34 | 3.01 | 2.59 | 2.1 | 1.85 | 1.49 | 1.03 | 0.65 | 0.47 | 0.39 | 0.44 | 0.55 | 0.8 | 1.13 | 1.6 | 2.12 | 2.7 | 3.11 | 3.53 | 3.77 | 3.78 | 3.66 | 3.58 | 3.44 | 2.27 | 2.2 | 2.03 | 1.56 | 1.35 | 1.14 | 0.86 | 0.62 | 0.47 | 0.51 | 0.63 | 0.74 | 0.9 | 1.12 | 1.47 | 1.72 | 1.91 | 2.26 | 2.61 | 2.75 | 2.71 | 2.55 | 2.38 | 2.26 | 1.01 | 0.98 | 0.94 | 0.83 | 0.77 | 0.74 | 0.52 | 0.38 | 0.32 | 0.35 | 0.45 | 0.49 | 0.45 | 0.51 | 0.54 | 0.67 | 0.91 | 1.02 | 1.17 | 1.34 | 1.21 | 1.1 | 1 | 0.99 | 0.52 | 0.58 | 0.56 | 0.58 | 0.54 | 0.53 | 0.5 | 0.44 | 0.46 | 0.51 | 0.56 | 0.65 | 0.62 | 0.64 | 0.68 | 0.69 | 0.61 | 0.59 | 0.72 | 0.74 | 0.74 | 0.66 | 0.6 | 0.55 | 0.59 | 0.6 | 0.64 | 0.61 | 0.64 | 0.61 | 0.53 | 0.64 | 0.6 | 0.54 | 0.53 | 0.56 | 0.64 | 0.71 | 0.66 | 0.56 | 0.57 | 0.58 | 0.61 | 0.59 | 0.64 | 0.68 | 0.7 | 0.65
NZWIND_6_WDSTR |  | Wind | Wind | CISO | South | Socal | FC | 4.8 | 0.45 | 0.46 | 0.53 | 0.5 | 0.49 | 0.46 | 0.38 | 0.32 | 0.34 | 0.34 | 0.34 | 0.35 | 0.39 | 0.45 | 0.45 | 0.49 | 0.43 | 0.43 | 0.4 | 0.41 | 0.39 | 0.39 | 0.4 | 0.38 | 0.59 | 0.66 | 0.68 | 0.64 | 0.57 | 0.54 | 0.56 | 0.57 | 0.55 | 0.61 | 0.63 | 0.65 | 0.75 | 0.7 | 0.81 | 0.71 | 0.85 | 0.84 | 0.97 | 0.94 | 0.95 | 0.86 | 0.77 | 0.65 | 0.97 | 1.01 | 0.94 | 0.89 | 0.82 | 0.7 | 0.67 | 0.64 | 0.7 | 0.62 | 0.63 | 0.7 | 0.78 | 0.92 | 0.96 | 1.07 | 1.1 | 1.12 | 1.09 | 1.08 | 1.06 | 1.07 | 1.14 | 1.02 | 1.74 | 1.55 | 1.35 | 1.15 | 0.99 | 0.86 | 0.6 | 0.45 | 0.42 | 0.39 | 0.37 | 0.4 | 0.43 | 0.66 | 0.98 | 1.3 | 1.56 | 1.71 | 1.76 | 1.81 | 1.91 | 1.8 | 1.74 | 1.76 | 1.94 | 1.83 | 1.79 | 1.61 | 1.33 | 1.1 | 0.82 | 0.63 | 0.44 | 0.35 | 0.31 | 0.29 | 0.41 | 0.67 | 1.1 | 1.58 | 1.84 | 2.03 | 1.98 | 1.98 | 2.02 | 2.05 | 2.1 | 1.97 | 1.94 | 1.82 | 1.67 | 1.41 | 1.23 | 0.96 | 0.68 | 0.46 | 0.36 | 0.24 | 0.29 | 0.3 | 0.37 | 0.57 | 0.92 | 1.27 | 1.55 | 1.8 | 2 | 2.2 | 2.15 | 2.14 | 2.12 | 2.04 | 2.17 | 2 | 1.77 | 1.59 | 1.4 | 1.09 | 0.8 | 0.49 | 0.31 | 0.22 | 0.27 | 0.37 | 0.53 | 0.79 | 1.09 | 1.47 | 1.8 | 2.04 | 2.22 | 2.27 | 2.36 | 2.35 | 2.31 | 2.23 | 1.78 | 1.6 | 1.38 | 1.12 | 0.99 | 0.79 | 0.55 | 0.35 | 0.25 | 0.21 | 0.23 | 0.3 | 0.43 | 0.6 | 0.85 | 1.13 | 1.44 | 1.66 | 1.88 | 2.01 | 2.02 | 1.95 | 1.91 | 1.84 | 1.21 | 1.17 | 1.08 | 0.83 | 0.72 | 0.61 | 0.46 | 0.33 | 0.25 | 0.27 | 0.34 | 0.39 | 0.48 | 0.6 | 0.78 | 0.92 | 1.02 | 1.2 | 1.39 | 1.46 | 1.45 | 1.36 | 1.27 | 1.2 | 0.54 | 0.52 | 0.5 | 0.44 | 0.41 | 0.39 | 0.28 | 0.21 | 0.17 | 0.19 | 0.24 | 0.26 | 0.24 | 0.27 | 0.29 | 0.36 | 0.48 | 0.55 | 0.62 | 0.71 | 0.64 | 0.58 | 0.54 | 0.53 | 0.28 | 0.31 | 0.3 | 0.31 | 0.29 | 0.28 | 0.27 | 0.23 | 0.24 | 0.27 | 0.3 | 0.35 | 0.33 | 0.34 | 0.36 | 0.37 | 0.32 | 0.32 | 0.38 | 0.39 | 0.39 | 0.35 | 0.32 | 0.3 | 0.32 | 0.32 | 0.34 | 0.32 | 0.34 | 0.32 | 0.29 | 0.34 | 0.32 | 0.29 | 0.28 | 0.3 | 0.34 | 0.38 | 0.35 | 0.3 | 0.31 | 0.31 | 0.32 | 0.31 | 0.34 | 0.37 | 0.37 | 0.35
NZWIND_6_WDSTR2 |  | Wind | Wind | CISO | South | Socal | FC | 5.72 | 0.53 | 0.55 | 0.63 | 0.59 | 0.59 | 0.55 | 0.45 | 0.39 | 0.41 | 0.41 | 0.4 | 0.42 | 0.47 | 0.54 | 0.53 | 0.58 | 0.51 | 0.51 | 0.48 | 0.49 | 0.47 | 0.46 | 0.48 | 0.46 | 0.71 | 0.78 | 0.81 | 0.77 | 0.68 | 0.64 | 0.67 | 0.67 | 0.65 | 0.73 | 0.76 | 0.77 | 0.9 | 0.84 | 0.96 | 0.85 | 1.02 | 1.01 | 1.16 | 1.11 | 1.13 | 1.02 | 0.92 | 0.78 | 1.16 | 1.21 | 1.12 | 1.06 | 0.97 | 0.84 | 0.8 | 0.77 | 0.83 | 0.73 | 0.75 | 0.84 | 0.93 | 1.09 | 1.15 | 1.28 | 1.31 | 1.34 | 1.3 | 1.28 | 1.26 | 1.27 | 1.35 | 1.22 | 2.07 | 1.85 | 1.61 | 1.38 | 1.18 | 1.02 | 0.71 | 0.54 | 0.5 | 0.47 | 0.44 | 0.47 | 0.52 | 0.78 | 1.17 | 1.55 | 1.86 | 2.04 | 2.09 | 2.15 | 2.27 | 2.15 | 2.07 | 2.1 | 2.32 | 2.18 | 2.13 | 1.92 | 1.58 | 1.31 | 0.98 | 0.75 | 0.52 | 0.42 | 0.37 | 0.35 | 0.49 | 0.8 | 1.31 | 1.89 | 2.19 | 2.42 | 2.36 | 2.36 | 2.41 | 2.45 | 2.51 | 2.35 | 2.31 | 2.17 | 1.99 | 1.69 | 1.47 | 1.15 | 0.81 | 0.54 | 0.43 | 0.29 | 0.34 | 0.35 | 0.44 | 0.68 | 1.09 | 1.51 | 1.85 | 2.15 | 2.39 | 2.62 | 2.56 | 2.55 | 2.53 | 2.43 | 2.59 | 2.39 | 2.11 | 1.9 | 1.66 | 1.3 | 0.95 | 0.58 | 0.37 | 0.27 | 0.32 | 0.44 | 0.64 | 0.95 | 1.3 | 1.76 | 2.14 | 2.44 | 2.64 | 2.7 | 2.81 | 2.8 | 2.75 | 2.65 | 2.12 | 1.91 | 1.65 | 1.34 | 1.18 | 0.94 | 0.65 | 0.41 | 0.3 | 0.24 | 0.28 | 0.35 | 0.51 | 0.72 | 1.02 | 1.35 | 1.72 | 1.98 | 2.24 | 2.39 | 2.4 | 2.33 | 2.28 | 2.19 | 1.44 | 1.4 | 1.29 | 0.99 | 0.86 | 0.73 | 0.55 | 0.39 | 0.3 | 0.33 | 0.4 | 0.47 | 0.57 | 0.71 | 0.93 | 1.09 | 1.21 | 1.43 | 1.66 | 1.75 | 1.72 | 1.62 | 1.51 | 1.44 | 0.64 | 0.62 | 0.6 | 0.53 | 0.49 | 0.47 | 0.33 | 0.24 | 0.21 | 0.22 | 0.29 | 0.31 | 0.29 | 0.33 | 0.34 | 0.43 | 0.58 | 0.65 | 0.74 | 0.85 | 0.77 | 0.7 | 0.64 | 0.63 | 0.33 | 0.37 | 0.35 | 0.37 | 0.34 | 0.34 | 0.32 | 0.28 | 0.29 | 0.33 | 0.36 | 0.41 | 0.4 | 0.41 | 0.43 | 0.44 | 0.39 | 0.38 | 0.46 | 0.47 | 0.47 | 0.42 | 0.38 | 0.35 | 0.38 | 0.38 | 0.41 | 0.39 | 0.41 | 0.38 | 0.34 | 0.41 | 0.38 | 0.34 | 0.34 | 0.36 | 0.41 | 0.45 | 0.42 | 0.36 | 0.36 | 0.37 | 0.38 | 0.37 | 0.4 | 0.44 | 0.45 | 0.41
NZWIND_6_WDSTR3 |  | Wind | Wind | CISO | South | Socal | FC | 6 | 0.56 | 0.58 | 0.66 | 0.62 | 0.62 | 0.57 | 0.47 | 0.41 | 0.43 | 0.43 | 0.42 | 0.44 | 0.49 | 0.56 | 0.56 | 0.61 | 0.54 | 0.54 | 0.5 | 0.51 | 0.49 | 0.48 | 0.5 | 0.48 | 0.74 | 0.82 | 0.85 | 0.8 | 0.71 | 0.67 | 0.7 | 0.71 | 0.68 | 0.76 | 0.79 | 0.81 | 0.94 | 0.88 | 1.01 | 0.89 | 1.07 | 1.05 | 1.22 | 1.17 | 1.18 | 1.07 | 0.96 | 0.81 | 1.21 | 1.26 | 1.18 | 1.11 | 1.02 | 0.88 | 0.84 | 0.8 | 0.88 | 0.77 | 0.79 | 0.88 | 0.98 | 1.14 | 1.2 | 1.34 | 1.37 | 1.4 | 1.36 | 1.35 | 1.32 | 1.34 | 1.42 | 1.28 | 2.17 | 1.94 | 1.69 | 1.44 | 1.24 | 1.07 | 0.75 | 0.56 | 0.53 | 0.49 | 0.46 | 0.49 | 0.54 | 0.82 | 1.23 | 1.63 | 1.95 | 2.14 | 2.2 | 2.26 | 2.38 | 2.25 | 2.18 | 2.2 | 2.43 | 2.29 | 2.24 | 2.02 | 1.66 | 1.37 | 1.02 | 0.79 | 0.55 | 0.44 | 0.39 | 0.37 | 0.51 | 0.84 | 1.37 | 1.98 | 2.3 | 2.54 | 2.48 | 2.47 | 2.53 | 2.57 | 2.63 | 2.47 | 2.42 | 2.27 | 2.09 | 1.77 | 1.54 | 1.21 | 0.85 | 0.57 | 0.45 | 0.3 | 0.36 | 0.37 | 0.46 | 0.71 | 1.15 | 1.58 | 1.94 | 2.25 | 2.51 | 2.75 | 2.69 | 2.68 | 2.65 | 2.55 | 2.71 | 2.5 | 2.21 | 1.99 | 1.75 | 1.36 | 1 | 0.61 | 0.38 | 0.28 | 0.34 | 0.47 | 0.67 | 0.99 | 1.36 | 1.84 | 2.25 | 2.56 | 2.77 | 2.84 | 2.95 | 2.93 | 2.88 | 2.78 | 2.23 | 2 | 1.73 | 1.4 | 1.23 | 0.99 | 0.69 | 0.43 | 0.31 | 0.26 | 0.29 | 0.37 | 0.54 | 0.75 | 1.07 | 1.42 | 1.8 | 2.07 | 2.35 | 2.51 | 2.52 | 2.44 | 2.39 | 2.29 | 1.51 | 1.47 | 1.36 | 1.04 | 0.9 | 0.76 | 0.57 | 0.41 | 0.31 | 0.34 | 0.42 | 0.49 | 0.6 | 0.75 | 0.98 | 1.14 | 1.27 | 1.5 | 1.74 | 1.83 | 1.81 | 1.7 | 1.59 | 1.51 | 0.68 | 0.65 | 0.62 | 0.56 | 0.51 | 0.49 | 0.35 | 0.26 | 0.22 | 0.24 | 0.3 | 0.33 | 0.3 | 0.34 | 0.36 | 0.45 | 0.6 | 0.68 | 0.78 | 0.89 | 0.8 | 0.73 | 0.67 | 0.66 | 0.35 | 0.39 | 0.37 | 0.39 | 0.36 | 0.35 | 0.33 | 0.29 | 0.3 | 0.34 | 0.38 | 0.43 | 0.41 | 0.43 | 0.45 | 0.46 | 0.41 | 0.4 | 0.48 | 0.49 | 0.49 | 0.44 | 0.4 | 0.37 | 0.39 | 0.4 | 0.43 | 0.41 | 0.43 | 0.4 | 0.36 | 0.43 | 0.4 | 0.36 | 0.35 | 0.38 | 0.43 | 0.48 | 0.44 | 0.37 | 0.38 | 0.39 | 0.4 | 0.39 | 0.42 | 0.46 | 0.47 | 0.43
NZWIND_6_WDSTR4 |  | Wind | Wind | CISO | South | Socal | FC | 5.91 | 0.55 | 0.57 | 0.65 | 0.61 | 0.61 | 0.57 | 0.46 | 0.4 | 0.42 | 0.42 | 0.42 | 0.44 | 0.48 | 0.55 | 0.55 | 0.6 | 0.53 | 0.53 | 0.5 | 0.5 | 0.48 | 0.47 | 0.49 | 0.47 | 0.73 | 0.81 | 0.84 | 0.79 | 0.7 | 0.66 | 0.69 | 0.7 | 0.67 | 0.75 | 0.78 | 0.8 | 0.93 | 0.86 | 0.99 | 0.88 | 1.05 | 1.04 | 1.2 | 1.15 | 1.16 | 1.05 | 0.95 | 0.8 | 1.19 | 1.25 | 1.16 | 1.09 | 1.01 | 0.86 | 0.83 | 0.79 | 0.86 | 0.76 | 0.77 | 0.87 | 0.96 | 1.13 | 1.18 | 1.32 | 1.35 | 1.38 | 1.34 | 1.33 | 1.3 | 1.32 | 1.4 | 1.26 | 2.14 | 1.91 | 1.67 | 1.42 | 1.22 | 1.05 | 0.74 | 0.55 | 0.52 | 0.49 | 0.45 | 0.49 | 0.53 | 0.81 | 1.21 | 1.6 | 1.93 | 2.1 | 2.16 | 2.22 | 2.35 | 2.22 | 2.14 | 2.17 | 2.39 | 2.25 | 2.2 | 1.99 | 1.64 | 1.35 | 1.01 | 0.78 | 0.54 | 0.44 | 0.38 | 0.36 | 0.5 | 0.83 | 1.35 | 1.95 | 2.26 | 2.5 | 2.44 | 2.44 | 2.49 | 2.53 | 2.59 | 2.43 | 2.38 | 2.24 | 2.06 | 1.74 | 1.51 | 1.19 | 0.84 | 0.56 | 0.44 | 0.3 | 0.35 | 0.37 | 0.45 | 0.7 | 1.13 | 1.56 | 1.91 | 2.22 | 2.47 | 2.71 | 2.65 | 2.64 | 2.61 | 2.51 | 2.67 | 2.47 | 2.18 | 1.96 | 1.72 | 1.34 | 0.98 | 0.6 | 0.38 | 0.28 | 0.34 | 0.46 | 0.66 | 0.98 | 1.34 | 1.82 | 2.21 | 2.52 | 2.73 | 2.79 | 2.91 | 2.89 | 2.84 | 2.74 | 2.19 | 1.97 | 1.7 | 1.38 | 1.21 | 0.98 | 0.68 | 0.43 | 0.31 | 0.25 | 0.29 | 0.36 | 0.53 | 0.74 | 1.05 | 1.39 | 1.77 | 2.04 | 2.32 | 2.47 | 2.48 | 2.41 | 2.35 | 2.26 | 1.49 | 1.44 | 1.34 | 1.03 | 0.88 | 0.75 | 0.56 | 0.41 | 0.31 | 0.34 | 0.41 | 0.48 | 0.59 | 0.74 | 0.96 | 1.13 | 1.25 | 1.48 | 1.71 | 1.8 | 1.78 | 1.67 | 1.56 | 1.48 | 0.67 | 0.65 | 0.62 | 0.55 | 0.5 | 0.48 | 0.34 | 0.25 | 0.21 | 0.23 | 0.3 | 0.32 | 0.3 | 0.34 | 0.36 | 0.44 | 0.6 | 0.67 | 0.77 | 0.88 | 0.79 | 0.72 | 0.66 | 0.65 | 0.34 | 0.38 | 0.37 | 0.38 | 0.35 | 0.35 | 0.33 | 0.29 | 0.3 | 0.34 | 0.37 | 0.43 | 0.41 | 0.42 | 0.44 | 0.45 | 0.4 | 0.39 | 0.47 | 0.49 | 0.48 | 0.43 | 0.39 | 0.36 | 0.39 | 0.4 | 0.42 | 0.4 | 0.42 | 0.4 | 0.35 | 0.42 | 0.39 | 0.35 | 0.35 | 0.37 | 0.42 | 0.47 | 0.43 | 0.37 | 0.38 | 0.38 | 0.4 | 0.39 | 0.42 | 0.45 | 0.46 | 0.43
OAKWD_6_QF |  | Wind | Wind | CISO | South | Socal | FC | 27.87 | 2.59 | 2.69 | 3.07 | 2.89 | 2.86 | 2.67 | 2.18 | 1.88 | 1.99 | 1.99 | 1.97 | 2.06 | 2.28 | 2.61 | 2.6 | 2.84 | 2.5 | 2.5 | 2.34 | 2.38 | 2.28 | 2.24 | 2.33 | 2.22 | 3.45 | 3.82 | 3.95 | 3.73 | 3.3 | 3.11 | 3.25 | 3.29 | 3.17 | 3.55 | 3.68 | 3.76 | 4.37 | 4.08 | 4.68 | 4.14 | 4.95 | 4.9 | 5.65 | 5.43 | 5.49 | 4.97 | 4.48 | 3.78 | 5.63 | 5.87 | 5.48 | 5.16 | 4.74 | 4.07 | 3.91 | 3.73 | 4.07 | 3.58 | 3.65 | 4.08 | 4.55 | 5.31 | 5.58 | 6.23 | 6.39 | 6.52 | 6.33 | 6.25 | 6.14 | 6.21 | 6.6 | 5.94 | 10.08 | 9.03 | 7.87 | 6.7 | 5.77 | 4.97 | 3.47 | 2.61 | 2.44 | 2.29 | 2.13 | 2.29 | 2.51 | 3.81 | 5.7 | 7.55 | 9.08 | 9.92 | 10.2 | 10.49 | 11.08 | 10.47 | 10.11 | 10.21 | 11.28 | 10.62 | 10.39 | 9.37 | 7.72 | 6.37 | 4.76 | 3.67 | 2.56 | 2.06 | 1.81 | 1.7 | 2.37 | 3.91 | 6.37 | 9.2 | 10.68 | 11.78 | 11.5 | 11.5 | 11.73 | 11.92 | 12.22 | 11.46 | 11.24 | 10.55 | 9.7 | 8.21 | 7.14 | 5.6 | 3.96 | 2.65 | 2.09 | 1.4 | 1.66 | 1.73 | 2.13 | 3.3 | 5.33 | 7.36 | 8.99 | 10.47 | 11.64 | 12.77 | 12.49 | 12.43 | 12.33 | 11.84 | 12.6 | 11.63 | 10.27 | 9.26 | 8.11 | 6.31 | 4.62 | 2.84 | 1.79 | 1.3 | 1.58 | 2.17 | 3.09 | 4.61 | 6.32 | 8.56 | 10.43 | 11.87 | 12.87 | 13.18 | 13.71 | 13.63 | 13.39 | 12.93 | 10.35 | 9.31 | 8.03 | 6.51 | 5.73 | 4.6 | 3.19 | 2.01 | 1.45 | 1.19 | 1.35 | 1.71 | 2.49 | 3.48 | 4.96 | 6.58 | 8.36 | 9.64 | 10.92 | 11.67 | 11.71 | 11.34 | 11.09 | 10.66 | 7.03 | 6.81 | 6.3 | 4.84 | 4.17 | 3.54 | 2.66 | 1.91 | 1.46 | 1.59 | 1.95 | 2.28 | 2.8 | 3.47 | 4.55 | 5.32 | 5.92 | 6.99 | 8.08 | 8.5 | 8.39 | 7.9 | 7.38 | 6.99 | 3.14 | 3.04 | 2.9 | 2.58 | 2.38 | 2.28 | 1.62 | 1.19 | 1 | 1.1 | 1.41 | 1.52 | 1.4 | 1.58 | 1.68 | 2.08 | 2.81 | 3.17 | 3.61 | 4.14 | 3.73 | 3.39 | 3.11 | 3.06 | 1.62 | 1.79 | 1.73 | 1.81 | 1.67 | 1.64 | 1.55 | 1.35 | 1.41 | 1.59 | 1.74 | 2.01 | 1.93 | 1.97 | 2.09 | 2.14 | 1.89 | 1.84 | 2.23 | 2.29 | 2.28 | 2.03 | 1.86 | 1.71 | 1.83 | 1.87 | 1.98 | 1.88 | 1.98 | 1.87 | 1.66 | 1.99 | 1.85 | 1.67 | 1.65 | 1.75 | 1.98 | 2.21 | 2.04 | 1.73 | 1.78 | 1.8 | 1.87 | 1.82 | 1.97 | 2.12 | 2.17 | 2.02
OAKWD_6_ZEPHWD |  | Wind | Wind | CISO | South | Socal | FC | 3.5 | 0.32 | 0.34 | 0.39 | 0.36 | 0.36 | 0.33 | 0.27 | 0.24 | 0.25 | 0.25 | 0.25 | 0.26 | 0.29 | 0.33 | 0.33 | 0.36 | 0.31 | 0.31 | 0.29 | 0.3 | 0.29 | 0.28 | 0.29 | 0.28 | 0.43 | 0.48 | 0.5 | 0.47 | 0.41 | 0.39 | 0.41 | 0.41 | 0.4 | 0.45 | 0.46 | 0.47 | 0.55 | 0.51 | 0.59 | 0.52 | 0.62 | 0.62 | 0.71 | 0.68 | 0.69 | 0.62 | 0.56 | 0.47 | 0.71 | 0.74 | 0.69 | 0.65 | 0.6 | 0.51 | 0.49 | 0.47 | 0.51 | 0.45 | 0.46 | 0.51 | 0.57 | 0.67 | 0.7 | 0.78 | 0.8 | 0.82 | 0.8 | 0.79 | 0.77 | 0.78 | 0.83 | 0.75 | 1.27 | 1.13 | 0.99 | 0.84 | 0.72 | 0.62 | 0.44 | 0.33 | 0.31 | 0.29 | 0.27 | 0.29 | 0.32 | 0.48 | 0.72 | 0.95 | 1.14 | 1.25 | 1.28 | 1.32 | 1.39 | 1.31 | 1.27 | 1.28 | 1.42 | 1.33 | 1.3 | 1.18 | 0.97 | 0.8 | 0.6 | 0.46 | 0.32 | 0.26 | 0.23 | 0.21 | 0.3 | 0.49 | 0.8 | 1.15 | 1.34 | 1.48 | 1.44 | 1.44 | 1.47 | 1.5 | 1.53 | 1.44 | 1.41 | 1.33 | 1.22 | 1.03 | 0.9 | 0.7 | 0.5 | 0.33 | 0.26 | 0.18 | 0.21 | 0.22 | 0.27 | 0.41 | 0.67 | 0.92 | 1.13 | 1.32 | 1.46 | 1.6 | 1.57 | 1.56 | 1.55 | 1.49 | 1.58 | 1.46 | 1.29 | 1.16 | 1.02 | 0.79 | 0.58 | 0.36 | 0.22 | 0.16 | 0.2 | 0.27 | 0.39 | 0.58 | 0.79 | 1.08 | 1.31 | 1.49 | 1.62 | 1.65 | 1.72 | 1.71 | 1.68 | 1.62 | 1.3 | 1.17 | 1.01 | 0.82 | 0.72 | 0.58 | 0.4 | 0.25 | 0.18 | 0.15 | 0.17 | 0.22 | 0.31 | 0.44 | 0.62 | 0.83 | 1.05 | 1.21 | 1.37 | 1.47 | 1.47 | 1.42 | 1.39 | 1.34 | 0.88 | 0.85 | 0.79 | 0.61 | 0.52 | 0.44 | 0.33 | 0.24 | 0.18 | 0.2 | 0.24 | 0.29 | 0.35 | 0.44 | 0.57 | 0.67 | 0.74 | 0.88 | 1.01 | 1.07 | 1.05 | 0.99 | 0.93 | 0.88 | 0.39 | 0.38 | 0.36 | 0.32 | 0.3 | 0.29 | 0.2 | 0.15 | 0.13 | 0.14 | 0.18 | 0.19 | 0.18 | 0.2 | 0.21 | 0.26 | 0.35 | 0.4 | 0.45 | 0.52 | 0.47 | 0.43 | 0.39 | 0.38 | 0.2 | 0.22 | 0.22 | 0.23 | 0.21 | 0.21 | 0.19 | 0.17 | 0.18 | 0.2 | 0.22 | 0.25 | 0.24 | 0.25 | 0.26 | 0.27 | 0.24 | 0.23 | 0.28 | 0.29 | 0.29 | 0.26 | 0.23 | 0.22 | 0.23 | 0.23 | 0.25 | 0.24 | 0.25 | 0.24 | 0.21 | 0.25 | 0.23 | 0.21 | 0.21 | 0.22 | 0.25 | 0.28 | 0.26 | 0.22 | 0.22 | 0.23 | 0.24 | 0.23 | 0.25 | 0.27 | 0.27 | 0.25
OASIS_6_CREST |  | Solar_1Axis | Solar Tracking | CISO | South | Socal | EO | #N/A | #N/A | #N/A | #N/A | #N/A | #N/A | #N/A | #N/A | #N/A | #N/A | #N/A | #N/A | #N/A | #N/A | #N/A | #N/A | #N/A | #N/A | #N/A | #N/A | #N/A | #N/A | #N/A | #N/A | #N/A | #N/A | #N/A | #N/A | #N/A | #N/A | #N/A | #N/A | #N/A | #N/A | #N/A | #N/A | #N/A | #N/A | #N/A | #N/A | #N/A | #N/A | #N/A | #N/A | #N/A | #N/A | #N/A | #N/A | #N/A | #N/A | #N/A | #N/A | #N/A | #N/A | #N/A | #N/A | #N/A | #N/A | #N/A | #N/A | #N/A | #N/A | #N/A | #N/A | #N/A | #N/A | #N/A | #N/A | #N/A | #N/A | #N/A | #N/A | #N/A | #N/A | #N/A | #N/A | #N/A | #N/A | #N/A | #N/A | #N/A | #N/A | #N/A | #N/A | #N/A | #N/A | #N/A | #N/A | #N/A | #N/A | #N/A | #N/A | #N/A | #N/A | #N/A | #N/A | #N/A | #N/A | #N/A | #N/A | #N/A | #N/A | #N/A | #N/A | #N/A | #N/A | #N/A | #N/A | #N/A | #N/A | #N/A | #N/A | #N/A | #N/A | #N/A | #N/A | #N/A | #N/A | #N/A | #N/A | #N/A | #N/A | #N/A | #N/A | #N/A | #N/A | #N/A | #N/A | #N/A | #N/A | #N/A | #N/A | #N/A | #N/A | #N/A | #N/A | #N/A | #N/A | #N/A | #N/A | #N/A | #N/A | #N/A | #N/A | #N/A | #N/A | #N/A | #N/A | #N/A | #N/A | #N/A | #N/A | #N/A | #N/A | #N/A | #N/A | #N/A | #N/A | #N/A | #N/A | #N/A | #N/A | #N/A | #N/A | #N/A | #N/A | #N/A | #N/A | #N/A | #N/A | #N/A | #N/A | #N/A | #N/A | #N/A | #N/A | #N/A | #N/A | #N/A | #N/A | #N/A | #N/A | #N/A | #N/A | #N/A | #N/A | #N/A | #N/A | #N/A | #N/A | #N/A | #N/A | #N/A | #N/A | #N/A | #N/A | #N/A | #N/A | #N/A | #N/A | #N/A | #N/A | #N/A | #N/A | #N/A | #N/A | #N/A | #N/A | #N/A | #N/A | #N/A | #N/A | #N/A | #N/A | #N/A | #N/A | #N/A | #N/A | #N/A | #N/A | #N/A | #N/A | #N/A | #N/A | #N/A | #N/A | #N/A | #N/A | #N/A | #N/A | #N/A | #N/A | #N/A | #N/A | #N/A | #N/A | #N/A | #N/A | #N/A | #N/A | #N/A | #N/A | #N/A | #N/A | #N/A | #N/A | #N/A | #N/A | #N/A | #N/A | #N/A | #N/A | #N/A | #N/A | #N/A | #N/A | #N/A | #N/A | #N/A | #N/A | #N/A | #N/A | #N/A | #N/A | #N/A | #N/A | #N/A | #N/A | #N/A | #N/A | #N/A | #N/A | #N/A | #N/A | #N/A | #N/A | #N/A | #N/A | #N/A | #N/A | #N/A | #N/A | #N/A | #N/A | #N/A | #N/A | #N/A | #N/A | #N/A
OASIS_6_GBDSR4 |  | Solar_1Axis | Solar Tracking | CISO | South | Socal | FC | 3 | 0 | 0 | 0 | 0 | 0 | 0 | 0 | 0.33 | 1.23 | 1.58 | 1.65 | 1.68 | 1.66 | 1.56 | 1.44 | 0.91 | 0.18 | 0 | 0 | 0 | 0 | 0 | 0 | 0 | 0 | 0 | 0 | 0 | 0 | 0 | 0.02 | 0.77 | 1.88 | 2 | 1.99 | 1.92 | 1.86 | 1.81 | 1.78 | 1.6 | 0.7 | 0.03 | 0 | 0 | 0 | 0 | 0 | 0 | 0 | 0 | 0 | 0 | 0 | 0 | 0.23 | 1.38 | 1.9 | 1.97 | 1.93 | 1.88 | 1.87 | 1.7 | 1.54 | 1.39 | 0.99 | 0.15 | 0 | 0 | 0 | 0 | 0 | 0 | 0 | 0 | 0 | 0 | 0 | 0.13 | 1.28 | 2.27 | 2.39 | 2.45 | 2.43 | 2.44 | 2.42 | 2.41 | 2.34 | 2.21 | 1.83 | 0.61 | 0.01 | 0 | 0 | 0 | 0 | 0 | 0 | 0 | 0 | 0 | 0 | 0.49 | 1.72 | 2.35 | 2.5 | 2.56 | 2.57 | 2.59 | 2.58 | 2.55 | 2.48 | 2.38 | 2.08 | 1.02 | 0.1 | 0 | 0 | 0 | 0 | 0 | 0 | 0 | 0 | 0 | 0.01 | 0.59 | 1.72 | 2.25 | 2.43 | 2.53 | 2.55 | 2.56 | 2.56 | 2.53 | 2.47 | 2.38 | 2.11 | 1.28 | 0.22 | 0 | 0 | 0 | 0 | 0 | 0 | 0 | 0 | 0 | 0 | 0.27 | 1.34 | 2.1 | 2.38 | 2.5 | 2.52 | 2.51 | 2.49 | 2.46 | 2.4 | 2.29 | 2.02 | 1.17 | 0.19 | 0 | 0 | 0 | 0 | 0 | 0 | 0 | 0 | 0 | 0 | 0.09 | 1 | 1.88 | 2.24 | 2.4 | 2.45 | 2.45 | 2.4 | 2.34 | 2.24 | 2.07 | 1.64 | 0.61 | 0.02 | 0 | 0 | 0 | 0 | 0 | 0 | 0 | 0 | 0 | 0 | 0.02 | 0.74 | 1.94 | 2.25 | 2.37 | 2.39 | 2.39 | 2.38 | 2.35 | 2.31 | 2.09 | 1.17 | 0.14 | 0 | 0 | 0 | 0 | 0 | 0 | 0 | 0 | 0 | 0 | 0 | 0 | 0.42 | 1.68 | 2.14 | 2.2 | 2.18 | 2.19 | 2.2 | 2.21 | 2.16 | 1.69 | 0.48 | 0.01 | 0 | 0 | 0 | 0 | 0 | 0 | 0 | 0 | 0 | 0 | 0 | 0 | 0.08 | 0.99 | 1.84 | 1.99 | 1.94 | 1.89 | 1.91 | 1.92 | 1.82 | 1.05 | 0.1 | 0 | 0 | 0 | 0 | 0 | 0 | 0 | 0 | 0 | 0 | 0 | 0 | 0 | 0 | 0.37 | 1.16 | 1.4 | 1.47 | 1.45 | 1.49 | 1.41 | 1.29 | 0.73 | 0.06 | 0 | 0 | 0 | 0 | 0 | 0 | 0
OASIS_6_SOLAR1 |  | Solar_2Axis | Solar Tracking | CISO | South | Socal | EO | 1.5 | 0 | 0 | 0 | 0 | 0 | 0 | 0 | 0.17 | 0.61 | 0.79 | 0.82 | 0.84 | 0.83 | 0.78 | 0.72 | 0.45 | 0.09 | 0 | 0 | 0 | 0 | 0 | 0 | 0 | 0 | 0 | 0 | 0 | 0 | 0 | 0.01 | 0.38 | 0.94 | 1 | 0.99 | 0.96 | 0.93 | 0.91 | 0.89 | 0.8 | 0.35 | 0.01 | 0 | 0 | 0 | 0 | 0 | 0 | 0 | 0 | 0 | 0 | 0 | 0 | 0.12 | 0.69 | 0.95 | 0.98 | 0.97 | 0.94 | 0.94 | 0.85 | 0.77 | 0.7 | 0.5 | 0.07 | 0 | 0 | 0 | 0 | 0 | 0 | 0 | 0 | 0 | 0 | 0 | 0.07 | 0.64 | 1.13 | 1.19 | 1.22 | 1.21 | 1.22 | 1.21 | 1.21 | 1.17 | 1.11 | 0.91 | 0.3 | 0.01 | 0 | 0 | 0 | 0 | 0 | 0 | 0 | 0 | 0 | 0 | 0.25 | 0.86 | 1.17 | 1.25 | 1.28 | 1.28 | 1.29 | 1.29 | 1.27 | 1.24 | 1.19 | 1.04 | 0.51 | 0.05 | 0 | 0 | 0 | 0 | 0 | 0 | 0 | 0 | 0 | 0 | 0.29 | 0.86 | 1.13 | 1.22 | 1.26 | 1.27 | 1.28 | 1.28 | 1.26 | 1.23 | 1.19 | 1.06 | 0.64 | 0.11 | 0 | 0 | 0 | 0 | 0 | 0 | 0 | 0 | 0 | 0 | 0.14 | 0.67 | 1.05 | 1.19 | 1.25 | 1.26 | 1.26 | 1.25 | 1.23 | 1.2 | 1.15 | 1.01 | 0.58 | 0.09 | 0 | 0 | 0 | 0 | 0 | 0 | 0 | 0 | 0 | 0 | 0.05 | 0.5 | 0.94 | 1.12 | 1.2 | 1.23 | 1.22 | 1.2 | 1.17 | 1.12 | 1.03 | 0.82 | 0.3 | 0.01 | 0 | 0 | 0 | 0 | 0 | 0 | 0 | 0 | 0 | 0 | 0.01 | 0.37 | 0.97 | 1.13 | 1.19 | 1.19 | 1.19 | 1.19 | 1.17 | 1.16 | 1.04 | 0.58 | 0.07 | 0 | 0 | 0 | 0 | 0 | 0 | 0 | 0 | 0 | 0 | 0 | 0 | 0.21 | 0.84 | 1.07 | 1.1 | 1.09 | 1.09 | 1.1 | 1.11 | 1.08 | 0.85 | 0.24 | 0 | 0 | 0 | 0 | 0 | 0 | 0 | 0 | 0 | 0 | 0 | 0 | 0 | 0.04 | 0.49 | 0.92 | 1 | 0.97 | 0.94 | 0.96 | 0.96 | 0.91 | 0.53 | 0.05 | 0 | 0 | 0 | 0 | 0 | 0 | 0 | 0 | 0 | 0 | 0 | 0 | 0 | 0 | 0.18 | 0.58 | 0.7 | 0.74 | 0.72 | 0.75 | 0.71 | 0.64 | 0.37 | 0.03 | 0 | 0 | 0 | 0 | 0 | 0 | 0
OASIS_6_SOLAR2 |  | Solar_1Axis | Solar Tracking | CISO | South | Socal | FC | 20 | 0 | 0 | 0 | 0 | 0 | 0 | 0.01 | 2.23 | 8.17 | 10.55 | 10.97 | 11.2 | 11.07 | 10.39 | 9.62 | 6.06 | 1.19 | 0 | 0 | 0 | 0 | 0 | 0 | 0 | 0 | 0 | 0 | 0 | 0 | 0 | 0.14 | 5.11 | 12.5 | 13.36 | 13.24 | 12.8 | 12.38 | 12.09 | 11.87 | 10.68 | 4.66 | 0.17 | 0 | 0 | 0 | 0 | 0 | 0 | 0 | 0 | 0 | 0 | 0 | 0 | 1.54 | 9.18 | 12.65 | 13.11 | 12.87 | 12.55 | 12.47 | 11.32 | 10.3 | 9.29 | 6.6 | 1 | 0 | 0 | 0 | 0 | 0 | 0 | 0 | 0 | 0 | 0 | 0 | 0.88 | 8.53 | 15.11 | 15.92 | 16.31 | 16.19 | 16.3 | 16.12 | 16.08 | 15.58 | 14.76 | 12.17 | 4.04 | 0.1 | 0 | 0 | 0 | 0 | 0 | 0 | 0 | 0 | 0 | 0.03 | 3.29 | 11.45 | 15.64 | 16.7 | 17.07 | 17.11 | 17.25 | 17.22 | 16.99 | 16.57 | 15.9 | 13.89 | 6.83 | 0.64 | 0 | 0 | 0 | 0 | 0 | 0 | 0 | 0 | 0 | 0.06 | 3.9 | 11.46 | 15.03 | 16.2 | 16.85 | 16.99 | 17.08 | 17.05 | 16.86 | 16.44 | 15.87 | 14.08 | 8.5 | 1.46 | 0 | 0 | 0 | 0 | 0 | 0 | 0 | 0 | 0 | 0.01 | 1.83 | 8.92 | 13.98 | 15.85 | 16.65 | 16.81 | 16.76 | 16.62 | 16.42 | 15.97 | 15.29 | 13.46 | 7.79 | 1.24 | 0 | 0 | 0 | 0 | 0 | 0 | 0 | 0 | 0 | 0 | 0.62 | 6.68 | 12.56 | 14.94 | 16.02 | 16.37 | 16.33 | 16.01 | 15.57 | 14.94 | 13.78 | 10.96 | 4.06 | 0.12 | 0 | 0 | 0 | 0 | 0 | 0 | 0 | 0 | 0 | 0 | 0.14 | 4.94 | 12.9 | 15.03 | 15.81 | 15.93 | 15.93 | 15.84 | 15.66 | 15.43 | 13.93 | 7.79 | 0.93 | 0 | 0 | 0 | 0 | 0 | 0 | 0 | 0 | 0 | 0 | 0 | 0.01 | 2.82 | 11.22 | 14.25 | 14.69 | 14.56 | 14.6 | 14.67 | 14.74 | 14.42 | 11.28 | 3.18 | 0.04 | 0 | 0 | 0 | 0 | 0 | 0 | 0 | 0 | 0 | 0 | 0 | 0 | 0.52 | 6.58 | 12.29 | 13.29 | 12.93 | 12.58 | 12.74 | 12.77 | 12.16 | 7.01 | 0.7 | 0 | 0 | 0 | 0 | 0 | 0 | 0 | 0 | 0 | 0 | 0 | 0 | 0 | 0.02 | 2.44 | 7.76 | 9.33 | 9.83 | 9.63 | 9.95 | 9.4 | 8.58 | 4.88 | 0.42 | 0 | 0 | 0 | 0 | 0 | 0 | 0
OASIS_6_SOLAR3 |  | Solar_1Axis | Solar Tracking | CISO | South | Socal | EO | 3 | 0 | 0 | 0 | 0 | 0 | 0 | 0 | 0.33 | 1.23 | 1.58 | 1.65 | 1.68 | 1.66 | 1.56 | 1.44 | 0.91 | 0.18 | 0 | 0 | 0 | 0 | 0 | 0 | 0 | 0 | 0 | 0 | 0 | 0 | 0 | 0.02 | 0.77 | 1.88 | 2 | 1.99 | 1.92 | 1.86 | 1.81 | 1.78 | 1.6 | 0.7 | 0.03 | 0 | 0 | 0 | 0 | 0 | 0 | 0 | 0 | 0 | 0 | 0 | 0 | 0.23 | 1.38 | 1.9 | 1.97 | 1.93 | 1.88 | 1.87 | 1.7 | 1.54 | 1.39 | 0.99 | 0.15 | 0 | 0 | 0 | 0 | 0 | 0 | 0 | 0 | 0 | 0 | 0 | 0.13 | 1.28 | 2.27 | 2.39 | 2.45 | 2.43 | 2.44 | 2.42 | 2.41 | 2.34 | 2.21 | 1.83 | 0.61 | 0.01 | 0 | 0 | 0 | 0 | 0 | 0 | 0 | 0 | 0 | 0 | 0.49 | 1.72 | 2.35 | 2.5 | 2.56 | 2.57 | 2.59 | 2.58 | 2.55 | 2.48 | 2.38 | 2.08 | 1.02 | 0.1 | 0 | 0 | 0 | 0 | 0 | 0 | 0 | 0 | 0 | 0.01 | 0.59 | 1.72 | 2.25 | 2.43 | 2.53 | 2.55 | 2.56 | 2.56 | 2.53 | 2.47 | 2.38 | 2.11 | 1.28 | 0.22 | 0 | 0 | 0 | 0 | 0 | 0 | 0 | 0 | 0 | 0 | 0.27 | 1.34 | 2.1 | 2.38 | 2.5 | 2.52 | 2.51 | 2.49 | 2.46 | 2.4 | 2.29 | 2.02 | 1.17 | 0.19 | 0 | 0 | 0 | 0 | 0 | 0 | 0 | 0 | 0 | 0 | 0.09 | 1 | 1.88 | 2.24 | 2.4 | 2.45 | 2.45 | 2.4 | 2.34 | 2.24 | 2.07 | 1.64 | 0.61 | 0.02 | 0 | 0 | 0 | 0 | 0 | 0 | 0 | 0 | 0 | 0 | 0.02 | 0.74 | 1.94 | 2.25 | 2.37 | 2.39 | 2.39 | 2.38 | 2.35 | 2.31 | 2.09 | 1.17 | 0.14 | 0 | 0 | 0 | 0 | 0 | 0 | 0 | 0 | 0 | 0 | 0 | 0 | 0.42 | 1.68 | 2.14 | 2.2 | 2.18 | 2.19 | 2.2 | 2.21 | 2.16 | 1.69 | 0.48 | 0.01 | 0 | 0 | 0 | 0 | 0 | 0 | 0 | 0 | 0 | 0 | 0 | 0 | 0.08 | 0.99 | 1.84 | 1.99 | 1.94 | 1.89 | 1.91 | 1.92 | 1.82 | 1.05 | 0.1 | 0 | 0 | 0 | 0 | 0 | 0 | 0 | 0 | 0 | 0 | 0 | 0 | 0 | 0 | 0.37 | 1.16 | 1.4 | 1.47 | 1.45 | 1.49 | 1.41 | 1.29 | 0.73 | 0.06 | 0 | 0 | 0 | 0 | 0 | 0 | 0
OBERON_5_O1SSR3 |  | Paired_Solar_1Axis | Solar Tracking | CISO | South | Socal | ID | 100 | 0 | 0 | 0 | 0 | 0 | 0 | 0.05 | 11.15 | 40.86 | 52.77 | 54.85 | 56.02 | 55.33 | 51.96 | 48.09 | 30.31 | 5.97 | 0 | 0 | 0 | 0 | 0 | 0 | 0 | 0 | 0 | 0 | 0 | 0 | 0 | 0.69 | 25.55 | 62.5 | 66.78 | 66.22 | 63.98 | 61.88 | 60.45 | 59.37 | 53.39 | 23.3 | 0.86 | 0 | 0 | 0 | 0 | 0 | 0 | 0 | 0 | 0 | 0 | 0 | 0 | 7.72 | 45.9 | 63.23 | 65.54 | 64.35 | 62.73 | 62.36 | 56.62 | 51.49 | 46.46 | 33.01 | 4.98 | 0 | 0 | 0 | 0 | 0 | 0 | 0 | 0 | 0 | 0 | 0 | 4.42 | 42.67 | 75.53 | 79.61 | 81.54 | 80.94 | 81.48 | 80.59 | 80.42 | 77.9 | 73.79 | 60.86 | 20.21 | 0.48 | 0 | 0 | 0 | 0 | 0 | 0 | 0 | 0 | 0 | 0.13 | 16.46 | 57.26 | 78.18 | 83.49 | 85.35 | 85.54 | 86.23 | 86.1 | 84.95 | 82.83 | 79.49 | 69.44 | 34.16 | 3.22 | 0 | 0 | 0 | 0 | 0 | 0 | 0 | 0 | 0 | 0.3 | 19.51 | 57.3 | 75.13 | 81.02 | 84.26 | 84.93 | 85.39 | 85.25 | 84.29 | 82.21 | 79.35 | 70.38 | 42.52 | 7.28 | 0 | 0 | 0 | 0 | 0 | 0 | 0 | 0 | 0 | 0.03 | 9.15 | 44.6 | 69.89 | 79.26 | 83.24 | 84.05 | 83.81 | 83.08 | 82.09 | 79.83 | 76.43 | 67.29 | 38.93 | 6.2 | 0 | 0 | 0 | 0 | 0 | 0 | 0 | 0 | 0 | 0 | 3.08 | 33.4 | 62.81 | 74.72 | 80.11 | 81.83 | 81.64 | 80.04 | 77.87 | 74.72 | 68.89 | 54.8 | 20.3 | 0.62 | 0 | 0 | 0 | 0 | 0 | 0 | 0 | 0 | 0 | 0 | 0.68 | 24.69 | 64.51 | 75.13 | 79.03 | 79.66 | 79.64 | 79.2 | 78.28 | 77.14 | 69.65 | 38.96 | 4.67 | 0 | 0 | 0 | 0 | 0 | 0 | 0 | 0 | 0 | 0 | 0 | 0.05 | 14.09 | 56.11 | 71.27 | 73.43 | 72.79 | 73 | 73.37 | 73.71 | 72.11 | 56.42 | 15.91 | 0.18 | 0 | 0 | 0 | 0 | 0 | 0 | 0 | 0 | 0 | 0 | 0 | 0 | 2.6 | 32.9 | 61.44 | 66.46 | 64.67 | 62.92 | 63.69 | 63.84 | 60.79 | 35.07 | 3.49 | 0 | 0 | 0 | 0 | 0 | 0 | 0 | 0 | 0 | 0 | 0 | 0 | 0 | 0.12 | 12.2 | 38.79 | 46.64 | 49.14 | 48.17 | 49.74 | 47.01 | 42.92 | 24.39 | 2.09 | 0 | 0 | 0 | 0 | 0 | 0 | 0
OBERON_5_O1SSX2 |  | Paired_Solar_1Axis | Solar Tracking | CISO | South | Socal | ID | 150 | 0 | 0 | 0 | 0 | 0 | 0 | 0.07 | 16.73 | 61.29 | 79.16 | 82.27 | 84.03 | 82.99 | 77.94 | 72.13 | 45.46 | 8.95 | 0 | 0 | 0 | 0 | 0 | 0 | 0 | 0 | 0 | 0 | 0 | 0 | 0 | 1.03 | 38.32 | 93.75 | 100.17 | 99.33 | 95.97 | 92.82 | 90.67 | 89.06 | 80.09 | 34.94 | 1.29 | 0 | 0 | 0 | 0 | 0 | 0 | 0 | 0 | 0 | 0 | 0 | 0 | 11.59 | 68.85 | 94.84 | 98.31 | 96.53 | 94.1 | 93.54 | 84.92 | 77.24 | 69.69 | 49.51 | 7.47 | 0 | 0 | 0 | 0 | 0 | 0 | 0 | 0 | 0 | 0 | 0 | 6.63 | 64.01 | 113.3 | 119.41 | 122.31 | 121.41 | 122.22 | 120.89 | 120.63 | 116.85 | 110.69 | 91.29 | 30.31 | 0.71 | 0 | 0 | 0 | 0 | 0 | 0 | 0 | 0 | 0 | 0.2 | 24.69 | 85.88 | 117.26 | 125.24 | 128.03 | 128.31 | 129.35 | 129.15 | 127.42 | 124.24 | 119.24 | 104.16 | 51.25 | 4.83 | 0 | 0 | 0 | 0 | 0 | 0 | 0 | 0 | 0 | 0.45 | 29.27 | 85.95 | 112.7 | 121.53 | 126.39 | 127.39 | 128.08 | 127.88 | 126.43 | 123.32 | 119.02 | 105.56 | 63.79 | 10.92 | 0.01 | 0 | 0 | 0 | 0 | 0 | 0 | 0 | 0 | 0.04 | 13.72 | 66.9 | 104.83 | 118.89 | 124.86 | 126.08 | 125.71 | 124.63 | 123.13 | 119.75 | 114.65 | 100.94 | 58.39 | 9.3 | 0 | 0 | 0 | 0 | 0 | 0 | 0 | 0 | 0 | 0 | 4.62 | 50.1 | 94.21 | 112.08 | 120.17 | 122.75 | 122.46 | 120.05 | 116.81 | 112.09 | 103.34 | 82.19 | 30.45 | 0.93 | 0 | 0 | 0 | 0 | 0 | 0 | 0 | 0 | 0 | 0 | 1.03 | 37.03 | 96.77 | 112.69 | 118.55 | 119.5 | 119.46 | 118.81 | 117.41 | 115.7 | 104.48 | 58.43 | 7.01 | 0 | 0 | 0 | 0 | 0 | 0 | 0 | 0 | 0 | 0 | 0 | 0.07 | 21.14 | 84.16 | 106.9 | 110.15 | 109.19 | 109.49 | 110.06 | 110.56 | 108.16 | 84.63 | 23.87 | 0.26 | 0 | 0 | 0 | 0 | 0 | 0 | 0 | 0 | 0 | 0 | 0 | 0 | 3.91 | 49.35 | 92.16 | 99.68 | 97 | 94.37 | 95.53 | 95.76 | 91.18 | 52.6 | 5.23 | 0 | 0 | 0 | 0 | 0 | 0 | 0 | 0 | 0 | 0 | 0 | 0 | 0 | 0.18 | 18.3 | 58.18 | 69.96 | 73.71 | 72.26 | 74.61 | 70.52 | 64.38 | 36.58 | 3.14 | 0 | 0 | 0 | 0 | 0 | 0 | 0
OBERON_5_O2SSR4 |  | Paired_Solar_1Axis | Solar Tracking | CISO | South | Socal | ID | 125 | 0 | 0 | 0 | 0 | 0 | 0 | 0.06 | 13.94 | 51.08 | 65.97 | 68.56 | 70.02 | 69.16 | 64.95 | 60.11 | 37.89 | 7.46 | 0 | 0 | 0 | 0 | 0 | 0 | 0 | 0 | 0 | 0 | 0 | 0 | 0 | 0.86 | 31.93 | 78.13 | 83.48 | 82.78 | 79.98 | 77.35 | 75.56 | 74.22 | 66.74 | 29.12 | 1.07 | 0 | 0 | 0 | 0 | 0 | 0 | 0 | 0 | 0 | 0 | 0 | 0 | 9.66 | 57.37 | 79.04 | 81.92 | 80.44 | 78.41 | 77.95 | 70.77 | 64.37 | 58.07 | 41.26 | 6.23 | 0 | 0 | 0 | 0 | 0 | 0 | 0 | 0 | 0 | 0 | 0 | 5.53 | 53.34 | 94.42 | 99.51 | 101.93 | 101.18 | 101.85 | 100.74 | 100.52 | 97.38 | 92.24 | 76.07 | 25.26 | 0.6 | 0 | 0 | 0 | 0 | 0 | 0 | 0 | 0 | 0 | 0.17 | 20.58 | 71.57 | 97.72 | 104.36 | 106.69 | 106.93 | 107.79 | 107.63 | 106.19 | 103.54 | 99.36 | 86.8 | 42.71 | 4.02 | 0 | 0 | 0 | 0 | 0 | 0 | 0 | 0 | 0 | 0.37 | 24.39 | 71.63 | 93.92 | 101.27 | 105.32 | 106.16 | 106.74 | 106.56 | 105.36 | 102.76 | 99.19 | 87.97 | 53.15 | 9.1 | 0.01 | 0 | 0 | 0 | 0 | 0 | 0 | 0 | 0 | 0.03 | 11.43 | 55.75 | 87.36 | 99.07 | 104.05 | 105.06 | 104.76 | 103.85 | 102.61 | 99.79 | 95.54 | 84.12 | 48.66 | 7.75 | 0 | 0 | 0 | 0 | 0 | 0 | 0 | 0 | 0 | 0 | 3.85 | 41.75 | 78.51 | 93.4 | 100.14 | 102.29 | 102.05 | 100.05 | 97.34 | 93.41 | 86.12 | 68.49 | 25.37 | 0.78 | 0 | 0 | 0 | 0 | 0 | 0 | 0 | 0 | 0 | 0 | 0.85 | 30.86 | 80.64 | 93.91 | 98.79 | 99.58 | 99.55 | 99.01 | 97.84 | 96.42 | 87.07 | 48.69 | 5.84 | 0 | 0 | 0 | 0 | 0 | 0 | 0 | 0 | 0 | 0 | 0 | 0.06 | 17.61 | 70.13 | 89.08 | 91.79 | 90.99 | 91.24 | 91.72 | 92.13 | 90.14 | 70.52 | 19.89 | 0.22 | 0 | 0 | 0 | 0 | 0 | 0 | 0 | 0 | 0 | 0 | 0 | 0 | 3.26 | 41.13 | 76.8 | 83.07 | 80.84 | 78.64 | 79.61 | 79.8 | 75.99 | 43.83 | 4.36 | 0 | 0 | 0 | 0 | 0 | 0 | 0 | 0 | 0 | 0 | 0 | 0 | 0 | 0.15 | 15.25 | 48.48 | 58.3 | 61.42 | 60.21 | 62.17 | 58.77 | 53.65 | 30.49 | 2.62 | 0 | 0 | 0 | 0 | 0 | 0 | 0
OBERON_5_O2SSR5 |  | Paired_Solar_1Axis | Solar Tracking | CISO | South | Socal | ID | 125 | 0 | 0 | 0 | 0 | 0 | 0 | 0.06 | 13.94 | 51.08 | 65.97 | 68.56 | 70.02 | 69.16 | 64.95 | 60.11 | 37.89 | 7.46 | 0 | 0 | 0 | 0 | 0 | 0 | 0 | 0 | 0 | 0 | 0 | 0 | 0 | 0.86 | 31.93 | 78.13 | 83.48 | 82.78 | 79.98 | 77.35 | 75.56 | 74.22 | 66.74 | 29.12 | 1.07 | 0 | 0 | 0 | 0 | 0 | 0 | 0 | 0 | 0 | 0 | 0 | 0 | 9.66 | 57.37 | 79.04 | 81.92 | 80.44 | 78.41 | 77.95 | 70.77 | 64.37 | 58.07 | 41.26 | 6.23 | 0 | 0 | 0 | 0 | 0 | 0 | 0 | 0 | 0 | 0 | 0 | 5.53 | 53.34 | 94.42 | 99.51 | 101.93 | 101.18 | 101.85 | 100.74 | 100.52 | 97.38 | 92.24 | 76.07 | 25.26 | 0.6 | 0 | 0 | 0 | 0 | 0 | 0 | 0 | 0 | 0 | 0.17 | 20.58 | 71.57 | 97.72 | 104.36 | 106.69 | 106.93 | 107.79 | 107.63 | 106.19 | 103.54 | 99.36 | 86.8 | 42.71 | 4.02 | 0 | 0 | 0 | 0 | 0 | 0 | 0 | 0 | 0 | 0.37 | 24.39 | 71.63 | 93.92 | 101.27 | 105.32 | 106.16 | 106.74 | 106.56 | 105.36 | 102.76 | 99.19 | 87.97 | 53.15 | 9.1 | 0.01 | 0 | 0 | 0 | 0 | 0 | 0 | 0 | 0 | 0.03 | 11.43 | 55.75 | 87.36 | 99.07 | 104.05 | 105.06 | 104.76 | 103.85 | 102.61 | 99.79 | 95.54 | 84.12 | 48.66 | 7.75 | 0 | 0 | 0 | 0 | 0 | 0 | 0 | 0 | 0 | 0 | 3.85 | 41.75 | 78.51 | 93.4 | 100.14 | 102.29 | 102.05 | 100.05 | 97.34 | 93.41 | 86.12 | 68.49 | 25.37 | 0.78 | 0 | 0 | 0 | 0 | 0 | 0 | 0 | 0 | 0 | 0 | 0.85 | 30.86 | 80.64 | 93.91 | 98.79 | 99.58 | 99.55 | 99.01 | 97.84 | 96.42 | 87.07 | 48.69 | 5.84 | 0 | 0 | 0 | 0 | 0 | 0 | 0 | 0 | 0 | 0 | 0 | 0.06 | 17.61 | 70.13 | 89.08 | 91.79 | 90.99 | 91.24 | 91.72 | 92.13 | 90.14 | 70.52 | 19.89 | 0.22 | 0 | 0 | 0 | 0 | 0 | 0 | 0 | 0 | 0 | 0 | 0 | 0 | 3.26 | 41.13 | 76.8 | 83.07 | 80.84 | 78.64 | 79.61 | 79.8 | 75.99 | 43.83 | 4.36 | 0 | 0 | 0 | 0 | 0 | 0 | 0 | 0 | 0 | 0 | 0 | 0 | 0 | 0.15 | 15.25 | 48.48 | 58.3 | 61.42 | 60.21 | 62.17 | 58.77 | 53.65 | 30.49 | 2.62 | 0 | 0 | 0 | 0 | 0 | 0 | 0
OCTILO_5_WIND |  | Wind | Wind | CISO | South | Socal | FC | 265 | 24.6 | 25.57 | 29.21 | 27.49 | 27.22 | 25.35 | 20.73 | 17.91 | 18.88 | 18.9 | 18.72 | 19.59 | 21.67 | 24.84 | 24.73 | 27.05 | 23.76 | 23.74 | 22.26 | 22.59 | 21.71 | 21.28 | 22.12 | 21.11 | 32.78 | 36.28 | 37.56 | 35.48 | 31.34 | 29.57 | 30.89 | 31.24 | 30.17 | 33.74 | 35.02 | 35.73 | 41.59 | 38.76 | 44.52 | 39.36 | 47.1 | 46.58 | 53.74 | 51.65 | 52.23 | 47.26 | 42.56 | 35.91 | 53.58 | 55.83 | 52.08 | 49.02 | 45.1 | 38.69 | 37.14 | 35.47 | 38.66 | 34.03 | 34.68 | 38.79 | 43.26 | 50.53 | 53.09 | 59.24 | 60.73 | 61.99 | 60.2 | 59.46 | 58.4 | 59.04 | 62.77 | 56.51 | 95.87 | 85.84 | 74.8 | 63.71 | 54.82 | 47.27 | 32.98 | 24.84 | 23.24 | 21.81 | 20.23 | 21.82 | 23.89 | 36.2 | 54.2 | 71.78 | 86.34 | 94.31 | 96.95 | 99.71 | 105.32 | 99.54 | 96.09 | 97.12 | 107.25 | 100.96 | 98.76 | 89.08 | 73.4 | 60.54 | 45.23 | 34.86 | 24.3 | 19.59 | 17.22 | 16.18 | 22.5 | 37.13 | 60.55 | 87.44 | 101.51 | 111.98 | 109.32 | 109.3 | 111.54 | 113.31 | 116.17 | 108.93 | 106.87 | 100.35 | 92.24 | 78.07 | 67.9 | 53.27 | 37.67 | 25.19 | 19.87 | 13.36 | 15.75 | 16.43 | 20.27 | 31.35 | 50.66 | 70 | 85.48 | 99.57 | 110.65 | 121.4 | 118.71 | 118.19 | 117.21 | 112.62 | 119.81 | 110.56 | 97.68 | 88.02 | 77.12 | 60.03 | 43.95 | 26.99 | 16.98 | 12.38 | 15.04 | 20.61 | 29.42 | 43.8 | 60.12 | 81.43 | 99.22 | 112.85 | 122.37 | 125.29 | 130.34 | 129.61 | 127.34 | 122.96 | 98.39 | 88.51 | 76.37 | 61.92 | 54.46 | 43.77 | 30.32 | 19.12 | 13.83 | 11.34 | 12.86 | 16.3 | 23.68 | 33.14 | 47.18 | 62.52 | 79.51 | 91.63 | 103.83 | 110.92 | 111.36 | 107.87 | 105.49 | 101.33 | 66.84 | 64.73 | 59.89 | 46.02 | 39.64 | 33.68 | 25.33 | 18.16 | 13.85 | 15.14 | 18.53 | 21.67 | 26.61 | 33 | 43.27 | 50.55 | 56.27 | 66.46 | 76.79 | 80.87 | 79.79 | 75.08 | 70.15 | 66.51 | 29.84 | 28.93 | 27.6 | 24.56 | 22.6 | 21.69 | 15.44 | 11.33 | 9.52 | 10.42 | 13.37 | 14.46 | 13.32 | 15.06 | 15.96 | 19.78 | 26.7 | 30.14 | 34.32 | 39.39 | 35.48 | 32.25 | 29.56 | 29.13 | 15.4 | 17.02 | 16.43 | 17.2 | 15.89 | 15.58 | 14.72 | 12.83 | 13.41 | 15.14 | 16.57 | 19.14 | 18.33 | 18.78 | 19.9 | 20.39 | 17.93 | 17.49 | 21.18 | 21.78 | 21.66 | 19.33 | 17.66 | 16.29 | 17.4 | 17.78 | 18.84 | 17.89 | 18.8 | 17.82 | 15.75 | 18.92 | 17.61 | 15.86 | 15.65 | 16.61 | 18.86 | 21 | 19.42 | 16.45 | 16.88 | 17.14 | 17.83 | 17.33 | 18.75 | 20.15 | 20.63 | 19.16
OLDRV1_6_SOLAR |  | Solar_Fixed | Solar Fixed | CISO | North | Norcal | FC | 20 | 0 | 0 | 0 | 0 | 0 | 0 | 0 | 0.47 | 3.5 | 7.26 | 9.03 | 9.71 | 9.58 | 8.84 | 7.62 | 5.18 | 1.2 | 0 | 0 | 0 | 0 | 0 | 0 | 0 | 0 | 0 | 0 | 0 | 0 | 0 | 0 | 2.02 | 8.41 | 11.7 | 12.89 | 13.01 | 13.1 | 12.76 | 11.98 | 9.43 | 4.45 | 0.33 | 0 | 0 | 0 | 0 | 0 | 0 | 0 | 0 | 0 | 0 | 0 | 0 | 0.48 | 5.2 | 9.94 | 11.63 | 11.95 | 11.7 | 12.02 | 11.7 | 10.61 | 8.78 | 6.01 | 1.47 | 0 | 0 | 0 | 0 | 0 | 0 | 0 | 0 | 0 | 0 | 0 | 0.2 | 4.03 | 10.43 | 13.51 | 15.01 | 15.55 | 16.2 | 15.9 | 15.72 | 15.24 | 13.5 | 10.37 | 4.28 | 0.27 | 0 | 0 | 0 | 0 | 0 | 0 | 0 | 0 | 0 | 0 | 1.28 | 7.04 | 11.9 | 14.4 | 15.86 | 16.26 | 16.4 | 16.47 | 16.43 | 15.84 | 14.2 | 11.71 | 6.32 | 1.05 | 0 | 0 | 0 | 0 | 0 | 0 | 0 | 0 | 0 | 0.01 | 1.78 | 7.39 | 12.09 | 14.6 | 15.82 | 16.63 | 16.86 | 17.13 | 16.86 | 16.09 | 14.69 | 12.18 | 7.66 | 2.08 | 0.03 | 0 | 0 | 0 | 0 | 0 | 0 | 0 | 0 | 0 | 0.85 | 6.15 | 11.5 | 14.49 | 15.97 | 16.97 | 17.19 | 17.08 | 16.81 | 16.03 | 14.64 | 11.98 | 7.41 | 1.64 | 0.01 | 0 | 0 | 0 | 0 | 0 | 0 | 0 | 0 | 0 | 0.13 | 3.71 | 9.79 | 13.17 | 14.77 | 15.86 | 16.36 | 16.29 | 16.2 | 15.36 | 13.46 | 10.02 | 4.02 | 0.24 | 0 | 0 | 0 | 0 | 0 | 0 | 0 | 0 | 0 | 0 | 0.01 | 2.49 | 9.52 | 13.68 | 15.33 | 16.18 | 16.43 | 16.31 | 16.05 | 15.23 | 13.14 | 8.01 | 1.73 | 0 | 0 | 0 | 0 | 0 | 0 | 0 | 0 | 0 | 0 | 0 | 0 | 0.89 | 6.74 | 11.92 | 13.83 | 14.19 | 14.3 | 14.23 | 14.09 | 12.97 | 9.78 | 3.47 | 0.13 | 0 | 0 | 0 | 0 | 0 | 0 | 0 | 0 | 0 | 0 | 0 | 0 | 0.04 | 2.86 | 9.17 | 11.86 | 12.58 | 12.47 | 12.43 | 12.02 | 10.55 | 6.07 | 0.83 | 0 | 0 | 0 | 0 | 0 | 0 | 0 | 0 | 0 | 0 | 0 | 0 | 0 | 0 | 0.68 | 3.52 | 6.84 | 8.66 | 9.49 | 9.25 | 8.54 | 7.37 | 4.16 | 0.53 | 0 | 0 | 0 | 0 | 0 | 0 | 0
OLIVEP_1_SOLAR |  | Solar_Fixed | Solar Fixed | CISO | North | Norcal | FC | 20 | 0 | 0 | 0 | 0 | 0 | 0 | 0 | 0.47 | 3.5 | 7.26 | 9.03 | 9.71 | 9.58 | 8.84 | 7.62 | 5.18 | 1.2 | 0 | 0 | 0 | 0 | 0 | 0 | 0 | 0 | 0 | 0 | 0 | 0 | 0 | 0 | 2.02 | 8.41 | 11.7 | 12.89 | 13.01 | 13.1 | 12.76 | 11.98 | 9.43 | 4.45 | 0.33 | 0 | 0 | 0 | 0 | 0 | 0 | 0 | 0 | 0 | 0 | 0 | 0 | 0.48 | 5.2 | 9.94 | 11.63 | 11.95 | 11.7 | 12.02 | 11.7 | 10.61 | 8.78 | 6.01 | 1.47 | 0 | 0 | 0 | 0 | 0 | 0 | 0 | 0 | 0 | 0 | 0 | 0.2 | 4.03 | 10.43 | 13.51 | 15.01 | 15.55 | 16.2 | 15.9 | 15.72 | 15.24 | 13.5 | 10.37 | 4.28 | 0.27 | 0 | 0 | 0 | 0 | 0 | 0 | 0 | 0 | 0 | 0 | 1.28 | 7.04 | 11.9 | 14.4 | 15.86 | 16.26 | 16.4 | 16.47 | 16.43 | 15.84 | 14.2 | 11.71 | 6.32 | 1.05 | 0 | 0 | 0 | 0 | 0 | 0 | 0 | 0 | 0 | 0.01 | 1.78 | 7.39 | 12.09 | 14.6 | 15.82 | 16.63 | 16.86 | 17.13 | 16.86 | 16.09 | 14.69 | 12.18 | 7.66 | 2.08 | 0.03 | 0 | 0 | 0 | 0 | 0 | 0 | 0 | 0 | 0 | 0.85 | 6.15 | 11.5 | 14.49 | 15.97 | 16.97 | 17.19 | 17.08 | 16.81 | 16.03 | 14.64 | 11.98 | 7.41 | 1.64 | 0.01 | 0 | 0 | 0 | 0 | 0 | 0 | 0 | 0 | 0 | 0.13 | 3.71 | 9.79 | 13.17 | 14.77 | 15.86 | 16.36 | 16.29 | 16.2 | 15.36 | 13.46 | 10.02 | 4.02 | 0.24 | 0 | 0 | 0 | 0 | 0 | 0 | 0 | 0 | 0 | 0 | 0.01 | 2.49 | 9.52 | 13.68 | 15.33 | 16.18 | 16.43 | 16.31 | 16.05 | 15.23 | 13.14 | 8.01 | 1.73 | 0 | 0 | 0 | 0 | 0 | 0 | 0 | 0 | 0 | 0 | 0 | 0 | 0.89 | 6.74 | 11.92 | 13.83 | 14.19 | 14.3 | 14.23 | 14.09 | 12.97 | 9.78 | 3.47 | 0.13 | 0 | 0 | 0 | 0 | 0 | 0 | 0 | 0 | 0 | 0 | 0 | 0 | 0.04 | 2.86 | 9.17 | 11.86 | 12.58 | 12.47 | 12.43 | 12.02 | 10.55 | 6.07 | 0.83 | 0 | 0 | 0 | 0 | 0 | 0 | 0 | 0 | 0 | 0 | 0 | 0 | 0 | 0 | 0.68 | 3.52 | 6.84 | 8.66 | 9.49 | 9.25 | 8.54 | 7.37 | 4.16 | 0.53 | 0 | 0 | 0 | 0 | 0 | 0 | 0
OLIVEP_1_SOLAR2 |  | Solar_Fixed | Solar Fixed | CISO | North | Norcal | FC | 19.75 | 0 | 0 | 0 | 0 | 0 | 0 | 0 | 0.46 | 3.46 | 7.17 | 8.92 | 9.58 | 9.46 | 8.73 | 7.52 | 5.11 | 1.19 | 0 | 0 | 0 | 0 | 0 | 0 | 0 | 0 | 0 | 0 | 0 | 0 | 0 | 0 | 1.99 | 8.31 | 11.55 | 12.73 | 12.85 | 12.94 | 12.6 | 11.83 | 9.32 | 4.39 | 0.33 | 0 | 0 | 0 | 0 | 0 | 0 | 0 | 0 | 0 | 0 | 0 | 0 | 0.47 | 5.14 | 9.81 | 11.48 | 11.8 | 11.55 | 11.87 | 11.55 | 10.47 | 8.67 | 5.93 | 1.46 | 0 | 0 | 0 | 0 | 0 | 0 | 0 | 0 | 0 | 0 | 0 | 0.2 | 3.98 | 10.3 | 13.34 | 14.82 | 15.35 | 16 | 15.7 | 15.53 | 15.05 | 13.33 | 10.24 | 4.23 | 0.26 | 0 | 0 | 0 | 0 | 0 | 0 | 0 | 0 | 0 | 0 | 1.26 | 6.95 | 11.75 | 14.22 | 15.66 | 16.06 | 16.2 | 16.26 | 16.23 | 15.64 | 14.02 | 11.56 | 6.25 | 1.04 | 0 | 0 | 0 | 0 | 0 | 0 | 0 | 0 | 0 | 0.01 | 1.76 | 7.3 | 11.94 | 14.42 | 15.62 | 16.42 | 16.65 | 16.92 | 16.64 | 15.89 | 14.51 | 12.02 | 7.57 | 2.05 | 0.03 | 0 | 0 | 0 | 0 | 0 | 0 | 0 | 0 | 0 | 0.84 | 6.07 | 11.36 | 14.31 | 15.77 | 16.76 | 16.98 | 16.87 | 16.6 | 15.83 | 14.46 | 11.83 | 7.31 | 1.62 | 0.01 | 0 | 0 | 0 | 0 | 0 | 0 | 0 | 0 | 0 | 0.13 | 3.67 | 9.67 | 13.01 | 14.58 | 15.66 | 16.15 | 16.08 | 16 | 15.17 | 13.3 | 9.9 | 3.97 | 0.24 | 0 | 0 | 0 | 0 | 0 | 0 | 0 | 0 | 0 | 0 | 0.01 | 2.46 | 9.4 | 13.51 | 15.14 | 15.98 | 16.22 | 16.11 | 15.84 | 15.04 | 12.98 | 7.91 | 1.71 | 0 | 0 | 0 | 0 | 0 | 0 | 0 | 0 | 0 | 0 | 0 | 0 | 0.88 | 6.66 | 11.77 | 13.66 | 14.02 | 14.12 | 14.05 | 13.91 | 12.81 | 9.66 | 3.43 | 0.13 | 0 | 0 | 0 | 0 | 0 | 0 | 0 | 0 | 0 | 0 | 0 | 0 | 0.04 | 2.82 | 9.06 | 11.71 | 12.43 | 12.32 | 12.28 | 11.87 | 10.42 | 5.99 | 0.82 | 0 | 0 | 0 | 0 | 0 | 0 | 0 | 0 | 0 | 0 | 0 | 0 | 0 | 0 | 0.67 | 3.48 | 6.75 | 8.55 | 9.37 | 9.14 | 8.44 | 7.28 | 4.11 | 0.52 | 0 | 0 | 0 | 0 | 0 | 0 | 0
ORLND_6_SOLAR1 |  | Solar_1Axis | Solar Tracking | CISO | North | Norcal | FC | 1.5 | 0 | 0 | 0 | 0 | 0 | 0 | 0 | 0.03 | 0.25 | 0.47 | 0.58 | 0.64 | 0.64 | 0.6 | 0.56 | 0.39 | 0.08 | 0 | 0 | 0 | 0 | 0 | 0 | 0 | 0 | 0 | 0 | 0 | 0 | 0 | 0 | 0.19 | 0.77 | 0.96 | 0.98 | 0.93 | 0.92 | 0.91 | 0.93 | 0.79 | 0.42 | 0.02 | 0 | 0 | 0 | 0 | 0 | 0 | 0 | 0 | 0 | 0 | 0 | 0 | 0.04 | 0.48 | 0.9 | 0.96 | 0.9 | 0.93 | 0.91 | 0.84 | 0.78 | 0.72 | 0.51 | 0.12 | 0 | 0 | 0 | 0 | 0 | 0 | 0 | 0 | 0 | 0 | 0 | 0.02 | 0.45 | 0.99 | 1.09 | 1.08 | 1.06 | 1.09 | 1.09 | 1.07 | 1.09 | 1.05 | 0.95 | 0.44 | 0.02 | 0 | 0 | 0 | 0 | 0 | 0 | 0 | 0 | 0 | 0 | 0.16 | 0.78 | 1.1 | 1.15 | 1.15 | 1.14 | 1.16 | 1.16 | 1.19 | 1.19 | 1.16 | 1.1 | 0.68 | 0.11 | 0 | 0 | 0 | 0 | 0 | 0 | 0 | 0 | 0 | 0 | 0.24 | 0.86 | 1.17 | 1.25 | 1.26 | 1.27 | 1.28 | 1.28 | 1.27 | 1.27 | 1.24 | 1.15 | 0.85 | 0.24 | 0 | 0 | 0 | 0 | 0 | 0 | 0 | 0 | 0 | 0 | 0.11 | 0.69 | 1.11 | 1.23 | 1.25 | 1.25 | 1.25 | 1.25 | 1.23 | 1.23 | 1.18 | 1.09 | 0.77 | 0.18 | 0 | 0 | 0 | 0 | 0 | 0 | 0 | 0 | 0 | 0 | 0.02 | 0.4 | 0.93 | 1.13 | 1.18 | 1.19 | 1.2 | 1.19 | 1.18 | 1.17 | 1.1 | 0.9 | 0.4 | 0.02 | 0 | 0 | 0 | 0 | 0 | 0 | 0 | 0 | 0 | 0 | 0 | 0.25 | 0.88 | 1.11 | 1.15 | 1.14 | 1.13 | 1.13 | 1.14 | 1.15 | 1.08 | 0.71 | 0.14 | 0 | 0 | 0 | 0 | 0 | 0 | 0 | 0 | 0 | 0 | 0 | 0 | 0.07 | 0.58 | 0.97 | 1 | 0.98 | 0.95 | 0.96 | 0.98 | 0.97 | 0.82 | 0.27 | 0.01 | 0 | 0 | 0 | 0 | 0 | 0 | 0 | 0 | 0 | 0 | 0 | 0 | 0 | 0.23 | 0.69 | 0.81 | 0.79 | 0.77 | 0.79 | 0.81 | 0.76 | 0.48 | 0.06 | 0 | 0 | 0 | 0 | 0 | 0 | 0 | 0 | 0 | 0 | 0 | 0 | 0 | 0 | 0.04 | 0.31 | 0.5 | 0.61 | 0.64 | 0.63 | 0.61 | 0.56 | 0.31 | 0.03 | 0 | 0 | 0 | 0 | 0 | 0 | 0
OROLOM_1_SOLAR1 |  | Solar_1Axis | Solar Tracking | CISO | North | Norcal | EO | 10 | 0 | 0 | 0 | 0 | 0 | 0 | 0 | 0.21 | 1.64 | 3.12 | 3.86 | 4.25 | 4.25 | 4.01 | 3.76 | 2.57 | 0.56 | 0 | 0 | 0 | 0 | 0 | 0 | 0 | 0 | 0 | 0 | 0 | 0 | 0 | 0 | 1.23 | 5.14 | 6.4 | 6.54 | 6.2 | 6.11 | 6.07 | 6.2 | 5.29 | 2.77 | 0.15 | 0 | 0 | 0 | 0 | 0 | 0 | 0 | 0 | 0 | 0 | 0 | 0 | 0.26 | 3.19 | 5.99 | 6.42 | 6.03 | 6.19 | 6.1 | 5.61 | 5.18 | 4.83 | 3.4 | 0.79 | 0 | 0 | 0 | 0 | 0 | 0 | 0 | 0 | 0 | 0 | 0 | 0.14 | 2.98 | 6.58 | 7.24 | 7.2 | 7.07 | 7.25 | 7.26 | 7.15 | 7.27 | 6.97 | 6.36 | 2.95 | 0.14 | 0 | 0 | 0 | 0 | 0 | 0 | 0 | 0 | 0 | 0 | 1.1 | 5.19 | 7.32 | 7.65 | 7.66 | 7.59 | 7.75 | 7.75 | 7.93 | 7.93 | 7.76 | 7.31 | 4.52 | 0.7 | 0 | 0 | 0 | 0 | 0 | 0 | 0 | 0 | 0 | 0.01 | 1.58 | 5.73 | 7.77 | 8.32 | 8.42 | 8.49 | 8.54 | 8.51 | 8.44 | 8.43 | 8.25 | 7.65 | 5.67 | 1.6 | 0.02 | 0 | 0 | 0 | 0 | 0 | 0 | 0 | 0 | 0 | 0.72 | 4.6 | 7.42 | 8.19 | 8.3 | 8.36 | 8.33 | 8.31 | 8.22 | 8.2 | 7.87 | 7.3 | 5.12 | 1.2 | 0.01 | 0 | 0 | 0 | 0 | 0 | 0 | 0 | 0 | 0 | 0.1 | 2.7 | 6.23 | 7.53 | 7.88 | 7.92 | 7.98 | 7.92 | 7.85 | 7.8 | 7.34 | 6.02 | 2.67 | 0.15 | 0 | 0 | 0 | 0 | 0 | 0 | 0 | 0 | 0 | 0 | 0.01 | 1.65 | 5.87 | 7.4 | 7.65 | 7.59 | 7.51 | 7.52 | 7.63 | 7.66 | 7.22 | 4.75 | 0.93 | 0 | 0 | 0 | 0 | 0 | 0 | 0 | 0 | 0 | 0 | 0 | 0 | 0.49 | 3.9 | 6.45 | 6.64 | 6.51 | 6.35 | 6.39 | 6.51 | 6.49 | 5.46 | 1.81 | 0.04 | 0 | 0 | 0 | 0 | 0 | 0 | 0 | 0 | 0 | 0 | 0 | 0 | 0.02 | 1.52 | 4.58 | 5.39 | 5.29 | 5.12 | 5.27 | 5.43 | 5.1 | 3.19 | 0.38 | 0 | 0 | 0 | 0 | 0 | 0 | 0 | 0 | 0 | 0 | 0 | 0 | 0 | 0 | 0.3 | 2.05 | 3.36 | 4.08 | 4.29 | 4.17 | 4.04 | 3.74 | 2.09 | 0.22 | 0 | 0 | 0 | 0 | 0 | 0 | 0
OROLOM_1_SOLAR2 |  | Solar_1Axis | Solar Tracking | CISO | North | Norcal | EO | 10 | 0 | 0 | 0 | 0 | 0 | 0 | 0 | 0.21 | 1.64 | 3.12 | 3.86 | 4.25 | 4.25 | 4.01 | 3.76 | 2.57 | 0.56 | 0 | 0 | 0 | 0 | 0 | 0 | 0 | 0 | 0 | 0 | 0 | 0 | 0 | 0 | 1.23 | 5.14 | 6.4 | 6.54 | 6.2 | 6.11 | 6.07 | 6.2 | 5.29 | 2.77 | 0.15 | 0 | 0 | 0 | 0 | 0 | 0 | 0 | 0 | 0 | 0 | 0 | 0 | 0.26 | 3.19 | 5.99 | 6.42 | 6.03 | 6.19 | 6.1 | 5.61 | 5.18 | 4.83 | 3.4 | 0.79 | 0 | 0 | 0 | 0 | 0 | 0 | 0 | 0 | 0 | 0 | 0 | 0.14 | 2.98 | 6.58 | 7.24 | 7.2 | 7.07 | 7.25 | 7.26 | 7.15 | 7.27 | 6.97 | 6.36 | 2.95 | 0.14 | 0 | 0 | 0 | 0 | 0 | 0 | 0 | 0 | 0 | 0 | 1.1 | 5.19 | 7.32 | 7.65 | 7.66 | 7.59 | 7.75 | 7.75 | 7.93 | 7.93 | 7.76 | 7.31 | 4.52 | 0.7 | 0 | 0 | 0 | 0 | 0 | 0 | 0 | 0 | 0 | 0.01 | 1.58 | 5.73 | 7.77 | 8.32 | 8.42 | 8.49 | 8.54 | 8.51 | 8.44 | 8.43 | 8.25 | 7.65 | 5.67 | 1.6 | 0.02 | 0 | 0 | 0 | 0 | 0 | 0 | 0 | 0 | 0 | 0.72 | 4.6 | 7.42 | 8.19 | 8.3 | 8.36 | 8.33 | 8.31 | 8.22 | 8.2 | 7.87 | 7.3 | 5.12 | 1.2 | 0.01 | 0 | 0 | 0 | 0 | 0 | 0 | 0 | 0 | 0 | 0.1 | 2.7 | 6.23 | 7.53 | 7.88 | 7.92 | 7.98 | 7.92 | 7.85 | 7.8 | 7.34 | 6.02 | 2.67 | 0.15 | 0 | 0 | 0 | 0 | 0 | 0 | 0 | 0 | 0 | 0 | 0.01 | 1.65 | 5.87 | 7.4 | 7.65 | 7.59 | 7.51 | 7.52 | 7.63 | 7.66 | 7.22 | 4.75 | 0.93 | 0 | 0 | 0 | 0 | 0 | 0 | 0 | 0 | 0 | 0 | 0 | 0 | 0.49 | 3.9 | 6.45 | 6.64 | 6.51 | 6.35 | 6.39 | 6.51 | 6.49 | 5.46 | 1.81 | 0.04 | 0 | 0 | 0 | 0 | 0 | 0 | 0 | 0 | 0 | 0 | 0 | 0 | 0.02 | 1.52 | 4.58 | 5.39 | 5.29 | 5.12 | 5.27 | 5.43 | 5.1 | 3.19 | 0.38 | 0 | 0 | 0 | 0 | 0 | 0 | 0 | 0 | 0 | 0 | 0 | 0 | 0 | 0 | 0.3 | 2.05 | 3.36 | 4.08 | 4.29 | 4.17 | 4.04 | 3.74 | 2.09 | 0.22 | 0 | 0 | 0 | 0 | 0 | 0 | 0
ORTGA_6_ME1SL1 |  | Solar_1Axis | Solar Tracking | CISO | North | Norcal | FC | 3 | 0 | 0 | 0 | 0 | 0 | 0 | 0 | 0.06 | 0.49 | 0.94 | 1.16 | 1.28 | 1.28 | 1.2 | 1.13 | 0.77 | 0.17 | 0 | 0 | 0 | 0 | 0 | 0 | 0 | 0 | 0 | 0 | 0 | 0 | 0 | 0 | 0.37 | 1.54 | 1.92 | 1.96 | 1.86 | 1.83 | 1.82 | 1.86 | 1.59 | 0.83 | 0.05 | 0 | 0 | 0 | 0 | 0 | 0 | 0 | 0 | 0 | 0 | 0 | 0 | 0.08 | 0.96 | 1.8 | 1.93 | 1.81 | 1.86 | 1.83 | 1.68 | 1.56 | 1.45 | 1.02 | 0.24 | 0 | 0 | 0 | 0 | 0 | 0 | 0 | 0 | 0 | 0 | 0 | 0.04 | 0.89 | 1.98 | 2.17 | 2.16 | 2.12 | 2.17 | 2.18 | 2.15 | 2.18 | 2.09 | 1.91 | 0.89 | 0.04 | 0 | 0 | 0 | 0 | 0 | 0 | 0 | 0 | 0 | 0 | 0.33 | 1.56 | 2.2 | 2.3 | 2.3 | 2.28 | 2.33 | 2.33 | 2.38 | 2.38 | 2.33 | 2.19 | 1.36 | 0.21 | 0 | 0 | 0 | 0 | 0 | 0 | 0 | 0 | 0 | 0 | 0.47 | 1.72 | 2.33 | 2.5 | 2.53 | 2.55 | 2.56 | 2.55 | 2.53 | 2.53 | 2.47 | 2.3 | 1.7 | 0.48 | 0.01 | 0 | 0 | 0 | 0 | 0 | 0 | 0 | 0 | 0 | 0.22 | 1.38 | 2.23 | 2.46 | 2.49 | 2.51 | 2.5 | 2.49 | 2.47 | 2.46 | 2.36 | 2.19 | 1.54 | 0.36 | 0 | 0 | 0 | 0 | 0 | 0 | 0 | 0 | 0 | 0 | 0.03 | 0.81 | 1.87 | 2.26 | 2.36 | 2.38 | 2.39 | 2.38 | 2.36 | 2.34 | 2.2 | 1.81 | 0.8 | 0.04 | 0 | 0 | 0 | 0 | 0 | 0 | 0 | 0 | 0 | 0 | 0 | 0.49 | 1.76 | 2.22 | 2.29 | 2.28 | 2.25 | 2.26 | 2.29 | 2.3 | 2.17 | 1.43 | 0.28 | 0 | 0 | 0 | 0 | 0 | 0 | 0 | 0 | 0 | 0 | 0 | 0 | 0.15 | 1.17 | 1.93 | 1.99 | 1.95 | 1.9 | 1.92 | 1.95 | 1.95 | 1.64 | 0.54 | 0.01 | 0 | 0 | 0 | 0 | 0 | 0 | 0 | 0 | 0 | 0 | 0 | 0 | 0.01 | 0.46 | 1.37 | 1.62 | 1.59 | 1.54 | 1.58 | 1.63 | 1.53 | 0.96 | 0.11 | 0 | 0 | 0 | 0 | 0 | 0 | 0 | 0 | 0 | 0 | 0 | 0 | 0 | 0 | 0.09 | 0.61 | 1.01 | 1.22 | 1.29 | 1.25 | 1.21 | 1.12 | 0.63 | 0.07 | 0 | 0 | 0 | 0 | 0 | 0 | 0
PADUA_2_SOLAR1 |  | Solar_1Axis | Solar Tracking | CISO | South | Socal | EO | 1.75 | 0 | 0 | 0 | 0 | 0 | 0 | 0 | 0.2 | 0.72 | 0.92 | 0.96 | 0.98 | 0.97 | 0.91 | 0.84 | 0.53 | 0.1 | 0 | 0 | 0 | 0 | 0 | 0 | 0 | 0 | 0 | 0 | 0 | 0 | 0 | 0.01 | 0.45 | 1.09 | 1.17 | 1.16 | 1.12 | 1.08 | 1.06 | 1.04 | 0.93 | 0.41 | 0.02 | 0 | 0 | 0 | 0 | 0 | 0 | 0 | 0 | 0 | 0 | 0 | 0 | 0.14 | 0.8 | 1.11 | 1.15 | 1.13 | 1.1 | 1.09 | 0.99 | 0.9 | 0.81 | 0.58 | 0.09 | 0 | 0 | 0 | 0 | 0 | 0 | 0 | 0 | 0 | 0 | 0 | 0.08 | 0.75 | 1.32 | 1.39 | 1.43 | 1.42 | 1.43 | 1.41 | 1.41 | 1.36 | 1.29 | 1.07 | 0.35 | 0.01 | 0 | 0 | 0 | 0 | 0 | 0 | 0 | 0 | 0 | 0 | 0.29 | 1 | 1.37 | 1.46 | 1.49 | 1.5 | 1.51 | 1.51 | 1.49 | 1.45 | 1.39 | 1.22 | 0.6 | 0.06 | 0 | 0 | 0 | 0 | 0 | 0 | 0 | 0 | 0 | 0.01 | 0.34 | 1 | 1.31 | 1.42 | 1.47 | 1.49 | 1.49 | 1.49 | 1.48 | 1.44 | 1.39 | 1.23 | 0.74 | 0.13 | 0 | 0 | 0 | 0 | 0 | 0 | 0 | 0 | 0 | 0 | 0.16 | 0.78 | 1.22 | 1.39 | 1.46 | 1.47 | 1.47 | 1.45 | 1.44 | 1.4 | 1.34 | 1.18 | 0.68 | 0.11 | 0 | 0 | 0 | 0 | 0 | 0 | 0 | 0 | 0 | 0 | 0.05 | 0.58 | 1.1 | 1.31 | 1.4 | 1.43 | 1.43 | 1.4 | 1.36 | 1.31 | 1.21 | 0.96 | 0.36 | 0.01 | 0 | 0 | 0 | 0 | 0 | 0 | 0 | 0 | 0 | 0 | 0.01 | 0.43 | 1.13 | 1.31 | 1.38 | 1.39 | 1.39 | 1.39 | 1.37 | 1.35 | 1.22 | 0.68 | 0.08 | 0 | 0 | 0 | 0 | 0 | 0 | 0 | 0 | 0 | 0 | 0 | 0 | 0.25 | 0.98 | 1.25 | 1.29 | 1.27 | 1.28 | 1.28 | 1.29 | 1.26 | 0.99 | 0.28 | 0 | 0 | 0 | 0 | 0 | 0 | 0 | 0 | 0 | 0 | 0 | 0 | 0 | 0.05 | 0.58 | 1.08 | 1.16 | 1.13 | 1.1 | 1.11 | 1.12 | 1.06 | 0.61 | 0.06 | 0 | 0 | 0 | 0 | 0 | 0 | 0 | 0 | 0 | 0 | 0 | 0 | 0 | 0 | 0.21 | 0.68 | 0.82 | 0.86 | 0.84 | 0.87 | 0.82 | 0.75 | 0.43 | 0.04 | 0 | 0 | 0 | 0 | 0 | 0 | 0
PAIGES_6_SOLAR |  | Solar_1Axis | Solar Tracking | CISO | North | Norcal | EO | 20 | 0 | 0 | 0 | 0 | 0 | 0 | 0 | 0.42 | 3.28 | 6.25 | 7.72 | 8.5 | 8.51 | 8.03 | 7.52 | 5.13 | 1.12 | 0 | 0 | 0 | 0 | 0 | 0 | 0 | 0 | 0 | 0 | 0 | 0 | 0 | 0 | 2.47 | 10.27 | 12.8 | 13.08 | 12.39 | 12.21 | 12.13 | 12.4 | 10.57 | 5.55 | 0.31 | 0 | 0 | 0 | 0 | 0 | 0 | 0 | 0 | 0 | 0 | 0 | 0 | 0.52 | 6.39 | 11.99 | 12.84 | 12.05 | 12.38 | 12.2 | 11.23 | 10.37 | 9.66 | 6.8 | 1.57 | 0 | 0 | 0 | 0 | 0 | 0 | 0 | 0 | 0 | 0 | 0 | 0.28 | 5.97 | 13.17 | 14.48 | 14.4 | 14.15 | 14.49 | 14.52 | 14.31 | 14.54 | 13.94 | 12.71 | 5.9 | 0.27 | 0 | 0 | 0 | 0 | 0 | 0 | 0 | 0 | 0 | 0 | 2.2 | 10.38 | 14.64 | 15.3 | 15.32 | 15.19 | 15.51 | 15.51 | 15.86 | 15.86 | 15.51 | 14.62 | 9.05 | 1.41 | 0 | 0 | 0 | 0 | 0 | 0 | 0 | 0 | 0 | 0.01 | 3.16 | 11.47 | 15.54 | 16.64 | 16.85 | 16.97 | 17.07 | 17.02 | 16.87 | 16.87 | 16.5 | 15.31 | 11.34 | 3.2 | 0.04 | 0 | 0 | 0 | 0 | 0 | 0 | 0 | 0 | 0 | 1.43 | 9.2 | 14.84 | 16.38 | 16.6 | 16.72 | 16.65 | 16.62 | 16.44 | 16.41 | 15.74 | 14.59 | 10.24 | 2.41 | 0.01 | 0 | 0 | 0 | 0 | 0 | 0 | 0 | 0 | 0 | 0.2 | 5.39 | 12.46 | 15.07 | 15.77 | 15.84 | 15.96 | 15.84 | 15.71 | 15.6 | 14.68 | 12.04 | 5.34 | 0.3 | 0 | 0 | 0 | 0 | 0 | 0 | 0 | 0 | 0 | 0 | 0.02 | 3.29 | 11.75 | 14.8 | 15.3 | 15.19 | 15.01 | 15.04 | 15.25 | 15.32 | 14.44 | 9.5 | 1.87 | 0 | 0 | 0 | 0 | 0 | 0 | 0 | 0 | 0 | 0 | 0 | 0 | 0.98 | 7.8 | 12.9 | 13.29 | 13.02 | 12.69 | 12.79 | 13.02 | 12.97 | 10.92 | 3.63 | 0.08 | 0 | 0 | 0 | 0 | 0 | 0 | 0 | 0 | 0 | 0 | 0 | 0 | 0.04 | 3.04 | 9.15 | 10.78 | 10.58 | 10.24 | 10.54 | 10.85 | 10.19 | 6.39 | 0.76 | 0 | 0 | 0 | 0 | 0 | 0 | 0 | 0 | 0 | 0 | 0 | 0 | 0 | 0 | 0.6 | 4.09 | 6.72 | 8.16 | 8.58 | 8.35 | 8.09 | 7.48 | 4.18 | 0.45 | 0 | 0 | 0 | 0 | 0 | 0 | 0
PBLOSM_2_SOLAR |  | Solar_1Axis | Solar Tracking | CISO | South | Socal | FC | 9.5 | 0 | 0 | 0 | 0 | 0 | 0 | 0 | 1.06 | 3.88 | 5.01 | 5.21 | 5.32 | 5.26 | 4.94 | 4.57 | 2.88 | 0.57 | 0 | 0 | 0 | 0 | 0 | 0 | 0 | 0 | 0 | 0 | 0 | 0 | 0 | 0.07 | 2.43 | 5.94 | 6.34 | 6.29 | 6.08 | 5.88 | 5.74 | 5.64 | 5.07 | 2.21 | 0.08 | 0 | 0 | 0 | 0 | 0 | 0 | 0 | 0 | 0 | 0 | 0 | 0 | 0.73 | 4.36 | 6.01 | 6.23 | 6.11 | 5.96 | 5.92 | 5.38 | 4.89 | 4.41 | 3.14 | 0.47 | 0 | 0 | 0 | 0 | 0 | 0 | 0 | 0 | 0 | 0 | 0 | 0.42 | 4.05 | 7.18 | 7.56 | 7.75 | 7.69 | 7.74 | 7.66 | 7.64 | 7.4 | 7.01 | 5.78 | 1.92 | 0.05 | 0 | 0 | 0 | 0 | 0 | 0 | 0 | 0 | 0 | 0.01 | 1.56 | 5.44 | 7.43 | 7.93 | 8.11 | 8.13 | 8.19 | 8.18 | 8.07 | 7.87 | 7.55 | 6.6 | 3.25 | 0.31 | 0 | 0 | 0 | 0 | 0 | 0 | 0 | 0 | 0 | 0.03 | 1.85 | 5.44 | 7.14 | 7.7 | 8 | 8.07 | 8.11 | 8.1 | 8.01 | 7.81 | 7.54 | 6.69 | 4.04 | 0.69 | 0 | 0 | 0 | 0 | 0 | 0 | 0 | 0 | 0 | 0 | 0.87 | 4.24 | 6.64 | 7.53 | 7.91 | 7.98 | 7.96 | 7.89 | 7.8 | 7.58 | 7.26 | 6.39 | 3.7 | 0.59 | 0 | 0 | 0 | 0 | 0 | 0 | 0 | 0 | 0 | 0 | 0.29 | 3.17 | 5.97 | 7.1 | 7.61 | 7.77 | 7.76 | 7.6 | 7.4 | 7.1 | 6.54 | 5.21 | 1.93 | 0.06 | 0 | 0 | 0 | 0 | 0 | 0 | 0 | 0 | 0 | 0 | 0.06 | 2.35 | 6.13 | 7.14 | 7.51 | 7.57 | 7.57 | 7.52 | 7.44 | 7.33 | 6.62 | 3.7 | 0.44 | 0 | 0 | 0 | 0 | 0 | 0 | 0 | 0 | 0 | 0 | 0 | 0 | 1.34 | 5.33 | 6.77 | 6.98 | 6.92 | 6.93 | 6.97 | 7 | 6.85 | 5.36 | 1.51 | 0.02 | 0 | 0 | 0 | 0 | 0 | 0 | 0 | 0 | 0 | 0 | 0 | 0 | 0.25 | 3.13 | 5.84 | 6.31 | 6.14 | 5.98 | 6.05 | 6.06 | 5.77 | 3.33 | 0.33 | 0 | 0 | 0 | 0 | 0 | 0 | 0 | 0 | 0 | 0 | 0 | 0 | 0 | 0.01 | 1.16 | 3.68 | 4.43 | 4.67 | 4.58 | 4.73 | 4.47 | 4.08 | 2.32 | 0.2 | 0 | 0 | 0 | 0 | 0 | 0 | 0
PEORIA_1_SOLAR |  | Solar_Fixed | Solar Fixed | CISO | North | Norcal | FC | 1.5 | 0 | 0 | 0 | 0 | 0 | 0 | 0 | 0.03 | 0.26 | 0.54 | 0.68 | 0.73 | 0.72 | 0.66 | 0.57 | 0.39 | 0.09 | 0 | 0 | 0 | 0 | 0 | 0 | 0 | 0 | 0 | 0 | 0 | 0 | 0 | 0 | 0.15 | 0.63 | 0.88 | 0.97 | 0.98 | 0.98 | 0.96 | 0.9 | 0.71 | 0.33 | 0.02 | 0 | 0 | 0 | 0 | 0 | 0 | 0 | 0 | 0 | 0 | 0 | 0 | 0.04 | 0.39 | 0.75 | 0.87 | 0.9 | 0.88 | 0.9 | 0.88 | 0.8 | 0.66 | 0.45 | 0.11 | 0 | 0 | 0 | 0 | 0 | 0 | 0 | 0 | 0 | 0 | 0 | 0.02 | 0.3 | 0.78 | 1.01 | 1.13 | 1.17 | 1.22 | 1.19 | 1.18 | 1.14 | 1.01 | 0.78 | 0.32 | 0.02 | 0 | 0 | 0 | 0 | 0 | 0 | 0 | 0 | 0 | 0 | 0.1 | 0.53 | 0.89 | 1.08 | 1.19 | 1.22 | 1.23 | 1.24 | 1.23 | 1.19 | 1.06 | 0.88 | 0.47 | 0.08 | 0 | 0 | 0 | 0 | 0 | 0 | 0 | 0 | 0 | 0 | 0.13 | 0.55 | 0.91 | 1.1 | 1.19 | 1.25 | 1.26 | 1.28 | 1.26 | 1.21 | 1.1 | 0.91 | 0.57 | 0.16 | 0 | 0 | 0 | 0 | 0 | 0 | 0 | 0 | 0 | 0 | 0.06 | 0.46 | 0.86 | 1.09 | 1.2 | 1.27 | 1.29 | 1.28 | 1.26 | 1.2 | 1.1 | 0.9 | 0.56 | 0.12 | 0 | 0 | 0 | 0 | 0 | 0 | 0 | 0 | 0 | 0 | 0.01 | 0.28 | 0.73 | 0.99 | 1.11 | 1.19 | 1.23 | 1.22 | 1.21 | 1.15 | 1.01 | 0.75 | 0.3 | 0.02 | 0 | 0 | 0 | 0 | 0 | 0 | 0 | 0 | 0 | 0 | 0 | 0.19 | 0.71 | 1.03 | 1.15 | 1.21 | 1.23 | 1.22 | 1.2 | 1.14 | 0.99 | 0.6 | 0.13 | 0 | 0 | 0 | 0 | 0 | 0 | 0 | 0 | 0 | 0 | 0 | 0 | 0.07 | 0.51 | 0.89 | 1.04 | 1.06 | 1.07 | 1.07 | 1.06 | 0.97 | 0.73 | 0.26 | 0.01 | 0 | 0 | 0 | 0 | 0 | 0 | 0 | 0 | 0 | 0 | 0 | 0 | 0 | 0.21 | 0.69 | 0.89 | 0.94 | 0.94 | 0.93 | 0.9 | 0.79 | 0.46 | 0.06 | 0 | 0 | 0 | 0 | 0 | 0 | 0 | 0 | 0 | 0 | 0 | 0 | 0 | 0 | 0.05 | 0.26 | 0.51 | 0.65 | 0.71 | 0.69 | 0.64 | 0.55 | 0.31 | 0.04 | 0 | 0 | 0 | 0 | 0 | 0 | 0
PIT1_6_FRIVRA |  | Solar_Fixed | Solar Fixed | CISO | North | Norcal | ID | 1.5 | 0 | 0 | 0 | 0 | 0 | 0 | 0 | 0.03 | 0.26 | 0.54 | 0.68 | 0.73 | 0.72 | 0.66 | 0.57 | 0.39 | 0.09 | 0 | 0 | 0 | 0 | 0 | 0 | 0 | 0 | 0 | 0 | 0 | 0 | 0 | 0 | 0.15 | 0.63 | 0.88 | 0.97 | 0.98 | 0.98 | 0.96 | 0.9 | 0.71 | 0.33 | 0.02 | 0 | 0 | 0 | 0 | 0 | 0 | 0 | 0 | 0 | 0 | 0 | 0 | 0.04 | 0.39 | 0.75 | 0.87 | 0.9 | 0.88 | 0.9 | 0.88 | 0.8 | 0.66 | 0.45 | 0.11 | 0 | 0 | 0 | 0 | 0 | 0 | 0 | 0 | 0 | 0 | 0 | 0.02 | 0.3 | 0.78 | 1.01 | 1.13 | 1.17 | 1.22 | 1.19 | 1.18 | 1.14 | 1.01 | 0.78 | 0.32 | 0.02 | 0 | 0 | 0 | 0 | 0 | 0 | 0 | 0 | 0 | 0 | 0.1 | 0.53 | 0.89 | 1.08 | 1.19 | 1.22 | 1.23 | 1.24 | 1.23 | 1.19 | 1.06 | 0.88 | 0.47 | 0.08 | 0 | 0 | 0 | 0 | 0 | 0 | 0 | 0 | 0 | 0 | 0.13 | 0.55 | 0.91 | 1.1 | 1.19 | 1.25 | 1.26 | 1.28 | 1.26 | 1.21 | 1.1 | 0.91 | 0.57 | 0.16 | 0 | 0 | 0 | 0 | 0 | 0 | 0 | 0 | 0 | 0 | 0.06 | 0.46 | 0.86 | 1.09 | 1.2 | 1.27 | 1.29 | 1.28 | 1.26 | 1.2 | 1.1 | 0.9 | 0.56 | 0.12 | 0 | 0 | 0 | 0 | 0 | 0 | 0 | 0 | 0 | 0 | 0.01 | 0.28 | 0.73 | 0.99 | 1.11 | 1.19 | 1.23 | 1.22 | 1.21 | 1.15 | 1.01 | 0.75 | 0.3 | 0.02 | 0 | 0 | 0 | 0 | 0 | 0 | 0 | 0 | 0 | 0 | 0 | 0.19 | 0.71 | 1.03 | 1.15 | 1.21 | 1.23 | 1.22 | 1.2 | 1.14 | 0.99 | 0.6 | 0.13 | 0 | 0 | 0 | 0 | 0 | 0 | 0 | 0 | 0 | 0 | 0 | 0 | 0.07 | 0.51 | 0.89 | 1.04 | 1.06 | 1.07 | 1.07 | 1.06 | 0.97 | 0.73 | 0.26 | 0.01 | 0 | 0 | 0 | 0 | 0 | 0 | 0 | 0 | 0 | 0 | 0 | 0 | 0 | 0.21 | 0.69 | 0.89 | 0.94 | 0.94 | 0.93 | 0.9 | 0.79 | 0.46 | 0.06 | 0 | 0 | 0 | 0 | 0 | 0 | 0 | 0 | 0 | 0 | 0 | 0 | 0 | 0 | 0.05 | 0.26 | 0.51 | 0.65 | 0.71 | 0.69 | 0.64 | 0.55 | 0.31 | 0.04 | 0 | 0 | 0 | 0 | 0 | 0 | 0
PIUTE_6_GNBSR1 |  | Solar_1Axis | Solar Tracking | CISO | South | Socal | FC | 3 | 0 | 0 | 0 | 0 | 0 | 0 | 0 | 0.33 | 1.23 | 1.58 | 1.65 | 1.68 | 1.66 | 1.56 | 1.44 | 0.91 | 0.18 | 0 | 0 | 0 | 0 | 0 | 0 | 0 | 0 | 0 | 0 | 0 | 0 | 0 | 0.02 | 0.77 | 1.88 | 2 | 1.99 | 1.92 | 1.86 | 1.81 | 1.78 | 1.6 | 0.7 | 0.03 | 0 | 0 | 0 | 0 | 0 | 0 | 0 | 0 | 0 | 0 | 0 | 0 | 0.23 | 1.38 | 1.9 | 1.97 | 1.93 | 1.88 | 1.87 | 1.7 | 1.54 | 1.39 | 0.99 | 0.15 | 0 | 0 | 0 | 0 | 0 | 0 | 0 | 0 | 0 | 0 | 0 | 0.13 | 1.28 | 2.27 | 2.39 | 2.45 | 2.43 | 2.44 | 2.42 | 2.41 | 2.34 | 2.21 | 1.83 | 0.61 | 0.01 | 0 | 0 | 0 | 0 | 0 | 0 | 0 | 0 | 0 | 0 | 0.49 | 1.72 | 2.35 | 2.5 | 2.56 | 2.57 | 2.59 | 2.58 | 2.55 | 2.48 | 2.38 | 2.08 | 1.02 | 0.1 | 0 | 0 | 0 | 0 | 0 | 0 | 0 | 0 | 0 | 0.01 | 0.59 | 1.72 | 2.25 | 2.43 | 2.53 | 2.55 | 2.56 | 2.56 | 2.53 | 2.47 | 2.38 | 2.11 | 1.28 | 0.22 | 0 | 0 | 0 | 0 | 0 | 0 | 0 | 0 | 0 | 0 | 0.27 | 1.34 | 2.1 | 2.38 | 2.5 | 2.52 | 2.51 | 2.49 | 2.46 | 2.4 | 2.29 | 2.02 | 1.17 | 0.19 | 0 | 0 | 0 | 0 | 0 | 0 | 0 | 0 | 0 | 0 | 0.09 | 1 | 1.88 | 2.24 | 2.4 | 2.45 | 2.45 | 2.4 | 2.34 | 2.24 | 2.07 | 1.64 | 0.61 | 0.02 | 0 | 0 | 0 | 0 | 0 | 0 | 0 | 0 | 0 | 0 | 0.02 | 0.74 | 1.94 | 2.25 | 2.37 | 2.39 | 2.39 | 2.38 | 2.35 | 2.31 | 2.09 | 1.17 | 0.14 | 0 | 0 | 0 | 0 | 0 | 0 | 0 | 0 | 0 | 0 | 0 | 0 | 0.42 | 1.68 | 2.14 | 2.2 | 2.18 | 2.19 | 2.2 | 2.21 | 2.16 | 1.69 | 0.48 | 0.01 | 0 | 0 | 0 | 0 | 0 | 0 | 0 | 0 | 0 | 0 | 0 | 0 | 0.08 | 0.99 | 1.84 | 1.99 | 1.94 | 1.89 | 1.91 | 1.92 | 1.82 | 1.05 | 0.1 | 0 | 0 | 0 | 0 | 0 | 0 | 0 | 0 | 0 | 0 | 0 | 0 | 0 | 0 | 0.37 | 1.16 | 1.4 | 1.47 | 1.45 | 1.49 | 1.41 | 1.29 | 0.73 | 0.06 | 0 | 0 | 0 | 0 | 0 | 0 | 0
PLAINV_6_BSOLAR |  | Solar_Fixed | Solar Fixed | CISO | South | Socal | EO | 20 | 0 | 0 | 0 | 0 | 0 | 0 | 0.03 | 2.39 | 8.26 | 11.24 | 12.38 | 12.86 | 12.28 | 11.72 | 9.81 | 5.43 | 0.79 | 0 | 0 | 0 | 0 | 0 | 0 | 0 | 0 | 0 | 0 | 0 | 0 | 0 | 0.19 | 4.35 | 10.49 | 12.84 | 13.65 | 13.81 | 13.26 | 12.6 | 11.38 | 8.93 | 3.25 | 0.08 | 0 | 0 | 0 | 0 | 0 | 0 | 0 | 0 | 0 | 0 | 0 | 0 | 1.44 | 7.61 | 11.79 | 13.44 | 13.74 | 13.93 | 13.35 | 12.62 | 11.38 | 9.26 | 4.99 | 0.66 | 0 | 0 | 0 | 0 | 0 | 0 | 0 | 0 | 0 | 0 | 0 | 0.7 | 5.89 | 11.9 | 14.93 | 16.19 | 16.83 | 16.84 | 16.53 | 16.09 | 14.8 | 12.78 | 8.72 | 2.28 | 0.06 | 0 | 0 | 0 | 0 | 0 | 0 | 0 | 0 | 0 | 0.04 | 2.35 | 8.39 | 12.56 | 15.1 | 16.65 | 17.35 | 17.51 | 17.34 | 16.98 | 15.87 | 13.88 | 10.11 | 3.92 | 0.3 | 0 | 0 | 0 | 0 | 0 | 0 | 0 | 0 | 0 | 0.08 | 2.66 | 8.19 | 12.25 | 15.26 | 16.71 | 17.56 | 17.58 | 17.46 | 16.95 | 15.62 | 13.67 | 10.64 | 5.06 | 0.69 | 0 | 0 | 0 | 0 | 0 | 0 | 0 | 0 | 0 | 0 | 1.41 | 5.91 | 10.7 | 13.6 | 15.35 | 16.4 | 16.79 | 16.62 | 16.08 | 14.83 | 12.98 | 9.93 | 4.57 | 0.54 | 0 | 0 | 0 | 0 | 0 | 0 | 0 | 0 | 0 | 0 | 0.58 | 5.13 | 10.78 | 13.63 | 15.53 | 16.89 | 17.25 | 16.53 | 16.02 | 14.68 | 12.53 | 8.43 | 2.45 | 0.08 | 0 | 0 | 0 | 0 | 0 | 0 | 0 | 0 | 0 | 0 | 0.18 | 4.04 | 10.48 | 13.78 | 15.46 | 16.48 | 16.7 | 16.69 | 15.95 | 14.38 | 11.46 | 5.35 | 0.56 | 0 | 0 | 0 | 0 | 0 | 0 | 0 | 0 | 0 | 0 | 0 | 0.03 | 2.55 | 9.36 | 13.31 | 14.98 | 16.02 | 16.19 | 15.93 | 15.16 | 13.56 | 8.99 | 2.1 | 0.03 | 0 | 0 | 0 | 0 | 0 | 0 | 0 | 0 | 0 | 0 | 0 | 0 | 0.66 | 5.94 | 11.68 | 13.58 | 14.43 | 14.62 | 14.22 | 13.39 | 11.02 | 5.16 | 0.39 | 0 | 0 | 0 | 0 | 0 | 0 | 0 | 0 | 0 | 0 | 0 | 0 | 0 | 0.07 | 2.64 | 7.7 | 10.41 | 11.33 | 11.95 | 11.81 | 10.81 | 8.49 | 3.92 | 0.25 | 0 | 0 | 0 | 0 | 0 | 0 | 0
PLAINV_6_DSOLAR |  | Solar_1Axis | Solar Tracking | CISO | South | Socal | FC | 10 | 0 | 0 | 0 | 0 | 0 | 0 | 0 | 1.12 | 4.09 | 5.28 | 5.48 | 5.6 | 5.53 | 5.2 | 4.81 | 3.03 | 0.6 | 0 | 0 | 0 | 0 | 0 | 0 | 0 | 0 | 0 | 0 | 0 | 0 | 0 | 0.07 | 2.55 | 6.25 | 6.68 | 6.62 | 6.4 | 6.19 | 6.04 | 5.94 | 5.34 | 2.33 | 0.09 | 0 | 0 | 0 | 0 | 0 | 0 | 0 | 0 | 0 | 0 | 0 | 0 | 0.77 | 4.59 | 6.32 | 6.55 | 6.44 | 6.27 | 6.24 | 5.66 | 5.15 | 4.65 | 3.3 | 0.5 | 0 | 0 | 0 | 0 | 0 | 0 | 0 | 0 | 0 | 0 | 0 | 0.44 | 4.27 | 7.55 | 7.96 | 8.15 | 8.09 | 8.15 | 8.06 | 8.04 | 7.79 | 7.38 | 6.09 | 2.02 | 0.05 | 0 | 0 | 0 | 0 | 0 | 0 | 0 | 0 | 0 | 0.01 | 1.65 | 5.73 | 7.82 | 8.35 | 8.54 | 8.55 | 8.62 | 8.61 | 8.49 | 8.28 | 7.95 | 6.94 | 3.42 | 0.32 | 0 | 0 | 0 | 0 | 0 | 0 | 0 | 0 | 0 | 0.03 | 1.95 | 5.73 | 7.51 | 8.1 | 8.43 | 8.49 | 8.54 | 8.53 | 8.43 | 8.22 | 7.93 | 7.04 | 4.25 | 0.73 | 0 | 0 | 0 | 0 | 0 | 0 | 0 | 0 | 0 | 0 | 0.91 | 4.46 | 6.99 | 7.93 | 8.32 | 8.41 | 8.38 | 8.31 | 8.21 | 7.98 | 7.64 | 6.73 | 3.89 | 0.62 | 0 | 0 | 0 | 0 | 0 | 0 | 0 | 0 | 0 | 0 | 0.31 | 3.34 | 6.28 | 7.47 | 8.01 | 8.18 | 8.16 | 8 | 7.79 | 7.47 | 6.89 | 5.48 | 2.03 | 0.06 | 0 | 0 | 0 | 0 | 0 | 0 | 0 | 0 | 0 | 0 | 0.07 | 2.47 | 6.45 | 7.51 | 7.9 | 7.97 | 7.96 | 7.92 | 7.83 | 7.71 | 6.97 | 3.9 | 0.47 | 0 | 0 | 0 | 0 | 0 | 0 | 0 | 0 | 0 | 0 | 0 | 0 | 1.41 | 5.61 | 7.13 | 7.34 | 7.28 | 7.3 | 7.34 | 7.37 | 7.21 | 5.64 | 1.59 | 0.02 | 0 | 0 | 0 | 0 | 0 | 0 | 0 | 0 | 0 | 0 | 0 | 0 | 0.26 | 3.29 | 6.14 | 6.65 | 6.47 | 6.29 | 6.37 | 6.38 | 6.08 | 3.51 | 0.35 | 0 | 0 | 0 | 0 | 0 | 0 | 0 | 0 | 0 | 0 | 0 | 0 | 0 | 0.01 | 1.22 | 3.88 | 4.66 | 4.91 | 4.82 | 4.97 | 4.7 | 4.29 | 2.44 | 0.21 | 0 | 0 | 0 | 0 | 0 | 0 | 0
PLAINV_6_NLRSR1 |  | Solar_1Axis | Solar Tracking | CISO | South | Socal | EO | 20 | 0 | 0 | 0 | 0 | 0 | 0 | 0.01 | 2.23 | 8.17 | 10.55 | 10.97 | 11.2 | 11.07 | 10.39 | 9.62 | 6.06 | 1.19 | 0 | 0 | 0 | 0 | 0 | 0 | 0 | 0 | 0 | 0 | 0 | 0 | 0 | 0.14 | 5.11 | 12.5 | 13.36 | 13.24 | 12.8 | 12.38 | 12.09 | 11.87 | 10.68 | 4.66 | 0.17 | 0 | 0 | 0 | 0 | 0 | 0 | 0 | 0 | 0 | 0 | 0 | 0 | 1.54 | 9.18 | 12.65 | 13.11 | 12.87 | 12.55 | 12.47 | 11.32 | 10.3 | 9.29 | 6.6 | 1 | 0 | 0 | 0 | 0 | 0 | 0 | 0 | 0 | 0 | 0 | 0 | 0.88 | 8.53 | 15.11 | 15.92 | 16.31 | 16.19 | 16.3 | 16.12 | 16.08 | 15.58 | 14.76 | 12.17 | 4.04 | 0.1 | 0 | 0 | 0 | 0 | 0 | 0 | 0 | 0 | 0 | 0.03 | 3.29 | 11.45 | 15.64 | 16.7 | 17.07 | 17.11 | 17.25 | 17.22 | 16.99 | 16.57 | 15.9 | 13.89 | 6.83 | 0.64 | 0 | 0 | 0 | 0 | 0 | 0 | 0 | 0 | 0 | 0.06 | 3.9 | 11.46 | 15.03 | 16.2 | 16.85 | 16.99 | 17.08 | 17.05 | 16.86 | 16.44 | 15.87 | 14.08 | 8.5 | 1.46 | 0 | 0 | 0 | 0 | 0 | 0 | 0 | 0 | 0 | 0.01 | 1.83 | 8.92 | 13.98 | 15.85 | 16.65 | 16.81 | 16.76 | 16.62 | 16.42 | 15.97 | 15.29 | 13.46 | 7.79 | 1.24 | 0 | 0 | 0 | 0 | 0 | 0 | 0 | 0 | 0 | 0 | 0.62 | 6.68 | 12.56 | 14.94 | 16.02 | 16.37 | 16.33 | 16.01 | 15.57 | 14.94 | 13.78 | 10.96 | 4.06 | 0.12 | 0 | 0 | 0 | 0 | 0 | 0 | 0 | 0 | 0 | 0 | 0.14 | 4.94 | 12.9 | 15.03 | 15.81 | 15.93 | 15.93 | 15.84 | 15.66 | 15.43 | 13.93 | 7.79 | 0.93 | 0 | 0 | 0 | 0 | 0 | 0 | 0 | 0 | 0 | 0 | 0 | 0.01 | 2.82 | 11.22 | 14.25 | 14.69 | 14.56 | 14.6 | 14.67 | 14.74 | 14.42 | 11.28 | 3.18 | 0.04 | 0 | 0 | 0 | 0 | 0 | 0 | 0 | 0 | 0 | 0 | 0 | 0 | 0.52 | 6.58 | 12.29 | 13.29 | 12.93 | 12.58 | 12.74 | 12.77 | 12.16 | 7.01 | 0.7 | 0 | 0 | 0 | 0 | 0 | 0 | 0 | 0 | 0 | 0 | 0 | 0 | 0 | 0.02 | 2.44 | 7.76 | 9.33 | 9.83 | 9.63 | 9.95 | 9.4 | 8.58 | 4.88 | 0.42 | 0 | 0 | 0 | 0 | 0 | 0 | 0
PLAINV_6_SOLAR3 |  | Solar_1Axis | Solar Tracking | CISO | South | Socal | EO | 20 | 0 | 0 | 0 | 0 | 0 | 0 | 0.01 | 2.23 | 8.17 | 10.55 | 10.97 | 11.2 | 11.07 | 10.39 | 9.62 | 6.06 | 1.19 | 0 | 0 | 0 | 0 | 0 | 0 | 0 | 0 | 0 | 0 | 0 | 0 | 0 | 0.14 | 5.11 | 12.5 | 13.36 | 13.24 | 12.8 | 12.38 | 12.09 | 11.87 | 10.68 | 4.66 | 0.17 | 0 | 0 | 0 | 0 | 0 | 0 | 0 | 0 | 0 | 0 | 0 | 0 | 1.54 | 9.18 | 12.65 | 13.11 | 12.87 | 12.55 | 12.47 | 11.32 | 10.3 | 9.29 | 6.6 | 1 | 0 | 0 | 0 | 0 | 0 | 0 | 0 | 0 | 0 | 0 | 0 | 0.88 | 8.53 | 15.11 | 15.92 | 16.31 | 16.19 | 16.3 | 16.12 | 16.08 | 15.58 | 14.76 | 12.17 | 4.04 | 0.1 | 0 | 0 | 0 | 0 | 0 | 0 | 0 | 0 | 0 | 0.03 | 3.29 | 11.45 | 15.64 | 16.7 | 17.07 | 17.11 | 17.25 | 17.22 | 16.99 | 16.57 | 15.9 | 13.89 | 6.83 | 0.64 | 0 | 0 | 0 | 0 | 0 | 0 | 0 | 0 | 0 | 0.06 | 3.9 | 11.46 | 15.03 | 16.2 | 16.85 | 16.99 | 17.08 | 17.05 | 16.86 | 16.44 | 15.87 | 14.08 | 8.5 | 1.46 | 0 | 0 | 0 | 0 | 0 | 0 | 0 | 0 | 0 | 0.01 | 1.83 | 8.92 | 13.98 | 15.85 | 16.65 | 16.81 | 16.76 | 16.62 | 16.42 | 15.97 | 15.29 | 13.46 | 7.79 | 1.24 | 0 | 0 | 0 | 0 | 0 | 0 | 0 | 0 | 0 | 0 | 0.62 | 6.68 | 12.56 | 14.94 | 16.02 | 16.37 | 16.33 | 16.01 | 15.57 | 14.94 | 13.78 | 10.96 | 4.06 | 0.12 | 0 | 0 | 0 | 0 | 0 | 0 | 0 | 0 | 0 | 0 | 0.14 | 4.94 | 12.9 | 15.03 | 15.81 | 15.93 | 15.93 | 15.84 | 15.66 | 15.43 | 13.93 | 7.79 | 0.93 | 0 | 0 | 0 | 0 | 0 | 0 | 0 | 0 | 0 | 0 | 0 | 0.01 | 2.82 | 11.22 | 14.25 | 14.69 | 14.56 | 14.6 | 14.67 | 14.74 | 14.42 | 11.28 | 3.18 | 0.04 | 0 | 0 | 0 | 0 | 0 | 0 | 0 | 0 | 0 | 0 | 0 | 0 | 0.52 | 6.58 | 12.29 | 13.29 | 12.93 | 12.58 | 12.74 | 12.77 | 12.16 | 7.01 | 0.7 | 0 | 0 | 0 | 0 | 0 | 0 | 0 | 0 | 0 | 0 | 0 | 0 | 0 | 0.02 | 2.44 | 7.76 | 9.33 | 9.83 | 9.63 | 9.95 | 9.4 | 8.58 | 4.88 | 0.42 | 0 | 0 | 0 | 0 | 0 | 0 | 0
PLAINV_6_SOLARC |  | Solar_1Axis | Solar Tracking | CISO | South | Socal | EO | 20 | 0 | 0 | 0 | 0 | 0 | 0 | 0.01 | 2.23 | 8.17 | 10.55 | 10.97 | 11.2 | 11.07 | 10.39 | 9.62 | 6.06 | 1.19 | 0 | 0 | 0 | 0 | 0 | 0 | 0 | 0 | 0 | 0 | 0 | 0 | 0 | 0.14 | 5.11 | 12.5 | 13.36 | 13.24 | 12.8 | 12.38 | 12.09 | 11.87 | 10.68 | 4.66 | 0.17 | 0 | 0 | 0 | 0 | 0 | 0 | 0 | 0 | 0 | 0 | 0 | 0 | 1.54 | 9.18 | 12.65 | 13.11 | 12.87 | 12.55 | 12.47 | 11.32 | 10.3 | 9.29 | 6.6 | 1 | 0 | 0 | 0 | 0 | 0 | 0 | 0 | 0 | 0 | 0 | 0 | 0.88 | 8.53 | 15.11 | 15.92 | 16.31 | 16.19 | 16.3 | 16.12 | 16.08 | 15.58 | 14.76 | 12.17 | 4.04 | 0.1 | 0 | 0 | 0 | 0 | 0 | 0 | 0 | 0 | 0 | 0.03 | 3.29 | 11.45 | 15.64 | 16.7 | 17.07 | 17.11 | 17.25 | 17.22 | 16.99 | 16.57 | 15.9 | 13.89 | 6.83 | 0.64 | 0 | 0 | 0 | 0 | 0 | 0 | 0 | 0 | 0 | 0.06 | 3.9 | 11.46 | 15.03 | 16.2 | 16.85 | 16.99 | 17.08 | 17.05 | 16.86 | 16.44 | 15.87 | 14.08 | 8.5 | 1.46 | 0 | 0 | 0 | 0 | 0 | 0 | 0 | 0 | 0 | 0.01 | 1.83 | 8.92 | 13.98 | 15.85 | 16.65 | 16.81 | 16.76 | 16.62 | 16.42 | 15.97 | 15.29 | 13.46 | 7.79 | 1.24 | 0 | 0 | 0 | 0 | 0 | 0 | 0 | 0 | 0 | 0 | 0.62 | 6.68 | 12.56 | 14.94 | 16.02 | 16.37 | 16.33 | 16.01 | 15.57 | 14.94 | 13.78 | 10.96 | 4.06 | 0.12 | 0 | 0 | 0 | 0 | 0 | 0 | 0 | 0 | 0 | 0 | 0.14 | 4.94 | 12.9 | 15.03 | 15.81 | 15.93 | 15.93 | 15.84 | 15.66 | 15.43 | 13.93 | 7.79 | 0.93 | 0 | 0 | 0 | 0 | 0 | 0 | 0 | 0 | 0 | 0 | 0 | 0.01 | 2.82 | 11.22 | 14.25 | 14.69 | 14.56 | 14.6 | 14.67 | 14.74 | 14.42 | 11.28 | 3.18 | 0.04 | 0 | 0 | 0 | 0 | 0 | 0 | 0 | 0 | 0 | 0 | 0 | 0 | 0.52 | 6.58 | 12.29 | 13.29 | 12.93 | 12.58 | 12.74 | 12.77 | 12.16 | 7.01 | 0.7 | 0 | 0 | 0 | 0 | 0 | 0 | 0 | 0 | 0 | 0 | 0 | 0 | 0 | 0.02 | 2.44 | 7.76 | 9.33 | 9.83 | 9.63 | 9.95 | 9.4 | 8.58 | 4.88 | 0.42 | 0 | 0 | 0 | 0 | 0 | 0 | 0
PMDLET_6_SOLAR1 |  | Solar_1Axis | Solar Tracking | CISO | South | Socal | FC | 10 | 0 | 0 | 0 | 0 | 0 | 0 | 0 | 1.12 | 4.09 | 5.28 | 5.48 | 5.6 | 5.53 | 5.2 | 4.81 | 3.03 | 0.6 | 0 | 0 | 0 | 0 | 0 | 0 | 0 | 0 | 0 | 0 | 0 | 0 | 0 | 0.07 | 2.55 | 6.25 | 6.68 | 6.62 | 6.4 | 6.19 | 6.04 | 5.94 | 5.34 | 2.33 | 0.09 | 0 | 0 | 0 | 0 | 0 | 0 | 0 | 0 | 0 | 0 | 0 | 0 | 0.77 | 4.59 | 6.32 | 6.55 | 6.44 | 6.27 | 6.24 | 5.66 | 5.15 | 4.65 | 3.3 | 0.5 | 0 | 0 | 0 | 0 | 0 | 0 | 0 | 0 | 0 | 0 | 0 | 0.44 | 4.27 | 7.55 | 7.96 | 8.15 | 8.09 | 8.15 | 8.06 | 8.04 | 7.79 | 7.38 | 6.09 | 2.02 | 0.05 | 0 | 0 | 0 | 0 | 0 | 0 | 0 | 0 | 0 | 0.01 | 1.65 | 5.73 | 7.82 | 8.35 | 8.54 | 8.55 | 8.62 | 8.61 | 8.49 | 8.28 | 7.95 | 6.94 | 3.42 | 0.32 | 0 | 0 | 0 | 0 | 0 | 0 | 0 | 0 | 0 | 0.03 | 1.95 | 5.73 | 7.51 | 8.1 | 8.43 | 8.49 | 8.54 | 8.53 | 8.43 | 8.22 | 7.93 | 7.04 | 4.25 | 0.73 | 0 | 0 | 0 | 0 | 0 | 0 | 0 | 0 | 0 | 0 | 0.91 | 4.46 | 6.99 | 7.93 | 8.32 | 8.41 | 8.38 | 8.31 | 8.21 | 7.98 | 7.64 | 6.73 | 3.89 | 0.62 | 0 | 0 | 0 | 0 | 0 | 0 | 0 | 0 | 0 | 0 | 0.31 | 3.34 | 6.28 | 7.47 | 8.01 | 8.18 | 8.16 | 8 | 7.79 | 7.47 | 6.89 | 5.48 | 2.03 | 0.06 | 0 | 0 | 0 | 0 | 0 | 0 | 0 | 0 | 0 | 0 | 0.07 | 2.47 | 6.45 | 7.51 | 7.9 | 7.97 | 7.96 | 7.92 | 7.83 | 7.71 | 6.97 | 3.9 | 0.47 | 0 | 0 | 0 | 0 | 0 | 0 | 0 | 0 | 0 | 0 | 0 | 0 | 1.41 | 5.61 | 7.13 | 7.34 | 7.28 | 7.3 | 7.34 | 7.37 | 7.21 | 5.64 | 1.59 | 0.02 | 0 | 0 | 0 | 0 | 0 | 0 | 0 | 0 | 0 | 0 | 0 | 0 | 0.26 | 3.29 | 6.14 | 6.65 | 6.47 | 6.29 | 6.37 | 6.38 | 6.08 | 3.51 | 0.35 | 0 | 0 | 0 | 0 | 0 | 0 | 0 | 0 | 0 | 0 | 0 | 0 | 0 | 0.01 | 1.22 | 3.88 | 4.66 | 4.91 | 4.82 | 4.97 | 4.7 | 4.29 | 2.44 | 0.21 | 0 | 0 | 0 | 0 | 0 | 0 | 0
PMPJCK_1_RB2SLR |  | Solar_1Axis | Solar Tracking | CISO | North | Norcal | FC | 20 | 0 | 0 | 0 | 0 | 0 | 0 | 0 | 0.42 | 3.28 | 6.25 | 7.72 | 8.5 | 8.51 | 8.03 | 7.52 | 5.13 | 1.12 | 0 | 0 | 0 | 0 | 0 | 0 | 0 | 0 | 0 | 0 | 0 | 0 | 0 | 0 | 2.47 | 10.27 | 12.8 | 13.08 | 12.39 | 12.21 | 12.13 | 12.4 | 10.57 | 5.55 | 0.31 | 0 | 0 | 0 | 0 | 0 | 0 | 0 | 0 | 0 | 0 | 0 | 0 | 0.52 | 6.39 | 11.99 | 12.84 | 12.05 | 12.38 | 12.2 | 11.23 | 10.37 | 9.66 | 6.8 | 1.57 | 0 | 0 | 0 | 0 | 0 | 0 | 0 | 0 | 0 | 0 | 0 | 0.28 | 5.97 | 13.17 | 14.48 | 14.4 | 14.15 | 14.49 | 14.52 | 14.31 | 14.54 | 13.94 | 12.71 | 5.9 | 0.27 | 0 | 0 | 0 | 0 | 0 | 0 | 0 | 0 | 0 | 0 | 2.2 | 10.38 | 14.64 | 15.3 | 15.32 | 15.19 | 15.51 | 15.51 | 15.86 | 15.86 | 15.51 | 14.62 | 9.05 | 1.41 | 0 | 0 | 0 | 0 | 0 | 0 | 0 | 0 | 0 | 0.01 | 3.16 | 11.47 | 15.54 | 16.64 | 16.85 | 16.97 | 17.07 | 17.02 | 16.87 | 16.87 | 16.5 | 15.31 | 11.34 | 3.2 | 0.04 | 0 | 0 | 0 | 0 | 0 | 0 | 0 | 0 | 0 | 1.43 | 9.2 | 14.84 | 16.38 | 16.6 | 16.72 | 16.65 | 16.62 | 16.44 | 16.41 | 15.74 | 14.59 | 10.24 | 2.41 | 0.01 | 0 | 0 | 0 | 0 | 0 | 0 | 0 | 0 | 0 | 0.2 | 5.39 | 12.46 | 15.07 | 15.77 | 15.84 | 15.96 | 15.84 | 15.71 | 15.6 | 14.68 | 12.04 | 5.34 | 0.3 | 0 | 0 | 0 | 0 | 0 | 0 | 0 | 0 | 0 | 0 | 0.02 | 3.29 | 11.75 | 14.8 | 15.3 | 15.19 | 15.01 | 15.04 | 15.25 | 15.32 | 14.44 | 9.5 | 1.87 | 0 | 0 | 0 | 0 | 0 | 0 | 0 | 0 | 0 | 0 | 0 | 0 | 0.98 | 7.8 | 12.9 | 13.29 | 13.02 | 12.69 | 12.79 | 13.02 | 12.97 | 10.92 | 3.63 | 0.08 | 0 | 0 | 0 | 0 | 0 | 0 | 0 | 0 | 0 | 0 | 0 | 0 | 0.04 | 3.04 | 9.15 | 10.78 | 10.58 | 10.24 | 10.54 | 10.85 | 10.19 | 6.39 | 0.76 | 0 | 0 | 0 | 0 | 0 | 0 | 0 | 0 | 0 | 0 | 0 | 0 | 0 | 0 | 0.6 | 4.09 | 6.72 | 8.16 | 8.58 | 8.35 | 8.09 | 7.48 | 4.18 | 0.45 | 0 | 0 | 0 | 0 | 0 | 0 | 0
PMPJCK_1_SOLAR1 |  | Solar_1Axis | Solar Tracking | CISO | North | Norcal | FC | 20 | 0 | 0 | 0 | 0 | 0 | 0 | 0 | 0.42 | 3.28 | 6.25 | 7.72 | 8.5 | 8.51 | 8.03 | 7.52 | 5.13 | 1.12 | 0 | 0 | 0 | 0 | 0 | 0 | 0 | 0 | 0 | 0 | 0 | 0 | 0 | 0 | 2.47 | 10.27 | 12.8 | 13.08 | 12.39 | 12.21 | 12.13 | 12.4 | 10.57 | 5.55 | 0.31 | 0 | 0 | 0 | 0 | 0 | 0 | 0 | 0 | 0 | 0 | 0 | 0 | 0.52 | 6.39 | 11.99 | 12.84 | 12.05 | 12.38 | 12.2 | 11.23 | 10.37 | 9.66 | 6.8 | 1.57 | 0 | 0 | 0 | 0 | 0 | 0 | 0 | 0 | 0 | 0 | 0 | 0.28 | 5.97 | 13.17 | 14.48 | 14.4 | 14.15 | 14.49 | 14.52 | 14.31 | 14.54 | 13.94 | 12.71 | 5.9 | 0.27 | 0 | 0 | 0 | 0 | 0 | 0 | 0 | 0 | 0 | 0 | 2.2 | 10.38 | 14.64 | 15.3 | 15.32 | 15.19 | 15.51 | 15.51 | 15.86 | 15.86 | 15.51 | 14.62 | 9.05 | 1.41 | 0 | 0 | 0 | 0 | 0 | 0 | 0 | 0 | 0 | 0.01 | 3.16 | 11.47 | 15.54 | 16.64 | 16.85 | 16.97 | 17.07 | 17.02 | 16.87 | 16.87 | 16.5 | 15.31 | 11.34 | 3.2 | 0.04 | 0 | 0 | 0 | 0 | 0 | 0 | 0 | 0 | 0 | 1.43 | 9.2 | 14.84 | 16.38 | 16.6 | 16.72 | 16.65 | 16.62 | 16.44 | 16.41 | 15.74 | 14.59 | 10.24 | 2.41 | 0.01 | 0 | 0 | 0 | 0 | 0 | 0 | 0 | 0 | 0 | 0.2 | 5.39 | 12.46 | 15.07 | 15.77 | 15.84 | 15.96 | 15.84 | 15.71 | 15.6 | 14.68 | 12.04 | 5.34 | 0.3 | 0 | 0 | 0 | 0 | 0 | 0 | 0 | 0 | 0 | 0 | 0.02 | 3.29 | 11.75 | 14.8 | 15.3 | 15.19 | 15.01 | 15.04 | 15.25 | 15.32 | 14.44 | 9.5 | 1.87 | 0 | 0 | 0 | 0 | 0 | 0 | 0 | 0 | 0 | 0 | 0 | 0 | 0.98 | 7.8 | 12.9 | 13.29 | 13.02 | 12.69 | 12.79 | 13.02 | 12.97 | 10.92 | 3.63 | 0.08 | 0 | 0 | 0 | 0 | 0 | 0 | 0 | 0 | 0 | 0 | 0 | 0 | 0.04 | 3.04 | 9.15 | 10.78 | 10.58 | 10.24 | 10.54 | 10.85 | 10.19 | 6.39 | 0.76 | 0 | 0 | 0 | 0 | 0 | 0 | 0 | 0 | 0 | 0 | 0 | 0 | 0 | 0 | 0.6 | 4.09 | 6.72 | 8.16 | 8.58 | 8.35 | 8.09 | 7.48 | 4.18 | 0.45 | 0 | 0 | 0 | 0 | 0 | 0 | 0
PMPJCK_1_SOLAR2 |  | Solar_1Axis | Solar Tracking | CISO | North | Norcal | FC | 20 | 0 | 0 | 0 | 0 | 0 | 0 | 0 | 0.42 | 3.28 | 6.25 | 7.72 | 8.5 | 8.51 | 8.03 | 7.52 | 5.13 | 1.12 | 0 | 0 | 0 | 0 | 0 | 0 | 0 | 0 | 0 | 0 | 0 | 0 | 0 | 0 | 2.47 | 10.27 | 12.8 | 13.08 | 12.39 | 12.21 | 12.13 | 12.4 | 10.57 | 5.55 | 0.31 | 0 | 0 | 0 | 0 | 0 | 0 | 0 | 0 | 0 | 0 | 0 | 0 | 0.52 | 6.39 | 11.99 | 12.84 | 12.05 | 12.38 | 12.2 | 11.23 | 10.37 | 9.66 | 6.8 | 1.57 | 0 | 0 | 0 | 0 | 0 | 0 | 0 | 0 | 0 | 0 | 0 | 0.28 | 5.97 | 13.17 | 14.48 | 14.4 | 14.15 | 14.49 | 14.52 | 14.31 | 14.54 | 13.94 | 12.71 | 5.9 | 0.27 | 0 | 0 | 0 | 0 | 0 | 0 | 0 | 0 | 0 | 0 | 2.2 | 10.38 | 14.64 | 15.3 | 15.32 | 15.19 | 15.51 | 15.51 | 15.86 | 15.86 | 15.51 | 14.62 | 9.05 | 1.41 | 0 | 0 | 0 | 0 | 0 | 0 | 0 | 0 | 0 | 0.01 | 3.16 | 11.47 | 15.54 | 16.64 | 16.85 | 16.97 | 17.07 | 17.02 | 16.87 | 16.87 | 16.5 | 15.31 | 11.34 | 3.2 | 0.04 | 0 | 0 | 0 | 0 | 0 | 0 | 0 | 0 | 0 | 1.43 | 9.2 | 14.84 | 16.38 | 16.6 | 16.72 | 16.65 | 16.62 | 16.44 | 16.41 | 15.74 | 14.59 | 10.24 | 2.41 | 0.01 | 0 | 0 | 0 | 0 | 0 | 0 | 0 | 0 | 0 | 0.2 | 5.39 | 12.46 | 15.07 | 15.77 | 15.84 | 15.96 | 15.84 | 15.71 | 15.6 | 14.68 | 12.04 | 5.34 | 0.3 | 0 | 0 | 0 | 0 | 0 | 0 | 0 | 0 | 0 | 0 | 0.02 | 3.29 | 11.75 | 14.8 | 15.3 | 15.19 | 15.01 | 15.04 | 15.25 | 15.32 | 14.44 | 9.5 | 1.87 | 0 | 0 | 0 | 0 | 0 | 0 | 0 | 0 | 0 | 0 | 0 | 0 | 0.98 | 7.8 | 12.9 | 13.29 | 13.02 | 12.69 | 12.79 | 13.02 | 12.97 | 10.92 | 3.63 | 0.08 | 0 | 0 | 0 | 0 | 0 | 0 | 0 | 0 | 0 | 0 | 0 | 0 | 0.04 | 3.04 | 9.15 | 10.78 | 10.58 | 10.24 | 10.54 | 10.85 | 10.19 | 6.39 | 0.76 | 0 | 0 | 0 | 0 | 0 | 0 | 0 | 0 | 0 | 0 | 0 | 0 | 0 | 0 | 0.6 | 4.09 | 6.72 | 8.16 | 8.58 | 8.35 | 8.09 | 7.48 | 4.18 | 0.45 | 0 | 0 | 0 | 0 | 0 | 0 | 0
PNCHVS_2_SOLAR |  | Solar_1Axis | Solar Tracking | CISO | North | Norcal | FC | 140 | 0 | 0 | 0 | 0 | 0 | 0 | 0 | 2.97 | 22.94 | 43.72 | 54.07 | 59.53 | 59.55 | 56.21 | 52.61 | 35.94 | 7.83 | 0 | 0 | 0 | 0 | 0 | 0 | 0 | 0 | 0 | 0 | 0 | 0 | 0 | 0.03 | 17.28 | 71.89 | 89.61 | 91.53 | 86.75 | 85.49 | 84.93 | 86.77 | 74.02 | 38.84 | 2.14 | 0 | 0 | 0 | 0 | 0 | 0 | 0 | 0 | 0 | 0 | 0 | 0 | 3.62 | 44.72 | 83.9 | 89.89 | 84.38 | 86.67 | 85.38 | 78.58 | 72.58 | 67.59 | 47.58 | 11 | 0.01 | 0 | 0 | 0 | 0 | 0 | 0 | 0 | 0 | 0 | 0 | 1.94 | 41.76 | 92.18 | 101.39 | 100.82 | 99.04 | 101.44 | 101.66 | 100.14 | 101.77 | 97.57 | 89 | 41.31 | 1.91 | 0 | 0 | 0 | 0 | 0 | 0 | 0 | 0 | 0 | 0.01 | 15.39 | 72.65 | 102.45 | 107.13 | 107.27 | 106.3 | 108.56 | 108.54 | 111.05 | 111.02 | 108.58 | 102.33 | 63.33 | 9.84 | 0 | 0 | 0 | 0 | 0 | 0 | 0 | 0 | 0 | 0.1 | 22.1 | 80.28 | 108.79 | 116.48 | 117.93 | 118.82 | 119.49 | 119.15 | 118.1 | 118.07 | 115.49 | 107.14 | 79.39 | 22.38 | 0.26 | 0 | 0 | 0 | 0 | 0 | 0 | 0 | 0 | 0 | 10.04 | 64.41 | 103.89 | 114.64 | 116.22 | 117.05 | 116.58 | 116.35 | 115.08 | 114.86 | 110.19 | 102.15 | 71.65 | 16.85 | 0.1 | 0 | 0 | 0 | 0 | 0 | 0 | 0 | 0 | 0 | 1.42 | 37.74 | 87.22 | 105.46 | 110.37 | 110.86 | 111.73 | 110.87 | 109.97 | 109.2 | 102.77 | 84.27 | 37.41 | 2.07 | 0 | 0 | 0 | 0 | 0 | 0 | 0 | 0 | 0 | 0 | 0.15 | 23.06 | 82.22 | 103.58 | 107.07 | 106.3 | 105.1 | 105.29 | 106.77 | 107.24 | 101.06 | 66.52 | 13.07 | 0.01 | 0 | 0 | 0 | 0 | 0 | 0 | 0 | 0 | 0 | 0 | 0 | 6.88 | 54.58 | 90.27 | 93 | 91.15 | 88.86 | 89.52 | 91.14 | 90.79 | 76.42 | 25.41 | 0.53 | 0 | 0 | 0 | 0 | 0 | 0 | 0 | 0 | 0 | 0 | 0 | 0 | 0.25 | 21.28 | 64.07 | 75.47 | 74.05 | 71.67 | 73.77 | 75.96 | 71.35 | 44.7 | 5.3 | 0 | 0 | 0 | 0 | 0 | 0 | 0 | 0 | 0 | 0 | 0 | 0 | 0 | 0 | 4.18 | 28.65 | 47.02 | 57.15 | 60.03 | 58.45 | 56.6 | 52.34 | 29.27 | 3.15 | 0 | 0 | 0 | 0 | 0 | 0 | 0
PRIMM_2_SOLAR1 |  | Solar_Fixed | Solar Fixed | CISO | South | Socal | FC | 250 | 0 | 0 | 0 | 0 | 0 | 0 | 0.38 | 29.91 | 103.23 | 140.56 | 154.72 | 160.8 | 153.48 | 146.56 | 122.57 | 67.89 | 9.9 | 0 | 0 | 0 | 0 | 0 | 0 | 0 | 0 | 0 | 0 | 0 | 0 | 0 | 2.36 | 54.37 | 131.18 | 160.46 | 170.68 | 172.61 | 165.76 | 157.47 | 142.3 | 111.63 | 40.63 | 1.04 | 0 | 0 | 0 | 0 | 0 | 0 | 0 | 0 | 0 | 0 | 0 | 0.03 | 18.02 | 95.1 | 147.41 | 167.99 | 171.73 | 174.08 | 166.85 | 157.8 | 142.29 | 115.76 | 62.42 | 8.27 | 0 | 0 | 0 | 0 | 0 | 0 | 0 | 0 | 0 | 0 | 0 | 8.8 | 73.63 | 148.72 | 186.59 | 202.35 | 210.36 | 210.49 | 206.58 | 201.07 | 185.02 | 159.7 | 109.03 | 28.51 | 0.73 | 0 | 0 | 0 | 0 | 0 | 0 | 0 | 0 | 0 | 0.52 | 29.38 | 104.9 | 157.05 | 188.77 | 208.07 | 216.92 | 218.9 | 216.79 | 212.3 | 198.39 | 173.45 | 126.43 | 49.04 | 3.8 | 0.01 | 0 | 0 | 0 | 0 | 0 | 0 | 0 | 0 | 0.99 | 33.26 | 102.33 | 153.17 | 190.7 | 208.86 | 219.55 | 219.8 | 218.22 | 211.87 | 195.26 | 170.9 | 132.95 | 63.26 | 8.59 | 0.02 | 0 | 0 | 0 | 0 | 0 | 0 | 0 | 0 | 0.06 | 17.67 | 73.86 | 133.76 | 169.99 | 191.88 | 204.95 | 209.87 | 207.81 | 201 | 185.38 | 162.27 | 124.14 | 57.09 | 6.81 | 0.01 | 0 | 0 | 0 | 0 | 0 | 0 | 0 | 0 | 0 | 7.25 | 64.16 | 134.71 | 170.33 | 194.09 | 211.18 | 215.65 | 206.68 | 200.19 | 183.55 | 156.67 | 105.37 | 30.66 | 0.96 | 0.01 | 0 | 0 | 0 | 0 | 0 | 0 | 0 | 0 | 0 | 2.24 | 50.49 | 131.01 | 172.21 | 193.31 | 205.96 | 208.72 | 208.66 | 199.43 | 179.73 | 143.24 | 66.88 | 7.06 | 0.04 | 0 | 0 | 0 | 0 | 0 | 0 | 0 | 0 | 0 | 0 | 0.41 | 31.81 | 116.97 | 166.35 | 187.31 | 200.3 | 202.32 | 199.13 | 189.45 | 169.52 | 112.43 | 26.31 | 0.39 | 0 | 0 | 0 | 0 | 0 | 0 | 0 | 0 | 0 | 0 | 0 | 0.04 | 8.26 | 74.25 | 145.97 | 169.73 | 180.33 | 182.72 | 177.76 | 167.37 | 137.81 | 64.44 | 4.83 | 0 | 0 | 0 | 0 | 0 | 0 | 0 | 0 | 0 | 0 | 0 | 0 | 0 | 0.92 | 33.05 | 96.25 | 130.09 | 141.62 | 149.34 | 147.68 | 135.17 | 106.12 | 48.95 | 3.1 | 0 | 0 | 0 | 0 | 0 | 0 | 0
EDWARD_2_ESSSB2 | EDWARD_2_ESSSB2_SUN | Hybrid_Solar1Axis | Solar Tracking | CISO | South | Socal | ID | 132 | 0 | 0 | 0 | 0 | 0 | 0 | 0.07 | 14.72 | 53.94 | 69.66 | 72.4 | 73.94 | 73.03 | 68.59 | 63.48 | 40.01 | 7.88 | 0 | 0 | 0 | 0 | 0 | 0 | 0 | 0 | 0 | 0 | 0 | 0 | 0 | 0.91 | 33.72 | 82.5 | 88.15 | 87.41 | 84.45 | 81.68 | 79.79 | 78.37 | 70.48 | 30.75 | 1.13 | 0 | 0 | 0 | 0 | 0 | 0 | 0 | 0 | 0 | 0 | 0 | 0 | 10.2 | 60.59 | 83.46 | 86.51 | 84.94 | 82.81 | 82.32 | 74.73 | 67.97 | 61.33 | 43.57 | 6.58 | 0 | 0 | 0 | 0 | 0 | 0 | 0 | 0 | 0 | 0 | 0 | 5.84 | 56.32 | 99.71 | 105.08 | 107.64 | 106.85 | 107.55 | 106.38 | 106.15 | 102.83 | 97.41 | 80.33 | 26.67 | 0.63 | 0 | 0 | 0 | 0 | 0 | 0 | 0 | 0 | 0 | 0.18 | 21.73 | 75.58 | 103.19 | 110.21 | 112.67 | 112.91 | 113.82 | 113.65 | 112.13 | 109.33 | 104.93 | 91.66 | 45.1 | 4.25 | 0 | 0 | 0 | 0 | 0 | 0 | 0 | 0 | 0 | 0.4 | 25.75 | 75.64 | 99.18 | 106.94 | 111.22 | 112.11 | 112.71 | 112.53 | 111.26 | 108.52 | 104.74 | 92.9 | 56.13 | 9.61 | 0.01 | 0 | 0 | 0 | 0 | 0 | 0 | 0 | 0 | 0.03 | 12.07 | 58.87 | 92.25 | 104.62 | 109.88 | 110.95 | 110.63 | 109.67 | 108.36 | 105.38 | 100.89 | 88.83 | 51.38 | 8.18 | 0 | 0 | 0 | 0 | 0 | 0 | 0 | 0 | 0 | 0 | 4.07 | 44.08 | 82.91 | 98.63 | 105.75 | 108.02 | 107.76 | 105.65 | 102.79 | 98.64 | 90.94 | 72.33 | 26.79 | 0.82 | 0 | 0 | 0 | 0 | 0 | 0 | 0 | 0 | 0 | 0 | 0.9 | 32.59 | 85.16 | 99.17 | 104.32 | 105.16 | 105.13 | 104.55 | 103.32 | 101.82 | 91.94 | 51.42 | 6.17 | 0 | 0 | 0 | 0 | 0 | 0 | 0 | 0 | 0 | 0 | 0 | 0.06 | 18.6 | 74.06 | 94.07 | 96.93 | 96.08 | 96.35 | 96.85 | 97.29 | 95.19 | 74.47 | 21.01 | 0.23 | 0 | 0 | 0 | 0 | 0 | 0 | 0 | 0 | 0 | 0 | 0 | 0 | 3.44 | 43.43 | 81.1 | 87.72 | 85.36 | 83.05 | 84.07 | 84.27 | 80.24 | 46.29 | 4.61 | 0 | 0 | 0 | 0 | 0 | 0 | 0 | 0 | 0 | 0 | 0 | 0 | 0 | 0.16 | 16.1 | 51.2 | 61.57 | 64.86 | 63.58 | 65.65 | 62.06 | 56.66 | 32.19 | 2.76 | 0 | 0 | 0 | 0 | 0 | 0 | 0
PUTHCR_1_SOLAR1 |  | Solar_Fixed | Solar Fixed | CISO | North | Norcal | FC | 1.98 | 0 | 0 | 0 | 0 | 0 | 0 | 0 | 0.05 | 0.35 | 0.72 | 0.89 | 0.96 | 0.95 | 0.88 | 0.75 | 0.51 | 0.12 | 0 | 0 | 0 | 0 | 0 | 0 | 0 | 0 | 0 | 0 | 0 | 0 | 0 | 0 | 0.2 | 0.83 | 1.16 | 1.28 | 1.29 | 1.3 | 1.26 | 1.19 | 0.93 | 0.44 | 0.03 | 0 | 0 | 0 | 0 | 0 | 0 | 0 | 0 | 0 | 0 | 0 | 0 | 0.05 | 0.52 | 0.98 | 1.15 | 1.18 | 1.16 | 1.19 | 1.16 | 1.05 | 0.87 | 0.59 | 0.15 | 0 | 0 | 0 | 0 | 0 | 0 | 0 | 0 | 0 | 0 | 0 | 0.02 | 0.4 | 1.03 | 1.34 | 1.49 | 1.54 | 1.6 | 1.57 | 1.56 | 1.51 | 1.34 | 1.03 | 0.42 | 0.03 | 0 | 0 | 0 | 0 | 0 | 0 | 0 | 0 | 0 | 0 | 0.13 | 0.7 | 1.18 | 1.43 | 1.57 | 1.61 | 1.62 | 1.63 | 1.63 | 1.57 | 1.41 | 1.16 | 0.63 | 0.1 | 0 | 0 | 0 | 0 | 0 | 0 | 0 | 0 | 0 | 0 | 0.18 | 0.73 | 1.2 | 1.45 | 1.57 | 1.65 | 1.67 | 1.7 | 1.67 | 1.59 | 1.45 | 1.21 | 0.76 | 0.21 | 0 | 0 | 0 | 0 | 0 | 0 | 0 | 0 | 0 | 0 | 0.08 | 0.61 | 1.14 | 1.43 | 1.58 | 1.68 | 1.7 | 1.69 | 1.66 | 1.59 | 1.45 | 1.19 | 0.73 | 0.16 | 0 | 0 | 0 | 0 | 0 | 0 | 0 | 0 | 0 | 0 | 0.01 | 0.37 | 0.97 | 1.3 | 1.46 | 1.57 | 1.62 | 1.61 | 1.6 | 1.52 | 1.33 | 0.99 | 0.4 | 0.02 | 0 | 0 | 0 | 0 | 0 | 0 | 0 | 0 | 0 | 0 | 0 | 0.25 | 0.94 | 1.35 | 1.52 | 1.6 | 1.63 | 1.61 | 1.59 | 1.51 | 1.3 | 0.79 | 0.17 | 0 | 0 | 0 | 0 | 0 | 0 | 0 | 0 | 0 | 0 | 0 | 0 | 0.09 | 0.67 | 1.18 | 1.37 | 1.41 | 1.42 | 1.41 | 1.39 | 1.28 | 0.97 | 0.34 | 0.01 | 0 | 0 | 0 | 0 | 0 | 0 | 0 | 0 | 0 | 0 | 0 | 0 | 0 | 0.28 | 0.91 | 1.17 | 1.25 | 1.23 | 1.23 | 1.19 | 1.04 | 0.6 | 0.08 | 0 | 0 | 0 | 0 | 0 | 0 | 0 | 0 | 0 | 0 | 0 | 0 | 0 | 0 | 0.07 | 0.35 | 0.68 | 0.86 | 0.94 | 0.92 | 0.85 | 0.73 | 0.41 | 0.05 | 0 | 0 | 0 | 0 | 0 | 0 | 0
PWEST_1_UNIT |  | Wind | Wind | CISO | South | Socal | FC | 2.1 | 0.19 | 0.2 | 0.23 | 0.22 | 0.22 | 0.2 | 0.16 | 0.14 | 0.15 | 0.15 | 0.15 | 0.16 | 0.17 | 0.2 | 0.2 | 0.21 | 0.19 | 0.19 | 0.18 | 0.18 | 0.17 | 0.17 | 0.18 | 0.17 | 0.26 | 0.29 | 0.3 | 0.28 | 0.25 | 0.23 | 0.24 | 0.25 | 0.24 | 0.27 | 0.28 | 0.28 | 0.33 | 0.31 | 0.35 | 0.31 | 0.37 | 0.37 | 0.43 | 0.41 | 0.41 | 0.37 | 0.34 | 0.28 | 0.42 | 0.44 | 0.41 | 0.39 | 0.36 | 0.31 | 0.29 | 0.28 | 0.31 | 0.27 | 0.27 | 0.31 | 0.34 | 0.4 | 0.42 | 0.47 | 0.48 | 0.49 | 0.48 | 0.47 | 0.46 | 0.47 | 0.5 | 0.45 | 0.76 | 0.68 | 0.59 | 0.5 | 0.43 | 0.37 | 0.26 | 0.2 | 0.18 | 0.17 | 0.16 | 0.17 | 0.19 | 0.29 | 0.43 | 0.57 | 0.68 | 0.75 | 0.77 | 0.79 | 0.83 | 0.79 | 0.76 | 0.77 | 0.85 | 0.8 | 0.78 | 0.71 | 0.58 | 0.48 | 0.36 | 0.28 | 0.19 | 0.16 | 0.14 | 0.13 | 0.18 | 0.29 | 0.48 | 0.69 | 0.8 | 0.89 | 0.87 | 0.87 | 0.88 | 0.9 | 0.92 | 0.86 | 0.85 | 0.8 | 0.73 | 0.62 | 0.54 | 0.42 | 0.3 | 0.2 | 0.16 | 0.11 | 0.12 | 0.13 | 0.16 | 0.25 | 0.4 | 0.55 | 0.68 | 0.79 | 0.88 | 0.96 | 0.94 | 0.94 | 0.93 | 0.89 | 0.95 | 0.88 | 0.77 | 0.7 | 0.61 | 0.48 | 0.35 | 0.21 | 0.13 | 0.1 | 0.12 | 0.16 | 0.23 | 0.35 | 0.48 | 0.65 | 0.79 | 0.89 | 0.97 | 0.99 | 1.03 | 1.03 | 1.01 | 0.97 | 0.78 | 0.7 | 0.61 | 0.49 | 0.43 | 0.35 | 0.24 | 0.15 | 0.11 | 0.09 | 0.1 | 0.13 | 0.19 | 0.26 | 0.37 | 0.5 | 0.63 | 0.73 | 0.82 | 0.88 | 0.88 | 0.85 | 0.84 | 0.8 | 0.53 | 0.51 | 0.47 | 0.36 | 0.31 | 0.27 | 0.2 | 0.14 | 0.11 | 0.12 | 0.15 | 0.17 | 0.21 | 0.26 | 0.34 | 0.4 | 0.45 | 0.53 | 0.61 | 0.64 | 0.63 | 0.59 | 0.56 | 0.53 | 0.24 | 0.23 | 0.22 | 0.19 | 0.18 | 0.17 | 0.12 | 0.09 | 0.08 | 0.08 | 0.11 | 0.11 | 0.11 | 0.12 | 0.13 | 0.16 | 0.21 | 0.24 | 0.27 | 0.31 | 0.28 | 0.26 | 0.23 | 0.23 | 0.12 | 0.13 | 0.13 | 0.14 | 0.13 | 0.12 | 0.12 | 0.1 | 0.11 | 0.12 | 0.13 | 0.15 | 0.15 | 0.15 | 0.16 | 0.16 | 0.14 | 0.14 | 0.17 | 0.17 | 0.17 | 0.15 | 0.14 | 0.13 | 0.14 | 0.14 | 0.15 | 0.14 | 0.15 | 0.14 | 0.12 | 0.15 | 0.14 | 0.13 | 0.12 | 0.13 | 0.15 | 0.17 | 0.15 | 0.13 | 0.13 | 0.14 | 0.14 | 0.14 | 0.15 | 0.16 | 0.16 | 0.15
RATSKE_2_NROSR1 |  | Solar_1Axis | Solar Tracking | CISO | South | Socal | FC | 150 | 0 | 0 | 0 | 0 | 0 | 0 | 0.07 | 16.73 | 61.29 | 79.16 | 82.27 | 84.03 | 82.99 | 77.94 | 72.13 | 45.46 | 8.95 | 0 | 0 | 0 | 0 | 0 | 0 | 0 | 0 | 0 | 0 | 0 | 0 | 0 | 1.03 | 38.32 | 93.75 | 100.17 | 99.33 | 95.97 | 92.82 | 90.67 | 89.06 | 80.09 | 34.94 | 1.29 | 0 | 0 | 0 | 0 | 0 | 0 | 0 | 0 | 0 | 0 | 0 | 0 | 11.59 | 68.85 | 94.84 | 98.31 | 96.53 | 94.1 | 93.54 | 84.92 | 77.24 | 69.69 | 49.51 | 7.47 | 0 | 0 | 0 | 0 | 0 | 0 | 0 | 0 | 0 | 0 | 0 | 6.63 | 64.01 | 113.3 | 119.41 | 122.31 | 121.41 | 122.22 | 120.89 | 120.63 | 116.85 | 110.69 | 91.29 | 30.31 | 0.71 | 0 | 0 | 0 | 0 | 0 | 0 | 0 | 0 | 0 | 0.2 | 24.69 | 85.88 | 117.26 | 125.24 | 128.03 | 128.31 | 129.35 | 129.15 | 127.42 | 124.24 | 119.24 | 104.16 | 51.25 | 4.83 | 0 | 0 | 0 | 0 | 0 | 0 | 0 | 0 | 0 | 0.45 | 29.27 | 85.95 | 112.7 | 121.53 | 126.39 | 127.39 | 128.08 | 127.88 | 126.43 | 123.32 | 119.02 | 105.56 | 63.79 | 10.92 | 0.01 | 0 | 0 | 0 | 0 | 0 | 0 | 0 | 0 | 0.04 | 13.72 | 66.9 | 104.83 | 118.89 | 124.86 | 126.08 | 125.71 | 124.63 | 123.13 | 119.75 | 114.65 | 100.94 | 58.39 | 9.3 | 0 | 0 | 0 | 0 | 0 | 0 | 0 | 0 | 0 | 0 | 4.62 | 50.1 | 94.21 | 112.08 | 120.17 | 122.75 | 122.46 | 120.05 | 116.81 | 112.09 | 103.34 | 82.19 | 30.45 | 0.93 | 0 | 0 | 0 | 0 | 0 | 0 | 0 | 0 | 0 | 0 | 1.03 | 37.03 | 96.77 | 112.69 | 118.55 | 119.5 | 119.46 | 118.81 | 117.41 | 115.7 | 104.48 | 58.43 | 7.01 | 0 | 0 | 0 | 0 | 0 | 0 | 0 | 0 | 0 | 0 | 0 | 0.07 | 21.14 | 84.16 | 106.9 | 110.15 | 109.19 | 109.49 | 110.06 | 110.56 | 108.16 | 84.63 | 23.87 | 0.26 | 0 | 0 | 0 | 0 | 0 | 0 | 0 | 0 | 0 | 0 | 0 | 0 | 3.91 | 49.35 | 92.16 | 99.68 | 97 | 94.37 | 95.53 | 95.76 | 91.18 | 52.6 | 5.23 | 0 | 0 | 0 | 0 | 0 | 0 | 0 | 0 | 0 | 0 | 0 | 0 | 0 | 0.18 | 18.3 | 58.18 | 69.96 | 73.71 | 72.26 | 74.61 | 70.52 | 64.38 | 36.58 | 3.14 | 0 | 0 | 0 | 0 | 0 | 0 | 0
HAMLIN_1_BLDSB1 | HAMLIN_1_BLDSB1_SUN | Hybrid_Solar1Axis | Solar Tracking | CISO | South | Socal | ID | 150 | 0 | 0 | 0 | 0 | 0 | 0 | 0.07 | 16.73 | 61.29 | 79.16 | 82.27 | 84.03 | 82.99 | 77.94 | 72.13 | 45.46 | 8.95 | 0 | 0 | 0 | 0 | 0 | 0 | 0 | 0 | 0 | 0 | 0 | 0 | 0 | 1.03 | 38.32 | 93.75 | 100.17 | 99.33 | 95.97 | 92.82 | 90.67 | 89.06 | 80.09 | 34.94 | 1.29 | 0 | 0 | 0 | 0 | 0 | 0 | 0 | 0 | 0 | 0 | 0 | 0 | 11.59 | 68.85 | 94.84 | 98.31 | 96.53 | 94.1 | 93.54 | 84.92 | 77.24 | 69.69 | 49.51 | 7.47 | 0 | 0 | 0 | 0 | 0 | 0 | 0 | 0 | 0 | 0 | 0 | 6.63 | 64.01 | 113.3 | 119.41 | 122.31 | 121.41 | 122.22 | 120.89 | 120.63 | 116.85 | 110.69 | 91.29 | 30.31 | 0.71 | 0 | 0 | 0 | 0 | 0 | 0 | 0 | 0 | 0 | 0.2 | 24.69 | 85.88 | 117.26 | 125.24 | 128.03 | 128.31 | 129.35 | 129.15 | 127.42 | 124.24 | 119.24 | 104.16 | 51.25 | 4.83 | 0 | 0 | 0 | 0 | 0 | 0 | 0 | 0 | 0 | 0.45 | 29.27 | 85.95 | 112.7 | 121.53 | 126.39 | 127.39 | 128.08 | 127.88 | 126.43 | 123.32 | 119.02 | 105.56 | 63.79 | 10.92 | 0.01 | 0 | 0 | 0 | 0 | 0 | 0 | 0 | 0 | 0.04 | 13.72 | 66.9 | 104.83 | 118.89 | 124.86 | 126.08 | 125.71 | 124.63 | 123.13 | 119.75 | 114.65 | 100.94 | 58.39 | 9.3 | 0 | 0 | 0 | 0 | 0 | 0 | 0 | 0 | 0 | 0 | 4.62 | 50.1 | 94.21 | 112.08 | 120.17 | 122.75 | 122.46 | 120.05 | 116.81 | 112.09 | 103.34 | 82.19 | 30.45 | 0.93 | 0 | 0 | 0 | 0 | 0 | 0 | 0 | 0 | 0 | 0 | 1.03 | 37.03 | 96.77 | 112.69 | 118.55 | 119.5 | 119.46 | 118.81 | 117.41 | 115.7 | 104.48 | 58.43 | 7.01 | 0 | 0 | 0 | 0 | 0 | 0 | 0 | 0 | 0 | 0 | 0 | 0.07 | 21.14 | 84.16 | 106.9 | 110.15 | 109.19 | 109.49 | 110.06 | 110.56 | 108.16 | 84.63 | 23.87 | 0.26 | 0 | 0 | 0 | 0 | 0 | 0 | 0 | 0 | 0 | 0 | 0 | 0 | 3.91 | 49.35 | 92.16 | 99.68 | 97 | 94.37 | 95.53 | 95.76 | 91.18 | 52.6 | 5.23 | 0 | 0 | 0 | 0 | 0 | 0 | 0 | 0 | 0 | 0 | 0 | 0 | 0 | 0.18 | 18.3 | 58.18 | 69.96 | 73.71 | 72.26 | 74.61 | 70.52 | 64.38 | 36.58 | 3.14 | 0 | 0 | 0 | 0 | 0 | 0 | 0
LNCSTR_6_SOLAR2 | LNCSTR_6_SOLAR2_SUN | Hybrid_SolarFixed | Solar Fixed | CISO | South | Socal | PD | 3 | 0 | 0 | 0 | 0 | 0 | 0 | 0 | 0.36 | 1.24 | 1.69 | 1.86 | 1.93 | 1.84 | 1.76 | 1.47 | 0.81 | 0.12 | 0 | 0 | 0 | 0 | 0 | 0 | 0 | 0 | 0 | 0 | 0 | 0 | 0 | 0.03 | 0.65 | 1.57 | 1.93 | 2.05 | 2.07 | 1.99 | 1.89 | 1.71 | 1.34 | 0.49 | 0.01 | 0 | 0 | 0 | 0 | 0 | 0 | 0 | 0 | 0 | 0 | 0 | 0 | 0.22 | 1.14 | 1.77 | 2.02 | 2.06 | 2.09 | 2 | 1.89 | 1.71 | 1.39 | 0.75 | 0.1 | 0 | 0 | 0 | 0 | 0 | 0 | 0 | 0 | 0 | 0 | 0 | 0.11 | 0.88 | 1.78 | 2.24 | 2.43 | 2.52 | 2.53 | 2.48 | 2.41 | 2.22 | 1.92 | 1.31 | 0.34 | 0.01 | 0 | 0 | 0 | 0 | 0 | 0 | 0 | 0 | 0 | 0.01 | 0.35 | 1.26 | 1.88 | 2.27 | 2.5 | 2.6 | 2.63 | 2.6 | 2.55 | 2.38 | 2.08 | 1.52 | 0.59 | 0.05 | 0 | 0 | 0 | 0 | 0 | 0 | 0 | 0 | 0 | 0.01 | 0.4 | 1.23 | 1.84 | 2.29 | 2.51 | 2.63 | 2.64 | 2.62 | 2.54 | 2.34 | 2.05 | 1.6 | 0.76 | 0.1 | 0 | 0 | 0 | 0 | 0 | 0 | 0 | 0 | 0 | 0 | 0.21 | 0.89 | 1.61 | 2.04 | 2.3 | 2.46 | 2.52 | 2.49 | 2.41 | 2.22 | 1.95 | 1.49 | 0.69 | 0.08 | 0 | 0 | 0 | 0 | 0 | 0 | 0 | 0 | 0 | 0 | 0.09 | 0.77 | 1.62 | 2.04 | 2.33 | 2.53 | 2.59 | 2.48 | 2.4 | 2.2 | 1.88 | 1.26 | 0.37 | 0.01 | 0 | 0 | 0 | 0 | 0 | 0 | 0 | 0 | 0 | 0 | 0.03 | 0.61 | 1.57 | 2.07 | 2.32 | 2.47 | 2.5 | 2.5 | 2.39 | 2.16 | 1.72 | 0.8 | 0.08 | 0 | 0 | 0 | 0 | 0 | 0 | 0 | 0 | 0 | 0 | 0 | 0 | 0.38 | 1.4 | 2 | 2.25 | 2.4 | 2.43 | 2.39 | 2.27 | 2.03 | 1.35 | 0.32 | 0 | 0 | 0 | 0 | 0 | 0 | 0 | 0 | 0 | 0 | 0 | 0 | 0 | 0.1 | 0.89 | 1.75 | 2.04 | 2.16 | 2.19 | 2.13 | 2.01 | 1.65 | 0.77 | 0.06 | 0 | 0 | 0 | 0 | 0 | 0 | 0 | 0 | 0 | 0 | 0 | 0 | 0 | 0.01 | 0.4 | 1.16 | 1.56 | 1.7 | 1.79 | 1.77 | 1.62 | 1.27 | 0.59 | 0.04 | 0 | 0 | 0 | 0 | 0 | 0 | 0
RDWAY_1_CREST |  | Solar_1Axis | Solar Tracking | CISO | South | Socal | EO | 4.5 | 0 | 0 | 0 | 0 | 0 | 0 | 0 | 0.5 | 1.84 | 2.37 | 2.47 | 2.52 | 2.49 | 2.34 | 2.16 | 1.36 | 0.27 | 0 | 0 | 0 | 0 | 0 | 0 | 0 | 0 | 0 | 0 | 0 | 0 | 0 | 0.03 | 1.15 | 2.81 | 3.01 | 2.98 | 2.88 | 2.78 | 2.72 | 2.67 | 2.4 | 1.05 | 0.04 | 0 | 0 | 0 | 0 | 0 | 0 | 0 | 0 | 0 | 0 | 0 | 0 | 0.35 | 2.07 | 2.85 | 2.95 | 2.9 | 2.82 | 2.81 | 2.55 | 2.32 | 2.09 | 1.49 | 0.22 | 0 | 0 | 0 | 0 | 0 | 0 | 0 | 0 | 0 | 0 | 0 | 0.2 | 1.92 | 3.4 | 3.58 | 3.67 | 3.64 | 3.67 | 3.63 | 3.62 | 3.51 | 3.32 | 2.74 | 0.91 | 0.02 | 0 | 0 | 0 | 0 | 0 | 0 | 0 | 0 | 0 | 0.01 | 0.74 | 2.58 | 3.52 | 3.76 | 3.84 | 3.85 | 3.88 | 3.87 | 3.82 | 3.73 | 3.58 | 3.12 | 1.54 | 0.14 | 0 | 0 | 0 | 0 | 0 | 0 | 0 | 0 | 0 | 0.01 | 0.88 | 2.58 | 3.38 | 3.65 | 3.79 | 3.82 | 3.84 | 3.84 | 3.79 | 3.7 | 3.57 | 3.17 | 1.91 | 0.33 | 0 | 0 | 0 | 0 | 0 | 0 | 0 | 0 | 0 | 0 | 0.41 | 2.01 | 3.14 | 3.57 | 3.75 | 3.78 | 3.77 | 3.74 | 3.69 | 3.59 | 3.44 | 3.03 | 1.75 | 0.28 | 0 | 0 | 0 | 0 | 0 | 0 | 0 | 0 | 0 | 0 | 0.14 | 1.5 | 2.83 | 3.36 | 3.61 | 3.68 | 3.67 | 3.6 | 3.5 | 3.36 | 3.1 | 2.47 | 0.91 | 0.03 | 0 | 0 | 0 | 0 | 0 | 0 | 0 | 0 | 0 | 0 | 0.03 | 1.11 | 2.9 | 3.38 | 3.56 | 3.58 | 3.58 | 3.56 | 3.52 | 3.47 | 3.13 | 1.75 | 0.21 | 0 | 0 | 0 | 0 | 0 | 0 | 0 | 0 | 0 | 0 | 0 | 0 | 0.63 | 2.52 | 3.21 | 3.3 | 3.28 | 3.28 | 3.3 | 3.32 | 3.24 | 2.54 | 0.72 | 0.01 | 0 | 0 | 0 | 0 | 0 | 0 | 0 | 0 | 0 | 0 | 0 | 0 | 0.12 | 1.48 | 2.76 | 2.99 | 2.91 | 2.83 | 2.87 | 2.87 | 2.74 | 1.58 | 0.16 | 0 | 0 | 0 | 0 | 0 | 0 | 0 | 0 | 0 | 0 | 0 | 0 | 0 | 0.01 | 0.55 | 1.75 | 2.1 | 2.21 | 2.17 | 2.24 | 2.12 | 1.93 | 1.1 | 0.09 | 0 | 0 | 0 | 0 | 0 | 0 | 0
RECTOR_2_CREST |  | Solar_Fixed | Solar Fixed | CISO | South | Socal | EO | 10.5 | 0 | 0 | 0 | 0 | 0 | 0 | 0.02 | 1.26 | 4.34 | 5.9 | 6.5 | 6.75 | 6.45 | 6.16 | 5.15 | 2.85 | 0.42 | 0 | 0 | 0 | 0 | 0 | 0 | 0 | 0 | 0 | 0 | 0 | 0 | 0 | 0.1 | 2.28 | 5.51 | 6.74 | 7.17 | 7.25 | 6.96 | 6.61 | 5.98 | 4.69 | 1.71 | 0.04 | 0 | 0 | 0 | 0 | 0 | 0 | 0 | 0 | 0 | 0 | 0 | 0 | 0.76 | 3.99 | 6.19 | 7.06 | 7.21 | 7.31 | 7.01 | 6.63 | 5.98 | 4.86 | 2.62 | 0.35 | 0 | 0 | 0 | 0 | 0 | 0 | 0 | 0 | 0 | 0 | 0 | 0.37 | 3.09 | 6.25 | 7.84 | 8.5 | 8.84 | 8.84 | 8.68 | 8.44 | 7.77 | 6.71 | 4.58 | 1.2 | 0.03 | 0 | 0 | 0 | 0 | 0 | 0 | 0 | 0 | 0 | 0.02 | 1.23 | 4.41 | 6.6 | 7.93 | 8.74 | 9.11 | 9.19 | 9.1 | 8.92 | 8.33 | 7.28 | 5.31 | 2.06 | 0.16 | 0 | 0 | 0 | 0 | 0 | 0 | 0 | 0 | 0 | 0.04 | 1.4 | 4.3 | 6.43 | 8.01 | 8.77 | 9.22 | 9.23 | 9.17 | 8.9 | 8.2 | 7.18 | 5.58 | 2.66 | 0.36 | 0 | 0 | 0 | 0 | 0 | 0 | 0 | 0 | 0 | 0 | 0.74 | 3.1 | 5.62 | 7.14 | 8.06 | 8.61 | 8.81 | 8.73 | 8.44 | 7.79 | 6.82 | 5.21 | 2.4 | 0.29 | 0 | 0 | 0 | 0 | 0 | 0 | 0 | 0 | 0 | 0 | 0.3 | 2.69 | 5.66 | 7.15 | 8.15 | 8.87 | 9.06 | 8.68 | 8.41 | 7.71 | 6.58 | 4.43 | 1.29 | 0.04 | 0 | 0 | 0 | 0 | 0 | 0 | 0 | 0 | 0 | 0 | 0.09 | 2.12 | 5.5 | 7.23 | 8.12 | 8.65 | 8.77 | 8.76 | 8.38 | 7.55 | 6.02 | 2.81 | 0.3 | 0 | 0 | 0 | 0 | 0 | 0 | 0 | 0 | 0 | 0 | 0 | 0.02 | 1.34 | 4.91 | 6.99 | 7.87 | 8.41 | 8.5 | 8.36 | 7.96 | 7.12 | 4.72 | 1.1 | 0.02 | 0 | 0 | 0 | 0 | 0 | 0 | 0 | 0 | 0 | 0 | 0 | 0 | 0.35 | 3.12 | 6.13 | 7.13 | 7.57 | 7.67 | 7.47 | 7.03 | 5.79 | 2.71 | 0.2 | 0 | 0 | 0 | 0 | 0 | 0 | 0 | 0 | 0 | 0 | 0 | 0 | 0 | 0.04 | 1.39 | 4.04 | 5.46 | 5.95 | 6.27 | 6.2 | 5.68 | 4.46 | 2.06 | 0.13 | 0 | 0 | 0 | 0 | 0 | 0 | 0
RECTOR_2_IVANPV |  | Solar_Fixed | Solar Fixed | CISO | South | Socal | EO | 3.5 | 0 | 0 | 0 | 0 | 0 | 0 | 0.01 | 0.42 | 1.45 | 1.97 | 2.17 | 2.25 | 2.15 | 2.05 | 1.72 | 0.95 | 0.14 | 0 | 0 | 0 | 0 | 0 | 0 | 0 | 0 | 0 | 0 | 0 | 0 | 0 | 0.03 | 0.76 | 1.84 | 2.25 | 2.39 | 2.42 | 2.32 | 2.2 | 1.99 | 1.56 | 0.57 | 0.01 | 0 | 0 | 0 | 0 | 0 | 0 | 0 | 0 | 0 | 0 | 0 | 0 | 0.25 | 1.33 | 2.06 | 2.35 | 2.4 | 2.44 | 2.34 | 2.21 | 1.99 | 1.62 | 0.87 | 0.12 | 0 | 0 | 0 | 0 | 0 | 0 | 0 | 0 | 0 | 0 | 0 | 0.12 | 1.03 | 2.08 | 2.61 | 2.83 | 2.95 | 2.95 | 2.89 | 2.81 | 2.59 | 2.24 | 1.53 | 0.4 | 0.01 | 0 | 0 | 0 | 0 | 0 | 0 | 0 | 0 | 0 | 0.01 | 0.41 | 1.47 | 2.2 | 2.64 | 2.91 | 3.04 | 3.06 | 3.03 | 2.97 | 2.78 | 2.43 | 1.77 | 0.69 | 0.05 | 0 | 0 | 0 | 0 | 0 | 0 | 0 | 0 | 0 | 0.01 | 0.47 | 1.43 | 2.14 | 2.67 | 2.92 | 3.07 | 3.08 | 3.06 | 2.97 | 2.73 | 2.39 | 1.86 | 0.89 | 0.12 | 0 | 0 | 0 | 0 | 0 | 0 | 0 | 0 | 0 | 0 | 0.25 | 1.03 | 1.87 | 2.38 | 2.69 | 2.87 | 2.94 | 2.91 | 2.81 | 2.6 | 2.27 | 1.74 | 0.8 | 0.1 | 0 | 0 | 0 | 0 | 0 | 0 | 0 | 0 | 0 | 0 | 0.1 | 0.9 | 1.89 | 2.38 | 2.72 | 2.96 | 3.02 | 2.89 | 2.8 | 2.57 | 2.19 | 1.48 | 0.43 | 0.01 | 0 | 0 | 0 | 0 | 0 | 0 | 0 | 0 | 0 | 0 | 0.03 | 0.71 | 1.83 | 2.41 | 2.71 | 2.88 | 2.92 | 2.92 | 2.79 | 2.52 | 2.01 | 0.94 | 0.1 | 0 | 0 | 0 | 0 | 0 | 0 | 0 | 0 | 0 | 0 | 0 | 0.01 | 0.45 | 1.64 | 2.33 | 2.62 | 2.8 | 2.83 | 2.79 | 2.65 | 2.37 | 1.57 | 0.37 | 0.01 | 0 | 0 | 0 | 0 | 0 | 0 | 0 | 0 | 0 | 0 | 0 | 0 | 0.12 | 1.04 | 2.04 | 2.38 | 2.52 | 2.56 | 2.49 | 2.34 | 1.93 | 0.9 | 0.07 | 0 | 0 | 0 | 0 | 0 | 0 | 0 | 0 | 0 | 0 | 0 | 0 | 0 | 0.01 | 0.46 | 1.35 | 1.82 | 1.98 | 2.09 | 2.07 | 1.89 | 1.49 | 0.69 | 0.04 | 0 | 0 | 0 | 0 | 0 | 0 | 0
REDMAN_2_SOLAR |  | Solar_1Axis | Solar Tracking | CISO | South | Socal | FC | 3.75 | 0 | 0 | 0 | 0 | 0 | 0 | 0 | 0.42 | 1.53 | 1.98 | 2.06 | 2.1 | 2.07 | 1.95 | 1.8 | 1.14 | 0.22 | 0 | 0 | 0 | 0 | 0 | 0 | 0 | 0 | 0 | 0 | 0 | 0 | 0 | 0.03 | 0.96 | 2.34 | 2.5 | 2.48 | 2.4 | 2.32 | 2.27 | 2.23 | 2 | 0.87 | 0.03 | 0 | 0 | 0 | 0 | 0 | 0 | 0 | 0 | 0 | 0 | 0 | 0 | 0.29 | 1.72 | 2.37 | 2.46 | 2.41 | 2.35 | 2.34 | 2.12 | 1.93 | 1.74 | 1.24 | 0.19 | 0 | 0 | 0 | 0 | 0 | 0 | 0 | 0 | 0 | 0 | 0 | 0.17 | 1.6 | 2.83 | 2.99 | 3.06 | 3.04 | 3.06 | 3.02 | 3.02 | 2.92 | 2.77 | 2.28 | 0.76 | 0.02 | 0 | 0 | 0 | 0 | 0 | 0 | 0 | 0 | 0 | 0.01 | 0.62 | 2.15 | 2.93 | 3.13 | 3.2 | 3.21 | 3.23 | 3.23 | 3.19 | 3.11 | 2.98 | 2.6 | 1.28 | 0.12 | 0 | 0 | 0 | 0 | 0 | 0 | 0 | 0 | 0 | 0.01 | 0.73 | 2.15 | 2.82 | 3.04 | 3.16 | 3.18 | 3.2 | 3.2 | 3.16 | 3.08 | 2.98 | 2.64 | 1.59 | 0.27 | 0 | 0 | 0 | 0 | 0 | 0 | 0 | 0 | 0 | 0 | 0.34 | 1.67 | 2.62 | 2.97 | 3.12 | 3.15 | 3.14 | 3.12 | 3.08 | 2.99 | 2.87 | 2.52 | 1.46 | 0.23 | 0 | 0 | 0 | 0 | 0 | 0 | 0 | 0 | 0 | 0 | 0.12 | 1.25 | 2.36 | 2.8 | 3 | 3.07 | 3.06 | 3 | 2.92 | 2.8 | 2.58 | 2.05 | 0.76 | 0.02 | 0 | 0 | 0 | 0 | 0 | 0 | 0 | 0 | 0 | 0 | 0.03 | 0.93 | 2.42 | 2.82 | 2.96 | 2.99 | 2.99 | 2.97 | 2.94 | 2.89 | 2.61 | 1.46 | 0.18 | 0 | 0 | 0 | 0 | 0 | 0 | 0 | 0 | 0 | 0 | 0 | 0 | 0.53 | 2.1 | 2.67 | 2.75 | 2.73 | 2.74 | 2.75 | 2.76 | 2.7 | 2.12 | 0.6 | 0.01 | 0 | 0 | 0 | 0 | 0 | 0 | 0 | 0 | 0 | 0 | 0 | 0 | 0.1 | 1.23 | 2.3 | 2.49 | 2.43 | 2.36 | 2.39 | 2.39 | 2.28 | 1.31 | 0.13 | 0 | 0 | 0 | 0 | 0 | 0 | 0 | 0 | 0 | 0 | 0 | 0 | 0 | 0 | 0.46 | 1.45 | 1.75 | 1.84 | 1.81 | 1.87 | 1.76 | 1.61 | 0.91 | 0.08 | 0 | 0 | 0 | 0 | 0 | 0 | 0
REDMAN_6_AVSSR1 |  | Solar_1Axis | Solar Tracking | CISO | South | Socal | FC | 3 | 0 | 0 | 0 | 0 | 0 | 0 | 0 | 0.33 | 1.23 | 1.58 | 1.65 | 1.68 | 1.66 | 1.56 | 1.44 | 0.91 | 0.18 | 0 | 0 | 0 | 0 | 0 | 0 | 0 | 0 | 0 | 0 | 0 | 0 | 0 | 0.02 | 0.77 | 1.88 | 2 | 1.99 | 1.92 | 1.86 | 1.81 | 1.78 | 1.6 | 0.7 | 0.03 | 0 | 0 | 0 | 0 | 0 | 0 | 0 | 0 | 0 | 0 | 0 | 0 | 0.23 | 1.38 | 1.9 | 1.97 | 1.93 | 1.88 | 1.87 | 1.7 | 1.54 | 1.39 | 0.99 | 0.15 | 0 | 0 | 0 | 0 | 0 | 0 | 0 | 0 | 0 | 0 | 0 | 0.13 | 1.28 | 2.27 | 2.39 | 2.45 | 2.43 | 2.44 | 2.42 | 2.41 | 2.34 | 2.21 | 1.83 | 0.61 | 0.01 | 0 | 0 | 0 | 0 | 0 | 0 | 0 | 0 | 0 | 0 | 0.49 | 1.72 | 2.35 | 2.5 | 2.56 | 2.57 | 2.59 | 2.58 | 2.55 | 2.48 | 2.38 | 2.08 | 1.02 | 0.1 | 0 | 0 | 0 | 0 | 0 | 0 | 0 | 0 | 0 | 0.01 | 0.59 | 1.72 | 2.25 | 2.43 | 2.53 | 2.55 | 2.56 | 2.56 | 2.53 | 2.47 | 2.38 | 2.11 | 1.28 | 0.22 | 0 | 0 | 0 | 0 | 0 | 0 | 0 | 0 | 0 | 0 | 0.27 | 1.34 | 2.1 | 2.38 | 2.5 | 2.52 | 2.51 | 2.49 | 2.46 | 2.4 | 2.29 | 2.02 | 1.17 | 0.19 | 0 | 0 | 0 | 0 | 0 | 0 | 0 | 0 | 0 | 0 | 0.09 | 1 | 1.88 | 2.24 | 2.4 | 2.45 | 2.45 | 2.4 | 2.34 | 2.24 | 2.07 | 1.64 | 0.61 | 0.02 | 0 | 0 | 0 | 0 | 0 | 0 | 0 | 0 | 0 | 0 | 0.02 | 0.74 | 1.94 | 2.25 | 2.37 | 2.39 | 2.39 | 2.38 | 2.35 | 2.31 | 2.09 | 1.17 | 0.14 | 0 | 0 | 0 | 0 | 0 | 0 | 0 | 0 | 0 | 0 | 0 | 0 | 0.42 | 1.68 | 2.14 | 2.2 | 2.18 | 2.19 | 2.2 | 2.21 | 2.16 | 1.69 | 0.48 | 0.01 | 0 | 0 | 0 | 0 | 0 | 0 | 0 | 0 | 0 | 0 | 0 | 0 | 0.08 | 0.99 | 1.84 | 1.99 | 1.94 | 1.89 | 1.91 | 1.92 | 1.82 | 1.05 | 0.1 | 0 | 0 | 0 | 0 | 0 | 0 | 0 | 0 | 0 | 0 | 0 | 0 | 0 | 0 | 0.37 | 1.16 | 1.4 | 1.47 | 1.45 | 1.49 | 1.41 | 1.29 | 0.73 | 0.06 | 0 | 0 | 0 | 0 | 0 | 0 | 0
REEDLY_6_SOLAR |  | Solar_2Axis | Solar Tracking | CISO | North | Norcal | EO | 1.23 | 0 | 0 | 0 | 0 | 0 | 0 | 0 | 0.03 | 0.2 | 0.38 | 0.48 | 0.52 | 0.52 | 0.49 | 0.46 | 0.32 | 0.07 | 0 | 0 | 0 | 0 | 0 | 0 | 0 | 0 | 0 | 0 | 0 | 0 | 0 | 0 | 0.15 | 0.63 | 0.79 | 0.8 | 0.76 | 0.75 | 0.75 | 0.76 | 0.65 | 0.34 | 0.02 | 0 | 0 | 0 | 0 | 0 | 0 | 0 | 0 | 0 | 0 | 0 | 0 | 0.03 | 0.39 | 0.74 | 0.79 | 0.74 | 0.76 | 0.75 | 0.69 | 0.64 | 0.59 | 0.42 | 0.1 | 0 | 0 | 0 | 0 | 0 | 0 | 0 | 0 | 0 | 0 | 0 | 0.02 | 0.37 | 0.81 | 0.89 | 0.89 | 0.87 | 0.89 | 0.89 | 0.88 | 0.89 | 0.86 | 0.78 | 0.36 | 0.02 | 0 | 0 | 0 | 0 | 0 | 0 | 0 | 0 | 0 | 0 | 0.14 | 0.64 | 0.9 | 0.94 | 0.94 | 0.93 | 0.95 | 0.95 | 0.98 | 0.98 | 0.95 | 0.9 | 0.56 | 0.09 | 0 | 0 | 0 | 0 | 0 | 0 | 0 | 0 | 0 | 0 | 0.19 | 0.71 | 0.96 | 1.02 | 1.04 | 1.04 | 1.05 | 1.05 | 1.04 | 1.04 | 1.01 | 0.94 | 0.7 | 0.2 | 0 | 0 | 0 | 0 | 0 | 0 | 0 | 0 | 0 | 0 | 0.09 | 0.57 | 0.91 | 1.01 | 1.02 | 1.03 | 1.02 | 1.02 | 1.01 | 1.01 | 0.97 | 0.9 | 0.63 | 0.15 | 0 | 0 | 0 | 0 | 0 | 0 | 0 | 0 | 0 | 0 | 0.01 | 0.33 | 0.77 | 0.93 | 0.97 | 0.97 | 0.98 | 0.97 | 0.97 | 0.96 | 0.9 | 0.74 | 0.33 | 0.02 | 0 | 0 | 0 | 0 | 0 | 0 | 0 | 0 | 0 | 0 | 0 | 0.2 | 0.72 | 0.91 | 0.94 | 0.93 | 0.92 | 0.93 | 0.94 | 0.94 | 0.89 | 0.58 | 0.11 | 0 | 0 | 0 | 0 | 0 | 0 | 0 | 0 | 0 | 0 | 0 | 0 | 0.06 | 0.48 | 0.79 | 0.82 | 0.8 | 0.78 | 0.79 | 0.8 | 0.8 | 0.67 | 0.22 | 0 | 0 | 0 | 0 | 0 | 0 | 0 | 0 | 0 | 0 | 0 | 0 | 0 | 0 | 0.19 | 0.56 | 0.66 | 0.65 | 0.63 | 0.65 | 0.67 | 0.63 | 0.39 | 0.05 | 0 | 0 | 0 | 0 | 0 | 0 | 0 | 0 | 0 | 0 | 0 | 0 | 0 | 0 | 0.04 | 0.25 | 0.41 | 0.5 | 0.53 | 0.51 | 0.5 | 0.46 | 0.26 | 0.03 | 0 | 0 | 0 | 0 | 0 | 0 | 0
RENWD_1_QF |  | Wind | Wind | CISO | South | Socal | FC | 10.5 | 0.97 | 1.01 | 1.16 | 1.09 | 1.08 | 1 | 0.82 | 0.71 | 0.75 | 0.75 | 0.74 | 0.78 | 0.86 | 0.98 | 0.98 | 1.07 | 0.94 | 0.94 | 0.88 | 0.89 | 0.86 | 0.84 | 0.88 | 0.84 | 1.3 | 1.44 | 1.49 | 1.41 | 1.24 | 1.17 | 1.22 | 1.24 | 1.2 | 1.34 | 1.39 | 1.42 | 1.65 | 1.54 | 1.76 | 1.56 | 1.87 | 1.85 | 2.13 | 2.05 | 2.07 | 1.87 | 1.69 | 1.42 | 2.12 | 2.21 | 2.06 | 1.94 | 1.79 | 1.53 | 1.47 | 1.41 | 1.53 | 1.35 | 1.37 | 1.54 | 1.71 | 2 | 2.1 | 2.35 | 2.41 | 2.46 | 2.39 | 2.36 | 2.31 | 2.34 | 2.49 | 2.24 | 3.8 | 3.4 | 2.96 | 2.52 | 2.17 | 1.87 | 1.31 | 0.98 | 0.92 | 0.86 | 0.8 | 0.86 | 0.95 | 1.43 | 2.15 | 2.84 | 3.42 | 3.74 | 3.84 | 3.95 | 4.17 | 3.94 | 3.81 | 3.85 | 4.25 | 4 | 3.91 | 3.53 | 2.91 | 2.4 | 1.79 | 1.38 | 0.96 | 0.78 | 0.68 | 0.64 | 0.89 | 1.47 | 2.4 | 3.46 | 4.02 | 4.44 | 4.33 | 4.33 | 4.42 | 4.49 | 4.6 | 4.32 | 4.23 | 3.98 | 3.65 | 3.09 | 2.69 | 2.11 | 1.49 | 1 | 0.79 | 0.53 | 0.62 | 0.65 | 0.8 | 1.24 | 2.01 | 2.77 | 3.39 | 3.95 | 4.38 | 4.81 | 4.7 | 4.68 | 4.64 | 4.46 | 4.75 | 4.38 | 3.87 | 3.49 | 3.06 | 2.38 | 1.74 | 1.07 | 0.67 | 0.49 | 0.6 | 0.82 | 1.17 | 1.74 | 2.38 | 3.23 | 3.93 | 4.47 | 4.85 | 4.96 | 5.16 | 5.14 | 5.05 | 4.87 | 3.9 | 3.51 | 3.03 | 2.45 | 2.16 | 1.73 | 1.2 | 0.76 | 0.55 | 0.45 | 0.51 | 0.65 | 0.94 | 1.31 | 1.87 | 2.48 | 3.15 | 3.63 | 4.11 | 4.4 | 4.41 | 4.27 | 4.18 | 4.01 | 2.65 | 2.56 | 2.37 | 1.82 | 1.57 | 1.33 | 1 | 0.72 | 0.55 | 0.6 | 0.73 | 0.86 | 1.05 | 1.31 | 1.71 | 2 | 2.23 | 2.63 | 3.04 | 3.2 | 3.16 | 2.97 | 2.78 | 2.64 | 1.18 | 1.15 | 1.09 | 0.97 | 0.9 | 0.86 | 0.61 | 0.45 | 0.38 | 0.41 | 0.53 | 0.57 | 0.53 | 0.6 | 0.63 | 0.78 | 1.06 | 1.19 | 1.36 | 1.56 | 1.41 | 1.28 | 1.17 | 1.15 | 0.61 | 0.67 | 0.65 | 0.68 | 0.63 | 0.62 | 0.58 | 0.51 | 0.53 | 0.6 | 0.66 | 0.76 | 0.73 | 0.74 | 0.79 | 0.81 | 0.71 | 0.69 | 0.84 | 0.86 | 0.86 | 0.77 | 0.7 | 0.65 | 0.69 | 0.7 | 0.75 | 0.71 | 0.74 | 0.71 | 0.62 | 0.75 | 0.7 | 0.63 | 0.62 | 0.66 | 0.75 | 0.83 | 0.77 | 0.65 | 0.67 | 0.68 | 0.71 | 0.69 | 0.74 | 0.8 | 0.82 | 0.76
RICHMN_1_CHVSR2 |  | Solar_1Axis | Solar Tracking | CISO | North | Norcal | ID | 8.5 | 0 | 0 | 0 | 0 | 0 | 0 | 0 | 0.18 | 1.39 | 2.65 | 3.28 | 3.61 | 3.62 | 3.41 | 3.19 | 2.18 | 0.48 | 0 | 0 | 0 | 0 | 0 | 0 | 0 | 0 | 0 | 0 | 0 | 0 | 0 | 0 | 1.05 | 4.36 | 5.44 | 5.56 | 5.27 | 5.19 | 5.16 | 5.27 | 4.49 | 2.36 | 0.13 | 0 | 0 | 0 | 0 | 0 | 0 | 0 | 0 | 0 | 0 | 0 | 0 | 0.22 | 2.71 | 5.09 | 5.46 | 5.12 | 5.26 | 5.18 | 4.77 | 4.41 | 4.1 | 2.89 | 0.67 | 0 | 0 | 0 | 0 | 0 | 0 | 0 | 0 | 0 | 0 | 0 | 0.12 | 2.54 | 5.6 | 6.16 | 6.12 | 6.01 | 6.16 | 6.17 | 6.08 | 6.18 | 5.92 | 5.4 | 2.51 | 0.12 | 0 | 0 | 0 | 0 | 0 | 0 | 0 | 0 | 0 | 0 | 0.93 | 4.41 | 6.22 | 6.5 | 6.51 | 6.45 | 6.59 | 6.59 | 6.74 | 6.74 | 6.59 | 6.21 | 3.84 | 0.6 | 0 | 0 | 0 | 0 | 0 | 0 | 0 | 0 | 0 | 0.01 | 1.34 | 4.87 | 6.6 | 7.07 | 7.16 | 7.21 | 7.26 | 7.23 | 7.17 | 7.17 | 7.01 | 6.51 | 4.82 | 1.36 | 0.02 | 0 | 0 | 0 | 0 | 0 | 0 | 0 | 0 | 0 | 0.61 | 3.91 | 6.31 | 6.96 | 7.06 | 7.11 | 7.08 | 7.06 | 6.99 | 6.97 | 6.69 | 6.2 | 4.35 | 1.02 | 0.01 | 0 | 0 | 0 | 0 | 0 | 0 | 0 | 0 | 0 | 0.09 | 2.29 | 5.3 | 6.4 | 6.7 | 6.73 | 6.78 | 6.73 | 6.68 | 6.63 | 6.24 | 5.12 | 2.27 | 0.13 | 0 | 0 | 0 | 0 | 0 | 0 | 0 | 0 | 0 | 0 | 0.01 | 1.4 | 4.99 | 6.29 | 6.5 | 6.45 | 6.38 | 6.39 | 6.48 | 6.51 | 6.14 | 4.04 | 0.79 | 0 | 0 | 0 | 0 | 0 | 0 | 0 | 0 | 0 | 0 | 0 | 0 | 0.42 | 3.31 | 5.48 | 5.65 | 5.53 | 5.4 | 5.44 | 5.53 | 5.51 | 4.64 | 1.54 | 0.03 | 0 | 0 | 0 | 0 | 0 | 0 | 0 | 0 | 0 | 0 | 0 | 0 | 0.02 | 1.29 | 3.89 | 4.58 | 4.5 | 4.35 | 4.48 | 4.61 | 4.33 | 2.71 | 0.32 | 0 | 0 | 0 | 0 | 0 | 0 | 0 | 0 | 0 | 0 | 0 | 0 | 0 | 0 | 0.25 | 1.74 | 2.85 | 3.47 | 3.64 | 3.55 | 3.44 | 3.18 | 1.78 | 0.19 | 0 | 0 | 0 | 0 | 0 | 0 | 0
RICHMN_1_SOLAR |  | Solar_1Axis | Solar Tracking | CISO | North | Norcal | ID | 2 | 0 | 0 | 0 | 0 | 0 | 0 | 0 | 0.04 | 0.33 | 0.62 | 0.77 | 0.85 | 0.85 | 0.8 | 0.75 | 0.51 | 0.11 | 0 | 0 | 0 | 0 | 0 | 0 | 0 | 0 | 0 | 0 | 0 | 0 | 0 | 0 | 0.25 | 1.03 | 1.28 | 1.31 | 1.24 | 1.22 | 1.21 | 1.24 | 1.06 | 0.55 | 0.03 | 0 | 0 | 0 | 0 | 0 | 0 | 0 | 0 | 0 | 0 | 0 | 0 | 0.05 | 0.64 | 1.2 | 1.28 | 1.21 | 1.24 | 1.22 | 1.12 | 1.04 | 0.97 | 0.68 | 0.16 | 0 | 0 | 0 | 0 | 0 | 0 | 0 | 0 | 0 | 0 | 0 | 0.03 | 0.6 | 1.32 | 1.45 | 1.44 | 1.41 | 1.45 | 1.45 | 1.43 | 1.45 | 1.39 | 1.27 | 0.59 | 0.03 | 0 | 0 | 0 | 0 | 0 | 0 | 0 | 0 | 0 | 0 | 0.22 | 1.04 | 1.46 | 1.53 | 1.53 | 1.52 | 1.55 | 1.55 | 1.59 | 1.59 | 1.55 | 1.46 | 0.9 | 0.14 | 0 | 0 | 0 | 0 | 0 | 0 | 0 | 0 | 0 | 0 | 0.32 | 1.15 | 1.55 | 1.66 | 1.68 | 1.7 | 1.71 | 1.7 | 1.69 | 1.69 | 1.65 | 1.53 | 1.13 | 0.32 | 0 | 0 | 0 | 0 | 0 | 0 | 0 | 0 | 0 | 0 | 0.14 | 0.92 | 1.48 | 1.64 | 1.66 | 1.67 | 1.67 | 1.66 | 1.64 | 1.64 | 1.57 | 1.46 | 1.02 | 0.24 | 0 | 0 | 0 | 0 | 0 | 0 | 0 | 0 | 0 | 0 | 0.02 | 0.54 | 1.25 | 1.51 | 1.58 | 1.58 | 1.6 | 1.58 | 1.57 | 1.56 | 1.47 | 1.2 | 0.53 | 0.03 | 0 | 0 | 0 | 0 | 0 | 0 | 0 | 0 | 0 | 0 | 0 | 0.33 | 1.17 | 1.48 | 1.53 | 1.52 | 1.5 | 1.5 | 1.53 | 1.53 | 1.44 | 0.95 | 0.19 | 0 | 0 | 0 | 0 | 0 | 0 | 0 | 0 | 0 | 0 | 0 | 0 | 0.1 | 0.78 | 1.29 | 1.33 | 1.3 | 1.27 | 1.28 | 1.3 | 1.3 | 1.09 | 0.36 | 0.01 | 0 | 0 | 0 | 0 | 0 | 0 | 0 | 0 | 0 | 0 | 0 | 0 | 0 | 0.3 | 0.92 | 1.08 | 1.06 | 1.02 | 1.05 | 1.09 | 1.02 | 0.64 | 0.08 | 0 | 0 | 0 | 0 | 0 | 0 | 0 | 0 | 0 | 0 | 0 | 0 | 0 | 0 | 0.06 | 0.41 | 0.67 | 0.82 | 0.86 | 0.83 | 0.81 | 0.75 | 0.42 | 0.04 | 0 | 0 | 0 | 0 | 0 | 0 | 0
RNDSBG_1_HZASR1 |  | Solar_1Axis | Solar Tracking | CISO | South | Socal | FC | 2.99 | 0 | 0 | 0 | 0 | 0 | 0 | 0 | 0.33 | 1.22 | 1.58 | 1.64 | 1.67 | 1.65 | 1.55 | 1.44 | 0.91 | 0.18 | 0 | 0 | 0 | 0 | 0 | 0 | 0 | 0 | 0 | 0 | 0 | 0 | 0 | 0.02 | 0.76 | 1.87 | 2 | 1.98 | 1.91 | 1.85 | 1.81 | 1.78 | 1.6 | 0.7 | 0.03 | 0 | 0 | 0 | 0 | 0 | 0 | 0 | 0 | 0 | 0 | 0 | 0 | 0.23 | 1.37 | 1.89 | 1.96 | 1.92 | 1.88 | 1.86 | 1.69 | 1.54 | 1.39 | 0.99 | 0.15 | 0 | 0 | 0 | 0 | 0 | 0 | 0 | 0 | 0 | 0 | 0 | 0.13 | 1.28 | 2.26 | 2.38 | 2.44 | 2.42 | 2.44 | 2.41 | 2.4 | 2.33 | 2.21 | 1.82 | 0.6 | 0.01 | 0 | 0 | 0 | 0 | 0 | 0 | 0 | 0 | 0 | 0 | 0.49 | 1.71 | 2.34 | 2.5 | 2.55 | 2.56 | 2.58 | 2.57 | 2.54 | 2.48 | 2.38 | 2.08 | 1.02 | 0.1 | 0 | 0 | 0 | 0 | 0 | 0 | 0 | 0 | 0 | 0.01 | 0.58 | 1.71 | 2.25 | 2.42 | 2.52 | 2.54 | 2.55 | 2.55 | 2.52 | 2.46 | 2.37 | 2.1 | 1.27 | 0.22 | 0 | 0 | 0 | 0 | 0 | 0 | 0 | 0 | 0 | 0 | 0.27 | 1.33 | 2.09 | 2.37 | 2.49 | 2.51 | 2.51 | 2.48 | 2.45 | 2.39 | 2.29 | 2.01 | 1.16 | 0.19 | 0 | 0 | 0 | 0 | 0 | 0 | 0 | 0 | 0 | 0 | 0.09 | 1 | 1.88 | 2.23 | 2.4 | 2.45 | 2.44 | 2.39 | 2.33 | 2.23 | 2.06 | 1.64 | 0.61 | 0.02 | 0 | 0 | 0 | 0 | 0 | 0 | 0 | 0 | 0 | 0 | 0.02 | 0.74 | 1.93 | 2.25 | 2.36 | 2.38 | 2.38 | 2.37 | 2.34 | 2.31 | 2.08 | 1.16 | 0.14 | 0 | 0 | 0 | 0 | 0 | 0 | 0 | 0 | 0 | 0 | 0 | 0 | 0.42 | 1.68 | 2.13 | 2.2 | 2.18 | 2.18 | 2.19 | 2.2 | 2.16 | 1.69 | 0.48 | 0.01 | 0 | 0 | 0 | 0 | 0 | 0 | 0 | 0 | 0 | 0 | 0 | 0 | 0.08 | 0.98 | 1.84 | 1.99 | 1.93 | 1.88 | 1.9 | 1.91 | 1.82 | 1.05 | 0.1 | 0 | 0 | 0 | 0 | 0 | 0 | 0 | 0 | 0 | 0 | 0 | 0 | 0 | 0 | 0.36 | 1.16 | 1.39 | 1.47 | 1.44 | 1.49 | 1.41 | 1.28 | 0.73 | 0.06 | 0 | 0 | 0 | 0 | 0 | 0 | 0
ROSMDW_2_WIND1 |  | Wind | Wind | CISO | South | Socal | FC | 140 | 13 | 13.51 | 15.43 | 14.52 | 14.38 | 13.39 | 10.95 | 9.46 | 9.97 | 9.98 | 9.89 | 10.35 | 11.45 | 13.12 | 13.07 | 14.29 | 12.55 | 12.54 | 11.76 | 11.93 | 11.47 | 11.24 | 11.69 | 11.15 | 17.32 | 19.17 | 19.84 | 18.74 | 16.56 | 15.62 | 16.32 | 16.5 | 15.94 | 17.83 | 18.5 | 18.87 | 21.97 | 20.48 | 23.52 | 20.79 | 24.88 | 24.61 | 28.39 | 27.29 | 27.59 | 24.97 | 22.48 | 18.97 | 28.31 | 29.5 | 27.51 | 25.9 | 23.83 | 20.44 | 19.62 | 18.74 | 20.42 | 17.98 | 18.32 | 20.49 | 22.86 | 26.69 | 28.05 | 31.29 | 32.08 | 32.75 | 31.8 | 31.41 | 30.85 | 31.19 | 33.16 | 29.85 | 50.65 | 45.35 | 39.51 | 33.66 | 28.96 | 24.97 | 17.42 | 13.12 | 12.28 | 11.52 | 10.69 | 11.53 | 12.62 | 19.12 | 28.64 | 37.92 | 45.61 | 49.82 | 51.22 | 52.68 | 55.64 | 52.59 | 50.77 | 51.31 | 56.66 | 53.33 | 52.18 | 47.06 | 38.78 | 31.98 | 23.9 | 18.42 | 12.84 | 10.35 | 9.1 | 8.55 | 11.89 | 19.62 | 31.99 | 46.19 | 53.63 | 59.16 | 57.76 | 57.75 | 58.93 | 59.86 | 61.37 | 57.55 | 56.46 | 53.02 | 48.73 | 41.24 | 35.87 | 28.14 | 19.9 | 13.31 | 10.49 | 7.06 | 8.32 | 8.68 | 10.71 | 16.56 | 26.76 | 36.98 | 45.16 | 52.61 | 58.45 | 64.13 | 62.72 | 62.44 | 61.92 | 59.5 | 63.3 | 58.41 | 51.6 | 46.5 | 40.74 | 31.72 | 23.22 | 14.26 | 8.97 | 6.54 | 7.95 | 10.89 | 15.54 | 23.14 | 31.76 | 43.02 | 52.42 | 59.62 | 64.65 | 66.19 | 68.86 | 68.47 | 67.28 | 64.96 | 51.98 | 46.76 | 40.34 | 32.71 | 28.77 | 23.12 | 16.02 | 10.1 | 7.3 | 5.99 | 6.79 | 8.61 | 12.51 | 17.51 | 24.93 | 33.03 | 42.01 | 48.41 | 54.85 | 58.6 | 58.83 | 56.99 | 55.73 | 53.53 | 35.31 | 34.2 | 31.64 | 24.31 | 20.94 | 17.79 | 13.38 | 9.59 | 7.32 | 8 | 9.79 | 11.45 | 14.06 | 17.44 | 22.86 | 26.71 | 29.73 | 35.11 | 40.57 | 42.72 | 42.15 | 39.66 | 37.06 | 35.14 | 15.77 | 15.28 | 14.58 | 12.97 | 11.94 | 11.46 | 8.16 | 5.99 | 5.03 | 5.5 | 7.06 | 7.64 | 7.04 | 7.96 | 8.43 | 10.45 | 14.11 | 15.92 | 18.13 | 20.81 | 18.75 | 17.04 | 15.62 | 15.39 | 8.13 | 8.99 | 8.68 | 9.09 | 8.39 | 8.23 | 7.78 | 6.78 | 7.09 | 8 | 8.75 | 10.11 | 9.68 | 9.92 | 10.51 | 10.77 | 9.47 | 9.24 | 11.19 | 11.51 | 11.44 | 10.21 | 9.33 | 8.61 | 9.19 | 9.39 | 9.95 | 9.45 | 9.93 | 9.41 | 8.32 | 10 | 9.3 | 8.38 | 8.27 | 8.78 | 9.97 | 11.1 | 10.26 | 8.69 | 8.92 | 9.05 | 9.42 | 9.16 | 9.9 | 10.65 | 10.9 | 10.12
ROSMND_6_SOLAR |  | Solar_1Axis | Solar Tracking | CISO | South | Socal | FC | 3 | 0 | 0 | 0 | 0 | 0 | 0 | 0 | 0.33 | 1.23 | 1.58 | 1.65 | 1.68 | 1.66 | 1.56 | 1.44 | 0.91 | 0.18 | 0 | 0 | 0 | 0 | 0 | 0 | 0 | 0 | 0 | 0 | 0 | 0 | 0 | 0.02 | 0.77 | 1.88 | 2 | 1.99 | 1.92 | 1.86 | 1.81 | 1.78 | 1.6 | 0.7 | 0.03 | 0 | 0 | 0 | 0 | 0 | 0 | 0 | 0 | 0 | 0 | 0 | 0 | 0.23 | 1.38 | 1.9 | 1.97 | 1.93 | 1.88 | 1.87 | 1.7 | 1.54 | 1.39 | 0.99 | 0.15 | 0 | 0 | 0 | 0 | 0 | 0 | 0 | 0 | 0 | 0 | 0 | 0.13 | 1.28 | 2.27 | 2.39 | 2.45 | 2.43 | 2.44 | 2.42 | 2.41 | 2.34 | 2.21 | 1.83 | 0.61 | 0.01 | 0 | 0 | 0 | 0 | 0 | 0 | 0 | 0 | 0 | 0 | 0.49 | 1.72 | 2.35 | 2.5 | 2.56 | 2.57 | 2.59 | 2.58 | 2.55 | 2.48 | 2.38 | 2.08 | 1.02 | 0.1 | 0 | 0 | 0 | 0 | 0 | 0 | 0 | 0 | 0 | 0.01 | 0.59 | 1.72 | 2.25 | 2.43 | 2.53 | 2.55 | 2.56 | 2.56 | 2.53 | 2.47 | 2.38 | 2.11 | 1.28 | 0.22 | 0 | 0 | 0 | 0 | 0 | 0 | 0 | 0 | 0 | 0 | 0.27 | 1.34 | 2.1 | 2.38 | 2.5 | 2.52 | 2.51 | 2.49 | 2.46 | 2.4 | 2.29 | 2.02 | 1.17 | 0.19 | 0 | 0 | 0 | 0 | 0 | 0 | 0 | 0 | 0 | 0 | 0.09 | 1 | 1.88 | 2.24 | 2.4 | 2.45 | 2.45 | 2.4 | 2.34 | 2.24 | 2.07 | 1.64 | 0.61 | 0.02 | 0 | 0 | 0 | 0 | 0 | 0 | 0 | 0 | 0 | 0 | 0.02 | 0.74 | 1.94 | 2.25 | 2.37 | 2.39 | 2.39 | 2.38 | 2.35 | 2.31 | 2.09 | 1.17 | 0.14 | 0 | 0 | 0 | 0 | 0 | 0 | 0 | 0 | 0 | 0 | 0 | 0 | 0.42 | 1.68 | 2.14 | 2.2 | 2.18 | 2.19 | 2.2 | 2.21 | 2.16 | 1.69 | 0.48 | 0.01 | 0 | 0 | 0 | 0 | 0 | 0 | 0 | 0 | 0 | 0 | 0 | 0 | 0.08 | 0.99 | 1.84 | 1.99 | 1.94 | 1.89 | 1.91 | 1.92 | 1.82 | 1.05 | 0.1 | 0 | 0 | 0 | 0 | 0 | 0 | 0 | 0 | 0 | 0 | 0 | 0 | 0 | 0 | 0.37 | 1.16 | 1.4 | 1.47 | 1.45 | 1.49 | 1.41 | 1.29 | 0.73 | 0.06 | 0 | 0 | 0 | 0 | 0 | 0 | 0
RSMSLR_6_SOLAR1 |  | Solar_Fixed | Solar Fixed | CISO | South | Socal | FC | 20 | 0 | 0 | 0 | 0 | 0 | 0 | 0.03 | 2.39 | 8.26 | 11.24 | 12.38 | 12.86 | 12.28 | 11.72 | 9.81 | 5.43 | 0.79 | 0 | 0 | 0 | 0 | 0 | 0 | 0 | 0 | 0 | 0 | 0 | 0 | 0 | 0.19 | 4.35 | 10.49 | 12.84 | 13.65 | 13.81 | 13.26 | 12.6 | 11.38 | 8.93 | 3.25 | 0.08 | 0 | 0 | 0 | 0 | 0 | 0 | 0 | 0 | 0 | 0 | 0 | 0 | 1.44 | 7.61 | 11.79 | 13.44 | 13.74 | 13.93 | 13.35 | 12.62 | 11.38 | 9.26 | 4.99 | 0.66 | 0 | 0 | 0 | 0 | 0 | 0 | 0 | 0 | 0 | 0 | 0 | 0.7 | 5.89 | 11.9 | 14.93 | 16.19 | 16.83 | 16.84 | 16.53 | 16.09 | 14.8 | 12.78 | 8.72 | 2.28 | 0.06 | 0 | 0 | 0 | 0 | 0 | 0 | 0 | 0 | 0 | 0.04 | 2.35 | 8.39 | 12.56 | 15.1 | 16.65 | 17.35 | 17.51 | 17.34 | 16.98 | 15.87 | 13.88 | 10.11 | 3.92 | 0.3 | 0 | 0 | 0 | 0 | 0 | 0 | 0 | 0 | 0 | 0.08 | 2.66 | 8.19 | 12.25 | 15.26 | 16.71 | 17.56 | 17.58 | 17.46 | 16.95 | 15.62 | 13.67 | 10.64 | 5.06 | 0.69 | 0 | 0 | 0 | 0 | 0 | 0 | 0 | 0 | 0 | 0 | 1.41 | 5.91 | 10.7 | 13.6 | 15.35 | 16.4 | 16.79 | 16.62 | 16.08 | 14.83 | 12.98 | 9.93 | 4.57 | 0.54 | 0 | 0 | 0 | 0 | 0 | 0 | 0 | 0 | 0 | 0 | 0.58 | 5.13 | 10.78 | 13.63 | 15.53 | 16.89 | 17.25 | 16.53 | 16.02 | 14.68 | 12.53 | 8.43 | 2.45 | 0.08 | 0 | 0 | 0 | 0 | 0 | 0 | 0 | 0 | 0 | 0 | 0.18 | 4.04 | 10.48 | 13.78 | 15.46 | 16.48 | 16.7 | 16.69 | 15.95 | 14.38 | 11.46 | 5.35 | 0.56 | 0 | 0 | 0 | 0 | 0 | 0 | 0 | 0 | 0 | 0 | 0 | 0.03 | 2.55 | 9.36 | 13.31 | 14.98 | 16.02 | 16.19 | 15.93 | 15.16 | 13.56 | 8.99 | 2.1 | 0.03 | 0 | 0 | 0 | 0 | 0 | 0 | 0 | 0 | 0 | 0 | 0 | 0 | 0.66 | 5.94 | 11.68 | 13.58 | 14.43 | 14.62 | 14.22 | 13.39 | 11.02 | 5.16 | 0.39 | 0 | 0 | 0 | 0 | 0 | 0 | 0 | 0 | 0 | 0 | 0 | 0 | 0 | 0.07 | 2.64 | 7.7 | 10.41 | 11.33 | 11.95 | 11.81 | 10.81 | 8.49 | 3.92 | 0.25 | 0 | 0 | 0 | 0 | 0 | 0 | 0
RSMSLR_6_SOLAR2 |  | Solar_1Axis | Solar Tracking | CISO | South | Socal | FC | 20 | 0 | 0 | 0 | 0 | 0 | 0 | 0.01 | 2.23 | 8.17 | 10.55 | 10.97 | 11.2 | 11.07 | 10.39 | 9.62 | 6.06 | 1.19 | 0 | 0 | 0 | 0 | 0 | 0 | 0 | 0 | 0 | 0 | 0 | 0 | 0 | 0.14 | 5.11 | 12.5 | 13.36 | 13.24 | 12.8 | 12.38 | 12.09 | 11.87 | 10.68 | 4.66 | 0.17 | 0 | 0 | 0 | 0 | 0 | 0 | 0 | 0 | 0 | 0 | 0 | 0 | 1.54 | 9.18 | 12.65 | 13.11 | 12.87 | 12.55 | 12.47 | 11.32 | 10.3 | 9.29 | 6.6 | 1 | 0 | 0 | 0 | 0 | 0 | 0 | 0 | 0 | 0 | 0 | 0 | 0.88 | 8.53 | 15.11 | 15.92 | 16.31 | 16.19 | 16.3 | 16.12 | 16.08 | 15.58 | 14.76 | 12.17 | 4.04 | 0.1 | 0 | 0 | 0 | 0 | 0 | 0 | 0 | 0 | 0 | 0.03 | 3.29 | 11.45 | 15.64 | 16.7 | 17.07 | 17.11 | 17.25 | 17.22 | 16.99 | 16.57 | 15.9 | 13.89 | 6.83 | 0.64 | 0 | 0 | 0 | 0 | 0 | 0 | 0 | 0 | 0 | 0.06 | 3.9 | 11.46 | 15.03 | 16.2 | 16.85 | 16.99 | 17.08 | 17.05 | 16.86 | 16.44 | 15.87 | 14.08 | 8.5 | 1.46 | 0 | 0 | 0 | 0 | 0 | 0 | 0 | 0 | 0 | 0.01 | 1.83 | 8.92 | 13.98 | 15.85 | 16.65 | 16.81 | 16.76 | 16.62 | 16.42 | 15.97 | 15.29 | 13.46 | 7.79 | 1.24 | 0 | 0 | 0 | 0 | 0 | 0 | 0 | 0 | 0 | 0 | 0.62 | 6.68 | 12.56 | 14.94 | 16.02 | 16.37 | 16.33 | 16.01 | 15.57 | 14.94 | 13.78 | 10.96 | 4.06 | 0.12 | 0 | 0 | 0 | 0 | 0 | 0 | 0 | 0 | 0 | 0 | 0.14 | 4.94 | 12.9 | 15.03 | 15.81 | 15.93 | 15.93 | 15.84 | 15.66 | 15.43 | 13.93 | 7.79 | 0.93 | 0 | 0 | 0 | 0 | 0 | 0 | 0 | 0 | 0 | 0 | 0 | 0.01 | 2.82 | 11.22 | 14.25 | 14.69 | 14.56 | 14.6 | 14.67 | 14.74 | 14.42 | 11.28 | 3.18 | 0.04 | 0 | 0 | 0 | 0 | 0 | 0 | 0 | 0 | 0 | 0 | 0 | 0 | 0.52 | 6.58 | 12.29 | 13.29 | 12.93 | 12.58 | 12.74 | 12.77 | 12.16 | 7.01 | 0.7 | 0 | 0 | 0 | 0 | 0 | 0 | 0 | 0 | 0 | 0 | 0 | 0 | 0 | 0.02 | 2.44 | 7.76 | 9.33 | 9.83 | 9.63 | 9.95 | 9.4 | 8.58 | 4.88 | 0.42 | 0 | 0 | 0 | 0 | 0 | 0 | 0
RTEDDY_2_SC1SR3 |  | Solar_1Axis | Solar Tracking | CISO | South | Socal | FC | 40 | 0 | 0 | 0 | 0 | 0 | 0 | 0.02 | 4.46 | 16.35 | 21.11 | 21.94 | 22.41 | 22.13 | 20.79 | 19.24 | 12.12 | 2.39 | 0 | 0 | 0 | 0 | 0 | 0 | 0 | 0 | 0 | 0 | 0 | 0 | 0 | 0.28 | 10.22 | 25 | 26.71 | 26.49 | 25.59 | 24.75 | 24.18 | 23.75 | 21.36 | 9.32 | 0.34 | 0 | 0 | 0 | 0 | 0 | 0 | 0 | 0 | 0 | 0 | 0 | 0 | 3.09 | 18.36 | 25.29 | 26.22 | 25.74 | 25.09 | 24.95 | 22.65 | 20.6 | 18.58 | 13.2 | 1.99 | 0 | 0 | 0 | 0 | 0 | 0 | 0 | 0 | 0 | 0 | 0 | 1.77 | 17.07 | 30.21 | 31.84 | 32.62 | 32.38 | 32.59 | 32.24 | 32.17 | 31.16 | 29.52 | 24.34 | 8.08 | 0.19 | 0 | 0 | 0 | 0 | 0 | 0 | 0 | 0 | 0 | 0.05 | 6.59 | 22.9 | 31.27 | 33.4 | 34.14 | 34.22 | 34.49 | 34.44 | 33.98 | 33.13 | 31.8 | 27.78 | 13.67 | 1.29 | 0 | 0 | 0 | 0 | 0 | 0 | 0 | 0 | 0 | 0.12 | 7.8 | 22.92 | 30.05 | 32.41 | 33.7 | 33.97 | 34.16 | 34.1 | 33.71 | 32.88 | 31.74 | 28.15 | 17.01 | 2.91 | 0 | 0 | 0 | 0 | 0 | 0 | 0 | 0 | 0 | 0.01 | 3.66 | 17.84 | 27.96 | 31.7 | 33.3 | 33.62 | 33.52 | 33.23 | 32.84 | 31.93 | 30.57 | 26.92 | 15.57 | 2.48 | 0 | 0 | 0 | 0 | 0 | 0 | 0 | 0 | 0 | 0 | 1.23 | 13.36 | 25.12 | 29.89 | 32.05 | 32.73 | 32.66 | 32.01 | 31.15 | 29.89 | 27.56 | 21.92 | 8.12 | 0.25 | 0 | 0 | 0 | 0 | 0 | 0 | 0 | 0 | 0 | 0 | 0.27 | 9.87 | 25.81 | 30.05 | 31.61 | 31.87 | 31.86 | 31.68 | 31.31 | 30.85 | 27.86 | 15.58 | 1.87 | 0 | 0 | 0 | 0 | 0 | 0 | 0 | 0 | 0 | 0 | 0 | 0.02 | 5.64 | 22.44 | 28.51 | 29.37 | 29.12 | 29.2 | 29.35 | 29.48 | 28.84 | 22.57 | 6.37 | 0.07 | 0 | 0 | 0 | 0 | 0 | 0 | 0 | 0 | 0 | 0 | 0 | 0 | 1.04 | 13.16 | 24.58 | 26.58 | 25.87 | 25.17 | 25.48 | 25.54 | 24.32 | 14.03 | 1.4 | 0 | 0 | 0 | 0 | 0 | 0 | 0 | 0 | 0 | 0 | 0 | 0 | 0 | 0.05 | 4.88 | 15.51 | 18.66 | 19.65 | 19.27 | 19.9 | 18.81 | 17.17 | 9.76 | 0.84 | 0 | 0 | 0 | 0 | 0 | 0 | 0
RTEDDY_2_SEBSR3 |  | Solar_1Axis | Solar Tracking | CISO | South | Socal | FC | 56 | 0 | 0 | 0 | 0 | 0 | 0 | 0.03 | 6.25 | 22.88 | 29.55 | 30.71 | 31.37 | 30.98 | 29.1 | 26.93 | 16.97 | 3.34 | 0 | 0 | 0 | 0 | 0 | 0 | 0 | 0 | 0 | 0 | 0 | 0 | 0 | 0.39 | 14.31 | 35 | 37.4 | 37.08 | 35.83 | 34.65 | 33.85 | 33.25 | 29.9 | 13.05 | 0.48 | 0 | 0 | 0 | 0 | 0 | 0 | 0 | 0 | 0 | 0 | 0 | 0 | 4.33 | 25.7 | 35.41 | 36.7 | 36.04 | 35.13 | 34.92 | 31.71 | 28.84 | 26.02 | 18.49 | 2.79 | 0 | 0 | 0 | 0 | 0 | 0 | 0 | 0 | 0 | 0 | 0 | 2.48 | 23.9 | 42.3 | 44.58 | 45.66 | 45.33 | 45.63 | 45.13 | 45.03 | 43.62 | 41.32 | 34.08 | 11.32 | 0.27 | 0 | 0 | 0 | 0 | 0 | 0 | 0 | 0 | 0 | 0.07 | 9.22 | 32.06 | 43.78 | 46.75 | 47.8 | 47.9 | 48.29 | 48.22 | 47.57 | 46.38 | 44.52 | 38.89 | 19.13 | 1.8 | 0 | 0 | 0 | 0 | 0 | 0 | 0 | 0 | 0 | 0.17 | 10.93 | 32.09 | 42.07 | 45.37 | 47.18 | 47.56 | 47.82 | 47.74 | 47.2 | 46.04 | 44.43 | 39.41 | 23.81 | 4.08 | 0 | 0 | 0 | 0 | 0 | 0 | 0 | 0 | 0 | 0.01 | 5.12 | 24.98 | 39.14 | 44.38 | 46.61 | 47.07 | 46.93 | 46.53 | 45.97 | 44.71 | 42.8 | 37.69 | 21.8 | 3.47 | 0 | 0 | 0 | 0 | 0 | 0 | 0 | 0 | 0 | 0 | 1.73 | 18.7 | 35.17 | 41.84 | 44.86 | 45.83 | 45.72 | 44.82 | 43.61 | 41.85 | 38.58 | 30.69 | 11.37 | 0.35 | 0 | 0 | 0 | 0 | 0 | 0 | 0 | 0 | 0 | 0 | 0.38 | 13.82 | 36.13 | 42.07 | 44.26 | 44.61 | 44.6 | 44.35 | 43.83 | 43.2 | 39.01 | 21.81 | 2.62 | 0 | 0 | 0 | 0 | 0 | 0 | 0 | 0 | 0 | 0 | 0 | 0.03 | 7.89 | 31.42 | 39.91 | 41.12 | 40.76 | 40.88 | 41.09 | 41.27 | 40.38 | 31.59 | 8.91 | 0.1 | 0 | 0 | 0 | 0 | 0 | 0 | 0 | 0 | 0 | 0 | 0 | 0 | 1.46 | 18.42 | 34.41 | 37.22 | 36.21 | 35.23 | 35.67 | 35.75 | 34.04 | 19.64 | 1.95 | 0 | 0 | 0 | 0 | 0 | 0 | 0 | 0 | 0 | 0 | 0 | 0 | 0 | 0.07 | 6.83 | 21.72 | 26.12 | 27.52 | 26.98 | 27.85 | 26.33 | 24.04 | 13.66 | 1.17 | 0 | 0 | 0 | 0 | 0 | 0 | 0
RTEDDY_2_SEBSR4 |  | Solar_1Axis | Solar Tracking | CISO | South | Socal | FC | 56 | 0 | 0 | 0 | 0 | 0 | 0 | 0.03 | 6.25 | 22.88 | 29.55 | 30.71 | 31.37 | 30.98 | 29.1 | 26.93 | 16.97 | 3.34 | 0 | 0 | 0 | 0 | 0 | 0 | 0 | 0 | 0 | 0 | 0 | 0 | 0 | 0.39 | 14.31 | 35 | 37.4 | 37.08 | 35.83 | 34.65 | 33.85 | 33.25 | 29.9 | 13.05 | 0.48 | 0 | 0 | 0 | 0 | 0 | 0 | 0 | 0 | 0 | 0 | 0 | 0 | 4.33 | 25.7 | 35.41 | 36.7 | 36.04 | 35.13 | 34.92 | 31.71 | 28.84 | 26.02 | 18.49 | 2.79 | 0 | 0 | 0 | 0 | 0 | 0 | 0 | 0 | 0 | 0 | 0 | 2.48 | 23.9 | 42.3 | 44.58 | 45.66 | 45.33 | 45.63 | 45.13 | 45.03 | 43.62 | 41.32 | 34.08 | 11.32 | 0.27 | 0 | 0 | 0 | 0 | 0 | 0 | 0 | 0 | 0 | 0.07 | 9.22 | 32.06 | 43.78 | 46.75 | 47.8 | 47.9 | 48.29 | 48.22 | 47.57 | 46.38 | 44.52 | 38.89 | 19.13 | 1.8 | 0 | 0 | 0 | 0 | 0 | 0 | 0 | 0 | 0 | 0.17 | 10.93 | 32.09 | 42.07 | 45.37 | 47.18 | 47.56 | 47.82 | 47.74 | 47.2 | 46.04 | 44.43 | 39.41 | 23.81 | 4.08 | 0 | 0 | 0 | 0 | 0 | 0 | 0 | 0 | 0 | 0.01 | 5.12 | 24.98 | 39.14 | 44.38 | 46.61 | 47.07 | 46.93 | 46.53 | 45.97 | 44.71 | 42.8 | 37.69 | 21.8 | 3.47 | 0 | 0 | 0 | 0 | 0 | 0 | 0 | 0 | 0 | 0 | 1.73 | 18.7 | 35.17 | 41.84 | 44.86 | 45.83 | 45.72 | 44.82 | 43.61 | 41.85 | 38.58 | 30.69 | 11.37 | 0.35 | 0 | 0 | 0 | 0 | 0 | 0 | 0 | 0 | 0 | 0 | 0.38 | 13.82 | 36.13 | 42.07 | 44.26 | 44.61 | 44.6 | 44.35 | 43.83 | 43.2 | 39.01 | 21.81 | 2.62 | 0 | 0 | 0 | 0 | 0 | 0 | 0 | 0 | 0 | 0 | 0 | 0.03 | 7.89 | 31.42 | 39.91 | 41.12 | 40.76 | 40.88 | 41.09 | 41.27 | 40.38 | 31.59 | 8.91 | 0.1 | 0 | 0 | 0 | 0 | 0 | 0 | 0 | 0 | 0 | 0 | 0 | 0 | 1.46 | 18.42 | 34.41 | 37.22 | 36.21 | 35.23 | 35.67 | 35.75 | 34.04 | 19.64 | 1.95 | 0 | 0 | 0 | 0 | 0 | 0 | 0 | 0 | 0 | 0 | 0 | 0 | 0 | 0.07 | 6.83 | 21.72 | 26.12 | 27.52 | 26.98 | 27.85 | 26.33 | 24.04 | 13.66 | 1.17 | 0 | 0 | 0 | 0 | 0 | 0 | 0
RTEDDY_2_SOLAR1 |  | Solar_1Axis | Solar Tracking | CISO | South | Socal | FC | 54 | 0 | 0 | 0 | 0 | 0 | 0 | 0.03 | 6.02 | 22.07 | 28.5 | 29.62 | 30.25 | 29.88 | 28.06 | 25.97 | 16.37 | 3.22 | 0 | 0 | 0 | 0 | 0 | 0 | 0 | 0 | 0 | 0 | 0 | 0 | 0 | 0.37 | 13.79 | 33.75 | 36.06 | 35.76 | 34.55 | 33.42 | 32.64 | 32.06 | 28.83 | 12.58 | 0.46 | 0 | 0 | 0 | 0 | 0 | 0 | 0 | 0 | 0 | 0 | 0 | 0 | 4.17 | 24.79 | 34.14 | 35.39 | 34.75 | 33.87 | 33.68 | 30.57 | 27.81 | 25.09 | 17.82 | 2.69 | 0 | 0 | 0 | 0 | 0 | 0 | 0 | 0 | 0 | 0 | 0 | 2.39 | 23.04 | 40.79 | 42.99 | 44.03 | 43.71 | 44 | 43.52 | 43.43 | 42.07 | 39.85 | 32.86 | 10.91 | 0.26 | 0 | 0 | 0 | 0 | 0 | 0 | 0 | 0 | 0 | 0.07 | 8.89 | 30.92 | 42.21 | 45.08 | 46.09 | 46.19 | 46.56 | 46.5 | 45.87 | 44.73 | 42.93 | 37.5 | 18.45 | 1.74 | 0 | 0 | 0 | 0 | 0 | 0 | 0 | 0 | 0 | 0.16 | 10.54 | 30.94 | 40.57 | 43.75 | 45.5 | 45.86 | 46.11 | 46.04 | 45.51 | 44.39 | 42.85 | 38 | 22.96 | 3.93 | 0 | 0 | 0 | 0 | 0 | 0 | 0 | 0 | 0 | 0.01 | 4.94 | 24.08 | 37.74 | 42.8 | 44.95 | 45.39 | 45.26 | 44.87 | 44.33 | 43.11 | 41.27 | 36.34 | 21.02 | 3.35 | 0 | 0 | 0 | 0 | 0 | 0 | 0 | 0 | 0 | 0 | 1.66 | 18.03 | 33.92 | 40.35 | 43.26 | 44.19 | 44.08 | 43.22 | 42.05 | 40.35 | 37.2 | 29.59 | 10.96 | 0.34 | 0 | 0 | 0 | 0 | 0 | 0 | 0 | 0 | 0 | 0 | 0.37 | 13.33 | 34.84 | 40.57 | 42.68 | 43.02 | 43.01 | 42.77 | 42.27 | 41.65 | 37.61 | 21.04 | 2.52 | 0 | 0 | 0 | 0 | 0 | 0 | 0 | 0 | 0 | 0 | 0 | 0.03 | 7.61 | 30.3 | 38.48 | 39.65 | 39.31 | 39.42 | 39.62 | 39.8 | 38.94 | 30.47 | 8.59 | 0.1 | 0 | 0 | 0 | 0 | 0 | 0 | 0 | 0 | 0 | 0 | 0 | 0 | 1.41 | 17.77 | 33.18 | 35.89 | 34.92 | 33.97 | 34.39 | 34.47 | 32.83 | 18.94 | 1.88 | 0 | 0 | 0 | 0 | 0 | 0 | 0 | 0 | 0 | 0 | 0 | 0 | 0 | 0.06 | 6.59 | 20.94 | 25.19 | 26.53 | 26.01 | 26.86 | 25.39 | 23.18 | 13.17 | 1.13 | 0 | 0 | 0 | 0 | 0 | 0 | 0
RTEDDY_2_SOLAR2 |  | Solar_1Axis | Solar Tracking | CISO | South | Socal | FC | 54 | 0 | 0 | 0 | 0 | 0 | 0 | 0.03 | 6.02 | 22.07 | 28.5 | 29.62 | 30.25 | 29.88 | 28.06 | 25.97 | 16.37 | 3.22 | 0 | 0 | 0 | 0 | 0 | 0 | 0 | 0 | 0 | 0 | 0 | 0 | 0 | 0.37 | 13.79 | 33.75 | 36.06 | 35.76 | 34.55 | 33.42 | 32.64 | 32.06 | 28.83 | 12.58 | 0.46 | 0 | 0 | 0 | 0 | 0 | 0 | 0 | 0 | 0 | 0 | 0 | 0 | 4.17 | 24.79 | 34.14 | 35.39 | 34.75 | 33.87 | 33.68 | 30.57 | 27.81 | 25.09 | 17.82 | 2.69 | 0 | 0 | 0 | 0 | 0 | 0 | 0 | 0 | 0 | 0 | 0 | 2.39 | 23.04 | 40.79 | 42.99 | 44.03 | 43.71 | 44 | 43.52 | 43.43 | 42.07 | 39.85 | 32.86 | 10.91 | 0.26 | 0 | 0 | 0 | 0 | 0 | 0 | 0 | 0 | 0 | 0.07 | 8.89 | 30.92 | 42.21 | 45.08 | 46.09 | 46.19 | 46.56 | 46.5 | 45.87 | 44.73 | 42.93 | 37.5 | 18.45 | 1.74 | 0 | 0 | 0 | 0 | 0 | 0 | 0 | 0 | 0 | 0.16 | 10.54 | 30.94 | 40.57 | 43.75 | 45.5 | 45.86 | 46.11 | 46.04 | 45.51 | 44.39 | 42.85 | 38 | 22.96 | 3.93 | 0 | 0 | 0 | 0 | 0 | 0 | 0 | 0 | 0 | 0.01 | 4.94 | 24.08 | 37.74 | 42.8 | 44.95 | 45.39 | 45.26 | 44.87 | 44.33 | 43.11 | 41.27 | 36.34 | 21.02 | 3.35 | 0 | 0 | 0 | 0 | 0 | 0 | 0 | 0 | 0 | 0 | 1.66 | 18.03 | 33.92 | 40.35 | 43.26 | 44.19 | 44.08 | 43.22 | 42.05 | 40.35 | 37.2 | 29.59 | 10.96 | 0.34 | 0 | 0 | 0 | 0 | 0 | 0 | 0 | 0 | 0 | 0 | 0.37 | 13.33 | 34.84 | 40.57 | 42.68 | 43.02 | 43.01 | 42.77 | 42.27 | 41.65 | 37.61 | 21.04 | 2.52 | 0 | 0 | 0 | 0 | 0 | 0 | 0 | 0 | 0 | 0 | 0 | 0.03 | 7.61 | 30.3 | 38.48 | 39.65 | 39.31 | 39.42 | 39.62 | 39.8 | 38.94 | 30.47 | 8.59 | 0.1 | 0 | 0 | 0 | 0 | 0 | 0 | 0 | 0 | 0 | 0 | 0 | 0 | 1.41 | 17.77 | 33.18 | 35.89 | 34.92 | 33.97 | 34.39 | 34.47 | 32.83 | 18.94 | 1.88 | 0 | 0 | 0 | 0 | 0 | 0 | 0 | 0 | 0 | 0 | 0 | 0 | 0 | 0.06 | 6.59 | 20.94 | 25.19 | 26.53 | 26.01 | 26.86 | 25.39 | 23.18 | 13.17 | 1.13 | 0 | 0 | 0 | 0 | 0 | 0 | 0
RTEDDY_2_SPASR4 |  | Solar_1Axis | Solar Tracking | CISO | South | Socal | FC | 26 | 0 | 0 | 0 | 0 | 0 | 0 | 0.01 | 2.9 | 10.62 | 13.72 | 14.26 | 14.56 | 14.38 | 13.51 | 12.5 | 7.88 | 1.55 | 0 | 0 | 0 | 0 | 0 | 0 | 0 | 0 | 0 | 0 | 0 | 0 | 0 | 0.18 | 6.64 | 16.25 | 17.36 | 17.22 | 16.63 | 16.09 | 15.72 | 15.44 | 13.88 | 6.06 | 0.22 | 0 | 0 | 0 | 0 | 0 | 0 | 0 | 0 | 0 | 0 | 0 | 0 | 2.01 | 11.93 | 16.44 | 17.04 | 16.73 | 16.31 | 16.21 | 14.72 | 13.39 | 12.08 | 8.58 | 1.3 | 0 | 0 | 0 | 0 | 0 | 0 | 0 | 0 | 0 | 0 | 0 | 1.15 | 11.09 | 19.64 | 20.7 | 21.2 | 21.05 | 21.18 | 20.95 | 20.91 | 20.25 | 19.19 | 15.82 | 5.25 | 0.12 | 0 | 0 | 0 | 0 | 0 | 0 | 0 | 0 | 0 | 0.03 | 4.28 | 14.89 | 20.33 | 21.71 | 22.19 | 22.24 | 22.42 | 22.39 | 22.09 | 21.54 | 20.67 | 18.05 | 8.88 | 0.84 | 0 | 0 | 0 | 0 | 0 | 0 | 0 | 0 | 0 | 0.08 | 5.07 | 14.9 | 19.53 | 21.06 | 21.91 | 22.08 | 22.2 | 22.17 | 21.91 | 21.37 | 20.63 | 18.3 | 11.06 | 1.89 | 0 | 0 | 0 | 0 | 0 | 0 | 0 | 0 | 0 | 0.01 | 2.38 | 11.6 | 18.17 | 20.61 | 21.64 | 21.85 | 21.79 | 21.6 | 21.34 | 20.76 | 19.87 | 17.5 | 10.12 | 1.61 | 0 | 0 | 0 | 0 | 0 | 0 | 0 | 0 | 0 | 0 | 0.8 | 8.68 | 16.33 | 19.43 | 20.83 | 21.28 | 21.23 | 20.81 | 20.25 | 19.43 | 17.91 | 14.25 | 5.28 | 0.16 | 0 | 0 | 0 | 0 | 0 | 0 | 0 | 0 | 0 | 0 | 0.18 | 6.42 | 16.77 | 19.53 | 20.55 | 20.71 | 20.71 | 20.59 | 20.35 | 20.06 | 18.11 | 10.13 | 1.22 | 0 | 0 | 0 | 0 | 0 | 0 | 0 | 0 | 0 | 0 | 0 | 0.01 | 3.66 | 14.59 | 18.53 | 19.09 | 18.93 | 18.98 | 19.08 | 19.16 | 18.75 | 14.67 | 4.14 | 0.05 | 0 | 0 | 0 | 0 | 0 | 0 | 0 | 0 | 0 | 0 | 0 | 0 | 0.68 | 8.55 | 15.97 | 17.28 | 16.81 | 16.36 | 16.56 | 16.6 | 15.8 | 9.12 | 0.91 | 0 | 0 | 0 | 0 | 0 | 0 | 0 | 0 | 0 | 0 | 0 | 0 | 0 | 0.03 | 3.17 | 10.08 | 12.13 | 12.78 | 12.52 | 12.93 | 12.22 | 11.16 | 6.34 | 0.54 | 0 | 0 | 0 | 0 | 0 | 0 | 0
RTEDDY_2_SRXSR4 |  | Solar_1Axis | Solar Tracking | CISO | South | Socal | FC | 13.6 | 0 | 0 | 0 | 0 | 0 | 0 | 0.01 | 1.52 | 5.56 | 7.18 | 7.46 | 7.62 | 7.52 | 7.07 | 6.54 | 4.12 | 0.81 | 0 | 0 | 0 | 0 | 0 | 0 | 0 | 0 | 0 | 0 | 0 | 0 | 0 | 0.09 | 3.47 | 8.5 | 9.08 | 9.01 | 8.7 | 8.42 | 8.22 | 8.07 | 7.26 | 3.17 | 0.12 | 0 | 0 | 0 | 0 | 0 | 0 | 0 | 0 | 0 | 0 | 0 | 0 | 1.05 | 6.24 | 8.6 | 8.91 | 8.75 | 8.53 | 8.48 | 7.7 | 7 | 6.32 | 4.49 | 0.68 | 0 | 0 | 0 | 0 | 0 | 0 | 0 | 0 | 0 | 0 | 0 | 0.6 | 5.8 | 10.27 | 10.83 | 11.09 | 11.01 | 11.08 | 10.96 | 10.94 | 10.59 | 10.04 | 8.28 | 2.75 | 0.06 | 0 | 0 | 0 | 0 | 0 | 0 | 0 | 0 | 0 | 0.02 | 2.24 | 7.79 | 10.63 | 11.35 | 11.61 | 11.63 | 11.73 | 11.71 | 11.55 | 11.26 | 10.81 | 9.44 | 4.65 | 0.44 | 0 | 0 | 0 | 0 | 0 | 0 | 0 | 0 | 0 | 0.04 | 2.65 | 7.79 | 10.22 | 11.02 | 11.46 | 11.55 | 11.61 | 11.59 | 11.46 | 11.18 | 10.79 | 9.57 | 5.78 | 0.99 | 0 | 0 | 0 | 0 | 0 | 0 | 0 | 0 | 0 | 0 | 1.24 | 6.07 | 9.5 | 10.78 | 11.32 | 11.43 | 11.4 | 11.3 | 11.16 | 10.86 | 10.39 | 9.15 | 5.29 | 0.84 | 0 | 0 | 0 | 0 | 0 | 0 | 0 | 0 | 0 | 0 | 0.42 | 4.54 | 8.54 | 10.16 | 10.9 | 11.13 | 11.1 | 10.88 | 10.59 | 10.16 | 9.37 | 7.45 | 2.76 | 0.08 | 0 | 0 | 0 | 0 | 0 | 0 | 0 | 0 | 0 | 0 | 0.09 | 3.36 | 8.77 | 10.22 | 10.75 | 10.83 | 10.83 | 10.77 | 10.65 | 10.49 | 9.47 | 5.3 | 0.64 | 0 | 0 | 0 | 0 | 0 | 0 | 0 | 0 | 0 | 0 | 0 | 0.01 | 1.92 | 7.63 | 9.69 | 9.99 | 9.9 | 9.93 | 9.98 | 10.02 | 9.81 | 7.67 | 2.16 | 0.02 | 0 | 0 | 0 | 0 | 0 | 0 | 0 | 0 | 0 | 0 | 0 | 0 | 0.35 | 4.47 | 8.36 | 9.04 | 8.79 | 8.56 | 8.66 | 8.68 | 8.27 | 4.77 | 0.47 | 0 | 0 | 0 | 0 | 0 | 0 | 0 | 0 | 0 | 0 | 0 | 0 | 0 | 0.02 | 1.66 | 5.27 | 6.34 | 6.68 | 6.55 | 6.76 | 6.39 | 5.84 | 3.32 | 0.28 | 0 | 0 | 0 | 0 | 0 | 0 | 0
RTREE_2_WIND1 |  | Wind | Wind | CISO | South | Socal | FC | 79.2 | 7.35 | 7.64 | 8.73 | 8.22 | 8.14 | 7.58 | 6.2 | 5.35 | 5.64 | 5.65 | 5.59 | 5.86 | 6.48 | 7.42 | 7.39 | 8.08 | 7.1 | 7.09 | 6.65 | 6.75 | 6.49 | 6.36 | 6.61 | 6.31 | 9.8 | 10.84 | 11.22 | 10.6 | 9.37 | 8.84 | 9.23 | 9.34 | 9.02 | 10.08 | 10.47 | 10.68 | 12.43 | 11.58 | 13.31 | 11.76 | 14.08 | 13.92 | 16.06 | 15.44 | 15.61 | 14.13 | 12.72 | 10.73 | 16.01 | 16.69 | 15.56 | 14.65 | 13.48 | 11.56 | 11.1 | 10.6 | 11.55 | 10.17 | 10.36 | 11.59 | 12.93 | 15.1 | 15.87 | 17.7 | 18.15 | 18.53 | 17.99 | 17.77 | 17.45 | 17.65 | 18.76 | 16.89 | 28.65 | 25.65 | 22.35 | 19.04 | 16.38 | 14.13 | 9.86 | 7.42 | 6.95 | 6.52 | 6.05 | 6.52 | 7.14 | 10.82 | 16.2 | 21.45 | 25.8 | 28.19 | 28.98 | 29.8 | 31.48 | 29.75 | 28.72 | 29.03 | 32.05 | 30.17 | 29.52 | 26.62 | 21.94 | 18.09 | 13.52 | 10.42 | 7.26 | 5.85 | 5.15 | 4.83 | 6.72 | 11.1 | 18.1 | 26.13 | 30.34 | 33.47 | 32.67 | 32.67 | 33.34 | 33.86 | 34.72 | 32.55 | 31.94 | 29.99 | 27.57 | 23.33 | 20.29 | 15.92 | 11.26 | 7.53 | 5.94 | 3.99 | 4.71 | 4.91 | 6.06 | 9.37 | 15.14 | 20.92 | 25.55 | 29.76 | 33.07 | 36.28 | 35.48 | 35.32 | 35.03 | 33.66 | 35.81 | 33.04 | 29.19 | 26.31 | 23.05 | 17.94 | 13.13 | 8.07 | 5.07 | 3.7 | 4.5 | 6.16 | 8.79 | 13.09 | 17.97 | 24.34 | 29.65 | 33.73 | 36.57 | 37.44 | 38.95 | 38.74 | 38.06 | 36.75 | 29.41 | 26.45 | 22.82 | 18.5 | 16.28 | 13.08 | 9.06 | 5.71 | 4.13 | 3.39 | 3.84 | 4.87 | 7.08 | 9.9 | 14.1 | 18.69 | 23.76 | 27.39 | 31.03 | 33.15 | 33.28 | 32.24 | 31.53 | 30.28 | 19.98 | 19.35 | 17.9 | 13.75 | 11.85 | 10.07 | 7.57 | 5.43 | 4.14 | 4.52 | 5.54 | 6.48 | 7.95 | 9.86 | 12.93 | 15.11 | 16.82 | 19.86 | 22.95 | 24.17 | 23.85 | 22.44 | 20.96 | 19.88 | 8.92 | 8.65 | 8.25 | 7.34 | 6.75 | 6.48 | 4.61 | 3.39 | 2.85 | 3.11 | 4 | 4.32 | 3.98 | 4.5 | 4.77 | 5.91 | 7.98 | 9.01 | 10.26 | 11.77 | 10.6 | 9.64 | 8.83 | 8.71 | 4.6 | 5.09 | 4.91 | 5.14 | 4.75 | 4.66 | 4.4 | 3.84 | 4.01 | 4.53 | 4.95 | 5.72 | 5.48 | 5.61 | 5.95 | 6.09 | 5.36 | 5.23 | 6.33 | 6.51 | 6.47 | 5.78 | 5.28 | 4.87 | 5.2 | 5.31 | 5.63 | 5.35 | 5.62 | 5.33 | 4.71 | 5.65 | 5.26 | 4.74 | 4.68 | 4.97 | 5.64 | 6.28 | 5.8 | 4.92 | 5.04 | 5.12 | 5.33 | 5.18 | 5.6 | 6.02 | 6.16 | 5.73
RTREE_2_WIND2 |  | Wind | Wind | CISO | South | Socal | FC | 19.8 | 1.84 | 1.91 | 2.18 | 2.05 | 2.03 | 1.89 | 1.55 | 1.34 | 1.41 | 1.41 | 1.4 | 1.46 | 1.62 | 1.86 | 1.85 | 2.02 | 1.77 | 1.77 | 1.66 | 1.69 | 1.62 | 1.59 | 1.65 | 1.58 | 2.45 | 2.71 | 2.81 | 2.65 | 2.34 | 2.21 | 2.31 | 2.33 | 2.25 | 2.52 | 2.62 | 2.67 | 3.11 | 2.9 | 3.33 | 2.94 | 3.52 | 3.48 | 4.02 | 3.86 | 3.9 | 3.53 | 3.18 | 2.68 | 4 | 4.17 | 3.89 | 3.66 | 3.37 | 2.89 | 2.78 | 2.65 | 2.89 | 2.54 | 2.59 | 2.9 | 3.23 | 3.78 | 3.97 | 4.43 | 4.54 | 4.63 | 4.5 | 4.44 | 4.36 | 4.41 | 4.69 | 4.22 | 7.16 | 6.41 | 5.59 | 4.76 | 4.1 | 3.53 | 2.46 | 1.86 | 1.74 | 1.63 | 1.51 | 1.63 | 1.79 | 2.7 | 4.05 | 5.36 | 6.45 | 7.05 | 7.24 | 7.45 | 7.87 | 7.44 | 7.18 | 7.26 | 8.01 | 7.54 | 7.38 | 6.66 | 5.48 | 4.52 | 3.38 | 2.6 | 1.82 | 1.46 | 1.29 | 1.21 | 1.68 | 2.77 | 4.52 | 6.53 | 7.58 | 8.37 | 8.17 | 8.17 | 8.33 | 8.47 | 8.68 | 8.14 | 7.99 | 7.5 | 6.89 | 5.83 | 5.07 | 3.98 | 2.81 | 1.88 | 1.48 | 1 | 1.18 | 1.23 | 1.51 | 2.34 | 3.79 | 5.23 | 6.39 | 7.44 | 8.27 | 9.07 | 8.87 | 8.83 | 8.76 | 8.41 | 8.95 | 8.26 | 7.3 | 6.58 | 5.76 | 4.49 | 3.28 | 2.02 | 1.27 | 0.92 | 1.12 | 1.54 | 2.2 | 3.27 | 4.49 | 6.08 | 7.41 | 8.43 | 9.14 | 9.36 | 9.74 | 9.68 | 9.51 | 9.19 | 7.35 | 6.61 | 5.71 | 4.63 | 4.07 | 3.27 | 2.27 | 1.43 | 1.03 | 0.85 | 0.96 | 1.22 | 1.77 | 2.48 | 3.53 | 4.67 | 5.94 | 6.85 | 7.76 | 8.29 | 8.32 | 8.06 | 7.88 | 7.57 | 4.99 | 4.84 | 4.47 | 3.44 | 2.96 | 2.52 | 1.89 | 1.36 | 1.03 | 1.13 | 1.38 | 1.62 | 1.99 | 2.47 | 3.23 | 3.78 | 4.2 | 4.97 | 5.74 | 6.04 | 5.96 | 5.61 | 5.24 | 4.97 | 2.23 | 2.16 | 2.06 | 1.83 | 1.69 | 1.62 | 1.15 | 0.85 | 0.71 | 0.78 | 1 | 1.08 | 1 | 1.13 | 1.19 | 1.48 | 1.99 | 2.25 | 2.56 | 2.94 | 2.65 | 2.41 | 2.21 | 2.18 | 1.15 | 1.27 | 1.23 | 1.29 | 1.19 | 1.16 | 1.1 | 0.96 | 1 | 1.13 | 1.24 | 1.43 | 1.37 | 1.4 | 1.49 | 1.52 | 1.34 | 1.31 | 1.58 | 1.63 | 1.62 | 1.44 | 1.32 | 1.22 | 1.3 | 1.33 | 1.41 | 1.34 | 1.4 | 1.33 | 1.18 | 1.41 | 1.32 | 1.18 | 1.17 | 1.24 | 1.41 | 1.57 | 1.45 | 1.23 | 1.26 | 1.28 | 1.33 | 1.3 | 1.4 | 1.51 | 1.54 | 1.43
RTREE_2_WIND3 |  | Wind | Wind | CISO | South | Socal | FC | 99 | 9.19 | 9.55 | 10.91 | 10.27 | 10.17 | 9.47 | 7.75 | 6.69 | 7.05 | 7.06 | 6.99 | 7.32 | 8.1 | 9.28 | 9.24 | 10.11 | 8.87 | 8.87 | 8.32 | 8.44 | 8.11 | 7.95 | 8.26 | 7.89 | 12.25 | 13.55 | 14.03 | 13.25 | 11.71 | 11.05 | 11.54 | 11.67 | 11.27 | 12.61 | 13.08 | 13.35 | 15.54 | 14.48 | 16.63 | 14.7 | 17.6 | 17.4 | 20.08 | 19.3 | 19.51 | 17.66 | 15.9 | 13.41 | 20.02 | 20.86 | 19.46 | 18.31 | 16.85 | 14.45 | 13.88 | 13.25 | 14.44 | 12.71 | 12.96 | 14.49 | 16.16 | 18.88 | 19.83 | 22.13 | 22.69 | 23.16 | 22.49 | 22.21 | 21.82 | 22.06 | 23.45 | 21.11 | 35.82 | 32.07 | 27.94 | 23.8 | 20.48 | 17.66 | 12.32 | 9.28 | 8.68 | 8.15 | 7.56 | 8.15 | 8.93 | 13.52 | 20.25 | 26.81 | 32.25 | 35.23 | 36.22 | 37.25 | 39.35 | 37.19 | 35.9 | 36.28 | 40.07 | 37.72 | 36.9 | 33.28 | 27.42 | 22.62 | 16.9 | 13.02 | 9.08 | 7.32 | 6.43 | 6.04 | 8.41 | 13.87 | 22.62 | 32.67 | 37.92 | 41.83 | 40.84 | 40.83 | 41.67 | 42.33 | 43.4 | 40.69 | 39.93 | 37.49 | 34.46 | 29.17 | 25.37 | 19.9 | 14.07 | 9.41 | 7.42 | 4.99 | 5.88 | 6.14 | 7.57 | 11.71 | 18.93 | 26.15 | 31.94 | 37.2 | 41.34 | 45.35 | 44.35 | 44.15 | 43.79 | 42.07 | 44.76 | 41.3 | 36.49 | 32.88 | 28.81 | 22.43 | 16.42 | 10.08 | 6.34 | 4.62 | 5.62 | 7.7 | 10.99 | 16.36 | 22.46 | 30.42 | 37.07 | 42.16 | 45.72 | 46.81 | 48.69 | 48.42 | 47.57 | 45.93 | 36.76 | 33.06 | 28.53 | 23.13 | 20.35 | 16.35 | 11.33 | 7.14 | 5.17 | 4.24 | 4.81 | 6.09 | 8.85 | 12.38 | 17.63 | 23.36 | 29.7 | 34.23 | 38.79 | 41.44 | 41.6 | 40.3 | 39.41 | 37.85 | 24.97 | 24.18 | 22.37 | 17.19 | 14.81 | 12.58 | 9.46 | 6.78 | 5.17 | 5.66 | 6.92 | 8.1 | 9.94 | 12.33 | 16.16 | 18.89 | 21.02 | 24.83 | 28.69 | 30.21 | 29.81 | 28.05 | 26.21 | 24.85 | 11.15 | 10.81 | 10.31 | 9.17 | 8.44 | 8.1 | 5.77 | 4.23 | 3.56 | 3.89 | 4.99 | 5.4 | 4.98 | 5.63 | 5.96 | 7.39 | 9.97 | 11.26 | 12.82 | 14.71 | 13.26 | 12.05 | 11.04 | 10.88 | 5.75 | 6.36 | 6.14 | 6.43 | 5.94 | 5.82 | 5.5 | 4.79 | 5.01 | 5.66 | 6.19 | 7.15 | 6.85 | 7.01 | 7.43 | 7.62 | 6.7 | 6.54 | 7.91 | 8.14 | 8.09 | 7.22 | 6.6 | 6.09 | 6.5 | 6.64 | 7.04 | 6.68 | 7.02 | 6.66 | 5.88 | 7.07 | 6.58 | 5.92 | 5.85 | 6.21 | 7.05 | 7.85 | 7.25 | 6.15 | 6.31 | 6.4 | 6.66 | 6.48 | 7 | 7.53 | 7.71 | 7.16
RVSIDE_6_SOLAR1 |  | Solar_1Axis | Solar Tracking | CISO | South | Socal | FC | 7.5 | 0 | 0 | 0 | 0 | 0 | 0 | 0 | 0.84 | 3.06 | 3.96 | 4.11 | 4.2 | 4.15 | 3.9 | 3.61 | 2.27 | 0.45 | 0 | 0 | 0 | 0 | 0 | 0 | 0 | 0 | 0 | 0 | 0 | 0 | 0 | 0.05 | 1.92 | 4.69 | 5.01 | 4.97 | 4.8 | 4.64 | 4.53 | 4.45 | 4 | 1.75 | 0.06 | 0 | 0 | 0 | 0 | 0 | 0 | 0 | 0 | 0 | 0 | 0 | 0 | 0.58 | 3.44 | 4.74 | 4.92 | 4.83 | 4.7 | 4.68 | 4.25 | 3.86 | 3.48 | 2.48 | 0.37 | 0 | 0 | 0 | 0 | 0 | 0 | 0 | 0 | 0 | 0 | 0 | 0.33 | 3.2 | 5.67 | 5.97 | 6.12 | 6.07 | 6.11 | 6.04 | 6.03 | 5.84 | 5.53 | 4.56 | 1.52 | 0.04 | 0 | 0 | 0 | 0 | 0 | 0 | 0 | 0 | 0 | 0.01 | 1.23 | 4.29 | 5.86 | 6.26 | 6.4 | 6.42 | 6.47 | 6.46 | 6.37 | 6.21 | 5.96 | 5.21 | 2.56 | 0.24 | 0 | 0 | 0 | 0 | 0 | 0 | 0 | 0 | 0 | 0.02 | 1.46 | 4.3 | 5.64 | 6.08 | 6.32 | 6.37 | 6.4 | 6.39 | 6.32 | 6.17 | 5.95 | 5.28 | 3.19 | 0.55 | 0 | 0 | 0 | 0 | 0 | 0 | 0 | 0 | 0 | 0 | 0.69 | 3.35 | 5.24 | 5.94 | 6.24 | 6.3 | 6.29 | 6.23 | 6.16 | 5.99 | 5.73 | 5.05 | 2.92 | 0.46 | 0 | 0 | 0 | 0 | 0 | 0 | 0 | 0 | 0 | 0 | 0.23 | 2.5 | 4.71 | 5.6 | 6.01 | 6.14 | 6.12 | 6 | 5.84 | 5.6 | 5.17 | 4.11 | 1.52 | 0.05 | 0 | 0 | 0 | 0 | 0 | 0 | 0 | 0 | 0 | 0 | 0.05 | 1.85 | 4.84 | 5.63 | 5.93 | 5.97 | 5.97 | 5.94 | 5.87 | 5.79 | 5.22 | 2.92 | 0.35 | 0 | 0 | 0 | 0 | 0 | 0 | 0 | 0 | 0 | 0 | 0 | 0 | 1.06 | 4.21 | 5.35 | 5.51 | 5.46 | 5.47 | 5.5 | 5.53 | 5.41 | 4.23 | 1.19 | 0.01 | 0 | 0 | 0 | 0 | 0 | 0 | 0 | 0 | 0 | 0 | 0 | 0 | 0.2 | 2.47 | 4.61 | 4.98 | 4.85 | 4.72 | 4.78 | 4.79 | 4.56 | 2.63 | 0.26 | 0 | 0 | 0 | 0 | 0 | 0 | 0 | 0 | 0 | 0 | 0 | 0 | 0 | 0.01 | 0.91 | 2.91 | 3.5 | 3.69 | 3.61 | 3.73 | 3.53 | 3.22 | 1.83 | 0.16 | 0 | 0 | 0 | 0 | 0 | 0 | 0
S_RITA_6_SOLAR1 |  | Solar_1Axis | Solar Tracking | CISO | North | Norcal | EO | 1.5 | 0 | 0 | 0 | 0 | 0 | 0 | 0 | 0.03 | 0.25 | 0.47 | 0.58 | 0.64 | 0.64 | 0.6 | 0.56 | 0.39 | 0.08 | 0 | 0 | 0 | 0 | 0 | 0 | 0 | 0 | 0 | 0 | 0 | 0 | 0 | 0 | 0.19 | 0.77 | 0.96 | 0.98 | 0.93 | 0.92 | 0.91 | 0.93 | 0.79 | 0.42 | 0.02 | 0 | 0 | 0 | 0 | 0 | 0 | 0 | 0 | 0 | 0 | 0 | 0 | 0.04 | 0.48 | 0.9 | 0.96 | 0.9 | 0.93 | 0.91 | 0.84 | 0.78 | 0.72 | 0.51 | 0.12 | 0 | 0 | 0 | 0 | 0 | 0 | 0 | 0 | 0 | 0 | 0 | 0.02 | 0.45 | 0.99 | 1.09 | 1.08 | 1.06 | 1.09 | 1.09 | 1.07 | 1.09 | 1.05 | 0.95 | 0.44 | 0.02 | 0 | 0 | 0 | 0 | 0 | 0 | 0 | 0 | 0 | 0 | 0.16 | 0.78 | 1.1 | 1.15 | 1.15 | 1.14 | 1.16 | 1.16 | 1.19 | 1.19 | 1.16 | 1.1 | 0.68 | 0.11 | 0 | 0 | 0 | 0 | 0 | 0 | 0 | 0 | 0 | 0 | 0.24 | 0.86 | 1.17 | 1.25 | 1.26 | 1.27 | 1.28 | 1.28 | 1.27 | 1.27 | 1.24 | 1.15 | 0.85 | 0.24 | 0 | 0 | 0 | 0 | 0 | 0 | 0 | 0 | 0 | 0 | 0.11 | 0.69 | 1.11 | 1.23 | 1.25 | 1.25 | 1.25 | 1.25 | 1.23 | 1.23 | 1.18 | 1.09 | 0.77 | 0.18 | 0 | 0 | 0 | 0 | 0 | 0 | 0 | 0 | 0 | 0 | 0.02 | 0.4 | 0.93 | 1.13 | 1.18 | 1.19 | 1.2 | 1.19 | 1.18 | 1.17 | 1.1 | 0.9 | 0.4 | 0.02 | 0 | 0 | 0 | 0 | 0 | 0 | 0 | 0 | 0 | 0 | 0 | 0.25 | 0.88 | 1.11 | 1.15 | 1.14 | 1.13 | 1.13 | 1.14 | 1.15 | 1.08 | 0.71 | 0.14 | 0 | 0 | 0 | 0 | 0 | 0 | 0 | 0 | 0 | 0 | 0 | 0 | 0.07 | 0.58 | 0.97 | 1 | 0.98 | 0.95 | 0.96 | 0.98 | 0.97 | 0.82 | 0.27 | 0.01 | 0 | 0 | 0 | 0 | 0 | 0 | 0 | 0 | 0 | 0 | 0 | 0 | 0 | 0.23 | 0.69 | 0.81 | 0.79 | 0.77 | 0.79 | 0.81 | 0.76 | 0.48 | 0.06 | 0 | 0 | 0 | 0 | 0 | 0 | 0 | 0 | 0 | 0 | 0 | 0 | 0 | 0 | 0.04 | 0.31 | 0.5 | 0.61 | 0.64 | 0.63 | 0.61 | 0.56 | 0.31 | 0.03 | 0 | 0 | 0 | 0 | 0 | 0 | 0
MCFLND_5_MBSBX2 | MCFLND_5_MBSBX2_SUN | Hybrid_Solar1Axis | Solar Tracking | CISO | South | Socal |  | 300 | 0 | 0 | 0 | 0 | 0 | 0 | 0.15 | 33.46 | 122.59 | 158.32 | 164.54 | 168.06 | 165.98 | 155.89 | 144.27 | 90.93 | 17.9 | 0 | 0 | 0 | 0 | 0 | 0 | 0 | 0 | 0 | 0 | 0 | 0 | 0 | 2.07 | 76.64 | 187.5 | 200.34 | 198.67 | 191.94 | 185.65 | 181.35 | 178.12 | 160.17 | 69.89 | 2.58 | 0 | 0 | 0 | 0 | 0 | 0 | 0 | 0 | 0 | 0 | 0 | 0 | 23.17 | 137.7 | 189.69 | 196.62 | 193.05 | 188.19 | 187.09 | 169.85 | 154.48 | 139.38 | 99.03 | 14.95 | 0 | 0 | 0 | 0 | 0 | 0 | 0 | 0 | 0 | 0 | 0 | 13.27 | 128.01 | 226.6 | 238.83 | 244.63 | 242.83 | 244.44 | 241.78 | 241.26 | 233.7 | 221.38 | 182.57 | 60.62 | 1.43 | 0 | 0 | 0 | 0 | 0 | 0 | 0 | 0 | 0 | 0.4 | 49.39 | 171.77 | 234.53 | 250.47 | 256.06 | 256.62 | 258.69 | 258.31 | 254.85 | 248.48 | 238.47 | 208.33 | 102.49 | 9.65 | 0 | 0 | 0 | 0 | 0 | 0 | 0 | 0 | 0 | 0.9 | 58.53 | 171.91 | 225.4 | 243.05 | 252.77 | 254.79 | 256.17 | 255.75 | 252.86 | 246.63 | 238.04 | 211.13 | 127.57 | 21.84 | 0.01 | 0 | 0 | 0 | 0 | 0 | 0 | 0 | 0 | 0.08 | 27.44 | 133.8 | 209.67 | 237.78 | 249.72 | 252.15 | 251.43 | 249.25 | 246.26 | 239.5 | 229.3 | 201.88 | 116.78 | 18.6 | 0.01 | 0 | 0 | 0 | 0 | 0 | 0 | 0 | 0 | 0 | 9.24 | 100.19 | 188.43 | 224.17 | 240.34 | 245.5 | 244.92 | 240.11 | 233.62 | 224.17 | 206.68 | 164.39 | 60.89 | 1.86 | 0 | 0 | 0 | 0 | 0 | 0 | 0 | 0 | 0 | 0 | 2.05 | 74.06 | 193.54 | 225.38 | 237.09 | 238.99 | 238.93 | 237.61 | 234.83 | 231.41 | 208.96 | 116.87 | 14.02 | 0 | 0 | 0 | 0 | 0 | 0 | 0 | 0 | 0 | 0 | 0 | 0.14 | 42.27 | 168.32 | 213.8 | 220.29 | 218.37 | 218.99 | 220.12 | 221.12 | 216.33 | 169.25 | 47.74 | 0.53 | 0 | 0 | 0 | 0 | 0 | 0 | 0 | 0 | 0 | 0 | 0 | 0 | 7.81 | 98.7 | 184.32 | 199.37 | 194.01 | 188.75 | 191.07 | 191.52 | 182.37 | 105.2 | 10.47 | 0 | 0 | 0 | 0 | 0 | 0 | 0 | 0 | 0 | 0 | 0 | 0 | 0 | 0.36 | 36.6 | 116.36 | 139.92 | 147.41 | 144.51 | 149.21 | 141.04 | 128.76 | 73.17 | 6.28 | 0 | 0 | 0 | 0 | 0 | 0 | 0
OCOTLO_6_OCWSB1 | OCOTLO_6_OCWSB1_SUN | Hybrid_Solar1Axis | Solar Tracking | IID |  | Socal | 0 | 50 | 0 | 0 | 0 | 0 | 0 | 0 | 0.02 | 5.58 | 20.43 | 26.39 | 27.42 | 28.01 | 27.66 | 25.98 | 24.04 | 15.15 | 2.98 | 0 | 0 | 0 | 0 | 0 | 0 | 0 | 0 | 0 | 0 | 0 | 0 | 0 | 0.34 | 12.77 | 31.25 | 33.39 | 33.11 | 31.99 | 30.94 | 30.22 | 29.69 | 26.7 | 11.65 | 0.43 | 0 | 0 | 0 | 0 | 0 | 0 | 0 | 0 | 0 | 0 | 0 | 0 | 3.86 | 22.95 | 31.61 | 32.77 | 32.18 | 31.37 | 31.18 | 28.31 | 25.75 | 23.23 | 16.5 | 2.49 | 0 | 0 | 0 | 0 | 0 | 0 | 0 | 0 | 0 | 0 | 0 | 2.21 | 21.34 | 37.77 | 39.8 | 40.77 | 40.47 | 40.74 | 40.3 | 40.21 | 38.95 | 36.9 | 30.43 | 10.1 | 0.24 | 0 | 0 | 0 | 0 | 0 | 0 | 0 | 0 | 0 | 0.07 | 8.23 | 28.63 | 39.09 | 41.75 | 42.68 | 42.77 | 43.12 | 43.05 | 42.47 | 41.41 | 39.75 | 34.72 | 17.08 | 1.61 | 0 | 0 | 0 | 0 | 0 | 0 | 0 | 0 | 0 | 0.15 | 9.76 | 28.65 | 37.57 | 40.51 | 42.13 | 42.46 | 42.69 | 42.63 | 42.14 | 41.11 | 39.67 | 35.19 | 21.26 | 3.64 | 0 | 0 | 0 | 0 | 0 | 0 | 0 | 0 | 0 | 0.01 | 4.57 | 22.3 | 34.94 | 39.63 | 41.62 | 42.03 | 41.9 | 41.54 | 41.04 | 39.92 | 38.22 | 33.65 | 19.46 | 3.1 | 0 | 0 | 0 | 0 | 0 | 0 | 0 | 0 | 0 | 0 | 1.54 | 16.7 | 31.4 | 37.36 | 40.06 | 40.92 | 40.82 | 40.02 | 38.94 | 37.36 | 34.45 | 27.4 | 10.15 | 0.31 | 0 | 0 | 0 | 0 | 0 | 0 | 0 | 0 | 0 | 0 | 0.34 | 12.34 | 32.26 | 37.56 | 39.52 | 39.83 | 39.82 | 39.6 | 39.14 | 38.57 | 34.83 | 19.48 | 2.34 | 0 | 0 | 0 | 0 | 0 | 0 | 0 | 0 | 0 | 0 | 0 | 0.02 | 7.05 | 28.05 | 35.63 | 36.72 | 36.4 | 36.5 | 36.69 | 36.85 | 36.05 | 28.21 | 7.96 | 0.09 | 0 | 0 | 0 | 0 | 0 | 0 | 0 | 0 | 0 | 0 | 0 | 0 | 1.3 | 16.45 | 30.72 | 33.23 | 32.33 | 31.46 | 31.84 | 31.92 | 30.39 | 17.53 | 1.74 | 0 | 0 | 0 | 0 | 0 | 0 | 0 | 0 | 0 | 0 | 0 | 0 | 0 | 0.06 | 6.1 | 19.39 | 23.32 | 24.57 | 24.09 | 24.87 | 23.51 | 21.46 | 12.19 | 1.05 | 0 | 0 | 0 | 0 | 0 | 0 | 0
PUTHCR_1_PCNSB1 | PUTHCR_1_PCNSB1_SUN | Hybrid_Solar1Axis | Solar Tracking | CISO | North | Norcal | ID | 3 | 0 | 0 | 0 | 0 | 0 | 0 | 0 | 0.06 | 0.49 | 0.94 | 1.16 | 1.28 | 1.28 | 1.2 | 1.13 | 0.77 | 0.17 | 0 | 0 | 0 | 0 | 0 | 0 | 0 | 0 | 0 | 0 | 0 | 0 | 0 | 0 | 0.37 | 1.54 | 1.92 | 1.96 | 1.86 | 1.83 | 1.82 | 1.86 | 1.59 | 0.83 | 0.05 | 0 | 0 | 0 | 0 | 0 | 0 | 0 | 0 | 0 | 0 | 0 | 0 | 0.08 | 0.96 | 1.8 | 1.93 | 1.81 | 1.86 | 1.83 | 1.68 | 1.56 | 1.45 | 1.02 | 0.24 | 0 | 0 | 0 | 0 | 0 | 0 | 0 | 0 | 0 | 0 | 0 | 0.04 | 0.89 | 1.98 | 2.17 | 2.16 | 2.12 | 2.17 | 2.18 | 2.15 | 2.18 | 2.09 | 1.91 | 0.89 | 0.04 | 0 | 0 | 0 | 0 | 0 | 0 | 0 | 0 | 0 | 0 | 0.33 | 1.56 | 2.2 | 2.3 | 2.3 | 2.28 | 2.33 | 2.33 | 2.38 | 2.38 | 2.33 | 2.19 | 1.36 | 0.21 | 0 | 0 | 0 | 0 | 0 | 0 | 0 | 0 | 0 | 0 | 0.47 | 1.72 | 2.33 | 2.5 | 2.53 | 2.55 | 2.56 | 2.55 | 2.53 | 2.53 | 2.47 | 2.3 | 1.7 | 0.48 | 0.01 | 0 | 0 | 0 | 0 | 0 | 0 | 0 | 0 | 0 | 0.22 | 1.38 | 2.23 | 2.46 | 2.49 | 2.51 | 2.5 | 2.49 | 2.47 | 2.46 | 2.36 | 2.19 | 1.54 | 0.36 | 0 | 0 | 0 | 0 | 0 | 0 | 0 | 0 | 0 | 0 | 0.03 | 0.81 | 1.87 | 2.26 | 2.36 | 2.38 | 2.39 | 2.38 | 2.36 | 2.34 | 2.2 | 1.81 | 0.8 | 0.04 | 0 | 0 | 0 | 0 | 0 | 0 | 0 | 0 | 0 | 0 | 0 | 0.49 | 1.76 | 2.22 | 2.29 | 2.28 | 2.25 | 2.26 | 2.29 | 2.3 | 2.17 | 1.43 | 0.28 | 0 | 0 | 0 | 0 | 0 | 0 | 0 | 0 | 0 | 0 | 0 | 0 | 0.15 | 1.17 | 1.93 | 1.99 | 1.95 | 1.9 | 1.92 | 1.95 | 1.95 | 1.64 | 0.54 | 0.01 | 0 | 0 | 0 | 0 | 0 | 0 | 0 | 0 | 0 | 0 | 0 | 0 | 0.01 | 0.46 | 1.37 | 1.62 | 1.59 | 1.54 | 1.58 | 1.63 | 1.53 | 0.96 | 0.11 | 0 | 0 | 0 | 0 | 0 | 0 | 0 | 0 | 0 | 0 | 0 | 0 | 0 | 0 | 0.09 | 0.61 | 1.01 | 1.22 | 1.29 | 1.25 | 1.21 | 1.12 | 0.63 | 0.07 | 0 | 0 | 0 | 0 | 0 | 0 | 0
RATSKE_2_RBSSB1 | RATSKE_2_RBSSB1_SUN | Hybrid_Solar1Axis | Solar Tracking | CISO | South | Socal | ID | 60 | 0 | 0 | 0 | 0 | 0 | 0 | 0.03 | 6.69 | 24.52 | 31.66 | 32.91 | 33.61 | 33.2 | 31.18 | 28.85 | 18.19 | 3.58 | 0 | 0 | 0 | 0 | 0 | 0 | 0 | 0 | 0 | 0 | 0 | 0 | 0 | 0.41 | 15.33 | 37.5 | 40.07 | 39.73 | 38.39 | 37.13 | 36.27 | 35.62 | 32.03 | 13.98 | 0.52 | 0 | 0 | 0 | 0 | 0 | 0 | 0 | 0 | 0 | 0 | 0 | 0 | 4.63 | 27.54 | 37.94 | 39.32 | 38.61 | 37.64 | 37.42 | 33.97 | 30.9 | 27.88 | 19.81 | 2.99 | 0 | 0 | 0 | 0 | 0 | 0 | 0 | 0 | 0 | 0 | 0 | 2.65 | 25.6 | 45.32 | 47.77 | 48.93 | 48.57 | 48.89 | 48.36 | 48.25 | 46.74 | 44.28 | 36.51 | 12.12 | 0.29 | 0 | 0 | 0 | 0 | 0 | 0 | 0 | 0 | 0 | 0.08 | 9.88 | 34.35 | 46.91 | 50.09 | 51.21 | 51.32 | 51.74 | 51.66 | 50.97 | 49.7 | 47.69 | 41.67 | 20.5 | 1.93 | 0 | 0 | 0 | 0 | 0 | 0 | 0 | 0 | 0 | 0.18 | 11.71 | 34.38 | 45.08 | 48.61 | 50.55 | 50.96 | 51.23 | 51.15 | 50.57 | 49.33 | 47.61 | 42.23 | 25.51 | 4.37 | 0 | 0 | 0 | 0 | 0 | 0 | 0 | 0 | 0 | 0.02 | 5.49 | 26.76 | 41.93 | 47.56 | 49.94 | 50.43 | 50.29 | 49.85 | 49.25 | 47.9 | 45.86 | 40.38 | 23.36 | 3.72 | 0 | 0 | 0 | 0 | 0 | 0 | 0 | 0 | 0 | 0 | 1.85 | 20.04 | 37.69 | 44.83 | 48.07 | 49.1 | 48.98 | 48.02 | 46.72 | 44.83 | 41.34 | 32.88 | 12.18 | 0.37 | 0 | 0 | 0 | 0 | 0 | 0 | 0 | 0 | 0 | 0 | 0.41 | 14.81 | 38.71 | 45.08 | 47.42 | 47.8 | 47.79 | 47.52 | 46.97 | 46.28 | 41.79 | 23.37 | 2.8 | 0 | 0 | 0 | 0 | 0 | 0 | 0 | 0 | 0 | 0 | 0 | 0.03 | 8.45 | 33.66 | 42.76 | 44.06 | 43.67 | 43.8 | 44.02 | 44.22 | 43.27 | 33.85 | 9.55 | 0.11 | 0 | 0 | 0 | 0 | 0 | 0 | 0 | 0 | 0 | 0 | 0 | 0 | 1.56 | 19.74 | 36.86 | 39.87 | 38.8 | 37.75 | 38.21 | 38.3 | 36.47 | 21.04 | 2.09 | 0 | 0 | 0 | 0 | 0 | 0 | 0 | 0 | 0 | 0 | 0 | 0 | 0 | 0.07 | 7.32 | 23.27 | 27.98 | 29.48 | 28.9 | 29.84 | 28.21 | 25.75 | 14.63 | 1.26 | 0 | 0 | 0 | 0 | 0 | 0 | 0
SANDLT_2_SUNITS |  | Solar_Thermal | Solar Thermal | CISO | South | Socal | FC | 275 | 0 | 0 | 0 | 0 | 0 | 0 | 0 | 0 | 16.3 | 55.16 | 74.14 | 83.92 | 77.85 | 78.8 | 74.66 | 55.22 | 15.96 | 0 | 0 | 0 | 0 | 0 | 0 | 0 | 0 | 0 | 0 | 0 | 0 | 0 | 0 | 0 | 28.32 | 72.66 | 89.21 | 78.88 | 72.61 | 68.95 | 70.59 | 67.52 | 41.15 | 4.81 | 0 | 0 | 0 | 0 | 0 | 0 | 0 | 0 | 0 | 0 | 0 | 0 | 0 | 18.42 | 93.86 | 124.07 | 135.5 | 127.11 | 121.77 | 126.94 | 118.97 | 105.61 | 71.44 | 25.47 | 0.02 | 0 | 0 | 0 | 0 | 0 | 0 | 0 | 0 | 0 | 0 | 0 | 21.49 | 140.38 | 203.53 | 215.85 | 216.82 | 219.05 | 211.61 | 197.84 | 193.99 | 187.69 | 170.93 | 79.02 | 9.43 | 0 | 0 | 0 | 0 | 0 | 0 | 0 | 0 | 0 | 0 | 5.55 | 76.87 | 187.76 | 227.41 | 232.29 | 231.02 | 231.99 | 227.41 | 218.58 | 213.63 | 200.36 | 179.2 | 114.51 | 24.88 | 0 | 0 | 0 | 0 | 0 | 0 | 0 | 0 | 0 | 0 | 11.97 | 93.9 | 197.97 | 227.34 | 232.18 | 231.99 | 230.66 | 222.3 | 210.3 | 205.26 | 197.5 | 175.12 | 120.05 | 39.6 | 1.24 | 0 | 0 | 0 | 0 | 0 | 0 | 0 | 0 | 0 | 0 | 26.9 | 118.19 | 177.14 | 199.28 | 208.7 | 197.9 | 186.34 | 173.92 | 162.44 | 164.24 | 147.26 | 106.45 | 31.6 | 0.15 | 0 | 0 | 0 | 0 | 0 | 0 | 0 | 0 | 0 | 0 | 17.12 | 111.8 | 182.13 | 200.94 | 211.32 | 209.27 | 196.81 | 189.78 | 182.13 | 166.18 | 138.14 | 78.56 | 11.95 | 0 | 0 | 0 | 0 | 0 | 0 | 0 | 0 | 0 | 0 | 0 | 6.09 | 95.81 | 175 | 199.2 | 197.51 | 193.95 | 190.28 | 194.16 | 182.73 | 170.91 | 124.26 | 27.65 | 0.44 | 0 | 0 | 0 | 0 | 0 | 0 | 0 | 0 | 0 | 0 | 0 | 0.87 | 56.4 | 166.55 | 201.5 | 198.77 | 198.23 | 202.62 | 202.98 | 201.7 | 167.76 | 68.29 | 5.85 | 0 | 0 | 0 | 0 | 0 | 0 | 0 | 0 | 0 | 0 | 0 | 0 | 0 | 13.21 | 94.25 | 149.96 | 159.18 | 158.04 | 155.76 | 153.95 | 151.23 | 106.37 | 24.25 | 0 | 0 | 0 | 0 | 0 | 0 | 0 | 0 | 0 | 0 | 0 | 0 | 0 | 0 | 0 | 11.33 | 47.03 | 68.4 | 71.81 | 78.76 | 81.1 | 71.27 | 52.28 | 11.2 | 0 | 0 | 0 | 0 | 0 | 0 | 0
SANWD_1_QF |  | Wind | Wind | CISO | South | Socal | FC | 31 | 2.88 | 2.99 | 3.42 | 3.22 | 3.18 | 2.97 | 2.43 | 2.1 | 2.21 | 2.21 | 2.19 | 2.29 | 2.54 | 2.91 | 2.89 | 3.16 | 2.78 | 2.78 | 2.6 | 2.64 | 2.54 | 2.49 | 2.59 | 2.47 | 3.83 | 4.24 | 4.39 | 4.15 | 3.67 | 3.46 | 3.61 | 3.65 | 3.53 | 3.95 | 4.1 | 4.18 | 4.87 | 4.53 | 5.21 | 4.6 | 5.51 | 5.45 | 6.29 | 6.04 | 6.11 | 5.53 | 4.98 | 4.2 | 6.27 | 6.53 | 6.09 | 5.73 | 5.28 | 4.53 | 4.34 | 4.15 | 4.52 | 3.98 | 4.06 | 4.54 | 5.06 | 5.91 | 6.21 | 6.93 | 7.1 | 7.25 | 7.04 | 6.96 | 6.83 | 6.91 | 7.34 | 6.61 | 11.22 | 10.04 | 8.75 | 7.45 | 6.41 | 5.53 | 3.86 | 2.91 | 2.72 | 2.55 | 2.37 | 2.55 | 2.79 | 4.23 | 6.34 | 8.4 | 10.1 | 11.03 | 11.34 | 11.66 | 12.32 | 11.64 | 11.24 | 11.36 | 12.55 | 11.81 | 11.55 | 10.42 | 8.59 | 7.08 | 5.29 | 4.08 | 2.84 | 2.29 | 2.01 | 1.89 | 2.63 | 4.34 | 7.08 | 10.23 | 11.87 | 13.1 | 12.79 | 12.79 | 13.05 | 13.26 | 13.59 | 12.74 | 12.5 | 11.74 | 10.79 | 9.13 | 7.94 | 6.23 | 4.41 | 2.95 | 2.32 | 1.56 | 1.84 | 1.92 | 2.37 | 3.67 | 5.93 | 8.19 | 10 | 11.65 | 12.94 | 14.2 | 13.89 | 13.83 | 13.71 | 13.17 | 14.02 | 12.93 | 11.43 | 10.3 | 9.02 | 7.02 | 5.14 | 3.16 | 1.99 | 1.45 | 1.76 | 2.41 | 3.44 | 5.12 | 7.03 | 9.53 | 11.61 | 13.2 | 14.32 | 14.66 | 15.25 | 15.16 | 14.9 | 14.38 | 11.51 | 10.35 | 8.93 | 7.24 | 6.37 | 5.12 | 3.55 | 2.24 | 1.62 | 1.33 | 1.5 | 1.91 | 2.77 | 3.88 | 5.52 | 7.31 | 9.3 | 10.72 | 12.15 | 12.98 | 13.03 | 12.62 | 12.34 | 11.85 | 7.82 | 7.57 | 7.01 | 5.38 | 4.64 | 3.94 | 2.96 | 2.12 | 1.62 | 1.77 | 2.17 | 2.54 | 3.11 | 3.86 | 5.06 | 5.91 | 6.58 | 7.77 | 8.98 | 9.46 | 9.33 | 8.78 | 8.21 | 7.78 | 3.49 | 3.38 | 3.23 | 2.87 | 2.64 | 2.54 | 1.81 | 1.33 | 1.11 | 1.22 | 1.56 | 1.69 | 1.56 | 1.76 | 1.87 | 2.31 | 3.12 | 3.53 | 4.01 | 4.61 | 4.15 | 3.77 | 3.46 | 3.41 | 1.8 | 1.99 | 1.92 | 2.01 | 1.86 | 1.82 | 1.72 | 1.5 | 1.57 | 1.77 | 1.94 | 2.24 | 2.14 | 2.2 | 2.33 | 2.39 | 2.1 | 2.05 | 2.48 | 2.55 | 2.53 | 2.26 | 2.07 | 1.91 | 2.03 | 2.08 | 2.2 | 2.09 | 2.2 | 2.08 | 1.84 | 2.21 | 2.06 | 1.86 | 1.83 | 1.94 | 2.21 | 2.46 | 2.27 | 1.92 | 1.97 | 2.01 | 2.09 | 2.03 | 2.19 | 2.36 | 2.41 | 2.24
SCHNDR_1_FIVPTS |  | Solar_Fixed | Solar Fixed | CISO | North | Norcal | FC | 15 | 0 | 0 | 0 | 0 | 0 | 0 | 0 | 0.35 | 2.63 | 5.44 | 6.78 | 7.28 | 7.18 | 6.63 | 5.71 | 3.88 | 0.9 | 0 | 0 | 0 | 0 | 0 | 0 | 0 | 0 | 0 | 0 | 0 | 0 | 0 | 0 | 1.51 | 6.31 | 8.77 | 9.67 | 9.76 | 9.83 | 9.57 | 8.98 | 7.08 | 3.34 | 0.25 | 0 | 0 | 0 | 0 | 0 | 0 | 0 | 0 | 0 | 0 | 0 | 0 | 0.36 | 3.9 | 7.45 | 8.72 | 8.96 | 8.77 | 9.01 | 8.77 | 7.96 | 6.58 | 4.51 | 1.11 | 0 | 0 | 0 | 0 | 0 | 0 | 0 | 0 | 0 | 0 | 0 | 0.15 | 3.02 | 7.83 | 10.13 | 11.26 | 11.66 | 12.15 | 11.93 | 11.79 | 11.43 | 10.12 | 7.78 | 3.21 | 0.2 | 0 | 0 | 0 | 0 | 0 | 0 | 0 | 0 | 0 | 0 | 0.96 | 5.28 | 8.92 | 10.8 | 11.89 | 12.2 | 12.3 | 12.35 | 12.32 | 11.88 | 10.65 | 8.78 | 4.74 | 0.79 | 0 | 0 | 0 | 0 | 0 | 0 | 0 | 0 | 0 | 0.01 | 1.34 | 5.54 | 9.06 | 10.95 | 11.87 | 12.47 | 12.64 | 12.85 | 12.64 | 12.07 | 11.02 | 9.13 | 5.75 | 1.56 | 0.02 | 0 | 0 | 0 | 0 | 0 | 0 | 0 | 0 | 0 | 0.64 | 4.61 | 8.63 | 10.87 | 11.98 | 12.73 | 12.89 | 12.81 | 12.61 | 12.02 | 10.98 | 8.99 | 5.55 | 1.23 | 0.01 | 0 | 0 | 0 | 0 | 0 | 0 | 0 | 0 | 0 | 0.1 | 2.78 | 7.34 | 9.88 | 11.08 | 11.89 | 12.27 | 12.21 | 12.15 | 11.52 | 10.1 | 7.52 | 3.01 | 0.18 | 0 | 0 | 0 | 0 | 0 | 0 | 0 | 0 | 0 | 0 | 0.01 | 1.87 | 7.14 | 10.26 | 11.5 | 12.14 | 12.32 | 12.23 | 12.03 | 11.42 | 9.86 | 6.01 | 1.3 | 0 | 0 | 0 | 0 | 0 | 0 | 0 | 0 | 0 | 0 | 0 | 0 | 0.67 | 5.06 | 8.94 | 10.37 | 10.65 | 10.73 | 10.67 | 10.56 | 9.73 | 7.34 | 2.6 | 0.1 | 0 | 0 | 0 | 0 | 0 | 0 | 0 | 0 | 0 | 0 | 0 | 0 | 0.03 | 2.14 | 6.88 | 8.89 | 9.44 | 9.36 | 9.32 | 9.02 | 7.91 | 4.55 | 0.62 | 0 | 0 | 0 | 0 | 0 | 0 | 0 | 0 | 0 | 0 | 0 | 0 | 0 | 0 | 0.51 | 2.64 | 5.13 | 6.5 | 7.12 | 6.94 | 6.41 | 5.53 | 3.12 | 0.4 | 0 | 0 | 0 | 0 | 0 | 0 | 0
SCHNDR_1_WSTSDE |  | Solar_Fixed | Solar Fixed | CISO | North | Norcal | FC | 15 | 0 | 0 | 0 | 0 | 0 | 0 | 0 | 0.35 | 2.63 | 5.44 | 6.78 | 7.28 | 7.18 | 6.63 | 5.71 | 3.88 | 0.9 | 0 | 0 | 0 | 0 | 0 | 0 | 0 | 0 | 0 | 0 | 0 | 0 | 0 | 0 | 1.51 | 6.31 | 8.77 | 9.67 | 9.76 | 9.83 | 9.57 | 8.98 | 7.08 | 3.34 | 0.25 | 0 | 0 | 0 | 0 | 0 | 0 | 0 | 0 | 0 | 0 | 0 | 0 | 0.36 | 3.9 | 7.45 | 8.72 | 8.96 | 8.77 | 9.01 | 8.77 | 7.96 | 6.58 | 4.51 | 1.11 | 0 | 0 | 0 | 0 | 0 | 0 | 0 | 0 | 0 | 0 | 0 | 0.15 | 3.02 | 7.83 | 10.13 | 11.26 | 11.66 | 12.15 | 11.93 | 11.79 | 11.43 | 10.12 | 7.78 | 3.21 | 0.2 | 0 | 0 | 0 | 0 | 0 | 0 | 0 | 0 | 0 | 0 | 0.96 | 5.28 | 8.92 | 10.8 | 11.89 | 12.2 | 12.3 | 12.35 | 12.32 | 11.88 | 10.65 | 8.78 | 4.74 | 0.79 | 0 | 0 | 0 | 0 | 0 | 0 | 0 | 0 | 0 | 0.01 | 1.34 | 5.54 | 9.06 | 10.95 | 11.87 | 12.47 | 12.64 | 12.85 | 12.64 | 12.07 | 11.02 | 9.13 | 5.75 | 1.56 | 0.02 | 0 | 0 | 0 | 0 | 0 | 0 | 0 | 0 | 0 | 0.64 | 4.61 | 8.63 | 10.87 | 11.98 | 12.73 | 12.89 | 12.81 | 12.61 | 12.02 | 10.98 | 8.99 | 5.55 | 1.23 | 0.01 | 0 | 0 | 0 | 0 | 0 | 0 | 0 | 0 | 0 | 0.1 | 2.78 | 7.34 | 9.88 | 11.08 | 11.89 | 12.27 | 12.21 | 12.15 | 11.52 | 10.1 | 7.52 | 3.01 | 0.18 | 0 | 0 | 0 | 0 | 0 | 0 | 0 | 0 | 0 | 0 | 0.01 | 1.87 | 7.14 | 10.26 | 11.5 | 12.14 | 12.32 | 12.23 | 12.03 | 11.42 | 9.86 | 6.01 | 1.3 | 0 | 0 | 0 | 0 | 0 | 0 | 0 | 0 | 0 | 0 | 0 | 0 | 0.67 | 5.06 | 8.94 | 10.37 | 10.65 | 10.73 | 10.67 | 10.56 | 9.73 | 7.34 | 2.6 | 0.1 | 0 | 0 | 0 | 0 | 0 | 0 | 0 | 0 | 0 | 0 | 0 | 0 | 0.03 | 2.14 | 6.88 | 8.89 | 9.44 | 9.36 | 9.32 | 9.02 | 7.91 | 4.55 | 0.62 | 0 | 0 | 0 | 0 | 0 | 0 | 0 | 0 | 0 | 0 | 0 | 0 | 0 | 0 | 0.51 | 2.64 | 5.13 | 6.5 | 7.12 | 6.94 | 6.41 | 5.53 | 3.12 | 0.4 | 0 | 0 | 0 | 0 | 0 | 0 | 0
SEGS_1_SR2SL2 |  | Solar_1Axis | Solar Tracking | CISO | South | Socal | FC | 20 | 0 | 0 | 0 | 0 | 0 | 0 | 0.01 | 2.23 | 8.17 | 10.55 | 10.97 | 11.2 | 11.07 | 10.39 | 9.62 | 6.06 | 1.19 | 0 | 0 | 0 | 0 | 0 | 0 | 0 | 0 | 0 | 0 | 0 | 0 | 0 | 0.14 | 5.11 | 12.5 | 13.36 | 13.24 | 12.8 | 12.38 | 12.09 | 11.87 | 10.68 | 4.66 | 0.17 | 0 | 0 | 0 | 0 | 0 | 0 | 0 | 0 | 0 | 0 | 0 | 0 | 1.54 | 9.18 | 12.65 | 13.11 | 12.87 | 12.55 | 12.47 | 11.32 | 10.3 | 9.29 | 6.6 | 1 | 0 | 0 | 0 | 0 | 0 | 0 | 0 | 0 | 0 | 0 | 0 | 0.88 | 8.53 | 15.11 | 15.92 | 16.31 | 16.19 | 16.3 | 16.12 | 16.08 | 15.58 | 14.76 | 12.17 | 4.04 | 0.1 | 0 | 0 | 0 | 0 | 0 | 0 | 0 | 0 | 0 | 0.03 | 3.29 | 11.45 | 15.64 | 16.7 | 17.07 | 17.11 | 17.25 | 17.22 | 16.99 | 16.57 | 15.9 | 13.89 | 6.83 | 0.64 | 0 | 0 | 0 | 0 | 0 | 0 | 0 | 0 | 0 | 0.06 | 3.9 | 11.46 | 15.03 | 16.2 | 16.85 | 16.99 | 17.08 | 17.05 | 16.86 | 16.44 | 15.87 | 14.08 | 8.5 | 1.46 | 0 | 0 | 0 | 0 | 0 | 0 | 0 | 0 | 0 | 0.01 | 1.83 | 8.92 | 13.98 | 15.85 | 16.65 | 16.81 | 16.76 | 16.62 | 16.42 | 15.97 | 15.29 | 13.46 | 7.79 | 1.24 | 0 | 0 | 0 | 0 | 0 | 0 | 0 | 0 | 0 | 0 | 0.62 | 6.68 | 12.56 | 14.94 | 16.02 | 16.37 | 16.33 | 16.01 | 15.57 | 14.94 | 13.78 | 10.96 | 4.06 | 0.12 | 0 | 0 | 0 | 0 | 0 | 0 | 0 | 0 | 0 | 0 | 0.14 | 4.94 | 12.9 | 15.03 | 15.81 | 15.93 | 15.93 | 15.84 | 15.66 | 15.43 | 13.93 | 7.79 | 0.93 | 0 | 0 | 0 | 0 | 0 | 0 | 0 | 0 | 0 | 0 | 0 | 0.01 | 2.82 | 11.22 | 14.25 | 14.69 | 14.56 | 14.6 | 14.67 | 14.74 | 14.42 | 11.28 | 3.18 | 0.04 | 0 | 0 | 0 | 0 | 0 | 0 | 0 | 0 | 0 | 0 | 0 | 0 | 0.52 | 6.58 | 12.29 | 13.29 | 12.93 | 12.58 | 12.74 | 12.77 | 12.16 | 7.01 | 0.7 | 0 | 0 | 0 | 0 | 0 | 0 | 0 | 0 | 0 | 0 | 0 | 0 | 0 | 0.02 | 2.44 | 7.76 | 9.33 | 9.83 | 9.63 | 9.95 | 9.4 | 8.58 | 4.88 | 0.42 | 0 | 0 | 0 | 0 | 0 | 0 | 0
SHUTLE_6_CREST |  | Solar_1Axis | Solar Tracking | CISO | South | Socal | EO | #N/A | #N/A | #N/A | #N/A | #N/A | #N/A | #N/A | #N/A | #N/A | #N/A | #N/A | #N/A | #N/A | #N/A | #N/A | #N/A | #N/A | #N/A | #N/A | #N/A | #N/A | #N/A | #N/A | #N/A | #N/A | #N/A | #N/A | #N/A | #N/A | #N/A | #N/A | #N/A | #N/A | #N/A | #N/A | #N/A | #N/A | #N/A | #N/A | #N/A | #N/A | #N/A | #N/A | #N/A | #N/A | #N/A | #N/A | #N/A | #N/A | #N/A | #N/A | #N/A | #N/A | #N/A | #N/A | #N/A | #N/A | #N/A | #N/A | #N/A | #N/A | #N/A | #N/A | #N/A | #N/A | #N/A | #N/A | #N/A | #N/A | #N/A | #N/A | #N/A | #N/A | #N/A | #N/A | #N/A | #N/A | #N/A | #N/A | #N/A | #N/A | #N/A | #N/A | #N/A | #N/A | #N/A | #N/A | #N/A | #N/A | #N/A | #N/A | #N/A | #N/A | #N/A | #N/A | #N/A | #N/A | #N/A | #N/A | #N/A | #N/A | #N/A | #N/A | #N/A | #N/A | #N/A | #N/A | #N/A | #N/A | #N/A | #N/A | #N/A | #N/A | #N/A | #N/A | #N/A | #N/A | #N/A | #N/A | #N/A | #N/A | #N/A | #N/A | #N/A | #N/A | #N/A | #N/A | #N/A | #N/A | #N/A | #N/A | #N/A | #N/A | #N/A | #N/A | #N/A | #N/A | #N/A | #N/A | #N/A | #N/A | #N/A | #N/A | #N/A | #N/A | #N/A | #N/A | #N/A | #N/A | #N/A | #N/A | #N/A | #N/A | #N/A | #N/A | #N/A | #N/A | #N/A | #N/A | #N/A | #N/A | #N/A | #N/A | #N/A | #N/A | #N/A | #N/A | #N/A | #N/A | #N/A | #N/A | #N/A | #N/A | #N/A | #N/A | #N/A | #N/A | #N/A | #N/A | #N/A | #N/A | #N/A | #N/A | #N/A | #N/A | #N/A | #N/A | #N/A | #N/A | #N/A | #N/A | #N/A | #N/A | #N/A | #N/A | #N/A | #N/A | #N/A | #N/A | #N/A | #N/A | #N/A | #N/A | #N/A | #N/A | #N/A | #N/A | #N/A | #N/A | #N/A | #N/A | #N/A | #N/A | #N/A | #N/A | #N/A | #N/A | #N/A | #N/A | #N/A | #N/A | #N/A | #N/A | #N/A | #N/A | #N/A | #N/A | #N/A | #N/A | #N/A | #N/A | #N/A | #N/A | #N/A | #N/A | #N/A | #N/A | #N/A | #N/A | #N/A | #N/A | #N/A | #N/A | #N/A | #N/A | #N/A | #N/A | #N/A | #N/A | #N/A | #N/A | #N/A | #N/A | #N/A | #N/A | #N/A | #N/A | #N/A | #N/A | #N/A | #N/A | #N/A | #N/A | #N/A | #N/A | #N/A | #N/A | #N/A | #N/A | #N/A | #N/A | #N/A | #N/A | #N/A | #N/A | #N/A | #N/A | #N/A | #N/A | #N/A | #N/A | #N/A | #N/A | #N/A | #N/A | #N/A | #N/A | #N/A | #N/A
SISPRG_2_DS3SR1 |  | Paired_Solar_1Axis | Solar Tracking | CISO | South | Socal | ID | 123 | 0 | 0 | 0 | 0 | 0 | 0 | 0.06 | 13.72 | 50.26 | 64.91 | 67.46 | 68.9 | 68.05 | 63.91 | 59.15 | 37.28 | 7.34 | 0 | 0 | 0 | 0 | 0 | 0 | 0 | 0 | 0 | 0 | 0 | 0 | 0 | 0.85 | 31.42 | 76.88 | 82.14 | 81.45 | 78.7 | 76.11 | 74.35 | 73.03 | 65.67 | 28.65 | 1.06 | 0 | 0 | 0 | 0 | 0 | 0 | 0 | 0 | 0 | 0 | 0 | 0 | 9.5 | 56.46 | 77.77 | 80.61 | 79.15 | 77.16 | 76.71 | 69.64 | 63.34 | 57.15 | 40.6 | 6.13 | 0 | 0 | 0 | 0 | 0 | 0 | 0 | 0 | 0 | 0 | 0 | 5.44 | 52.48 | 92.91 | 97.92 | 100.3 | 99.56 | 100.22 | 99.13 | 98.92 | 95.82 | 90.76 | 74.86 | 24.85 | 0.59 | 0 | 0 | 0 | 0 | 0 | 0 | 0 | 0 | 0 | 0.16 | 20.25 | 70.43 | 96.16 | 102.69 | 104.98 | 105.21 | 106.06 | 105.91 | 104.49 | 101.88 | 97.77 | 85.41 | 42.02 | 3.96 | 0 | 0 | 0 | 0 | 0 | 0 | 0 | 0 | 0 | 0.37 | 24 | 70.48 | 92.41 | 99.65 | 103.64 | 104.46 | 105.03 | 104.86 | 103.67 | 101.12 | 97.6 | 86.56 | 52.3 | 8.95 | 0.01 | 0 | 0 | 0 | 0 | 0 | 0 | 0 | 0 | 0.03 | 11.25 | 54.86 | 85.96 | 97.49 | 102.38 | 103.38 | 103.09 | 102.19 | 100.97 | 98.2 | 94.01 | 82.77 | 47.88 | 7.63 | 0 | 0 | 0 | 0 | 0 | 0 | 0 | 0 | 0 | 0 | 3.79 | 41.08 | 77.25 | 91.91 | 98.54 | 100.65 | 100.42 | 98.44 | 95.78 | 91.91 | 84.74 | 67.4 | 24.97 | 0.76 | 0 | 0 | 0 | 0 | 0 | 0 | 0 | 0 | 0 | 0 | 0.84 | 30.36 | 79.35 | 92.41 | 97.21 | 97.99 | 97.96 | 97.42 | 96.28 | 94.88 | 85.67 | 47.91 | 5.75 | 0 | 0 | 0 | 0 | 0 | 0 | 0 | 0 | 0 | 0 | 0 | 0.06 | 17.33 | 69.01 | 87.66 | 90.32 | 89.53 | 89.78 | 90.25 | 90.66 | 88.7 | 69.39 | 19.57 | 0.22 | 0 | 0 | 0 | 0 | 0 | 0 | 0 | 0 | 0 | 0 | 0 | 0 | 3.2 | 40.47 | 75.57 | 81.74 | 79.54 | 77.39 | 78.34 | 78.52 | 74.77 | 43.13 | 4.29 | 0 | 0 | 0 | 0 | 0 | 0 | 0 | 0 | 0 | 0 | 0 | 0 | 0 | 0.15 | 15.01 | 47.71 | 57.37 | 60.44 | 59.25 | 61.18 | 57.83 | 52.79 | 30 | 2.58 | 0 | 0 | 0 | 0 | 0 | 0 | 0
SISPRG_2_DS3SR2 |  | Paired_Solar_1Axis | Solar Tracking | CISO | South | Socal | ID | 110 | 0 | 0 | 0 | 0 | 0 | 0 | 0.05 | 12.27 | 44.95 | 58.05 | 60.33 | 61.62 | 60.86 | 57.16 | 52.9 | 33.34 | 6.56 | 0 | 0 | 0 | 0 | 0 | 0 | 0 | 0 | 0 | 0 | 0 | 0 | 0 | 0.76 | 28.1 | 68.75 | 73.46 | 72.85 | 70.38 | 68.07 | 66.49 | 65.31 | 58.73 | 25.63 | 0.94 | 0 | 0 | 0 | 0 | 0 | 0 | 0 | 0 | 0 | 0 | 0 | 0 | 8.5 | 50.49 | 69.55 | 72.09 | 70.79 | 69 | 68.6 | 62.28 | 56.64 | 51.11 | 36.31 | 5.48 | 0 | 0 | 0 | 0 | 0 | 0 | 0 | 0 | 0 | 0 | 0 | 4.87 | 46.94 | 83.09 | 87.57 | 89.7 | 89.04 | 89.63 | 88.65 | 88.46 | 85.69 | 81.17 | 66.94 | 22.23 | 0.52 | 0 | 0 | 0 | 0 | 0 | 0 | 0 | 0 | 0 | 0.15 | 18.11 | 62.98 | 85.99 | 91.84 | 93.89 | 94.09 | 94.85 | 94.71 | 93.44 | 91.11 | 87.44 | 76.39 | 37.58 | 3.54 | 0 | 0 | 0 | 0 | 0 | 0 | 0 | 0 | 0 | 0.33 | 21.46 | 63.03 | 82.65 | 89.12 | 92.68 | 93.42 | 93.93 | 93.78 | 92.72 | 90.43 | 87.28 | 77.41 | 46.78 | 8.01 | 0.01 | 0 | 0 | 0 | 0 | 0 | 0 | 0 | 0 | 0.03 | 10.06 | 49.06 | 76.88 | 87.18 | 91.56 | 92.46 | 92.19 | 91.39 | 90.3 | 87.82 | 84.08 | 74.02 | 42.82 | 6.82 | 0 | 0 | 0 | 0 | 0 | 0 | 0 | 0 | 0 | 0 | 3.39 | 36.74 | 69.09 | 82.19 | 88.13 | 90.02 | 89.8 | 88.04 | 85.66 | 82.2 | 75.78 | 60.27 | 22.33 | 0.68 | 0 | 0 | 0 | 0 | 0 | 0 | 0 | 0 | 0 | 0 | 0.75 | 27.15 | 70.97 | 82.64 | 86.93 | 87.63 | 87.61 | 87.13 | 86.1 | 84.85 | 76.62 | 42.85 | 5.14 | 0 | 0 | 0 | 0 | 0 | 0 | 0 | 0 | 0 | 0 | 0 | 0.05 | 15.5 | 61.72 | 78.39 | 80.77 | 80.07 | 80.3 | 80.71 | 81.08 | 79.32 | 62.06 | 17.51 | 0.19 | 0 | 0 | 0 | 0 | 0 | 0 | 0 | 0 | 0 | 0 | 0 | 0 | 2.86 | 36.19 | 67.58 | 73.1 | 71.14 | 69.21 | 70.06 | 70.23 | 66.87 | 38.57 | 3.84 | 0 | 0 | 0 | 0 | 0 | 0 | 0 | 0 | 0 | 0 | 0 | 0 | 0 | 0.13 | 13.42 | 42.67 | 51.31 | 54.05 | 52.99 | 54.71 | 51.72 | 47.21 | 26.83 | 2.3 | 0 | 0 | 0 | 0 | 0 | 0 | 0
SISPRG_2_DS3SR3 |  | Paired_Solar_1Axis | Solar Tracking | CISO | South | Socal | ID | 50 | 0 | 0 | 0 | 0 | 0 | 0 | 0.02 | 5.58 | 20.43 | 26.39 | 27.42 | 28.01 | 27.66 | 25.98 | 24.04 | 15.15 | 2.98 | 0 | 0 | 0 | 0 | 0 | 0 | 0 | 0 | 0 | 0 | 0 | 0 | 0 | 0.34 | 12.77 | 31.25 | 33.39 | 33.11 | 31.99 | 30.94 | 30.22 | 29.69 | 26.7 | 11.65 | 0.43 | 0 | 0 | 0 | 0 | 0 | 0 | 0 | 0 | 0 | 0 | 0 | 0 | 3.86 | 22.95 | 31.61 | 32.77 | 32.18 | 31.37 | 31.18 | 28.31 | 25.75 | 23.23 | 16.5 | 2.49 | 0 | 0 | 0 | 0 | 0 | 0 | 0 | 0 | 0 | 0 | 0 | 2.21 | 21.34 | 37.77 | 39.8 | 40.77 | 40.47 | 40.74 | 40.3 | 40.21 | 38.95 | 36.9 | 30.43 | 10.1 | 0.24 | 0 | 0 | 0 | 0 | 0 | 0 | 0 | 0 | 0 | 0.07 | 8.23 | 28.63 | 39.09 | 41.75 | 42.68 | 42.77 | 43.12 | 43.05 | 42.47 | 41.41 | 39.75 | 34.72 | 17.08 | 1.61 | 0 | 0 | 0 | 0 | 0 | 0 | 0 | 0 | 0 | 0.15 | 9.76 | 28.65 | 37.57 | 40.51 | 42.13 | 42.46 | 42.69 | 42.63 | 42.14 | 41.11 | 39.67 | 35.19 | 21.26 | 3.64 | 0 | 0 | 0 | 0 | 0 | 0 | 0 | 0 | 0 | 0.01 | 4.57 | 22.3 | 34.94 | 39.63 | 41.62 | 42.03 | 41.9 | 41.54 | 41.04 | 39.92 | 38.22 | 33.65 | 19.46 | 3.1 | 0 | 0 | 0 | 0 | 0 | 0 | 0 | 0 | 0 | 0 | 1.54 | 16.7 | 31.4 | 37.36 | 40.06 | 40.92 | 40.82 | 40.02 | 38.94 | 37.36 | 34.45 | 27.4 | 10.15 | 0.31 | 0 | 0 | 0 | 0 | 0 | 0 | 0 | 0 | 0 | 0 | 0.34 | 12.34 | 32.26 | 37.56 | 39.52 | 39.83 | 39.82 | 39.6 | 39.14 | 38.57 | 34.83 | 19.48 | 2.34 | 0 | 0 | 0 | 0 | 0 | 0 | 0 | 0 | 0 | 0 | 0 | 0.02 | 7.05 | 28.05 | 35.63 | 36.72 | 36.4 | 36.5 | 36.69 | 36.85 | 36.05 | 28.21 | 7.96 | 0.09 | 0 | 0 | 0 | 0 | 0 | 0 | 0 | 0 | 0 | 0 | 0 | 0 | 1.3 | 16.45 | 30.72 | 33.23 | 32.33 | 31.46 | 31.84 | 31.92 | 30.39 | 17.53 | 1.74 | 0 | 0 | 0 | 0 | 0 | 0 | 0 | 0 | 0 | 0 | 0 | 0 | 0 | 0.06 | 6.1 | 19.39 | 23.32 | 24.57 | 24.09 | 24.87 | 23.51 | 21.46 | 12.19 | 1.05 | 0 | 0 | 0 | 0 | 0 | 0 | 0
SKERN_6_SOLAR1 |  | Solar_1Axis | Solar Tracking | CISO | North | Norcal | FC | 20 | 0 | 0 | 0 | 0 | 0 | 0 | 0 | 0.42 | 3.28 | 6.25 | 7.72 | 8.5 | 8.51 | 8.03 | 7.52 | 5.13 | 1.12 | 0 | 0 | 0 | 0 | 0 | 0 | 0 | 0 | 0 | 0 | 0 | 0 | 0 | 0 | 2.47 | 10.27 | 12.8 | 13.08 | 12.39 | 12.21 | 12.13 | 12.4 | 10.57 | 5.55 | 0.31 | 0 | 0 | 0 | 0 | 0 | 0 | 0 | 0 | 0 | 0 | 0 | 0 | 0.52 | 6.39 | 11.99 | 12.84 | 12.05 | 12.38 | 12.2 | 11.23 | 10.37 | 9.66 | 6.8 | 1.57 | 0 | 0 | 0 | 0 | 0 | 0 | 0 | 0 | 0 | 0 | 0 | 0.28 | 5.97 | 13.17 | 14.48 | 14.4 | 14.15 | 14.49 | 14.52 | 14.31 | 14.54 | 13.94 | 12.71 | 5.9 | 0.27 | 0 | 0 | 0 | 0 | 0 | 0 | 0 | 0 | 0 | 0 | 2.2 | 10.38 | 14.64 | 15.3 | 15.32 | 15.19 | 15.51 | 15.51 | 15.86 | 15.86 | 15.51 | 14.62 | 9.05 | 1.41 | 0 | 0 | 0 | 0 | 0 | 0 | 0 | 0 | 0 | 0.01 | 3.16 | 11.47 | 15.54 | 16.64 | 16.85 | 16.97 | 17.07 | 17.02 | 16.87 | 16.87 | 16.5 | 15.31 | 11.34 | 3.2 | 0.04 | 0 | 0 | 0 | 0 | 0 | 0 | 0 | 0 | 0 | 1.43 | 9.2 | 14.84 | 16.38 | 16.6 | 16.72 | 16.65 | 16.62 | 16.44 | 16.41 | 15.74 | 14.59 | 10.24 | 2.41 | 0.01 | 0 | 0 | 0 | 0 | 0 | 0 | 0 | 0 | 0 | 0.2 | 5.39 | 12.46 | 15.07 | 15.77 | 15.84 | 15.96 | 15.84 | 15.71 | 15.6 | 14.68 | 12.04 | 5.34 | 0.3 | 0 | 0 | 0 | 0 | 0 | 0 | 0 | 0 | 0 | 0 | 0.02 | 3.29 | 11.75 | 14.8 | 15.3 | 15.19 | 15.01 | 15.04 | 15.25 | 15.32 | 14.44 | 9.5 | 1.87 | 0 | 0 | 0 | 0 | 0 | 0 | 0 | 0 | 0 | 0 | 0 | 0 | 0.98 | 7.8 | 12.9 | 13.29 | 13.02 | 12.69 | 12.79 | 13.02 | 12.97 | 10.92 | 3.63 | 0.08 | 0 | 0 | 0 | 0 | 0 | 0 | 0 | 0 | 0 | 0 | 0 | 0 | 0.04 | 3.04 | 9.15 | 10.78 | 10.58 | 10.24 | 10.54 | 10.85 | 10.19 | 6.39 | 0.76 | 0 | 0 | 0 | 0 | 0 | 0 | 0 | 0 | 0 | 0 | 0 | 0 | 0 | 0 | 0.6 | 4.09 | 6.72 | 8.16 | 8.58 | 8.35 | 8.09 | 7.48 | 4.18 | 0.45 | 0 | 0 | 0 | 0 | 0 | 0 | 0
SKERN_6_SOLAR2 |  | Solar_1Axis | Solar Tracking | CISO | North | Norcal | FC | 10 | 0 | 0 | 0 | 0 | 0 | 0 | 0 | 0.21 | 1.64 | 3.12 | 3.86 | 4.25 | 4.25 | 4.01 | 3.76 | 2.57 | 0.56 | 0 | 0 | 0 | 0 | 0 | 0 | 0 | 0 | 0 | 0 | 0 | 0 | 0 | 0 | 1.23 | 5.14 | 6.4 | 6.54 | 6.2 | 6.11 | 6.07 | 6.2 | 5.29 | 2.77 | 0.15 | 0 | 0 | 0 | 0 | 0 | 0 | 0 | 0 | 0 | 0 | 0 | 0 | 0.26 | 3.19 | 5.99 | 6.42 | 6.03 | 6.19 | 6.1 | 5.61 | 5.18 | 4.83 | 3.4 | 0.79 | 0 | 0 | 0 | 0 | 0 | 0 | 0 | 0 | 0 | 0 | 0 | 0.14 | 2.98 | 6.58 | 7.24 | 7.2 | 7.07 | 7.25 | 7.26 | 7.15 | 7.27 | 6.97 | 6.36 | 2.95 | 0.14 | 0 | 0 | 0 | 0 | 0 | 0 | 0 | 0 | 0 | 0 | 1.1 | 5.19 | 7.32 | 7.65 | 7.66 | 7.59 | 7.75 | 7.75 | 7.93 | 7.93 | 7.76 | 7.31 | 4.52 | 0.7 | 0 | 0 | 0 | 0 | 0 | 0 | 0 | 0 | 0 | 0.01 | 1.58 | 5.73 | 7.77 | 8.32 | 8.42 | 8.49 | 8.54 | 8.51 | 8.44 | 8.43 | 8.25 | 7.65 | 5.67 | 1.6 | 0.02 | 0 | 0 | 0 | 0 | 0 | 0 | 0 | 0 | 0 | 0.72 | 4.6 | 7.42 | 8.19 | 8.3 | 8.36 | 8.33 | 8.31 | 8.22 | 8.2 | 7.87 | 7.3 | 5.12 | 1.2 | 0.01 | 0 | 0 | 0 | 0 | 0 | 0 | 0 | 0 | 0 | 0.1 | 2.7 | 6.23 | 7.53 | 7.88 | 7.92 | 7.98 | 7.92 | 7.85 | 7.8 | 7.34 | 6.02 | 2.67 | 0.15 | 0 | 0 | 0 | 0 | 0 | 0 | 0 | 0 | 0 | 0 | 0.01 | 1.65 | 5.87 | 7.4 | 7.65 | 7.59 | 7.51 | 7.52 | 7.63 | 7.66 | 7.22 | 4.75 | 0.93 | 0 | 0 | 0 | 0 | 0 | 0 | 0 | 0 | 0 | 0 | 0 | 0 | 0.49 | 3.9 | 6.45 | 6.64 | 6.51 | 6.35 | 6.39 | 6.51 | 6.49 | 5.46 | 1.81 | 0.04 | 0 | 0 | 0 | 0 | 0 | 0 | 0 | 0 | 0 | 0 | 0 | 0 | 0.02 | 1.52 | 4.58 | 5.39 | 5.29 | 5.12 | 5.27 | 5.43 | 5.1 | 3.19 | 0.38 | 0 | 0 | 0 | 0 | 0 | 0 | 0 | 0 | 0 | 0 | 0 | 0 | 0 | 0 | 0.3 | 2.05 | 3.36 | 4.08 | 4.29 | 4.17 | 4.04 | 3.74 | 2.09 | 0.22 | 0 | 0 | 0 | 0 | 0 | 0 | 0
SLATE_2_SLASR1 |  | Solar_1Axis | Solar Tracking | CISO | North | Norcal | ID | 50.5 | 0 | 0 | 0 | 0 | 0 | 0 | 0 | 1.07 | 8.27 | 15.77 | 19.5 | 21.47 | 21.48 | 20.27 | 18.98 | 12.96 | 2.82 | 0 | 0 | 0 | 0 | 0 | 0 | 0 | 0 | 0 | 0 | 0 | 0 | 0 | 0.01 | 6.23 | 25.93 | 32.33 | 33.02 | 31.29 | 30.84 | 30.64 | 31.3 | 26.7 | 14.01 | 0.77 | 0 | 0 | 0 | 0 | 0 | 0 | 0 | 0 | 0 | 0 | 0 | 0 | 1.31 | 16.13 | 30.27 | 32.43 | 30.44 | 31.26 | 30.8 | 28.35 | 26.18 | 24.38 | 17.16 | 3.97 | 0.01 | 0 | 0 | 0 | 0 | 0 | 0 | 0 | 0 | 0 | 0 | 0.7 | 15.06 | 33.25 | 36.57 | 36.37 | 35.73 | 36.59 | 36.67 | 36.12 | 36.71 | 35.2 | 32.11 | 14.9 | 0.69 | 0 | 0 | 0 | 0 | 0 | 0 | 0 | 0 | 0 | 0.01 | 5.55 | 26.21 | 36.96 | 38.64 | 38.69 | 38.34 | 39.16 | 39.15 | 40.06 | 40.05 | 39.16 | 36.91 | 22.84 | 3.55 | 0 | 0 | 0 | 0 | 0 | 0 | 0 | 0 | 0 | 0.04 | 7.97 | 28.96 | 39.24 | 42.02 | 42.54 | 42.86 | 43.1 | 42.98 | 42.6 | 42.59 | 41.66 | 38.65 | 28.64 | 8.07 | 0.09 | 0 | 0 | 0 | 0 | 0 | 0 | 0 | 0 | 0 | 3.62 | 23.24 | 37.47 | 41.35 | 41.92 | 42.22 | 42.05 | 41.97 | 41.51 | 41.43 | 39.75 | 36.85 | 25.85 | 6.08 | 0.04 | 0 | 0 | 0 | 0 | 0 | 0 | 0 | 0 | 0 | 0.51 | 13.61 | 31.46 | 38.04 | 39.81 | 39.99 | 40.3 | 39.99 | 39.67 | 39.39 | 37.07 | 30.4 | 13.49 | 0.75 | 0 | 0 | 0 | 0 | 0 | 0 | 0 | 0 | 0 | 0 | 0.05 | 8.32 | 29.66 | 37.36 | 38.62 | 38.34 | 37.91 | 37.98 | 38.51 | 38.68 | 36.45 | 23.99 | 4.72 | 0 | 0 | 0 | 0 | 0 | 0 | 0 | 0 | 0 | 0 | 0 | 0 | 2.48 | 19.69 | 32.56 | 33.55 | 32.88 | 32.05 | 32.29 | 32.87 | 32.75 | 27.57 | 9.16 | 0.19 | 0 | 0 | 0 | 0 | 0 | 0 | 0 | 0 | 0 | 0 | 0 | 0 | 0.09 | 7.68 | 23.11 | 27.22 | 26.71 | 25.85 | 26.61 | 27.4 | 25.74 | 16.12 | 1.91 | 0 | 0 | 0 | 0 | 0 | 0 | 0 | 0 | 0 | 0 | 0 | 0 | 0 | 0 | 1.51 | 10.33 | 16.96 | 20.62 | 21.65 | 21.08 | 20.41 | 18.88 | 10.56 | 1.14 | 0 | 0 | 0 | 0 | 0 | 0 | 0
RATSKE_2_RBSSB2 | RATSKE_2_RBSSB2_SUN | Hybrid_Solar1Axis | Solar Tracking | CISO | South | Socal | ID | 40 | 0 | 0 | 0 | 0 | 0 | 0 | 0.02 | 4.46 | 16.35 | 21.11 | 21.94 | 22.41 | 22.13 | 20.79 | 19.24 | 12.12 | 2.39 | 0 | 0 | 0 | 0 | 0 | 0 | 0 | 0 | 0 | 0 | 0 | 0 | 0 | 0.28 | 10.22 | 25 | 26.71 | 26.49 | 25.59 | 24.75 | 24.18 | 23.75 | 21.36 | 9.32 | 0.34 | 0 | 0 | 0 | 0 | 0 | 0 | 0 | 0 | 0 | 0 | 0 | 0 | 3.09 | 18.36 | 25.29 | 26.22 | 25.74 | 25.09 | 24.95 | 22.65 | 20.6 | 18.58 | 13.2 | 1.99 | 0 | 0 | 0 | 0 | 0 | 0 | 0 | 0 | 0 | 0 | 0 | 1.77 | 17.07 | 30.21 | 31.84 | 32.62 | 32.38 | 32.59 | 32.24 | 32.17 | 31.16 | 29.52 | 24.34 | 8.08 | 0.19 | 0 | 0 | 0 | 0 | 0 | 0 | 0 | 0 | 0 | 0.05 | 6.59 | 22.9 | 31.27 | 33.4 | 34.14 | 34.22 | 34.49 | 34.44 | 33.98 | 33.13 | 31.8 | 27.78 | 13.67 | 1.29 | 0 | 0 | 0 | 0 | 0 | 0 | 0 | 0 | 0 | 0.12 | 7.8 | 22.92 | 30.05 | 32.41 | 33.7 | 33.97 | 34.16 | 34.1 | 33.71 | 32.88 | 31.74 | 28.15 | 17.01 | 2.91 | 0 | 0 | 0 | 0 | 0 | 0 | 0 | 0 | 0 | 0.01 | 3.66 | 17.84 | 27.96 | 31.7 | 33.3 | 33.62 | 33.52 | 33.23 | 32.84 | 31.93 | 30.57 | 26.92 | 15.57 | 2.48 | 0 | 0 | 0 | 0 | 0 | 0 | 0 | 0 | 0 | 0 | 1.23 | 13.36 | 25.12 | 29.89 | 32.05 | 32.73 | 32.66 | 32.01 | 31.15 | 29.89 | 27.56 | 21.92 | 8.12 | 0.25 | 0 | 0 | 0 | 0 | 0 | 0 | 0 | 0 | 0 | 0 | 0.27 | 9.87 | 25.81 | 30.05 | 31.61 | 31.87 | 31.86 | 31.68 | 31.31 | 30.85 | 27.86 | 15.58 | 1.87 | 0 | 0 | 0 | 0 | 0 | 0 | 0 | 0 | 0 | 0 | 0 | 0.02 | 5.64 | 22.44 | 28.51 | 29.37 | 29.12 | 29.2 | 29.35 | 29.48 | 28.84 | 22.57 | 6.37 | 0.07 | 0 | 0 | 0 | 0 | 0 | 0 | 0 | 0 | 0 | 0 | 0 | 0 | 1.04 | 13.16 | 24.58 | 26.58 | 25.87 | 25.17 | 25.48 | 25.54 | 24.32 | 14.03 | 1.4 | 0 | 0 | 0 | 0 | 0 | 0 | 0 | 0 | 0 | 0 | 0 | 0 | 0 | 0.05 | 4.88 | 15.51 | 18.66 | 19.65 | 19.27 | 19.9 | 18.81 | 17.17 | 9.76 | 0.84 | 0 | 0 | 0 | 0 | 0 | 0 | 0
SANBRN_2_EESSB2 | SANBRN_2_EESSB2_SUN | Hybrid_Solar1Axis | Solar Tracking | CISO | South | Socal | ID | 130 | 0 | 0 | 0 | 0 | 0 | 0 | 0.06 | 14.5 | 53.12 | 68.6 | 71.3 | 72.82 | 71.92 | 67.55 | 62.52 | 39.4 | 7.76 | 0 | 0 | 0 | 0 | 0 | 0 | 0 | 0 | 0 | 0 | 0 | 0 | 0 | 0.9 | 33.21 | 81.25 | 86.82 | 86.09 | 83.17 | 80.45 | 78.58 | 77.19 | 69.41 | 30.28 | 1.12 | 0 | 0 | 0 | 0 | 0 | 0 | 0 | 0 | 0 | 0 | 0 | 0 | 10.04 | 59.67 | 82.2 | 85.2 | 83.66 | 81.55 | 81.07 | 73.6 | 66.94 | 60.4 | 42.91 | 6.48 | 0 | 0 | 0 | 0 | 0 | 0 | 0 | 0 | 0 | 0 | 0 | 5.75 | 55.47 | 98.19 | 103.49 | 106.01 | 105.23 | 105.92 | 104.77 | 104.54 | 101.27 | 95.93 | 79.12 | 26.27 | 0.62 | 0 | 0 | 0 | 0 | 0 | 0 | 0 | 0 | 0 | 0.17 | 21.4 | 74.43 | 101.63 | 108.54 | 110.96 | 111.2 | 112.1 | 111.93 | 110.43 | 107.68 | 103.34 | 90.27 | 44.41 | 4.18 | 0 | 0 | 0 | 0 | 0 | 0 | 0 | 0 | 0 | 0.39 | 25.36 | 74.49 | 97.67 | 105.32 | 109.54 | 110.41 | 111.01 | 110.83 | 109.57 | 106.87 | 103.15 | 91.49 | 55.28 | 9.46 | 0.01 | 0 | 0 | 0 | 0 | 0 | 0 | 0 | 0 | 0.03 | 11.89 | 57.98 | 90.85 | 103.04 | 108.21 | 109.27 | 108.95 | 108.01 | 106.71 | 103.78 | 99.36 | 87.48 | 50.6 | 8.06 | 0 | 0 | 0 | 0 | 0 | 0 | 0 | 0 | 0 | 0 | 4 | 43.42 | 81.65 | 97.14 | 104.15 | 106.38 | 106.13 | 104.05 | 101.23 | 97.14 | 89.56 | 71.23 | 26.39 | 0.81 | 0 | 0 | 0 | 0 | 0 | 0 | 0 | 0 | 0 | 0 | 0.89 | 32.09 | 83.87 | 97.67 | 102.74 | 103.56 | 103.53 | 102.97 | 101.76 | 100.28 | 90.55 | 50.64 | 6.08 | 0 | 0 | 0 | 0 | 0 | 0 | 0 | 0 | 0 | 0 | 0 | 0.06 | 18.32 | 72.94 | 92.65 | 95.46 | 94.63 | 94.89 | 95.39 | 95.82 | 93.74 | 73.34 | 20.69 | 0.23 | 0 | 0 | 0 | 0 | 0 | 0 | 0 | 0 | 0 | 0 | 0 | 0 | 3.39 | 42.77 | 79.87 | 86.39 | 84.07 | 81.79 | 82.8 | 82.99 | 79.02 | 45.59 | 4.54 | 0 | 0 | 0 | 0 | 0 | 0 | 0 | 0 | 0 | 0 | 0 | 0 | 0 | 0.16 | 15.86 | 50.42 | 60.63 | 63.88 | 62.62 | 64.66 | 61.12 | 55.8 | 31.71 | 2.72 | 0 | 0 | 0 | 0 | 0 | 0 | 0
SANBRN_2_ES1BT3 | SANBRN_2_ES1BT3_SUN | Hybrid_Solar1Axis | Solar Tracking | CISO | South | Socal | ID | 40 | 0 | 0 | 0 | 0 | 0 | 0 | 0.02 | 4.46 | 16.35 | 21.11 | 21.94 | 22.41 | 22.13 | 20.79 | 19.24 | 12.12 | 2.39 | 0 | 0 | 0 | 0 | 0 | 0 | 0 | 0 | 0 | 0 | 0 | 0 | 0 | 0.28 | 10.22 | 25 | 26.71 | 26.49 | 25.59 | 24.75 | 24.18 | 23.75 | 21.36 | 9.32 | 0.34 | 0 | 0 | 0 | 0 | 0 | 0 | 0 | 0 | 0 | 0 | 0 | 0 | 3.09 | 18.36 | 25.29 | 26.22 | 25.74 | 25.09 | 24.95 | 22.65 | 20.6 | 18.58 | 13.2 | 1.99 | 0 | 0 | 0 | 0 | 0 | 0 | 0 | 0 | 0 | 0 | 0 | 1.77 | 17.07 | 30.21 | 31.84 | 32.62 | 32.38 | 32.59 | 32.24 | 32.17 | 31.16 | 29.52 | 24.34 | 8.08 | 0.19 | 0 | 0 | 0 | 0 | 0 | 0 | 0 | 0 | 0 | 0.05 | 6.59 | 22.9 | 31.27 | 33.4 | 34.14 | 34.22 | 34.49 | 34.44 | 33.98 | 33.13 | 31.8 | 27.78 | 13.67 | 1.29 | 0 | 0 | 0 | 0 | 0 | 0 | 0 | 0 | 0 | 0.12 | 7.8 | 22.92 | 30.05 | 32.41 | 33.7 | 33.97 | 34.16 | 34.1 | 33.71 | 32.88 | 31.74 | 28.15 | 17.01 | 2.91 | 0 | 0 | 0 | 0 | 0 | 0 | 0 | 0 | 0 | 0.01 | 3.66 | 17.84 | 27.96 | 31.7 | 33.3 | 33.62 | 33.52 | 33.23 | 32.84 | 31.93 | 30.57 | 26.92 | 15.57 | 2.48 | 0 | 0 | 0 | 0 | 0 | 0 | 0 | 0 | 0 | 0 | 1.23 | 13.36 | 25.12 | 29.89 | 32.05 | 32.73 | 32.66 | 32.01 | 31.15 | 29.89 | 27.56 | 21.92 | 8.12 | 0.25 | 0 | 0 | 0 | 0 | 0 | 0 | 0 | 0 | 0 | 0 | 0.27 | 9.87 | 25.81 | 30.05 | 31.61 | 31.87 | 31.86 | 31.68 | 31.31 | 30.85 | 27.86 | 15.58 | 1.87 | 0 | 0 | 0 | 0 | 0 | 0 | 0 | 0 | 0 | 0 | 0 | 0.02 | 5.64 | 22.44 | 28.51 | 29.37 | 29.12 | 29.2 | 29.35 | 29.48 | 28.84 | 22.57 | 6.37 | 0.07 | 0 | 0 | 0 | 0 | 0 | 0 | 0 | 0 | 0 | 0 | 0 | 0 | 1.04 | 13.16 | 24.58 | 26.58 | 25.87 | 25.17 | 25.48 | 25.54 | 24.32 | 14.03 | 1.4 | 0 | 0 | 0 | 0 | 0 | 0 | 0 | 0 | 0 | 0 | 0 | 0 | 0 | 0.05 | 4.88 | 15.51 | 18.66 | 19.65 | 19.27 | 19.9 | 18.81 | 17.17 | 9.76 | 0.84 | 0 | 0 | 0 | 0 | 0 | 0 | 0
SANBRN_2_ES2SB3 | SANBRN_2_ES2SB3_SUN | Hybrid_Solar1Axis | Solar Tracking | CISO | South | Socal | ID | 33 | 0 | 0 | 0 | 0 | 0 | 0 | 0.02 | 3.68 | 13.48 | 17.41 | 18.1 | 18.49 | 18.26 | 17.15 | 15.87 | 10 | 1.97 | 0 | 0 | 0 | 0 | 0 | 0 | 0 | 0 | 0 | 0 | 0 | 0 | 0 | 0.23 | 8.43 | 20.63 | 22.04 | 21.85 | 21.11 | 20.42 | 19.95 | 19.59 | 17.62 | 7.69 | 0.28 | 0 | 0 | 0 | 0 | 0 | 0 | 0 | 0 | 0 | 0 | 0 | 0 | 2.55 | 15.15 | 20.87 | 21.63 | 21.24 | 20.7 | 20.58 | 18.68 | 16.99 | 15.33 | 10.89 | 1.64 | 0 | 0 | 0 | 0 | 0 | 0 | 0 | 0 | 0 | 0 | 0 | 1.46 | 14.08 | 24.93 | 26.27 | 26.91 | 26.71 | 26.89 | 26.6 | 26.54 | 25.71 | 24.35 | 20.08 | 6.67 | 0.16 | 0 | 0 | 0 | 0 | 0 | 0 | 0 | 0 | 0 | 0.04 | 5.43 | 18.89 | 25.8 | 27.55 | 28.17 | 28.23 | 28.46 | 28.41 | 28.03 | 27.33 | 26.23 | 22.92 | 11.27 | 1.06 | 0 | 0 | 0 | 0 | 0 | 0 | 0 | 0 | 0 | 0.1 | 6.44 | 18.91 | 24.79 | 26.74 | 27.81 | 28.03 | 28.18 | 28.13 | 27.81 | 27.13 | 26.18 | 23.22 | 14.03 | 2.4 | 0 | 0 | 0 | 0 | 0 | 0 | 0 | 0 | 0 | 0.01 | 3.02 | 14.72 | 23.06 | 26.16 | 27.47 | 27.74 | 27.66 | 27.42 | 27.09 | 26.35 | 25.22 | 22.21 | 12.85 | 2.05 | 0 | 0 | 0 | 0 | 0 | 0 | 0 | 0 | 0 | 0 | 1.02 | 11.02 | 20.73 | 24.66 | 26.44 | 27 | 26.94 | 26.41 | 25.7 | 24.66 | 22.73 | 18.08 | 6.7 | 0.21 | 0 | 0 | 0 | 0 | 0 | 0 | 0 | 0 | 0 | 0 | 0.23 | 8.15 | 21.29 | 24.79 | 26.08 | 26.29 | 26.28 | 26.14 | 25.83 | 25.45 | 22.99 | 12.86 | 1.54 | 0 | 0 | 0 | 0 | 0 | 0 | 0 | 0 | 0 | 0 | 0 | 0.02 | 4.65 | 18.52 | 23.52 | 24.23 | 24.02 | 24.09 | 24.21 | 24.32 | 23.8 | 18.62 | 5.25 | 0.06 | 0 | 0 | 0 | 0 | 0 | 0 | 0 | 0 | 0 | 0 | 0 | 0 | 0.86 | 10.86 | 20.27 | 21.93 | 21.34 | 20.76 | 21.02 | 21.07 | 20.06 | 11.57 | 1.15 | 0 | 0 | 0 | 0 | 0 | 0 | 0 | 0 | 0 | 0 | 0 | 0 | 0 | 0.04 | 4.03 | 12.8 | 15.39 | 16.22 | 15.9 | 16.41 | 15.51 | 14.16 | 8.05 | 0.69 | 0 | 0 | 0 | 0 | 0 | 0 | 0
SLRMS3_2_SRMSR1 |  | Solar_1Axis | Solar Tracking | CISO | South | Socal | FC | 250 | 0 | 0 | 0 | 0 | 0 | 0 | 0.12 | 27.89 | 102.16 | 131.93 | 137.12 | 140.05 | 138.31 | 129.91 | 120.22 | 75.77 | 14.92 | 0 | 0 | 0 | 0 | 0 | 0 | 0 | 0 | 0 | 0 | 0 | 0 | 0 | 1.72 | 63.86 | 156.25 | 166.95 | 165.56 | 159.95 | 154.71 | 151.12 | 148.43 | 133.48 | 58.24 | 2.15 | 0 | 0 | 0 | 0 | 0 | 0 | 0 | 0 | 0 | 0 | 0 | 0 | 19.31 | 114.75 | 158.07 | 163.85 | 160.88 | 156.83 | 155.91 | 141.54 | 128.73 | 116.15 | 82.52 | 12.46 | 0 | 0 | 0 | 0 | 0 | 0 | 0 | 0 | 0 | 0 | 0 | 11.06 | 106.68 | 188.84 | 199.02 | 203.86 | 202.36 | 203.7 | 201.48 | 201.05 | 194.75 | 184.48 | 152.14 | 50.51 | 1.19 | 0 | 0 | 0 | 0 | 0 | 0 | 0 | 0 | 0 | 0.33 | 41.16 | 143.14 | 195.44 | 208.73 | 213.38 | 213.85 | 215.58 | 215.26 | 212.37 | 207.07 | 198.73 | 173.6 | 85.41 | 8.04 | 0 | 0 | 0 | 0 | 0 | 0 | 0 | 0 | 0 | 0.75 | 48.78 | 143.26 | 187.83 | 202.55 | 210.65 | 212.32 | 213.47 | 213.13 | 210.72 | 205.53 | 198.37 | 175.94 | 106.31 | 18.2 | 0.01 | 0 | 0 | 0 | 0 | 0 | 0 | 0 | 0 | 0.06 | 22.86 | 111.5 | 174.72 | 198.15 | 208.1 | 210.13 | 209.52 | 207.71 | 205.22 | 199.58 | 191.08 | 168.24 | 97.32 | 15.5 | 0.01 | 0 | 0 | 0 | 0 | 0 | 0 | 0 | 0 | 0 | 7.7 | 83.49 | 157.02 | 186.81 | 200.29 | 204.58 | 204.1 | 200.09 | 194.68 | 186.81 | 172.23 | 136.99 | 50.74 | 1.55 | 0 | 0 | 0 | 0 | 0 | 0 | 0 | 0 | 0 | 0 | 1.71 | 61.72 | 161.29 | 187.82 | 197.58 | 199.16 | 199.1 | 198.01 | 195.69 | 192.84 | 174.13 | 97.39 | 11.68 | 0 | 0 | 0 | 0 | 0 | 0 | 0 | 0 | 0 | 0 | 0 | 0.12 | 35.23 | 140.27 | 178.17 | 183.58 | 181.98 | 182.49 | 183.44 | 184.26 | 180.27 | 141.05 | 39.79 | 0.44 | 0 | 0 | 0 | 0 | 0 | 0 | 0 | 0 | 0 | 0 | 0 | 0 | 6.51 | 82.25 | 153.6 | 166.14 | 161.67 | 157.29 | 159.22 | 159.6 | 151.97 | 87.67 | 8.72 | 0 | 0 | 0 | 0 | 0 | 0 | 0 | 0 | 0 | 0 | 0 | 0 | 0 | 0.3 | 30.5 | 96.97 | 116.6 | 122.84 | 120.43 | 124.35 | 117.53 | 107.3 | 60.97 | 5.23 | 0 | 0 | 0 | 0 | 0 | 0 | 0
SLST13_2_SOLAR1 |  | Solar_1Axis | Solar Tracking | CISO | North | Norcal | FC | 107.6 | 0 | 0 | 0 | 0 | 0 | 0 | 0 | 2.29 | 17.63 | 33.6 | 41.56 | 45.75 | 45.77 | 43.2 | 40.44 | 27.62 | 6.02 | 0 | 0 | 0 | 0 | 0 | 0 | 0 | 0 | 0 | 0 | 0 | 0 | 0 | 0.03 | 13.28 | 55.25 | 68.87 | 70.35 | 66.67 | 65.71 | 65.28 | 66.69 | 56.89 | 29.85 | 1.64 | 0 | 0 | 0 | 0 | 0 | 0 | 0 | 0 | 0 | 0 | 0 | 0 | 2.79 | 34.37 | 64.49 | 69.09 | 64.85 | 66.61 | 65.62 | 60.4 | 55.78 | 51.95 | 36.57 | 8.46 | 0.01 | 0 | 0 | 0 | 0 | 0 | 0 | 0 | 0 | 0 | 0 | 1.49 | 32.09 | 70.85 | 77.93 | 77.49 | 76.12 | 77.96 | 78.13 | 76.96 | 78.22 | 74.99 | 68.41 | 31.75 | 1.47 | 0 | 0 | 0 | 0 | 0 | 0 | 0 | 0 | 0 | 0.01 | 11.83 | 55.84 | 78.74 | 82.34 | 82.45 | 81.7 | 83.44 | 83.42 | 85.35 | 85.33 | 83.45 | 78.65 | 48.67 | 7.56 | 0 | 0 | 0 | 0 | 0 | 0 | 0 | 0 | 0 | 0.08 | 16.99 | 61.7 | 83.61 | 89.53 | 90.64 | 91.32 | 91.84 | 91.58 | 90.77 | 90.75 | 88.76 | 82.35 | 61.01 | 17.2 | 0.2 | 0 | 0 | 0 | 0 | 0 | 0 | 0 | 0 | 0 | 7.72 | 49.51 | 79.84 | 88.11 | 89.32 | 89.96 | 89.6 | 89.42 | 88.45 | 88.28 | 84.69 | 78.51 | 55.07 | 12.95 | 0.08 | 0 | 0 | 0 | 0 | 0 | 0 | 0 | 0 | 0 | 1.09 | 29.01 | 67.04 | 81.06 | 84.82 | 85.2 | 85.87 | 85.21 | 84.52 | 83.93 | 78.99 | 64.77 | 28.75 | 1.59 | 0 | 0 | 0 | 0 | 0 | 0 | 0 | 0 | 0 | 0 | 0.12 | 17.72 | 63.19 | 79.61 | 82.29 | 81.7 | 80.78 | 80.92 | 82.06 | 82.42 | 77.67 | 51.12 | 10.05 | 0.01 | 0 | 0 | 0 | 0 | 0 | 0 | 0 | 0 | 0 | 0 | 0 | 5.29 | 41.95 | 69.38 | 71.47 | 70.05 | 68.29 | 68.8 | 70.04 | 69.78 | 58.73 | 19.53 | 0.41 | 0 | 0 | 0 | 0 | 0 | 0 | 0 | 0 | 0 | 0 | 0 | 0 | 0.19 | 16.35 | 49.24 | 58 | 56.91 | 55.09 | 56.7 | 58.38 | 54.84 | 34.35 | 4.07 | 0 | 0 | 0 | 0 | 0 | 0 | 0 | 0 | 0 | 0 | 0 | 0 | 0 | 0 | 3.21 | 22.02 | 36.14 | 43.93 | 46.14 | 44.92 | 43.5 | 40.23 | 22.5 | 2.42 | 0 | 0 | 0 | 0 | 0 | 0 | 0
SLSTR1_2_SOLAR1 |  | Solar_1Axis | Solar Tracking | CISO | South | Socal | FC | 310 | 0 | 0 | 0 | 0 | 0 | 0 | 0.15 | 34.58 | 126.67 | 163.59 | 170.02 | 173.66 | 171.51 | 161.08 | 149.08 | 93.96 | 18.5 | 0 | 0 | 0 | 0 | 0 | 0 | 0 | 0 | 0 | 0 | 0 | 0 | 0 | 2.13 | 79.19 | 193.75 | 207.02 | 205.29 | 198.34 | 191.83 | 187.39 | 184.06 | 165.51 | 72.22 | 2.66 | 0 | 0 | 0 | 0 | 0 | 0 | 0 | 0 | 0 | 0 | 0 | 0 | 23.95 | 142.29 | 196.01 | 203.17 | 199.49 | 194.47 | 193.33 | 175.51 | 159.63 | 144.02 | 102.33 | 15.45 | 0 | 0 | 0 | 0 | 0 | 0 | 0 | 0 | 0 | 0 | 0 | 13.71 | 132.28 | 234.16 | 246.79 | 252.78 | 250.92 | 252.59 | 249.84 | 249.3 | 241.49 | 228.75 | 188.66 | 62.64 | 1.48 | 0 | 0 | 0 | 0 | 0 | 0 | 0 | 0 | 0 | 0.42 | 51.04 | 177.49 | 242.34 | 258.82 | 264.59 | 265.18 | 267.31 | 266.92 | 263.34 | 256.77 | 246.42 | 215.27 | 105.91 | 9.97 | 0 | 0 | 0 | 0 | 0 | 0 | 0 | 0 | 0 | 0.93 | 60.48 | 177.64 | 232.91 | 251.16 | 261.2 | 263.28 | 264.71 | 264.28 | 261.29 | 254.85 | 245.98 | 218.16 | 131.82 | 22.57 | 0.01 | 0 | 0 | 0 | 0 | 0 | 0 | 0 | 0 | 0.08 | 28.35 | 138.26 | 216.65 | 245.7 | 258.04 | 260.56 | 259.81 | 257.56 | 254.47 | 247.48 | 236.94 | 208.61 | 120.67 | 19.22 | 0.01 | 0 | 0 | 0 | 0 | 0 | 0 | 0 | 0 | 0 | 9.55 | 103.53 | 194.71 | 231.64 | 248.35 | 253.68 | 253.08 | 248.11 | 241.4 | 231.65 | 213.57 | 169.86 | 62.92 | 1.93 | 0 | 0 | 0 | 0 | 0 | 0 | 0 | 0 | 0 | 0 | 2.12 | 76.53 | 200 | 232.9 | 245 | 246.96 | 246.89 | 245.53 | 242.65 | 239.12 | 215.93 | 120.76 | 14.49 | 0 | 0 | 0 | 0 | 0 | 0 | 0 | 0 | 0 | 0 | 0 | 0.14 | 43.68 | 173.93 | 220.93 | 227.64 | 225.65 | 226.29 | 227.46 | 228.49 | 223.54 | 174.9 | 49.33 | 0.55 | 0 | 0 | 0 | 0 | 0 | 0 | 0 | 0 | 0 | 0 | 0 | 0 | 8.07 | 101.99 | 190.46 | 206.01 | 200.47 | 195.04 | 197.44 | 197.91 | 188.44 | 108.71 | 10.82 | 0 | 0 | 0 | 0 | 0 | 0 | 0 | 0 | 0 | 0 | 0 | 0 | 0 | 0.37 | 37.82 | 120.24 | 144.59 | 152.33 | 149.33 | 154.19 | 145.74 | 133.06 | 75.61 | 6.49 | 0 | 0 | 0 | 0 | 0 | 0 | 0
SLSTR2_2_SOLAR2 |  | Solar_1Axis | Solar Tracking | CISO | South | Socal | FC | 276 | 0 | 0 | 0 | 0 | 0 | 0 | 0.14 | 30.79 | 112.78 | 145.65 | 151.38 | 154.61 | 152.7 | 143.42 | 132.73 | 83.65 | 16.47 | 0 | 0 | 0 | 0 | 0 | 0 | 0 | 0 | 0 | 0 | 0 | 0 | 0 | 1.9 | 70.5 | 172.5 | 184.32 | 182.78 | 176.59 | 170.79 | 166.84 | 163.87 | 147.36 | 64.3 | 2.37 | 0 | 0 | 0 | 0 | 0 | 0 | 0 | 0 | 0 | 0 | 0 | 0 | 21.32 | 126.68 | 174.51 | 180.89 | 177.61 | 173.14 | 172.12 | 156.26 | 142.12 | 128.23 | 91.11 | 13.75 | 0 | 0 | 0 | 0 | 0 | 0 | 0 | 0 | 0 | 0 | 0 | 12.21 | 117.77 | 208.47 | 219.72 | 225.06 | 223.4 | 224.89 | 222.44 | 221.96 | 215.01 | 203.67 | 167.97 | 55.77 | 1.31 | 0 | 0 | 0 | 0 | 0 | 0 | 0 | 0 | 0 | 0.37 | 45.44 | 158.03 | 215.76 | 230.43 | 235.57 | 236.09 | 238 | 237.64 | 234.46 | 228.61 | 219.4 | 191.66 | 94.29 | 8.88 | 0 | 0 | 0 | 0 | 0 | 0 | 0 | 0 | 0 | 0.83 | 53.85 | 158.16 | 207.37 | 223.61 | 232.55 | 234.41 | 235.67 | 235.29 | 232.63 | 226.9 | 219 | 194.24 | 117.36 | 20.09 | 0.01 | 0 | 0 | 0 | 0 | 0 | 0 | 0 | 0 | 0.07 | 25.24 | 123.1 | 192.89 | 218.75 | 229.74 | 231.98 | 231.31 | 229.31 | 226.56 | 220.34 | 210.96 | 185.73 | 107.44 | 17.11 | 0.01 | 0 | 0 | 0 | 0 | 0 | 0 | 0 | 0 | 0 | 8.5 | 92.18 | 173.35 | 206.23 | 221.12 | 225.86 | 225.32 | 220.9 | 214.93 | 206.24 | 190.14 | 151.23 | 56.02 | 1.72 | 0 | 0 | 0 | 0 | 0 | 0 | 0 | 0 | 0 | 0 | 1.89 | 68.13 | 178.06 | 207.35 | 218.12 | 219.87 | 219.81 | 218.61 | 216.04 | 212.89 | 192.24 | 107.52 | 12.9 | 0 | 0 | 0 | 0 | 0 | 0 | 0 | 0 | 0 | 0 | 0 | 0.13 | 38.89 | 154.85 | 196.7 | 202.67 | 200.9 | 201.47 | 202.51 | 203.43 | 199.02 | 155.71 | 43.92 | 0.49 | 0 | 0 | 0 | 0 | 0 | 0 | 0 | 0 | 0 | 0 | 0 | 0 | 7.19 | 90.81 | 169.57 | 183.42 | 178.48 | 173.65 | 175.78 | 176.2 | 167.78 | 96.78 | 9.63 | 0 | 0 | 0 | 0 | 0 | 0 | 0 | 0 | 0 | 0 | 0 | 0 | 0 | 0.33 | 33.67 | 107.05 | 128.73 | 135.62 | 132.95 | 137.28 | 129.76 | 118.46 | 67.31 | 5.78 | 0 | 0 | 0 | 0 | 0 | 0 | 0
SMYRNA_1_DL1SR1 |  | Solar_1Axis | Solar Tracking | CISO | North | Norcal | FC | 1 | 0 | 0 | 0 | 0 | 0 | 0 | 0 | 0.02 | 0.16 | 0.31 | 0.39 | 0.43 | 0.43 | 0.4 | 0.38 | 0.26 | 0.06 | 0 | 0 | 0 | 0 | 0 | 0 | 0 | 0 | 0 | 0 | 0 | 0 | 0 | 0 | 0.12 | 0.51 | 0.64 | 0.65 | 0.62 | 0.61 | 0.61 | 0.62 | 0.53 | 0.28 | 0.02 | 0 | 0 | 0 | 0 | 0 | 0 | 0 | 0 | 0 | 0 | 0 | 0 | 0.03 | 0.32 | 0.6 | 0.64 | 0.6 | 0.62 | 0.61 | 0.56 | 0.52 | 0.48 | 0.34 | 0.08 | 0 | 0 | 0 | 0 | 0 | 0 | 0 | 0 | 0 | 0 | 0 | 0.01 | 0.3 | 0.66 | 0.72 | 0.72 | 0.71 | 0.72 | 0.73 | 0.72 | 0.73 | 0.7 | 0.64 | 0.3 | 0.01 | 0 | 0 | 0 | 0 | 0 | 0 | 0 | 0 | 0 | 0 | 0.11 | 0.52 | 0.73 | 0.77 | 0.77 | 0.76 | 0.78 | 0.78 | 0.79 | 0.79 | 0.78 | 0.73 | 0.45 | 0.07 | 0 | 0 | 0 | 0 | 0 | 0 | 0 | 0 | 0 | 0 | 0.16 | 0.57 | 0.78 | 0.83 | 0.84 | 0.85 | 0.85 | 0.85 | 0.84 | 0.84 | 0.82 | 0.77 | 0.57 | 0.16 | 0 | 0 | 0 | 0 | 0 | 0 | 0 | 0 | 0 | 0 | 0.07 | 0.46 | 0.74 | 0.82 | 0.83 | 0.84 | 0.83 | 0.83 | 0.82 | 0.82 | 0.79 | 0.73 | 0.51 | 0.12 | 0 | 0 | 0 | 0 | 0 | 0 | 0 | 0 | 0 | 0 | 0.01 | 0.27 | 0.62 | 0.75 | 0.79 | 0.79 | 0.8 | 0.79 | 0.79 | 0.78 | 0.73 | 0.6 | 0.27 | 0.01 | 0 | 0 | 0 | 0 | 0 | 0 | 0 | 0 | 0 | 0 | 0 | 0.16 | 0.59 | 0.74 | 0.76 | 0.76 | 0.75 | 0.75 | 0.76 | 0.77 | 0.72 | 0.48 | 0.09 | 0 | 0 | 0 | 0 | 0 | 0 | 0 | 0 | 0 | 0 | 0 | 0 | 0.05 | 0.39 | 0.64 | 0.66 | 0.65 | 0.63 | 0.64 | 0.65 | 0.65 | 0.55 | 0.18 | 0 | 0 | 0 | 0 | 0 | 0 | 0 | 0 | 0 | 0 | 0 | 0 | 0 | 0 | 0.15 | 0.46 | 0.54 | 0.53 | 0.51 | 0.53 | 0.54 | 0.51 | 0.32 | 0.04 | 0 | 0 | 0 | 0 | 0 | 0 | 0 | 0 | 0 | 0 | 0 | 0 | 0 | 0 | 0.03 | 0.2 | 0.34 | 0.41 | 0.43 | 0.42 | 0.4 | 0.37 | 0.21 | 0.02 | 0 | 0 | 0 | 0 | 0 | 0 | 0
SPRGVL_2_CREST |  | Solar_Fixed | Solar Fixed | CISO | South | Socal | EO | 3 | 0 | 0 | 0 | 0 | 0 | 0 | 0 | 0.36 | 1.24 | 1.69 | 1.86 | 1.93 | 1.84 | 1.76 | 1.47 | 0.81 | 0.12 | 0 | 0 | 0 | 0 | 0 | 0 | 0 | 0 | 0 | 0 | 0 | 0 | 0 | 0.03 | 0.65 | 1.57 | 1.93 | 2.05 | 2.07 | 1.99 | 1.89 | 1.71 | 1.34 | 0.49 | 0.01 | 0 | 0 | 0 | 0 | 0 | 0 | 0 | 0 | 0 | 0 | 0 | 0 | 0.22 | 1.14 | 1.77 | 2.02 | 2.06 | 2.09 | 2 | 1.89 | 1.71 | 1.39 | 0.75 | 0.1 | 0 | 0 | 0 | 0 | 0 | 0 | 0 | 0 | 0 | 0 | 0 | 0.11 | 0.88 | 1.78 | 2.24 | 2.43 | 2.52 | 2.53 | 2.48 | 2.41 | 2.22 | 1.92 | 1.31 | 0.34 | 0.01 | 0 | 0 | 0 | 0 | 0 | 0 | 0 | 0 | 0 | 0.01 | 0.35 | 1.26 | 1.88 | 2.27 | 2.5 | 2.6 | 2.63 | 2.6 | 2.55 | 2.38 | 2.08 | 1.52 | 0.59 | 0.05 | 0 | 0 | 0 | 0 | 0 | 0 | 0 | 0 | 0 | 0.01 | 0.4 | 1.23 | 1.84 | 2.29 | 2.51 | 2.63 | 2.64 | 2.62 | 2.54 | 2.34 | 2.05 | 1.6 | 0.76 | 0.1 | 0 | 0 | 0 | 0 | 0 | 0 | 0 | 0 | 0 | 0 | 0.21 | 0.89 | 1.61 | 2.04 | 2.3 | 2.46 | 2.52 | 2.49 | 2.41 | 2.22 | 1.95 | 1.49 | 0.69 | 0.08 | 0 | 0 | 0 | 0 | 0 | 0 | 0 | 0 | 0 | 0 | 0.09 | 0.77 | 1.62 | 2.04 | 2.33 | 2.53 | 2.59 | 2.48 | 2.4 | 2.2 | 1.88 | 1.26 | 0.37 | 0.01 | 0 | 0 | 0 | 0 | 0 | 0 | 0 | 0 | 0 | 0 | 0.03 | 0.61 | 1.57 | 2.07 | 2.32 | 2.47 | 2.5 | 2.5 | 2.39 | 2.16 | 1.72 | 0.8 | 0.08 | 0 | 0 | 0 | 0 | 0 | 0 | 0 | 0 | 0 | 0 | 0 | 0 | 0.38 | 1.4 | 2 | 2.25 | 2.4 | 2.43 | 2.39 | 2.27 | 2.03 | 1.35 | 0.32 | 0 | 0 | 0 | 0 | 0 | 0 | 0 | 0 | 0 | 0 | 0 | 0 | 0 | 0.1 | 0.89 | 1.75 | 2.04 | 2.16 | 2.19 | 2.13 | 2.01 | 1.65 | 0.77 | 0.06 | 0 | 0 | 0 | 0 | 0 | 0 | 0 | 0 | 0 | 0 | 0 | 0 | 0 | 0.01 | 0.4 | 1.16 | 1.56 | 1.7 | 1.79 | 1.77 | 1.62 | 1.27 | 0.59 | 0.04 | 0 | 0 | 0 | 0 | 0 | 0 | 0
SPRGVL_2_EXETPV |  | Solar_Fixed | Solar Fixed | CISO | South | Socal | EO | 3.5 | 0 | 0 | 0 | 0 | 0 | 0 | 0.01 | 0.42 | 1.45 | 1.97 | 2.17 | 2.25 | 2.15 | 2.05 | 1.72 | 0.95 | 0.14 | 0 | 0 | 0 | 0 | 0 | 0 | 0 | 0 | 0 | 0 | 0 | 0 | 0 | 0.03 | 0.76 | 1.84 | 2.25 | 2.39 | 2.42 | 2.32 | 2.2 | 1.99 | 1.56 | 0.57 | 0.01 | 0 | 0 | 0 | 0 | 0 | 0 | 0 | 0 | 0 | 0 | 0 | 0 | 0.25 | 1.33 | 2.06 | 2.35 | 2.4 | 2.44 | 2.34 | 2.21 | 1.99 | 1.62 | 0.87 | 0.12 | 0 | 0 | 0 | 0 | 0 | 0 | 0 | 0 | 0 | 0 | 0 | 0.12 | 1.03 | 2.08 | 2.61 | 2.83 | 2.95 | 2.95 | 2.89 | 2.81 | 2.59 | 2.24 | 1.53 | 0.4 | 0.01 | 0 | 0 | 0 | 0 | 0 | 0 | 0 | 0 | 0 | 0.01 | 0.41 | 1.47 | 2.2 | 2.64 | 2.91 | 3.04 | 3.06 | 3.03 | 2.97 | 2.78 | 2.43 | 1.77 | 0.69 | 0.05 | 0 | 0 | 0 | 0 | 0 | 0 | 0 | 0 | 0 | 0.01 | 0.47 | 1.43 | 2.14 | 2.67 | 2.92 | 3.07 | 3.08 | 3.06 | 2.97 | 2.73 | 2.39 | 1.86 | 0.89 | 0.12 | 0 | 0 | 0 | 0 | 0 | 0 | 0 | 0 | 0 | 0 | 0.25 | 1.03 | 1.87 | 2.38 | 2.69 | 2.87 | 2.94 | 2.91 | 2.81 | 2.6 | 2.27 | 1.74 | 0.8 | 0.1 | 0 | 0 | 0 | 0 | 0 | 0 | 0 | 0 | 0 | 0 | 0.1 | 0.9 | 1.89 | 2.38 | 2.72 | 2.96 | 3.02 | 2.89 | 2.8 | 2.57 | 2.19 | 1.48 | 0.43 | 0.01 | 0 | 0 | 0 | 0 | 0 | 0 | 0 | 0 | 0 | 0 | 0.03 | 0.71 | 1.83 | 2.41 | 2.71 | 2.88 | 2.92 | 2.92 | 2.79 | 2.52 | 2.01 | 0.94 | 0.1 | 0 | 0 | 0 | 0 | 0 | 0 | 0 | 0 | 0 | 0 | 0 | 0.01 | 0.45 | 1.64 | 2.33 | 2.62 | 2.8 | 2.83 | 2.79 | 2.65 | 2.37 | 1.57 | 0.37 | 0.01 | 0 | 0 | 0 | 0 | 0 | 0 | 0 | 0 | 0 | 0 | 0 | 0 | 0.12 | 1.04 | 2.04 | 2.38 | 2.52 | 2.56 | 2.49 | 2.34 | 1.93 | 0.9 | 0.07 | 0 | 0 | 0 | 0 | 0 | 0 | 0 | 0 | 0 | 0 | 0 | 0 | 0 | 0.01 | 0.46 | 1.35 | 1.82 | 1.98 | 2.09 | 2.07 | 1.89 | 1.49 | 0.69 | 0.04 | 0 | 0 | 0 | 0 | 0 | 0 | 0
SPRGVL_2_LINDPV |  | Solar_Fixed | Solar Fixed | CISO | South | Socal | EO | 4 | 0 | 0 | 0 | 0 | 0 | 0 | 0.01 | 0.48 | 1.65 | 2.25 | 2.48 | 2.57 | 2.46 | 2.34 | 1.96 | 1.09 | 0.16 | 0 | 0 | 0 | 0 | 0 | 0 | 0 | 0 | 0 | 0 | 0 | 0 | 0 | 0.04 | 0.87 | 2.1 | 2.57 | 2.73 | 2.76 | 2.65 | 2.52 | 2.28 | 1.79 | 0.65 | 0.02 | 0 | 0 | 0 | 0 | 0 | 0 | 0 | 0 | 0 | 0 | 0 | 0 | 0.29 | 1.52 | 2.36 | 2.69 | 2.75 | 2.79 | 2.67 | 2.52 | 2.28 | 1.85 | 1 | 0.13 | 0 | 0 | 0 | 0 | 0 | 0 | 0 | 0 | 0 | 0 | 0 | 0.14 | 1.18 | 2.38 | 2.99 | 3.24 | 3.37 | 3.37 | 3.31 | 3.22 | 2.96 | 2.56 | 1.74 | 0.46 | 0.01 | 0 | 0 | 0 | 0 | 0 | 0 | 0 | 0 | 0 | 0.01 | 0.47 | 1.68 | 2.51 | 3.02 | 3.33 | 3.47 | 3.5 | 3.47 | 3.4 | 3.17 | 2.78 | 2.02 | 0.78 | 0.06 | 0 | 0 | 0 | 0 | 0 | 0 | 0 | 0 | 0 | 0.02 | 0.53 | 1.64 | 2.45 | 3.05 | 3.34 | 3.51 | 3.52 | 3.49 | 3.39 | 3.12 | 2.73 | 2.13 | 1.01 | 0.14 | 0 | 0 | 0 | 0 | 0 | 0 | 0 | 0 | 0 | 0 | 0.28 | 1.18 | 2.14 | 2.72 | 3.07 | 3.28 | 3.36 | 3.32 | 3.22 | 2.97 | 2.6 | 1.99 | 0.91 | 0.11 | 0 | 0 | 0 | 0 | 0 | 0 | 0 | 0 | 0 | 0 | 0.12 | 1.03 | 2.16 | 2.73 | 3.11 | 3.38 | 3.45 | 3.31 | 3.2 | 2.94 | 2.51 | 1.69 | 0.49 | 0.02 | 0 | 0 | 0 | 0 | 0 | 0 | 0 | 0 | 0 | 0 | 0.04 | 0.81 | 2.1 | 2.76 | 3.09 | 3.3 | 3.34 | 3.34 | 3.19 | 2.88 | 2.29 | 1.07 | 0.11 | 0 | 0 | 0 | 0 | 0 | 0 | 0 | 0 | 0 | 0 | 0 | 0.01 | 0.51 | 1.87 | 2.66 | 3 | 3.2 | 3.24 | 3.19 | 3.03 | 2.71 | 1.8 | 0.42 | 0.01 | 0 | 0 | 0 | 0 | 0 | 0 | 0 | 0 | 0 | 0 | 0 | 0 | 0.13 | 1.19 | 2.34 | 2.72 | 2.89 | 2.92 | 2.84 | 2.68 | 2.2 | 1.03 | 0.08 | 0 | 0 | 0 | 0 | 0 | 0 | 0 | 0 | 0 | 0 | 0 | 0 | 0 | 0.01 | 0.53 | 1.54 | 2.08 | 2.27 | 2.39 | 2.36 | 2.16 | 1.7 | 0.78 | 0.05 | 0 | 0 | 0 | 0 | 0 | 0 | 0
SPRGVL_2_PORTPV |  | Solar_Fixed | Solar Fixed | CISO | South | Socal | EO | 3.5 | 0 | 0 | 0 | 0 | 0 | 0 | 0.01 | 0.42 | 1.45 | 1.97 | 2.17 | 2.25 | 2.15 | 2.05 | 1.72 | 0.95 | 0.14 | 0 | 0 | 0 | 0 | 0 | 0 | 0 | 0 | 0 | 0 | 0 | 0 | 0 | 0.03 | 0.76 | 1.84 | 2.25 | 2.39 | 2.42 | 2.32 | 2.2 | 1.99 | 1.56 | 0.57 | 0.01 | 0 | 0 | 0 | 0 | 0 | 0 | 0 | 0 | 0 | 0 | 0 | 0 | 0.25 | 1.33 | 2.06 | 2.35 | 2.4 | 2.44 | 2.34 | 2.21 | 1.99 | 1.62 | 0.87 | 0.12 | 0 | 0 | 0 | 0 | 0 | 0 | 0 | 0 | 0 | 0 | 0 | 0.12 | 1.03 | 2.08 | 2.61 | 2.83 | 2.95 | 2.95 | 2.89 | 2.81 | 2.59 | 2.24 | 1.53 | 0.4 | 0.01 | 0 | 0 | 0 | 0 | 0 | 0 | 0 | 0 | 0 | 0.01 | 0.41 | 1.47 | 2.2 | 2.64 | 2.91 | 3.04 | 3.06 | 3.03 | 2.97 | 2.78 | 2.43 | 1.77 | 0.69 | 0.05 | 0 | 0 | 0 | 0 | 0 | 0 | 0 | 0 | 0 | 0.01 | 0.47 | 1.43 | 2.14 | 2.67 | 2.92 | 3.07 | 3.08 | 3.06 | 2.97 | 2.73 | 2.39 | 1.86 | 0.89 | 0.12 | 0 | 0 | 0 | 0 | 0 | 0 | 0 | 0 | 0 | 0 | 0.25 | 1.03 | 1.87 | 2.38 | 2.69 | 2.87 | 2.94 | 2.91 | 2.81 | 2.6 | 2.27 | 1.74 | 0.8 | 0.1 | 0 | 0 | 0 | 0 | 0 | 0 | 0 | 0 | 0 | 0 | 0.1 | 0.9 | 1.89 | 2.38 | 2.72 | 2.96 | 3.02 | 2.89 | 2.8 | 2.57 | 2.19 | 1.48 | 0.43 | 0.01 | 0 | 0 | 0 | 0 | 0 | 0 | 0 | 0 | 0 | 0 | 0.03 | 0.71 | 1.83 | 2.41 | 2.71 | 2.88 | 2.92 | 2.92 | 2.79 | 2.52 | 2.01 | 0.94 | 0.1 | 0 | 0 | 0 | 0 | 0 | 0 | 0 | 0 | 0 | 0 | 0 | 0.01 | 0.45 | 1.64 | 2.33 | 2.62 | 2.8 | 2.83 | 2.79 | 2.65 | 2.37 | 1.57 | 0.37 | 0.01 | 0 | 0 | 0 | 0 | 0 | 0 | 0 | 0 | 0 | 0 | 0 | 0 | 0.12 | 1.04 | 2.04 | 2.38 | 2.52 | 2.56 | 2.49 | 2.34 | 1.93 | 0.9 | 0.07 | 0 | 0 | 0 | 0 | 0 | 0 | 0 | 0 | 0 | 0 | 0 | 0 | 0 | 0.01 | 0.46 | 1.35 | 1.82 | 1.98 | 2.09 | 2.07 | 1.89 | 1.49 | 0.69 | 0.04 | 0 | 0 | 0 | 0 | 0 | 0 | 0
STROUD_6_SOLAR |  | Solar_Fixed | Solar Fixed | CISO | North | Norcal | FC | 20 | 0 | 0 | 0 | 0 | 0 | 0 | 0 | 0.47 | 3.5 | 7.26 | 9.03 | 9.71 | 9.58 | 8.84 | 7.62 | 5.18 | 1.2 | 0 | 0 | 0 | 0 | 0 | 0 | 0 | 0 | 0 | 0 | 0 | 0 | 0 | 0 | 2.02 | 8.41 | 11.7 | 12.89 | 13.01 | 13.1 | 12.76 | 11.98 | 9.43 | 4.45 | 0.33 | 0 | 0 | 0 | 0 | 0 | 0 | 0 | 0 | 0 | 0 | 0 | 0 | 0.48 | 5.2 | 9.94 | 11.63 | 11.95 | 11.7 | 12.02 | 11.7 | 10.61 | 8.78 | 6.01 | 1.47 | 0 | 0 | 0 | 0 | 0 | 0 | 0 | 0 | 0 | 0 | 0 | 0.2 | 4.03 | 10.43 | 13.51 | 15.01 | 15.55 | 16.2 | 15.9 | 15.72 | 15.24 | 13.5 | 10.37 | 4.28 | 0.27 | 0 | 0 | 0 | 0 | 0 | 0 | 0 | 0 | 0 | 0 | 1.28 | 7.04 | 11.9 | 14.4 | 15.86 | 16.26 | 16.4 | 16.47 | 16.43 | 15.84 | 14.2 | 11.71 | 6.32 | 1.05 | 0 | 0 | 0 | 0 | 0 | 0 | 0 | 0 | 0 | 0.01 | 1.78 | 7.39 | 12.09 | 14.6 | 15.82 | 16.63 | 16.86 | 17.13 | 16.86 | 16.09 | 14.69 | 12.18 | 7.66 | 2.08 | 0.03 | 0 | 0 | 0 | 0 | 0 | 0 | 0 | 0 | 0 | 0.85 | 6.15 | 11.5 | 14.49 | 15.97 | 16.97 | 17.19 | 17.08 | 16.81 | 16.03 | 14.64 | 11.98 | 7.41 | 1.64 | 0.01 | 0 | 0 | 0 | 0 | 0 | 0 | 0 | 0 | 0 | 0.13 | 3.71 | 9.79 | 13.17 | 14.77 | 15.86 | 16.36 | 16.29 | 16.2 | 15.36 | 13.46 | 10.02 | 4.02 | 0.24 | 0 | 0 | 0 | 0 | 0 | 0 | 0 | 0 | 0 | 0 | 0.01 | 2.49 | 9.52 | 13.68 | 15.33 | 16.18 | 16.43 | 16.31 | 16.05 | 15.23 | 13.14 | 8.01 | 1.73 | 0 | 0 | 0 | 0 | 0 | 0 | 0 | 0 | 0 | 0 | 0 | 0 | 0.89 | 6.74 | 11.92 | 13.83 | 14.19 | 14.3 | 14.23 | 14.09 | 12.97 | 9.78 | 3.47 | 0.13 | 0 | 0 | 0 | 0 | 0 | 0 | 0 | 0 | 0 | 0 | 0 | 0 | 0.04 | 2.86 | 9.17 | 11.86 | 12.58 | 12.47 | 12.43 | 12.02 | 10.55 | 6.07 | 0.83 | 0 | 0 | 0 | 0 | 0 | 0 | 0 | 0 | 0 | 0 | 0 | 0 | 0 | 0 | 0.68 | 3.52 | 6.84 | 8.66 | 9.49 | 9.25 | 8.54 | 7.37 | 4.16 | 0.53 | 0 | 0 | 0 | 0 | 0 | 0 | 0
STROUD_6_WWHSR1 |  | Solar_1Axis | Solar Tracking | CISO | North | Norcal | EO | 1.5 | 0 | 0 | 0 | 0 | 0 | 0 | 0 | 0.03 | 0.25 | 0.47 | 0.58 | 0.64 | 0.64 | 0.6 | 0.56 | 0.39 | 0.08 | 0 | 0 | 0 | 0 | 0 | 0 | 0 | 0 | 0 | 0 | 0 | 0 | 0 | 0 | 0.19 | 0.77 | 0.96 | 0.98 | 0.93 | 0.92 | 0.91 | 0.93 | 0.79 | 0.42 | 0.02 | 0 | 0 | 0 | 0 | 0 | 0 | 0 | 0 | 0 | 0 | 0 | 0 | 0.04 | 0.48 | 0.9 | 0.96 | 0.9 | 0.93 | 0.91 | 0.84 | 0.78 | 0.72 | 0.51 | 0.12 | 0 | 0 | 0 | 0 | 0 | 0 | 0 | 0 | 0 | 0 | 0 | 0.02 | 0.45 | 0.99 | 1.09 | 1.08 | 1.06 | 1.09 | 1.09 | 1.07 | 1.09 | 1.05 | 0.95 | 0.44 | 0.02 | 0 | 0 | 0 | 0 | 0 | 0 | 0 | 0 | 0 | 0 | 0.16 | 0.78 | 1.1 | 1.15 | 1.15 | 1.14 | 1.16 | 1.16 | 1.19 | 1.19 | 1.16 | 1.1 | 0.68 | 0.11 | 0 | 0 | 0 | 0 | 0 | 0 | 0 | 0 | 0 | 0 | 0.24 | 0.86 | 1.17 | 1.25 | 1.26 | 1.27 | 1.28 | 1.28 | 1.27 | 1.27 | 1.24 | 1.15 | 0.85 | 0.24 | 0 | 0 | 0 | 0 | 0 | 0 | 0 | 0 | 0 | 0 | 0.11 | 0.69 | 1.11 | 1.23 | 1.25 | 1.25 | 1.25 | 1.25 | 1.23 | 1.23 | 1.18 | 1.09 | 0.77 | 0.18 | 0 | 0 | 0 | 0 | 0 | 0 | 0 | 0 | 0 | 0 | 0.02 | 0.4 | 0.93 | 1.13 | 1.18 | 1.19 | 1.2 | 1.19 | 1.18 | 1.17 | 1.1 | 0.9 | 0.4 | 0.02 | 0 | 0 | 0 | 0 | 0 | 0 | 0 | 0 | 0 | 0 | 0 | 0.25 | 0.88 | 1.11 | 1.15 | 1.14 | 1.13 | 1.13 | 1.14 | 1.15 | 1.08 | 0.71 | 0.14 | 0 | 0 | 0 | 0 | 0 | 0 | 0 | 0 | 0 | 0 | 0 | 0 | 0.07 | 0.58 | 0.97 | 1 | 0.98 | 0.95 | 0.96 | 0.98 | 0.97 | 0.82 | 0.27 | 0.01 | 0 | 0 | 0 | 0 | 0 | 0 | 0 | 0 | 0 | 0 | 0 | 0 | 0 | 0.23 | 0.69 | 0.81 | 0.79 | 0.77 | 0.79 | 0.81 | 0.76 | 0.48 | 0.06 | 0 | 0 | 0 | 0 | 0 | 0 | 0 | 0 | 0 | 0 | 0 | 0 | 0 | 0 | 0.04 | 0.31 | 0.5 | 0.61 | 0.64 | 0.63 | 0.61 | 0.56 | 0.31 | 0.03 | 0 | 0 | 0 | 0 | 0 | 0 | 0
SUMWHT_6_SWSSR1 |  | Solar_1Axis | Solar Tracking | CISO | North | Norcal | FC | 18.5 | 0 | 0 | 0 | 0 | 0 | 0 | 0 | 0.39 | 3.03 | 5.78 | 7.14 | 7.87 | 7.87 | 7.43 | 6.95 | 4.75 | 1.03 | 0 | 0 | 0 | 0 | 0 | 0 | 0 | 0 | 0 | 0 | 0 | 0 | 0 | 0 | 2.28 | 9.5 | 11.84 | 12.1 | 11.46 | 11.3 | 11.22 | 11.47 | 9.78 | 5.13 | 0.28 | 0 | 0 | 0 | 0 | 0 | 0 | 0 | 0 | 0 | 0 | 0 | 0 | 0.48 | 5.91 | 11.09 | 11.88 | 11.15 | 11.45 | 11.28 | 10.38 | 9.59 | 8.93 | 6.29 | 1.45 | 0 | 0 | 0 | 0 | 0 | 0 | 0 | 0 | 0 | 0 | 0 | 0.26 | 5.52 | 12.18 | 13.4 | 13.32 | 13.09 | 13.4 | 13.43 | 13.23 | 13.45 | 12.89 | 11.76 | 5.46 | 0.25 | 0 | 0 | 0 | 0 | 0 | 0 | 0 | 0 | 0 | 0 | 2.03 | 9.6 | 13.54 | 14.16 | 14.18 | 14.05 | 14.35 | 14.34 | 14.67 | 14.67 | 14.35 | 13.52 | 8.37 | 1.3 | 0 | 0 | 0 | 0 | 0 | 0 | 0 | 0 | 0 | 0.01 | 2.92 | 10.61 | 14.38 | 15.39 | 15.58 | 15.7 | 15.79 | 15.75 | 15.61 | 15.6 | 15.26 | 14.16 | 10.49 | 2.96 | 0.03 | 0 | 0 | 0 | 0 | 0 | 0 | 0 | 0 | 0 | 1.33 | 8.51 | 13.73 | 15.15 | 15.36 | 15.47 | 15.41 | 15.37 | 15.21 | 15.18 | 14.56 | 13.5 | 9.47 | 2.23 | 0.01 | 0 | 0 | 0 | 0 | 0 | 0 | 0 | 0 | 0 | 0.19 | 4.99 | 11.53 | 13.94 | 14.58 | 14.65 | 14.76 | 14.65 | 14.53 | 14.43 | 13.58 | 11.14 | 4.94 | 0.27 | 0 | 0 | 0 | 0 | 0 | 0 | 0 | 0 | 0 | 0 | 0.02 | 3.05 | 10.86 | 13.69 | 14.15 | 14.05 | 13.89 | 13.91 | 14.11 | 14.17 | 13.35 | 8.79 | 1.73 | 0 | 0 | 0 | 0 | 0 | 0 | 0 | 0 | 0 | 0 | 0 | 0 | 0.91 | 7.21 | 11.93 | 12.29 | 12.04 | 11.74 | 11.83 | 12.04 | 12 | 10.1 | 3.36 | 0.07 | 0 | 0 | 0 | 0 | 0 | 0 | 0 | 0 | 0 | 0 | 0 | 0 | 0.03 | 2.81 | 8.47 | 9.97 | 9.78 | 9.47 | 9.75 | 10.04 | 9.43 | 5.91 | 0.7 | 0 | 0 | 0 | 0 | 0 | 0 | 0 | 0 | 0 | 0 | 0 | 0 | 0 | 0 | 0.55 | 3.79 | 6.21 | 7.55 | 7.93 | 7.72 | 7.48 | 6.92 | 3.87 | 0.42 | 0 | 0 | 0 | 0 | 0 | 0 | 0
SUNCAT_2_A2BSR2 |  | Paired_Solar_1Axis | Solar Tracking | CISO | South | Socal | ID | 133 | 0 | 0 | 0 | 0 | 0 | 0 | 0.07 | 14.84 | 54.35 | 70.19 | 72.95 | 74.5 | 73.58 | 69.11 | 63.96 | 40.31 | 7.94 | 0 | 0 | 0 | 0 | 0 | 0 | 0 | 0 | 0 | 0 | 0 | 0 | 0 | 0.92 | 33.98 | 83.13 | 88.82 | 88.08 | 85.09 | 82.3 | 80.4 | 78.97 | 71.01 | 30.98 | 1.14 | 0 | 0 | 0 | 0 | 0 | 0 | 0 | 0 | 0 | 0 | 0 | 0 | 10.27 | 61.05 | 84.09 | 87.17 | 85.59 | 83.43 | 82.94 | 75.3 | 68.49 | 61.79 | 43.9 | 6.63 | 0 | 0 | 0 | 0 | 0 | 0 | 0 | 0 | 0 | 0 | 0 | 5.88 | 56.75 | 100.46 | 105.88 | 108.45 | 107.65 | 108.37 | 107.19 | 106.96 | 103.61 | 98.14 | 80.94 | 26.87 | 0.63 | 0 | 0 | 0 | 0 | 0 | 0 | 0 | 0 | 0 | 0.18 | 21.9 | 76.15 | 103.97 | 111.04 | 113.52 | 113.77 | 114.69 | 114.52 | 112.98 | 110.16 | 105.72 | 92.36 | 45.44 | 4.28 | 0 | 0 | 0 | 0 | 0 | 0 | 0 | 0 | 0 | 0.4 | 25.95 | 76.21 | 99.93 | 107.75 | 112.06 | 112.96 | 113.57 | 113.38 | 112.1 | 109.34 | 105.53 | 93.6 | 56.56 | 9.68 | 0.01 | 0 | 0 | 0 | 0 | 0 | 0 | 0 | 0 | 0.03 | 12.16 | 59.32 | 92.95 | 105.41 | 110.71 | 111.79 | 111.47 | 110.5 | 109.18 | 106.18 | 101.66 | 89.5 | 51.77 | 8.25 | 0 | 0 | 0 | 0 | 0 | 0 | 0 | 0 | 0 | 0 | 4.1 | 44.42 | 83.54 | 99.38 | 106.55 | 108.84 | 108.58 | 106.45 | 103.57 | 99.38 | 91.63 | 72.88 | 26.99 | 0.83 | 0 | 0 | 0 | 0 | 0 | 0 | 0 | 0 | 0 | 0 | 0.91 | 32.83 | 85.8 | 99.92 | 105.11 | 105.95 | 105.92 | 105.34 | 104.11 | 102.59 | 92.64 | 51.81 | 6.22 | 0 | 0 | 0 | 0 | 0 | 0 | 0 | 0 | 0 | 0 | 0 | 0.06 | 18.74 | 74.62 | 94.79 | 97.66 | 96.81 | 97.08 | 97.59 | 98.03 | 95.91 | 75.04 | 21.17 | 0.23 | 0 | 0 | 0 | 0 | 0 | 0 | 0 | 0 | 0 | 0 | 0 | 0 | 3.46 | 43.76 | 81.71 | 88.39 | 86.01 | 83.68 | 84.71 | 84.91 | 80.85 | 46.64 | 4.64 | 0 | 0 | 0 | 0 | 0 | 0 | 0 | 0 | 0 | 0 | 0 | 0 | 0 | 0.16 | 16.23 | 51.59 | 62.03 | 65.35 | 64.07 | 66.15 | 62.53 | 57.08 | 32.44 | 2.78 | 0 | 0 | 0 | 0 | 0 | 0 | 0
SUNSLR_1_SSVSR1 |  | Solar_1Axis | Solar Tracking | CISO | South | Socal | FC | 100 | 0 | 0 | 0 | 0 | 0 | 0 | 0.05 | 11.15 | 40.86 | 52.77 | 54.85 | 56.02 | 55.33 | 51.96 | 48.09 | 30.31 | 5.97 | 0 | 0 | 0 | 0 | 0 | 0 | 0 | 0 | 0 | 0 | 0 | 0 | 0 | 0.69 | 25.55 | 62.5 | 66.78 | 66.22 | 63.98 | 61.88 | 60.45 | 59.37 | 53.39 | 23.3 | 0.86 | 0 | 0 | 0 | 0 | 0 | 0 | 0 | 0 | 0 | 0 | 0 | 0 | 7.72 | 45.9 | 63.23 | 65.54 | 64.35 | 62.73 | 62.36 | 56.62 | 51.49 | 46.46 | 33.01 | 4.98 | 0 | 0 | 0 | 0 | 0 | 0 | 0 | 0 | 0 | 0 | 0 | 4.42 | 42.67 | 75.53 | 79.61 | 81.54 | 80.94 | 81.48 | 80.59 | 80.42 | 77.9 | 73.79 | 60.86 | 20.21 | 0.48 | 0 | 0 | 0 | 0 | 0 | 0 | 0 | 0 | 0 | 0.13 | 16.46 | 57.26 | 78.18 | 83.49 | 85.35 | 85.54 | 86.23 | 86.1 | 84.95 | 82.83 | 79.49 | 69.44 | 34.16 | 3.22 | 0 | 0 | 0 | 0 | 0 | 0 | 0 | 0 | 0 | 0.3 | 19.51 | 57.3 | 75.13 | 81.02 | 84.26 | 84.93 | 85.39 | 85.25 | 84.29 | 82.21 | 79.35 | 70.38 | 42.52 | 7.28 | 0 | 0 | 0 | 0 | 0 | 0 | 0 | 0 | 0 | 0.03 | 9.15 | 44.6 | 69.89 | 79.26 | 83.24 | 84.05 | 83.81 | 83.08 | 82.09 | 79.83 | 76.43 | 67.29 | 38.93 | 6.2 | 0 | 0 | 0 | 0 | 0 | 0 | 0 | 0 | 0 | 0 | 3.08 | 33.4 | 62.81 | 74.72 | 80.11 | 81.83 | 81.64 | 80.04 | 77.87 | 74.72 | 68.89 | 54.8 | 20.3 | 0.62 | 0 | 0 | 0 | 0 | 0 | 0 | 0 | 0 | 0 | 0 | 0.68 | 24.69 | 64.51 | 75.13 | 79.03 | 79.66 | 79.64 | 79.2 | 78.28 | 77.14 | 69.65 | 38.96 | 4.67 | 0 | 0 | 0 | 0 | 0 | 0 | 0 | 0 | 0 | 0 | 0 | 0.05 | 14.09 | 56.11 | 71.27 | 73.43 | 72.79 | 73 | 73.37 | 73.71 | 72.11 | 56.42 | 15.91 | 0.18 | 0 | 0 | 0 | 0 | 0 | 0 | 0 | 0 | 0 | 0 | 0 | 0 | 2.6 | 32.9 | 61.44 | 66.46 | 64.67 | 62.92 | 63.69 | 63.84 | 60.79 | 35.07 | 3.49 | 0 | 0 | 0 | 0 | 0 | 0 | 0 | 0 | 0 | 0 | 0 | 0 | 0 | 0.12 | 12.2 | 38.79 | 46.64 | 49.14 | 48.17 | 49.74 | 47.01 | 42.92 | 24.39 | 2.09 | 0 | 0 | 0 | 0 | 0 | 0 | 0
SUNSPT_2_WNASR1 |  | Solar_1Axis | Solar Tracking | CISO | South | Socal | FC | 20 | 0 | 0 | 0 | 0 | 0 | 0 | 0.01 | 2.23 | 8.17 | 10.55 | 10.97 | 11.2 | 11.07 | 10.39 | 9.62 | 6.06 | 1.19 | 0 | 0 | 0 | 0 | 0 | 0 | 0 | 0 | 0 | 0 | 0 | 0 | 0 | 0.14 | 5.11 | 12.5 | 13.36 | 13.24 | 12.8 | 12.38 | 12.09 | 11.87 | 10.68 | 4.66 | 0.17 | 0 | 0 | 0 | 0 | 0 | 0 | 0 | 0 | 0 | 0 | 0 | 0 | 1.54 | 9.18 | 12.65 | 13.11 | 12.87 | 12.55 | 12.47 | 11.32 | 10.3 | 9.29 | 6.6 | 1 | 0 | 0 | 0 | 0 | 0 | 0 | 0 | 0 | 0 | 0 | 0 | 0.88 | 8.53 | 15.11 | 15.92 | 16.31 | 16.19 | 16.3 | 16.12 | 16.08 | 15.58 | 14.76 | 12.17 | 4.04 | 0.1 | 0 | 0 | 0 | 0 | 0 | 0 | 0 | 0 | 0 | 0.03 | 3.29 | 11.45 | 15.64 | 16.7 | 17.07 | 17.11 | 17.25 | 17.22 | 16.99 | 16.57 | 15.9 | 13.89 | 6.83 | 0.64 | 0 | 0 | 0 | 0 | 0 | 0 | 0 | 0 | 0 | 0.06 | 3.9 | 11.46 | 15.03 | 16.2 | 16.85 | 16.99 | 17.08 | 17.05 | 16.86 | 16.44 | 15.87 | 14.08 | 8.5 | 1.46 | 0 | 0 | 0 | 0 | 0 | 0 | 0 | 0 | 0 | 0.01 | 1.83 | 8.92 | 13.98 | 15.85 | 16.65 | 16.81 | 16.76 | 16.62 | 16.42 | 15.97 | 15.29 | 13.46 | 7.79 | 1.24 | 0 | 0 | 0 | 0 | 0 | 0 | 0 | 0 | 0 | 0 | 0.62 | 6.68 | 12.56 | 14.94 | 16.02 | 16.37 | 16.33 | 16.01 | 15.57 | 14.94 | 13.78 | 10.96 | 4.06 | 0.12 | 0 | 0 | 0 | 0 | 0 | 0 | 0 | 0 | 0 | 0 | 0.14 | 4.94 | 12.9 | 15.03 | 15.81 | 15.93 | 15.93 | 15.84 | 15.66 | 15.43 | 13.93 | 7.79 | 0.93 | 0 | 0 | 0 | 0 | 0 | 0 | 0 | 0 | 0 | 0 | 0 | 0.01 | 2.82 | 11.22 | 14.25 | 14.69 | 14.56 | 14.6 | 14.67 | 14.74 | 14.42 | 11.28 | 3.18 | 0.04 | 0 | 0 | 0 | 0 | 0 | 0 | 0 | 0 | 0 | 0 | 0 | 0 | 0.52 | 6.58 | 12.29 | 13.29 | 12.93 | 12.58 | 12.74 | 12.77 | 12.16 | 7.01 | 0.7 | 0 | 0 | 0 | 0 | 0 | 0 | 0 | 0 | 0 | 0 | 0 | 0 | 0 | 0.02 | 2.44 | 7.76 | 9.33 | 9.83 | 9.63 | 9.95 | 9.4 | 8.58 | 4.88 | 0.42 | 0 | 0 | 0 | 0 | 0 | 0 | 0
SUNST2_5_SS2SR1 |  | Solar_1Axis | Solar Tracking | CISO | South | Socal | FC | 150 | 0 | 0 | 0 | 0 | 0 | 0 | 0.07 | 16.73 | 61.29 | 79.16 | 82.27 | 84.03 | 82.99 | 77.94 | 72.13 | 45.46 | 8.95 | 0 | 0 | 0 | 0 | 0 | 0 | 0 | 0 | 0 | 0 | 0 | 0 | 0 | 1.03 | 38.32 | 93.75 | 100.17 | 99.33 | 95.97 | 92.82 | 90.67 | 89.06 | 80.09 | 34.94 | 1.29 | 0 | 0 | 0 | 0 | 0 | 0 | 0 | 0 | 0 | 0 | 0 | 0 | 11.59 | 68.85 | 94.84 | 98.31 | 96.53 | 94.1 | 93.54 | 84.92 | 77.24 | 69.69 | 49.51 | 7.47 | 0 | 0 | 0 | 0 | 0 | 0 | 0 | 0 | 0 | 0 | 0 | 6.63 | 64.01 | 113.3 | 119.41 | 122.31 | 121.41 | 122.22 | 120.89 | 120.63 | 116.85 | 110.69 | 91.29 | 30.31 | 0.71 | 0 | 0 | 0 | 0 | 0 | 0 | 0 | 0 | 0 | 0.2 | 24.69 | 85.88 | 117.26 | 125.24 | 128.03 | 128.31 | 129.35 | 129.15 | 127.42 | 124.24 | 119.24 | 104.16 | 51.25 | 4.83 | 0 | 0 | 0 | 0 | 0 | 0 | 0 | 0 | 0 | 0.45 | 29.27 | 85.95 | 112.7 | 121.53 | 126.39 | 127.39 | 128.08 | 127.88 | 126.43 | 123.32 | 119.02 | 105.56 | 63.79 | 10.92 | 0.01 | 0 | 0 | 0 | 0 | 0 | 0 | 0 | 0 | 0.04 | 13.72 | 66.9 | 104.83 | 118.89 | 124.86 | 126.08 | 125.71 | 124.63 | 123.13 | 119.75 | 114.65 | 100.94 | 58.39 | 9.3 | 0 | 0 | 0 | 0 | 0 | 0 | 0 | 0 | 0 | 0 | 4.62 | 50.1 | 94.21 | 112.08 | 120.17 | 122.75 | 122.46 | 120.05 | 116.81 | 112.09 | 103.34 | 82.19 | 30.45 | 0.93 | 0 | 0 | 0 | 0 | 0 | 0 | 0 | 0 | 0 | 0 | 1.03 | 37.03 | 96.77 | 112.69 | 118.55 | 119.5 | 119.46 | 118.81 | 117.41 | 115.7 | 104.48 | 58.43 | 7.01 | 0 | 0 | 0 | 0 | 0 | 0 | 0 | 0 | 0 | 0 | 0 | 0.07 | 21.14 | 84.16 | 106.9 | 110.15 | 109.19 | 109.49 | 110.06 | 110.56 | 108.16 | 84.63 | 23.87 | 0.26 | 0 | 0 | 0 | 0 | 0 | 0 | 0 | 0 | 0 | 0 | 0 | 0 | 3.91 | 49.35 | 92.16 | 99.68 | 97 | 94.37 | 95.53 | 95.76 | 91.18 | 52.6 | 5.23 | 0 | 0 | 0 | 0 | 0 | 0 | 0 | 0 | 0 | 0 | 0 | 0 | 0 | 0.18 | 18.3 | 58.18 | 69.96 | 73.71 | 72.26 | 74.61 | 70.52 | 64.38 | 36.58 | 3.14 | 0 | 0 | 0 | 0 | 0 | 0 | 0
TEHAPI_2_PW1WD1 |  | Wind | Wind | CISO | South | Socal | FC | 47.49 | 4.41 | 4.58 | 5.23 | 4.93 | 4.88 | 4.54 | 3.72 | 3.21 | 3.38 | 3.39 | 3.35 | 3.51 | 3.88 | 4.45 | 4.43 | 4.85 | 4.26 | 4.25 | 3.99 | 4.05 | 3.89 | 3.81 | 3.96 | 3.78 | 5.87 | 6.5 | 6.73 | 6.36 | 5.62 | 5.3 | 5.54 | 5.6 | 5.41 | 6.05 | 6.28 | 6.4 | 7.45 | 6.95 | 7.98 | 7.05 | 8.44 | 8.35 | 9.63 | 9.26 | 9.36 | 8.47 | 7.63 | 6.43 | 9.6 | 10.01 | 9.33 | 8.79 | 8.08 | 6.93 | 6.66 | 6.36 | 6.93 | 6.1 | 6.21 | 6.95 | 7.75 | 9.05 | 9.51 | 10.62 | 10.88 | 11.11 | 10.79 | 10.66 | 10.47 | 10.58 | 11.25 | 10.13 | 17.18 | 15.38 | 13.4 | 11.42 | 9.82 | 8.47 | 5.91 | 4.45 | 4.16 | 3.91 | 3.62 | 3.91 | 4.28 | 6.49 | 9.71 | 12.86 | 15.47 | 16.9 | 17.37 | 17.87 | 18.87 | 17.84 | 17.22 | 17.4 | 19.22 | 18.09 | 17.7 | 15.96 | 13.15 | 10.85 | 8.11 | 6.25 | 4.36 | 3.51 | 3.09 | 2.9 | 4.03 | 6.65 | 10.85 | 15.67 | 18.19 | 20.07 | 19.59 | 19.59 | 19.99 | 20.31 | 20.82 | 19.52 | 19.15 | 17.98 | 16.53 | 13.99 | 12.17 | 9.55 | 6.75 | 4.51 | 3.56 | 2.39 | 2.82 | 2.94 | 3.63 | 5.62 | 9.08 | 12.54 | 15.32 | 17.84 | 19.83 | 21.76 | 21.27 | 21.18 | 21 | 20.18 | 21.47 | 19.81 | 17.5 | 15.77 | 13.82 | 10.76 | 7.88 | 4.84 | 3.04 | 2.22 | 2.7 | 3.69 | 5.27 | 7.85 | 10.77 | 14.59 | 17.78 | 20.22 | 21.93 | 22.45 | 23.36 | 23.23 | 22.82 | 22.03 | 17.63 | 15.86 | 13.69 | 11.1 | 9.76 | 7.84 | 5.43 | 3.43 | 2.48 | 2.03 | 2.3 | 2.92 | 4.24 | 5.94 | 8.46 | 11.2 | 14.25 | 16.42 | 18.61 | 19.88 | 19.96 | 19.33 | 18.9 | 18.16 | 11.98 | 11.6 | 10.73 | 8.25 | 7.1 | 6.04 | 4.54 | 3.25 | 2.48 | 2.71 | 3.32 | 3.88 | 4.77 | 5.91 | 7.75 | 9.06 | 10.08 | 11.91 | 13.76 | 14.49 | 14.3 | 13.45 | 12.57 | 11.92 | 5.35 | 5.18 | 4.95 | 4.4 | 4.05 | 3.89 | 2.77 | 2.03 | 1.71 | 1.87 | 2.4 | 2.59 | 2.39 | 2.7 | 2.86 | 3.55 | 4.78 | 5.4 | 6.15 | 7.06 | 6.36 | 5.78 | 5.3 | 5.22 | 2.76 | 3.05 | 2.94 | 3.08 | 2.85 | 2.79 | 2.64 | 2.3 | 2.4 | 2.71 | 2.97 | 3.43 | 3.28 | 3.37 | 3.57 | 3.65 | 3.21 | 3.14 | 3.8 | 3.9 | 3.88 | 3.46 | 3.16 | 2.92 | 3.12 | 3.19 | 3.38 | 3.21 | 3.37 | 3.19 | 2.82 | 3.39 | 3.15 | 2.84 | 2.8 | 2.98 | 3.38 | 3.76 | 3.48 | 2.95 | 3.02 | 3.07 | 3.19 | 3.11 | 3.36 | 3.61 | 3.7 | 3.43
TEHAPI_2_PW2WD2 |  | Wind | Wind | CISO | South | Socal | FC | 14.4 | 1.34 | 1.39 | 1.59 | 1.49 | 1.48 | 1.38 | 1.13 | 0.97 | 1.03 | 1.03 | 1.02 | 1.06 | 1.18 | 1.35 | 1.34 | 1.47 | 1.29 | 1.29 | 1.21 | 1.23 | 1.18 | 1.16 | 1.2 | 1.15 | 1.78 | 1.97 | 2.04 | 1.93 | 1.7 | 1.61 | 1.68 | 1.7 | 1.64 | 1.83 | 1.9 | 1.94 | 2.26 | 2.11 | 2.42 | 2.14 | 2.56 | 2.53 | 2.92 | 2.81 | 2.84 | 2.57 | 2.31 | 1.95 | 2.91 | 3.03 | 2.83 | 2.66 | 2.45 | 2.1 | 2.02 | 1.93 | 2.1 | 1.85 | 1.88 | 2.11 | 2.35 | 2.75 | 2.88 | 3.22 | 3.3 | 3.37 | 3.27 | 3.23 | 3.17 | 3.21 | 3.41 | 3.07 | 5.21 | 4.66 | 4.06 | 3.46 | 2.98 | 2.57 | 1.79 | 1.35 | 1.26 | 1.18 | 1.1 | 1.19 | 1.3 | 1.97 | 2.95 | 3.9 | 4.69 | 5.12 | 5.27 | 5.42 | 5.72 | 5.41 | 5.22 | 5.28 | 5.83 | 5.49 | 5.37 | 4.84 | 3.99 | 3.29 | 2.46 | 1.89 | 1.32 | 1.06 | 0.94 | 0.88 | 1.22 | 2.02 | 3.29 | 4.75 | 5.52 | 6.08 | 5.94 | 5.94 | 6.06 | 6.16 | 6.31 | 5.92 | 5.81 | 5.45 | 5.01 | 4.24 | 3.69 | 2.89 | 2.05 | 1.37 | 1.08 | 0.73 | 0.86 | 0.89 | 1.1 | 1.7 | 2.75 | 3.8 | 4.65 | 5.41 | 6.01 | 6.6 | 6.45 | 6.42 | 6.37 | 6.12 | 6.51 | 6.01 | 5.31 | 4.78 | 4.19 | 3.26 | 2.39 | 1.47 | 0.92 | 0.67 | 0.82 | 1.12 | 1.6 | 2.38 | 3.27 | 4.42 | 5.39 | 6.13 | 6.65 | 6.81 | 7.08 | 7.04 | 6.92 | 6.68 | 5.35 | 4.81 | 4.15 | 3.36 | 2.96 | 2.38 | 1.65 | 1.04 | 0.75 | 0.62 | 0.7 | 0.89 | 1.29 | 1.8 | 2.56 | 3.4 | 4.32 | 4.98 | 5.64 | 6.03 | 6.05 | 5.86 | 5.73 | 5.51 | 3.63 | 3.52 | 3.25 | 2.5 | 2.15 | 1.83 | 1.38 | 0.99 | 0.75 | 0.82 | 1.01 | 1.18 | 1.45 | 1.79 | 2.35 | 2.75 | 3.06 | 3.61 | 4.17 | 4.39 | 4.34 | 4.08 | 3.81 | 3.61 | 1.62 | 1.57 | 1.5 | 1.33 | 1.23 | 1.18 | 0.84 | 0.62 | 0.52 | 0.57 | 0.73 | 0.79 | 0.72 | 0.82 | 0.87 | 1.08 | 1.45 | 1.64 | 1.86 | 2.14 | 1.93 | 1.75 | 1.61 | 1.58 | 0.84 | 0.93 | 0.89 | 0.93 | 0.86 | 0.85 | 0.8 | 0.7 | 0.73 | 0.82 | 0.9 | 1.04 | 1 | 1.02 | 1.08 | 1.11 | 0.97 | 0.95 | 1.15 | 1.18 | 1.18 | 1.05 | 0.96 | 0.89 | 0.95 | 0.97 | 1.02 | 0.97 | 1.02 | 0.97 | 0.86 | 1.03 | 0.96 | 0.86 | 0.85 | 0.9 | 1.02 | 1.14 | 1.06 | 0.89 | 0.92 | 0.93 | 0.97 | 0.94 | 1.02 | 1.1 | 1.12 | 1.04
TEHAPI_2_WIND1 |  | Wind | Wind | CISO | South | Socal | FC | 19.85 | 1.84 | 1.91 | 2.19 | 2.06 | 2.04 | 1.9 | 1.55 | 1.34 | 1.41 | 1.42 | 1.4 | 1.47 | 1.62 | 1.86 | 1.85 | 2.03 | 1.78 | 1.78 | 1.67 | 1.69 | 1.63 | 1.59 | 1.66 | 1.58 | 2.46 | 2.72 | 2.81 | 2.66 | 2.35 | 2.22 | 2.31 | 2.34 | 2.26 | 2.53 | 2.62 | 2.68 | 3.12 | 2.9 | 3.34 | 2.95 | 3.53 | 3.49 | 4.03 | 3.87 | 3.91 | 3.54 | 3.19 | 2.69 | 4.01 | 4.18 | 3.9 | 3.67 | 3.38 | 2.9 | 2.78 | 2.66 | 2.9 | 2.55 | 2.6 | 2.91 | 3.24 | 3.78 | 3.98 | 4.44 | 4.55 | 4.64 | 4.51 | 4.45 | 4.37 | 4.42 | 4.7 | 4.23 | 7.18 | 6.43 | 5.6 | 4.77 | 4.11 | 3.54 | 2.47 | 1.86 | 1.74 | 1.63 | 1.52 | 1.63 | 1.79 | 2.71 | 4.06 | 5.38 | 6.47 | 7.06 | 7.26 | 7.47 | 7.89 | 7.46 | 7.2 | 7.27 | 8.03 | 7.56 | 7.4 | 6.67 | 5.5 | 4.53 | 3.39 | 2.61 | 1.82 | 1.47 | 1.29 | 1.21 | 1.69 | 2.78 | 4.54 | 6.55 | 7.6 | 8.39 | 8.19 | 8.19 | 8.36 | 8.49 | 8.7 | 8.16 | 8.01 | 7.52 | 6.91 | 5.85 | 5.09 | 3.99 | 2.82 | 1.89 | 1.49 | 1 | 1.18 | 1.23 | 1.52 | 2.35 | 3.79 | 5.24 | 6.4 | 7.46 | 8.29 | 9.09 | 8.89 | 8.85 | 8.78 | 8.44 | 8.97 | 8.28 | 7.32 | 6.59 | 5.78 | 4.5 | 3.29 | 2.02 | 1.27 | 0.93 | 1.13 | 1.54 | 2.2 | 3.28 | 4.5 | 6.1 | 7.43 | 8.45 | 9.17 | 9.38 | 9.76 | 9.71 | 9.54 | 9.21 | 7.37 | 6.63 | 5.72 | 4.64 | 4.08 | 3.28 | 2.27 | 1.43 | 1.04 | 0.85 | 0.96 | 1.22 | 1.77 | 2.48 | 3.53 | 4.68 | 5.96 | 6.86 | 7.78 | 8.31 | 8.34 | 8.08 | 7.9 | 7.59 | 5.01 | 4.85 | 4.49 | 3.45 | 2.97 | 2.52 | 1.9 | 1.36 | 1.04 | 1.13 | 1.39 | 1.62 | 1.99 | 2.47 | 3.24 | 3.79 | 4.21 | 4.98 | 5.75 | 6.06 | 5.98 | 5.62 | 5.25 | 4.98 | 2.24 | 2.17 | 2.07 | 1.84 | 1.69 | 1.62 | 1.16 | 0.85 | 0.71 | 0.78 | 1 | 1.08 | 1 | 1.13 | 1.2 | 1.48 | 2 | 2.26 | 2.57 | 2.95 | 2.66 | 2.42 | 2.21 | 2.18 | 1.15 | 1.28 | 1.23 | 1.29 | 1.19 | 1.17 | 1.1 | 0.96 | 1 | 1.13 | 1.24 | 1.43 | 1.37 | 1.41 | 1.49 | 1.53 | 1.34 | 1.31 | 1.59 | 1.63 | 1.62 | 1.45 | 1.32 | 1.22 | 1.3 | 1.33 | 1.41 | 1.34 | 1.41 | 1.33 | 1.18 | 1.42 | 1.32 | 1.19 | 1.17 | 1.24 | 1.41 | 1.57 | 1.45 | 1.23 | 1.26 | 1.28 | 1.34 | 1.3 | 1.4 | 1.51 | 1.55 | 1.44
TEHAPI_2_WIND2 |  | Wind | Wind | CISO | South | Socal | FC | 23.66 | 2.2 | 2.28 | 2.61 | 2.45 | 2.43 | 2.26 | 1.85 | 1.6 | 1.69 | 1.69 | 1.67 | 1.75 | 1.94 | 2.22 | 2.21 | 2.42 | 2.12 | 2.12 | 1.99 | 2.02 | 1.94 | 1.9 | 1.98 | 1.89 | 2.93 | 3.24 | 3.35 | 3.17 | 2.8 | 2.64 | 2.76 | 2.79 | 2.69 | 3.01 | 3.13 | 3.19 | 3.71 | 3.46 | 3.98 | 3.51 | 4.21 | 4.16 | 4.8 | 4.61 | 4.66 | 4.22 | 3.8 | 3.21 | 4.78 | 4.98 | 4.65 | 4.38 | 4.03 | 3.45 | 3.32 | 3.17 | 3.45 | 3.04 | 3.1 | 3.46 | 3.86 | 4.51 | 4.74 | 5.29 | 5.42 | 5.53 | 5.37 | 5.31 | 5.21 | 5.27 | 5.6 | 5.05 | 8.56 | 7.66 | 6.68 | 5.69 | 4.89 | 4.22 | 2.94 | 2.22 | 2.07 | 1.95 | 1.81 | 1.95 | 2.13 | 3.23 | 4.84 | 6.41 | 7.71 | 8.42 | 8.66 | 8.9 | 9.4 | 8.89 | 8.58 | 8.67 | 9.58 | 9.01 | 8.82 | 7.95 | 6.55 | 5.4 | 4.04 | 3.11 | 2.17 | 1.75 | 1.54 | 1.44 | 2.01 | 3.32 | 5.41 | 7.81 | 9.06 | 10 | 9.76 | 9.76 | 9.96 | 10.12 | 10.37 | 9.73 | 9.54 | 8.96 | 8.24 | 6.97 | 6.06 | 4.76 | 3.36 | 2.25 | 1.77 | 1.19 | 1.41 | 1.47 | 1.81 | 2.8 | 4.52 | 6.25 | 7.63 | 8.89 | 9.88 | 10.84 | 10.6 | 10.55 | 10.46 | 10.05 | 10.7 | 9.87 | 8.72 | 7.86 | 6.89 | 5.36 | 3.92 | 2.41 | 1.52 | 1.11 | 1.34 | 1.84 | 2.63 | 3.91 | 5.37 | 7.27 | 8.86 | 10.08 | 10.93 | 11.19 | 11.64 | 11.57 | 11.37 | 10.98 | 8.78 | 7.9 | 6.82 | 5.53 | 4.86 | 3.91 | 2.71 | 1.71 | 1.23 | 1.01 | 1.15 | 1.46 | 2.11 | 2.96 | 4.21 | 5.58 | 7.1 | 8.18 | 9.27 | 9.9 | 9.94 | 9.63 | 9.42 | 9.05 | 5.97 | 5.78 | 5.35 | 4.11 | 3.54 | 3.01 | 2.26 | 1.62 | 1.24 | 1.35 | 1.65 | 1.94 | 2.38 | 2.95 | 3.86 | 4.51 | 5.02 | 5.93 | 6.86 | 7.22 | 7.12 | 6.7 | 6.26 | 5.94 | 2.66 | 2.58 | 2.46 | 2.19 | 2.02 | 1.94 | 1.38 | 1.01 | 0.85 | 0.93 | 1.19 | 1.29 | 1.19 | 1.34 | 1.43 | 1.77 | 2.38 | 2.69 | 3.06 | 3.52 | 3.17 | 2.88 | 2.64 | 2.6 | 1.37 | 1.52 | 1.47 | 1.54 | 1.42 | 1.39 | 1.31 | 1.15 | 1.2 | 1.35 | 1.48 | 1.71 | 1.64 | 1.68 | 1.78 | 1.82 | 1.6 | 1.56 | 1.89 | 1.94 | 1.93 | 1.73 | 1.58 | 1.45 | 1.55 | 1.59 | 1.68 | 1.6 | 1.68 | 1.59 | 1.41 | 1.69 | 1.57 | 1.42 | 1.4 | 1.48 | 1.68 | 1.88 | 1.73 | 1.47 | 1.51 | 1.53 | 1.59 | 1.55 | 1.67 | 1.8 | 1.84 | 1.71
TIFFNY_1_DILLON |  | Wind | Wind | CISO | South | Socal | FC | 45 | 4.18 | 4.34 | 4.96 | 4.67 | 4.62 | 4.3 | 3.52 | 3.04 | 3.21 | 3.21 | 3.18 | 3.33 | 3.68 | 4.22 | 4.2 | 4.59 | 4.03 | 4.03 | 3.78 | 3.84 | 3.69 | 3.61 | 3.76 | 3.59 | 5.57 | 6.16 | 6.38 | 6.02 | 5.32 | 5.02 | 5.25 | 5.3 | 5.12 | 5.73 | 5.95 | 6.07 | 7.06 | 6.58 | 7.56 | 6.68 | 8 | 7.91 | 9.13 | 8.77 | 8.87 | 8.03 | 7.23 | 6.1 | 9.1 | 9.48 | 8.84 | 8.32 | 7.66 | 6.57 | 6.31 | 6.02 | 6.56 | 5.78 | 5.89 | 6.59 | 7.35 | 8.58 | 9.02 | 10.06 | 10.31 | 10.53 | 10.22 | 10.1 | 9.92 | 10.03 | 10.66 | 9.6 | 16.28 | 14.58 | 12.7 | 10.82 | 9.31 | 8.03 | 5.6 | 4.22 | 3.95 | 3.7 | 3.43 | 3.7 | 4.06 | 6.15 | 9.2 | 12.19 | 14.66 | 16.02 | 16.46 | 16.93 | 17.88 | 16.9 | 16.32 | 16.49 | 18.21 | 17.14 | 16.77 | 15.13 | 12.46 | 10.28 | 7.68 | 5.92 | 4.13 | 3.33 | 2.92 | 2.75 | 3.82 | 6.31 | 10.28 | 14.85 | 17.24 | 19.02 | 18.56 | 18.56 | 18.94 | 19.24 | 19.73 | 18.5 | 18.15 | 17.04 | 15.66 | 13.26 | 11.53 | 9.05 | 6.4 | 4.28 | 3.37 | 2.27 | 2.67 | 2.79 | 3.44 | 5.32 | 8.6 | 11.89 | 14.52 | 16.91 | 18.79 | 20.61 | 20.16 | 20.07 | 19.9 | 19.12 | 20.35 | 18.77 | 16.59 | 14.95 | 13.1 | 10.19 | 7.46 | 4.58 | 2.88 | 2.1 | 2.55 | 3.5 | 5 | 7.44 | 10.21 | 13.83 | 16.85 | 19.16 | 20.78 | 21.28 | 22.13 | 22.01 | 21.62 | 20.88 | 16.71 | 15.03 | 12.97 | 10.51 | 9.25 | 7.43 | 5.15 | 3.25 | 2.35 | 1.93 | 2.18 | 2.77 | 4.02 | 5.63 | 8.01 | 10.62 | 13.5 | 15.56 | 17.63 | 18.84 | 18.91 | 18.32 | 17.91 | 17.21 | 11.35 | 10.99 | 10.17 | 7.81 | 6.73 | 5.72 | 4.3 | 3.08 | 2.35 | 2.57 | 3.15 | 3.68 | 4.52 | 5.6 | 7.35 | 8.58 | 9.56 | 11.29 | 13.04 | 13.73 | 13.55 | 12.75 | 11.91 | 11.29 | 5.07 | 4.91 | 4.69 | 4.17 | 3.84 | 3.68 | 2.62 | 1.92 | 1.62 | 1.77 | 2.27 | 2.45 | 2.26 | 2.56 | 2.71 | 3.36 | 4.53 | 5.12 | 5.83 | 6.69 | 6.03 | 5.48 | 5.02 | 4.95 | 2.61 | 2.89 | 2.79 | 2.92 | 2.7 | 2.65 | 2.5 | 2.18 | 2.28 | 2.57 | 2.81 | 3.25 | 3.11 | 3.19 | 3.38 | 3.46 | 3.04 | 2.97 | 3.6 | 3.7 | 3.68 | 3.28 | 3 | 2.77 | 2.95 | 3.02 | 3.2 | 3.04 | 3.19 | 3.03 | 2.67 | 3.21 | 2.99 | 2.69 | 2.66 | 2.82 | 3.2 | 3.57 | 3.3 | 2.79 | 2.87 | 2.91 | 3.03 | 2.94 | 3.18 | 3.42 | 3.5 | 3.25
TMPLTN_2_SOLAR |  | Solar_Fixed | Solar Fixed | CISO | North | Norcal | FC | 1.5 | 0 | 0 | 0 | 0 | 0 | 0 | 0 | 0.03 | 0.26 | 0.54 | 0.68 | 0.73 | 0.72 | 0.66 | 0.57 | 0.39 | 0.09 | 0 | 0 | 0 | 0 | 0 | 0 | 0 | 0 | 0 | 0 | 0 | 0 | 0 | 0 | 0.15 | 0.63 | 0.88 | 0.97 | 0.98 | 0.98 | 0.96 | 0.9 | 0.71 | 0.33 | 0.02 | 0 | 0 | 0 | 0 | 0 | 0 | 0 | 0 | 0 | 0 | 0 | 0 | 0.04 | 0.39 | 0.75 | 0.87 | 0.9 | 0.88 | 0.9 | 0.88 | 0.8 | 0.66 | 0.45 | 0.11 | 0 | 0 | 0 | 0 | 0 | 0 | 0 | 0 | 0 | 0 | 0 | 0.02 | 0.3 | 0.78 | 1.01 | 1.13 | 1.17 | 1.22 | 1.19 | 1.18 | 1.14 | 1.01 | 0.78 | 0.32 | 0.02 | 0 | 0 | 0 | 0 | 0 | 0 | 0 | 0 | 0 | 0 | 0.1 | 0.53 | 0.89 | 1.08 | 1.19 | 1.22 | 1.23 | 1.24 | 1.23 | 1.19 | 1.06 | 0.88 | 0.47 | 0.08 | 0 | 0 | 0 | 0 | 0 | 0 | 0 | 0 | 0 | 0 | 0.13 | 0.55 | 0.91 | 1.1 | 1.19 | 1.25 | 1.26 | 1.28 | 1.26 | 1.21 | 1.1 | 0.91 | 0.57 | 0.16 | 0 | 0 | 0 | 0 | 0 | 0 | 0 | 0 | 0 | 0 | 0.06 | 0.46 | 0.86 | 1.09 | 1.2 | 1.27 | 1.29 | 1.28 | 1.26 | 1.2 | 1.1 | 0.9 | 0.56 | 0.12 | 0 | 0 | 0 | 0 | 0 | 0 | 0 | 0 | 0 | 0 | 0.01 | 0.28 | 0.73 | 0.99 | 1.11 | 1.19 | 1.23 | 1.22 | 1.21 | 1.15 | 1.01 | 0.75 | 0.3 | 0.02 | 0 | 0 | 0 | 0 | 0 | 0 | 0 | 0 | 0 | 0 | 0 | 0.19 | 0.71 | 1.03 | 1.15 | 1.21 | 1.23 | 1.22 | 1.2 | 1.14 | 0.99 | 0.6 | 0.13 | 0 | 0 | 0 | 0 | 0 | 0 | 0 | 0 | 0 | 0 | 0 | 0 | 0.07 | 0.51 | 0.89 | 1.04 | 1.06 | 1.07 | 1.07 | 1.06 | 0.97 | 0.73 | 0.26 | 0.01 | 0 | 0 | 0 | 0 | 0 | 0 | 0 | 0 | 0 | 0 | 0 | 0 | 0 | 0.21 | 0.69 | 0.89 | 0.94 | 0.94 | 0.93 | 0.9 | 0.79 | 0.46 | 0.06 | 0 | 0 | 0 | 0 | 0 | 0 | 0 | 0 | 0 | 0 | 0 | 0 | 0 | 0 | 0.05 | 0.26 | 0.51 | 0.65 | 0.71 | 0.69 | 0.64 | 0.55 | 0.31 | 0.04 | 0 | 0 | 0 | 0 | 0 | 0 | 0
TOPAZ_2_SOLAR |  | Solar_Fixed | Solar Fixed | CISO | North | Norcal | FC | 550 | 0 | 0 | 0 | 0 | 0 | 0 | 0 | 12.83 | 96.31 | 199.61 | 248.45 | 266.91 | 263.32 | 243.08 | 209.46 | 142.33 | 33.03 | 0.02 | 0 | 0 | 0 | 0 | 0 | 0 | 0 | 0 | 0 | 0 | 0 | 0 | 0.02 | 55.46 | 231.38 | 321.68 | 354.5 | 357.76 | 360.35 | 350.93 | 329.37 | 259.46 | 122.35 | 9.14 | 0 | 0 | 0 | 0 | 0 | 0 | 0 | 0 | 0 | 0 | 0 | 0 | 13.15 | 143.11 | 273.31 | 319.75 | 328.61 | 321.7 | 330.46 | 321.63 | 291.69 | 241.35 | 165.26 | 40.55 | 0.11 | 0 | 0 | 0 | 0 | 0 | 0 | 0 | 0 | 0 | 0 | 5.6 | 110.71 | 286.94 | 371.44 | 412.72 | 427.6 | 445.62 | 437.28 | 432.43 | 419.08 | 371.17 | 285.22 | 117.69 | 7.37 | 0 | 0 | 0 | 0 | 0 | 0 | 0 | 0 | 0 | 0.01 | 35.13 | 193.61 | 327.12 | 395.98 | 436.01 | 447.26 | 451.02 | 452.9 | 451.86 | 435.46 | 390.42 | 322.01 | 173.92 | 28.83 | 0.05 | 0 | 0 | 0 | 0 | 0 | 0 | 0 | 0 | 0.18 | 49.05 | 203.16 | 332.37 | 401.63 | 435.11 | 457.22 | 463.55 | 471.07 | 463.52 | 442.59 | 403.99 | 334.86 | 210.72 | 57.08 | 0.72 | 0 | 0 | 0 | 0 | 0 | 0 | 0 | 0 | 0 | 23.51 | 169.07 | 316.29 | 398.51 | 439.29 | 466.76 | 472.79 | 469.81 | 462.3 | 440.83 | 402.73 | 329.52 | 203.65 | 45.06 | 0.31 | 0 | 0 | 0 | 0 | 0 | 0 | 0 | 0 | 0 | 3.69 | 102.1 | 269.2 | 362.21 | 406.13 | 436.05 | 449.86 | 447.88 | 445.46 | 422.48 | 370.26 | 275.64 | 110.53 | 6.65 | 0 | 0 | 0 | 0 | 0 | 0 | 0 | 0 | 0 | 0 | 0.38 | 68.41 | 261.67 | 376.21 | 421.53 | 445.02 | 451.73 | 448.54 | 441.24 | 418.82 | 361.47 | 220.4 | 47.62 | 0.13 | 0 | 0 | 0 | 0 | 0 | 0 | 0 | 0 | 0 | 0 | 0 | 24.54 | 185.38 | 327.77 | 380.31 | 390.33 | 393.27 | 391.22 | 387.37 | 356.61 | 269.04 | 95.5 | 3.57 | 0 | 0 | 0 | 0 | 0 | 0 | 0 | 0 | 0 | 0 | 0 | 0 | 1.16 | 78.56 | 252.21 | 326.02 | 346.07 | 343.05 | 341.85 | 330.68 | 290.16 | 166.91 | 22.77 | 0 | 0 | 0 | 0 | 0 | 0 | 0 | 0 | 0 | 0 | 0 | 0 | 0 | 0 | 18.64 | 96.9 | 188.05 | 238.23 | 260.93 | 254.4 | 234.92 | 202.7 | 114.42 | 14.56 | 0 | 0 | 0 | 0 | 0 | 0 | 0
TORTLA_1_SOLAR |  | Solar_1Axis | Solar Tracking | CISO | South | Socal | FC | 20 | 0 | 0 | 0 | 0 | 0 | 0 | 0.01 | 2.23 | 8.17 | 10.55 | 10.97 | 11.2 | 11.07 | 10.39 | 9.62 | 6.06 | 1.19 | 0 | 0 | 0 | 0 | 0 | 0 | 0 | 0 | 0 | 0 | 0 | 0 | 0 | 0.14 | 5.11 | 12.5 | 13.36 | 13.24 | 12.8 | 12.38 | 12.09 | 11.87 | 10.68 | 4.66 | 0.17 | 0 | 0 | 0 | 0 | 0 | 0 | 0 | 0 | 0 | 0 | 0 | 0 | 1.54 | 9.18 | 12.65 | 13.11 | 12.87 | 12.55 | 12.47 | 11.32 | 10.3 | 9.29 | 6.6 | 1 | 0 | 0 | 0 | 0 | 0 | 0 | 0 | 0 | 0 | 0 | 0 | 0.88 | 8.53 | 15.11 | 15.92 | 16.31 | 16.19 | 16.3 | 16.12 | 16.08 | 15.58 | 14.76 | 12.17 | 4.04 | 0.1 | 0 | 0 | 0 | 0 | 0 | 0 | 0 | 0 | 0 | 0.03 | 3.29 | 11.45 | 15.64 | 16.7 | 17.07 | 17.11 | 17.25 | 17.22 | 16.99 | 16.57 | 15.9 | 13.89 | 6.83 | 0.64 | 0 | 0 | 0 | 0 | 0 | 0 | 0 | 0 | 0 | 0.06 | 3.9 | 11.46 | 15.03 | 16.2 | 16.85 | 16.99 | 17.08 | 17.05 | 16.86 | 16.44 | 15.87 | 14.08 | 8.5 | 1.46 | 0 | 0 | 0 | 0 | 0 | 0 | 0 | 0 | 0 | 0.01 | 1.83 | 8.92 | 13.98 | 15.85 | 16.65 | 16.81 | 16.76 | 16.62 | 16.42 | 15.97 | 15.29 | 13.46 | 7.79 | 1.24 | 0 | 0 | 0 | 0 | 0 | 0 | 0 | 0 | 0 | 0 | 0.62 | 6.68 | 12.56 | 14.94 | 16.02 | 16.37 | 16.33 | 16.01 | 15.57 | 14.94 | 13.78 | 10.96 | 4.06 | 0.12 | 0 | 0 | 0 | 0 | 0 | 0 | 0 | 0 | 0 | 0 | 0.14 | 4.94 | 12.9 | 15.03 | 15.81 | 15.93 | 15.93 | 15.84 | 15.66 | 15.43 | 13.93 | 7.79 | 0.93 | 0 | 0 | 0 | 0 | 0 | 0 | 0 | 0 | 0 | 0 | 0 | 0.01 | 2.82 | 11.22 | 14.25 | 14.69 | 14.56 | 14.6 | 14.67 | 14.74 | 14.42 | 11.28 | 3.18 | 0.04 | 0 | 0 | 0 | 0 | 0 | 0 | 0 | 0 | 0 | 0 | 0 | 0 | 0.52 | 6.58 | 12.29 | 13.29 | 12.93 | 12.58 | 12.74 | 12.77 | 12.16 | 7.01 | 0.7 | 0 | 0 | 0 | 0 | 0 | 0 | 0 | 0 | 0 | 0 | 0 | 0 | 0 | 0.02 | 2.44 | 7.76 | 9.33 | 9.83 | 9.63 | 9.95 | 9.4 | 8.58 | 4.88 | 0.42 | 0 | 0 | 0 | 0 | 0 | 0 | 0
TRNQL8_2_AMASR1 |  | Solar_1Axis | Solar Tracking | CISO | North | Norcal | ID | 20 | 0 | 0 | 0 | 0 | 0 | 0 | 0 | 0.42 | 3.28 | 6.25 | 7.72 | 8.5 | 8.51 | 8.03 | 7.52 | 5.13 | 1.12 | 0 | 0 | 0 | 0 | 0 | 0 | 0 | 0 | 0 | 0 | 0 | 0 | 0 | 0 | 2.47 | 10.27 | 12.8 | 13.08 | 12.39 | 12.21 | 12.13 | 12.4 | 10.57 | 5.55 | 0.31 | 0 | 0 | 0 | 0 | 0 | 0 | 0 | 0 | 0 | 0 | 0 | 0 | 0.52 | 6.39 | 11.99 | 12.84 | 12.05 | 12.38 | 12.2 | 11.23 | 10.37 | 9.66 | 6.8 | 1.57 | 0 | 0 | 0 | 0 | 0 | 0 | 0 | 0 | 0 | 0 | 0 | 0.28 | 5.97 | 13.17 | 14.48 | 14.4 | 14.15 | 14.49 | 14.52 | 14.31 | 14.54 | 13.94 | 12.71 | 5.9 | 0.27 | 0 | 0 | 0 | 0 | 0 | 0 | 0 | 0 | 0 | 0 | 2.2 | 10.38 | 14.64 | 15.3 | 15.32 | 15.19 | 15.51 | 15.51 | 15.86 | 15.86 | 15.51 | 14.62 | 9.05 | 1.41 | 0 | 0 | 0 | 0 | 0 | 0 | 0 | 0 | 0 | 0.01 | 3.16 | 11.47 | 15.54 | 16.64 | 16.85 | 16.97 | 17.07 | 17.02 | 16.87 | 16.87 | 16.5 | 15.31 | 11.34 | 3.2 | 0.04 | 0 | 0 | 0 | 0 | 0 | 0 | 0 | 0 | 0 | 1.43 | 9.2 | 14.84 | 16.38 | 16.6 | 16.72 | 16.65 | 16.62 | 16.44 | 16.41 | 15.74 | 14.59 | 10.24 | 2.41 | 0.01 | 0 | 0 | 0 | 0 | 0 | 0 | 0 | 0 | 0 | 0.2 | 5.39 | 12.46 | 15.07 | 15.77 | 15.84 | 15.96 | 15.84 | 15.71 | 15.6 | 14.68 | 12.04 | 5.34 | 0.3 | 0 | 0 | 0 | 0 | 0 | 0 | 0 | 0 | 0 | 0 | 0.02 | 3.29 | 11.75 | 14.8 | 15.3 | 15.19 | 15.01 | 15.04 | 15.25 | 15.32 | 14.44 | 9.5 | 1.87 | 0 | 0 | 0 | 0 | 0 | 0 | 0 | 0 | 0 | 0 | 0 | 0 | 0.98 | 7.8 | 12.9 | 13.29 | 13.02 | 12.69 | 12.79 | 13.02 | 12.97 | 10.92 | 3.63 | 0.08 | 0 | 0 | 0 | 0 | 0 | 0 | 0 | 0 | 0 | 0 | 0 | 0 | 0.04 | 3.04 | 9.15 | 10.78 | 10.58 | 10.24 | 10.54 | 10.85 | 10.19 | 6.39 | 0.76 | 0 | 0 | 0 | 0 | 0 | 0 | 0 | 0 | 0 | 0 | 0 | 0 | 0 | 0 | 0.6 | 4.09 | 6.72 | 8.16 | 8.58 | 8.35 | 8.09 | 7.48 | 4.18 | 0.45 | 0 | 0 | 0 | 0 | 0 | 0 | 0
TRNQL8_2_AZUSR1 |  | Solar_1Axis | Solar Tracking | CISO | North | Norcal | ID | 20 | 0 | 0 | 0 | 0 | 0 | 0 | 0 | 0.42 | 3.28 | 6.25 | 7.72 | 8.5 | 8.51 | 8.03 | 7.52 | 5.13 | 1.12 | 0 | 0 | 0 | 0 | 0 | 0 | 0 | 0 | 0 | 0 | 0 | 0 | 0 | 0 | 2.47 | 10.27 | 12.8 | 13.08 | 12.39 | 12.21 | 12.13 | 12.4 | 10.57 | 5.55 | 0.31 | 0 | 0 | 0 | 0 | 0 | 0 | 0 | 0 | 0 | 0 | 0 | 0 | 0.52 | 6.39 | 11.99 | 12.84 | 12.05 | 12.38 | 12.2 | 11.23 | 10.37 | 9.66 | 6.8 | 1.57 | 0 | 0 | 0 | 0 | 0 | 0 | 0 | 0 | 0 | 0 | 0 | 0.28 | 5.97 | 13.17 | 14.48 | 14.4 | 14.15 | 14.49 | 14.52 | 14.31 | 14.54 | 13.94 | 12.71 | 5.9 | 0.27 | 0 | 0 | 0 | 0 | 0 | 0 | 0 | 0 | 0 | 0 | 2.2 | 10.38 | 14.64 | 15.3 | 15.32 | 15.19 | 15.51 | 15.51 | 15.86 | 15.86 | 15.51 | 14.62 | 9.05 | 1.41 | 0 | 0 | 0 | 0 | 0 | 0 | 0 | 0 | 0 | 0.01 | 3.16 | 11.47 | 15.54 | 16.64 | 16.85 | 16.97 | 17.07 | 17.02 | 16.87 | 16.87 | 16.5 | 15.31 | 11.34 | 3.2 | 0.04 | 0 | 0 | 0 | 0 | 0 | 0 | 0 | 0 | 0 | 1.43 | 9.2 | 14.84 | 16.38 | 16.6 | 16.72 | 16.65 | 16.62 | 16.44 | 16.41 | 15.74 | 14.59 | 10.24 | 2.41 | 0.01 | 0 | 0 | 0 | 0 | 0 | 0 | 0 | 0 | 0 | 0.2 | 5.39 | 12.46 | 15.07 | 15.77 | 15.84 | 15.96 | 15.84 | 15.71 | 15.6 | 14.68 | 12.04 | 5.34 | 0.3 | 0 | 0 | 0 | 0 | 0 | 0 | 0 | 0 | 0 | 0 | 0.02 | 3.29 | 11.75 | 14.8 | 15.3 | 15.19 | 15.01 | 15.04 | 15.25 | 15.32 | 14.44 | 9.5 | 1.87 | 0 | 0 | 0 | 0 | 0 | 0 | 0 | 0 | 0 | 0 | 0 | 0 | 0.98 | 7.8 | 12.9 | 13.29 | 13.02 | 12.69 | 12.79 | 13.02 | 12.97 | 10.92 | 3.63 | 0.08 | 0 | 0 | 0 | 0 | 0 | 0 | 0 | 0 | 0 | 0 | 0 | 0 | 0.04 | 3.04 | 9.15 | 10.78 | 10.58 | 10.24 | 10.54 | 10.85 | 10.19 | 6.39 | 0.76 | 0 | 0 | 0 | 0 | 0 | 0 | 0 | 0 | 0 | 0 | 0 | 0 | 0 | 0 | 0.6 | 4.09 | 6.72 | 8.16 | 8.58 | 8.35 | 8.09 | 7.48 | 4.18 | 0.45 | 0 | 0 | 0 | 0 | 0 | 0 | 0
TRNQL8_2_ROJSR1 |  | Solar_1Axis | Solar Tracking | CISO | North | Norcal | ID | 100 | 0 | 0 | 0 | 0 | 0 | 0 | 0 | 2.12 | 16.38 | 31.23 | 38.62 | 42.52 | 42.54 | 40.15 | 37.58 | 25.67 | 5.59 | 0 | 0 | 0 | 0 | 0 | 0 | 0 | 0 | 0 | 0 | 0 | 0 | 0 | 0.02 | 12.34 | 51.35 | 64.01 | 65.38 | 61.96 | 61.07 | 60.67 | 61.98 | 52.87 | 27.74 | 1.53 | 0 | 0 | 0 | 0 | 0 | 0 | 0 | 0 | 0 | 0 | 0 | 0 | 2.59 | 31.94 | 59.93 | 64.21 | 60.27 | 61.91 | 60.99 | 56.13 | 51.84 | 48.28 | 33.98 | 7.86 | 0.01 | 0 | 0 | 0 | 0 | 0 | 0 | 0 | 0 | 0 | 0 | 1.38 | 29.83 | 65.84 | 72.42 | 72.02 | 70.75 | 72.45 | 72.61 | 71.53 | 72.69 | 69.7 | 63.57 | 29.5 | 1.36 | 0 | 0 | 0 | 0 | 0 | 0 | 0 | 0 | 0 | 0.01 | 11 | 51.9 | 73.18 | 76.52 | 76.62 | 75.93 | 77.54 | 77.53 | 79.32 | 79.3 | 77.55 | 73.1 | 45.23 | 7.03 | 0 | 0 | 0 | 0 | 0 | 0 | 0 | 0 | 0 | 0.07 | 15.79 | 57.35 | 77.7 | 83.2 | 84.23 | 84.87 | 85.35 | 85.11 | 84.36 | 84.34 | 82.49 | 76.53 | 56.7 | 15.99 | 0.19 | 0 | 0 | 0 | 0 | 0 | 0 | 0 | 0 | 0 | 7.17 | 46.01 | 74.2 | 81.89 | 83.01 | 83.61 | 83.27 | 83.11 | 82.2 | 82.05 | 78.71 | 72.97 | 51.18 | 12.04 | 0.07 | 0 | 0 | 0 | 0 | 0 | 0 | 0 | 0 | 0 | 1.01 | 26.96 | 62.3 | 75.33 | 78.83 | 79.19 | 79.8 | 79.19 | 78.55 | 78 | 73.41 | 60.2 | 26.72 | 1.48 | 0 | 0 | 0 | 0 | 0 | 0 | 0 | 0 | 0 | 0 | 0.11 | 16.47 | 58.73 | 73.99 | 76.48 | 75.93 | 75.07 | 75.21 | 76.26 | 76.6 | 72.19 | 47.51 | 9.34 | 0.01 | 0 | 0 | 0 | 0 | 0 | 0 | 0 | 0 | 0 | 0 | 0 | 4.91 | 38.99 | 64.48 | 66.43 | 65.11 | 63.47 | 63.94 | 65.1 | 64.85 | 54.59 | 18.15 | 0.38 | 0 | 0 | 0 | 0 | 0 | 0 | 0 | 0 | 0 | 0 | 0 | 0 | 0.18 | 15.2 | 45.76 | 53.91 | 52.89 | 51.19 | 52.69 | 54.26 | 50.97 | 31.93 | 3.79 | 0 | 0 | 0 | 0 | 0 | 0 | 0 | 0 | 0 | 0 | 0 | 0 | 0 | 0 | 2.99 | 20.46 | 33.59 | 40.82 | 42.88 | 41.75 | 40.43 | 37.39 | 20.91 | 2.25 | 0 | 0 | 0 | 0 | 0 | 0 | 0
TRNQL8_2_VERSR1 |  | Solar_1Axis | Solar Tracking | CISO | North | Norcal | ID | 60 | 0 | 0 | 0 | 0 | 0 | 0 | 0 | 1.27 | 9.83 | 18.74 | 23.17 | 25.51 | 25.52 | 24.09 | 22.55 | 15.4 | 3.36 | 0 | 0 | 0 | 0 | 0 | 0 | 0 | 0 | 0 | 0 | 0 | 0 | 0 | 0.01 | 7.41 | 30.81 | 38.41 | 39.23 | 37.18 | 36.64 | 36.4 | 37.19 | 31.72 | 16.64 | 0.92 | 0 | 0 | 0 | 0 | 0 | 0 | 0 | 0 | 0 | 0 | 0 | 0 | 1.55 | 19.16 | 35.96 | 38.53 | 36.16 | 37.14 | 36.59 | 33.68 | 31.1 | 28.97 | 20.39 | 4.72 | 0.01 | 0 | 0 | 0 | 0 | 0 | 0 | 0 | 0 | 0 | 0 | 0.83 | 17.9 | 39.5 | 43.45 | 43.21 | 42.45 | 43.47 | 43.57 | 42.92 | 43.62 | 41.82 | 38.14 | 17.7 | 0.82 | 0 | 0 | 0 | 0 | 0 | 0 | 0 | 0 | 0 | 0.01 | 6.6 | 31.14 | 43.91 | 45.91 | 45.97 | 45.56 | 46.53 | 46.52 | 47.59 | 47.58 | 46.53 | 43.86 | 27.14 | 4.22 | 0 | 0 | 0 | 0 | 0 | 0 | 0 | 0 | 0 | 0.04 | 9.47 | 34.41 | 46.62 | 49.92 | 50.54 | 50.92 | 51.21 | 51.07 | 50.62 | 50.6 | 49.5 | 45.92 | 34.02 | 9.59 | 0.11 | 0 | 0 | 0 | 0 | 0 | 0 | 0 | 0 | 0 | 4.3 | 27.61 | 44.52 | 49.13 | 49.81 | 50.16 | 49.96 | 49.86 | 49.32 | 49.23 | 47.23 | 43.78 | 30.71 | 7.22 | 0.04 | 0 | 0 | 0 | 0 | 0 | 0 | 0 | 0 | 0 | 0.61 | 16.18 | 37.38 | 45.2 | 47.3 | 47.51 | 47.88 | 47.51 | 47.13 | 46.8 | 44.04 | 36.12 | 16.03 | 0.89 | 0 | 0 | 0 | 0 | 0 | 0 | 0 | 0 | 0 | 0 | 0.06 | 9.88 | 35.24 | 44.39 | 45.89 | 45.56 | 45.04 | 45.12 | 45.76 | 45.96 | 43.31 | 28.51 | 5.6 | 0.01 | 0 | 0 | 0 | 0 | 0 | 0 | 0 | 0 | 0 | 0 | 0 | 2.95 | 23.39 | 38.69 | 39.86 | 39.06 | 38.08 | 38.37 | 39.06 | 38.91 | 32.75 | 10.89 | 0.23 | 0 | 0 | 0 | 0 | 0 | 0 | 0 | 0 | 0 | 0 | 0 | 0 | 0.11 | 9.12 | 27.46 | 32.34 | 31.73 | 30.72 | 31.62 | 32.55 | 30.58 | 19.16 | 2.27 | 0 | 0 | 0 | 0 | 0 | 0 | 0 | 0 | 0 | 0 | 0 | 0 | 0 | 0 | 1.79 | 12.28 | 20.15 | 24.49 | 25.73 | 25.05 | 24.26 | 22.43 | 12.54 | 1.35 | 0 | 0 | 0 | 0 | 0 | 0 | 0
TRNQLT_2_SOLAR |  | Paired_Solar_Fixed | Solar Fixed | CISO | North | Norcal | FC | 200 | 0 | 0 | 0 | 0 | 0 | 0 | 0 | 4.67 | 35.02 | 72.59 | 90.35 | 97.06 | 95.75 | 88.39 | 76.17 | 51.76 | 12.01 | 0.01 | 0 | 0 | 0 | 0 | 0 | 0 | 0 | 0 | 0 | 0 | 0 | 0 | 0.01 | 20.17 | 84.14 | 116.97 | 128.91 | 130.1 | 131.04 | 127.61 | 119.77 | 94.35 | 44.49 | 3.32 | 0 | 0 | 0 | 0 | 0 | 0 | 0 | 0 | 0 | 0 | 0 | 0 | 4.78 | 52.04 | 99.38 | 116.27 | 119.49 | 116.98 | 120.17 | 116.96 | 106.07 | 87.76 | 60.09 | 14.75 | 0.04 | 0 | 0 | 0 | 0 | 0 | 0 | 0 | 0 | 0 | 0 | 2.04 | 40.26 | 104.34 | 135.07 | 150.08 | 155.49 | 162.04 | 159.01 | 157.25 | 152.39 | 134.97 | 103.71 | 42.8 | 2.68 | 0 | 0 | 0 | 0 | 0 | 0 | 0 | 0 | 0 | 0 | 12.78 | 70.4 | 118.95 | 143.99 | 158.55 | 162.64 | 164.01 | 164.69 | 164.31 | 158.35 | 141.97 | 117.09 | 63.24 | 10.48 | 0.02 | 0 | 0 | 0 | 0 | 0 | 0 | 0 | 0 | 0.07 | 17.84 | 73.88 | 120.86 | 146.05 | 158.22 | 166.26 | 168.56 | 171.3 | 168.55 | 160.94 | 146.91 | 121.77 | 76.62 | 20.76 | 0.26 | 0 | 0 | 0 | 0 | 0 | 0 | 0 | 0 | 0 | 8.55 | 61.48 | 115.01 | 144.91 | 159.74 | 169.73 | 171.93 | 170.84 | 168.11 | 160.3 | 146.45 | 119.83 | 74.06 | 16.39 | 0.11 | 0 | 0 | 0 | 0 | 0 | 0 | 0 | 0 | 0 | 1.34 | 37.13 | 97.89 | 131.71 | 147.68 | 158.56 | 163.59 | 162.87 | 161.98 | 153.63 | 134.64 | 100.23 | 40.19 | 2.42 | 0 | 0 | 0 | 0 | 0 | 0 | 0 | 0 | 0 | 0 | 0.14 | 24.88 | 95.15 | 136.8 | 153.28 | 161.82 | 164.26 | 163.1 | 160.45 | 152.3 | 131.45 | 80.14 | 17.32 | 0.05 | 0 | 0 | 0 | 0 | 0 | 0 | 0 | 0 | 0 | 0 | 0 | 8.93 | 67.41 | 119.19 | 138.3 | 141.94 | 143.01 | 142.26 | 140.86 | 129.68 | 97.83 | 34.73 | 1.3 | 0 | 0 | 0 | 0 | 0 | 0 | 0 | 0 | 0 | 0 | 0 | 0 | 0.42 | 28.57 | 91.71 | 118.55 | 125.84 | 124.74 | 124.31 | 120.25 | 105.51 | 60.69 | 8.28 | 0 | 0 | 0 | 0 | 0 | 0 | 0 | 0 | 0 | 0 | 0 | 0 | 0 | 0 | 6.78 | 35.24 | 68.38 | 86.63 | 94.88 | 92.51 | 85.43 | 73.71 | 41.61 | 5.29 | 0 | 0 | 0 | 0 | 0 | 0 | 0
TRNSWD_1_QF |  | Wind | Wind | CISO | South | Socal | FC | 38.97 | 3.62 | 3.76 | 4.3 | 4.04 | 4 | 3.73 | 3.05 | 2.63 | 2.78 | 2.78 | 2.75 | 2.88 | 3.19 | 3.65 | 3.64 | 3.98 | 3.49 | 3.49 | 3.27 | 3.32 | 3.19 | 3.13 | 3.25 | 3.1 | 4.82 | 5.33 | 5.52 | 5.22 | 4.61 | 4.35 | 4.54 | 4.59 | 4.44 | 4.96 | 5.15 | 5.25 | 6.12 | 5.7 | 6.55 | 5.79 | 6.93 | 6.85 | 7.9 | 7.6 | 7.68 | 6.95 | 6.26 | 5.28 | 7.88 | 8.21 | 7.66 | 7.21 | 6.63 | 5.69 | 5.46 | 5.22 | 5.68 | 5 | 5.1 | 5.7 | 6.36 | 7.43 | 7.81 | 8.71 | 8.93 | 9.12 | 8.85 | 8.74 | 8.59 | 8.68 | 9.23 | 8.31 | 14.1 | 12.62 | 11 | 9.37 | 8.06 | 6.95 | 4.85 | 3.65 | 3.42 | 3.21 | 2.97 | 3.21 | 3.51 | 5.32 | 7.97 | 10.56 | 12.7 | 13.87 | 14.26 | 14.66 | 15.49 | 14.64 | 14.13 | 14.28 | 15.77 | 14.85 | 14.52 | 13.1 | 10.79 | 8.9 | 6.65 | 5.13 | 3.57 | 2.88 | 2.53 | 2.38 | 3.31 | 5.46 | 8.9 | 12.86 | 14.93 | 16.47 | 16.08 | 16.07 | 16.4 | 16.66 | 17.08 | 16.02 | 15.72 | 14.76 | 13.57 | 11.48 | 9.99 | 7.83 | 5.54 | 3.7 | 2.92 | 1.96 | 2.32 | 2.42 | 2.98 | 4.61 | 7.45 | 10.29 | 12.57 | 14.64 | 16.27 | 17.85 | 17.46 | 17.38 | 17.24 | 16.56 | 17.62 | 16.26 | 14.36 | 12.94 | 11.34 | 8.83 | 6.46 | 3.97 | 2.5 | 1.82 | 2.21 | 3.03 | 4.33 | 6.44 | 8.84 | 11.97 | 14.59 | 16.6 | 18 | 18.42 | 19.17 | 19.06 | 18.73 | 18.08 | 14.47 | 13.02 | 11.23 | 9.11 | 8.01 | 6.44 | 4.46 | 2.81 | 2.03 | 1.67 | 1.89 | 2.4 | 3.48 | 4.87 | 6.94 | 9.19 | 11.69 | 13.48 | 15.27 | 16.31 | 16.38 | 15.86 | 15.51 | 14.9 | 9.83 | 9.52 | 8.81 | 6.77 | 5.83 | 4.95 | 3.72 | 2.67 | 2.04 | 2.23 | 2.73 | 3.19 | 3.91 | 4.85 | 6.36 | 7.43 | 8.27 | 9.77 | 11.29 | 11.89 | 11.73 | 11.04 | 10.32 | 9.78 | 4.39 | 4.25 | 4.06 | 3.61 | 3.32 | 3.19 | 2.27 | 1.67 | 1.4 | 1.53 | 1.97 | 2.13 | 1.96 | 2.22 | 2.35 | 2.91 | 3.93 | 4.43 | 5.05 | 5.79 | 5.22 | 4.74 | 4.35 | 4.28 | 2.26 | 2.5 | 2.42 | 2.53 | 2.34 | 2.29 | 2.16 | 1.89 | 1.97 | 2.23 | 2.44 | 2.82 | 2.69 | 2.76 | 2.93 | 3 | 2.64 | 2.57 | 3.11 | 3.2 | 3.19 | 2.84 | 2.6 | 2.4 | 2.56 | 2.62 | 2.77 | 2.63 | 2.76 | 2.62 | 2.32 | 2.78 | 2.59 | 2.33 | 2.3 | 2.44 | 2.77 | 3.09 | 2.86 | 2.42 | 2.48 | 2.52 | 2.62 | 2.55 | 2.76 | 2.96 | 3.03 | 2.82
TULEWD_1_TULWD1 |  | Wind | Wind | CISO | South | Socal | FC | 130.5 | 12.12 | 12.59 | 14.38 | 13.54 | 13.41 | 12.48 | 10.21 | 8.82 | 9.3 | 9.31 | 9.22 | 9.65 | 10.67 | 12.23 | 12.18 | 13.32 | 11.7 | 11.69 | 10.96 | 11.12 | 10.69 | 10.48 | 10.89 | 10.4 | 16.14 | 17.86 | 18.49 | 17.47 | 15.43 | 14.56 | 15.21 | 15.38 | 14.86 | 16.62 | 17.24 | 17.59 | 20.48 | 19.09 | 21.93 | 19.38 | 23.19 | 22.94 | 26.46 | 25.44 | 25.72 | 23.27 | 20.96 | 17.68 | 26.38 | 27.49 | 25.65 | 24.14 | 22.21 | 19.05 | 18.29 | 17.47 | 19.04 | 16.76 | 17.08 | 19.1 | 21.31 | 24.88 | 26.14 | 29.17 | 29.91 | 30.53 | 29.64 | 29.28 | 28.76 | 29.07 | 30.91 | 27.83 | 47.21 | 42.27 | 36.83 | 31.38 | 27 | 23.28 | 16.24 | 12.23 | 11.44 | 10.74 | 9.96 | 10.74 | 11.77 | 17.83 | 26.69 | 35.35 | 42.52 | 46.44 | 47.74 | 49.1 | 51.86 | 49.02 | 47.32 | 47.83 | 52.82 | 49.72 | 48.63 | 43.87 | 36.14 | 29.81 | 22.28 | 17.17 | 11.97 | 9.65 | 8.48 | 7.97 | 11.08 | 18.29 | 29.82 | 43.06 | 49.99 | 55.14 | 53.84 | 53.83 | 54.93 | 55.8 | 57.21 | 53.64 | 52.63 | 49.42 | 45.43 | 38.45 | 33.44 | 26.23 | 18.55 | 12.4 | 9.78 | 6.58 | 7.75 | 8.09 | 9.98 | 15.44 | 24.95 | 34.47 | 42.1 | 49.04 | 54.49 | 59.78 | 58.46 | 58.2 | 57.72 | 55.46 | 59 | 54.45 | 48.1 | 43.35 | 37.98 | 29.56 | 21.64 | 13.29 | 8.36 | 6.1 | 7.41 | 10.15 | 14.49 | 21.57 | 29.61 | 40.1 | 48.86 | 55.58 | 60.26 | 61.7 | 64.18 | 63.83 | 62.71 | 60.55 | 48.45 | 43.59 | 37.61 | 30.49 | 26.82 | 21.55 | 14.93 | 9.42 | 6.81 | 5.59 | 6.33 | 8.03 | 11.66 | 16.32 | 23.24 | 30.79 | 39.16 | 45.12 | 51.13 | 54.62 | 54.84 | 53.12 | 51.95 | 49.9 | 32.92 | 31.88 | 29.49 | 22.66 | 19.52 | 16.59 | 12.47 | 8.94 | 6.82 | 7.46 | 9.13 | 10.67 | 13.1 | 16.25 | 21.31 | 24.89 | 27.71 | 32.73 | 37.82 | 39.82 | 39.29 | 36.97 | 34.54 | 32.75 | 14.7 | 14.24 | 13.59 | 12.09 | 11.13 | 10.68 | 7.6 | 5.58 | 4.69 | 5.13 | 6.58 | 7.12 | 6.56 | 7.42 | 7.86 | 9.74 | 13.15 | 14.84 | 16.9 | 19.4 | 17.47 | 15.88 | 14.56 | 14.35 | 7.58 | 8.38 | 8.09 | 8.47 | 7.82 | 7.67 | 7.25 | 6.32 | 6.6 | 7.46 | 8.16 | 9.43 | 9.02 | 9.25 | 9.8 | 10.04 | 8.83 | 8.62 | 10.43 | 10.73 | 10.67 | 9.52 | 8.7 | 8.02 | 8.57 | 8.76 | 9.28 | 8.81 | 9.26 | 8.77 | 7.75 | 9.32 | 8.67 | 7.81 | 7.71 | 8.18 | 9.29 | 10.34 | 9.56 | 8.1 | 8.31 | 8.44 | 8.78 | 8.54 | 9.23 | 9.92 | 10.16 | 9.44
TWISSL_6_SOLAR |  | Solar_Fixed | Solar Fixed | CISO | North | Norcal | FC | 1.5 | 0 | 0 | 0 | 0 | 0 | 0 | 0 | 0.03 | 0.26 | 0.54 | 0.68 | 0.73 | 0.72 | 0.66 | 0.57 | 0.39 | 0.09 | 0 | 0 | 0 | 0 | 0 | 0 | 0 | 0 | 0 | 0 | 0 | 0 | 0 | 0 | 0.15 | 0.63 | 0.88 | 0.97 | 0.98 | 0.98 | 0.96 | 0.9 | 0.71 | 0.33 | 0.02 | 0 | 0 | 0 | 0 | 0 | 0 | 0 | 0 | 0 | 0 | 0 | 0 | 0.04 | 0.39 | 0.75 | 0.87 | 0.9 | 0.88 | 0.9 | 0.88 | 0.8 | 0.66 | 0.45 | 0.11 | 0 | 0 | 0 | 0 | 0 | 0 | 0 | 0 | 0 | 0 | 0 | 0.02 | 0.3 | 0.78 | 1.01 | 1.13 | 1.17 | 1.22 | 1.19 | 1.18 | 1.14 | 1.01 | 0.78 | 0.32 | 0.02 | 0 | 0 | 0 | 0 | 0 | 0 | 0 | 0 | 0 | 0 | 0.1 | 0.53 | 0.89 | 1.08 | 1.19 | 1.22 | 1.23 | 1.24 | 1.23 | 1.19 | 1.06 | 0.88 | 0.47 | 0.08 | 0 | 0 | 0 | 0 | 0 | 0 | 0 | 0 | 0 | 0 | 0.13 | 0.55 | 0.91 | 1.1 | 1.19 | 1.25 | 1.26 | 1.28 | 1.26 | 1.21 | 1.1 | 0.91 | 0.57 | 0.16 | 0 | 0 | 0 | 0 | 0 | 0 | 0 | 0 | 0 | 0 | 0.06 | 0.46 | 0.86 | 1.09 | 1.2 | 1.27 | 1.29 | 1.28 | 1.26 | 1.2 | 1.1 | 0.9 | 0.56 | 0.12 | 0 | 0 | 0 | 0 | 0 | 0 | 0 | 0 | 0 | 0 | 0.01 | 0.28 | 0.73 | 0.99 | 1.11 | 1.19 | 1.23 | 1.22 | 1.21 | 1.15 | 1.01 | 0.75 | 0.3 | 0.02 | 0 | 0 | 0 | 0 | 0 | 0 | 0 | 0 | 0 | 0 | 0 | 0.19 | 0.71 | 1.03 | 1.15 | 1.21 | 1.23 | 1.22 | 1.2 | 1.14 | 0.99 | 0.6 | 0.13 | 0 | 0 | 0 | 0 | 0 | 0 | 0 | 0 | 0 | 0 | 0 | 0 | 0.07 | 0.51 | 0.89 | 1.04 | 1.06 | 1.07 | 1.07 | 1.06 | 0.97 | 0.73 | 0.26 | 0.01 | 0 | 0 | 0 | 0 | 0 | 0 | 0 | 0 | 0 | 0 | 0 | 0 | 0 | 0.21 | 0.69 | 0.89 | 0.94 | 0.94 | 0.93 | 0.9 | 0.79 | 0.46 | 0.06 | 0 | 0 | 0 | 0 | 0 | 0 | 0 | 0 | 0 | 0 | 0 | 0 | 0 | 0 | 0.05 | 0.26 | 0.51 | 0.65 | 0.71 | 0.69 | 0.64 | 0.55 | 0.31 | 0.04 | 0 | 0 | 0 | 0 | 0 | 0 | 0
TWISSL_6_SOLAR1 |  | Solar_1Axis | Solar Tracking | CISO | North | Norcal | FC | 20 | 0 | 0 | 0 | 0 | 0 | 0 | 0 | 0.42 | 3.28 | 6.25 | 7.72 | 8.5 | 8.51 | 8.03 | 7.52 | 5.13 | 1.12 | 0 | 0 | 0 | 0 | 0 | 0 | 0 | 0 | 0 | 0 | 0 | 0 | 0 | 0 | 2.47 | 10.27 | 12.8 | 13.08 | 12.39 | 12.21 | 12.13 | 12.4 | 10.57 | 5.55 | 0.31 | 0 | 0 | 0 | 0 | 0 | 0 | 0 | 0 | 0 | 0 | 0 | 0 | 0.52 | 6.39 | 11.99 | 12.84 | 12.05 | 12.38 | 12.2 | 11.23 | 10.37 | 9.66 | 6.8 | 1.57 | 0 | 0 | 0 | 0 | 0 | 0 | 0 | 0 | 0 | 0 | 0 | 0.28 | 5.97 | 13.17 | 14.48 | 14.4 | 14.15 | 14.49 | 14.52 | 14.31 | 14.54 | 13.94 | 12.71 | 5.9 | 0.27 | 0 | 0 | 0 | 0 | 0 | 0 | 0 | 0 | 0 | 0 | 2.2 | 10.38 | 14.64 | 15.3 | 15.32 | 15.19 | 15.51 | 15.51 | 15.86 | 15.86 | 15.51 | 14.62 | 9.05 | 1.41 | 0 | 0 | 0 | 0 | 0 | 0 | 0 | 0 | 0 | 0.01 | 3.16 | 11.47 | 15.54 | 16.64 | 16.85 | 16.97 | 17.07 | 17.02 | 16.87 | 16.87 | 16.5 | 15.31 | 11.34 | 3.2 | 0.04 | 0 | 0 | 0 | 0 | 0 | 0 | 0 | 0 | 0 | 1.43 | 9.2 | 14.84 | 16.38 | 16.6 | 16.72 | 16.65 | 16.62 | 16.44 | 16.41 | 15.74 | 14.59 | 10.24 | 2.41 | 0.01 | 0 | 0 | 0 | 0 | 0 | 0 | 0 | 0 | 0 | 0.2 | 5.39 | 12.46 | 15.07 | 15.77 | 15.84 | 15.96 | 15.84 | 15.71 | 15.6 | 14.68 | 12.04 | 5.34 | 0.3 | 0 | 0 | 0 | 0 | 0 | 0 | 0 | 0 | 0 | 0 | 0.02 | 3.29 | 11.75 | 14.8 | 15.3 | 15.19 | 15.01 | 15.04 | 15.25 | 15.32 | 14.44 | 9.5 | 1.87 | 0 | 0 | 0 | 0 | 0 | 0 | 0 | 0 | 0 | 0 | 0 | 0 | 0.98 | 7.8 | 12.9 | 13.29 | 13.02 | 12.69 | 12.79 | 13.02 | 12.97 | 10.92 | 3.63 | 0.08 | 0 | 0 | 0 | 0 | 0 | 0 | 0 | 0 | 0 | 0 | 0 | 0 | 0.04 | 3.04 | 9.15 | 10.78 | 10.58 | 10.24 | 10.54 | 10.85 | 10.19 | 6.39 | 0.76 | 0 | 0 | 0 | 0 | 0 | 0 | 0 | 0 | 0 | 0 | 0 | 0 | 0 | 0 | 0.6 | 4.09 | 6.72 | 8.16 | 8.58 | 8.35 | 8.09 | 7.48 | 4.18 | 0.45 | 0 | 0 | 0 | 0 | 0 | 0 | 0
TX-ELK_6_ECKSR2 |  | Solar_1Axis | Solar Tracking | CISO | North | Norcal | EO | 3 | 0 | 0 | 0 | 0 | 0 | 0 | 0 | 0.06 | 0.49 | 0.94 | 1.16 | 1.28 | 1.28 | 1.2 | 1.13 | 0.77 | 0.17 | 0 | 0 | 0 | 0 | 0 | 0 | 0 | 0 | 0 | 0 | 0 | 0 | 0 | 0 | 0.37 | 1.54 | 1.92 | 1.96 | 1.86 | 1.83 | 1.82 | 1.86 | 1.59 | 0.83 | 0.05 | 0 | 0 | 0 | 0 | 0 | 0 | 0 | 0 | 0 | 0 | 0 | 0 | 0.08 | 0.96 | 1.8 | 1.93 | 1.81 | 1.86 | 1.83 | 1.68 | 1.56 | 1.45 | 1.02 | 0.24 | 0 | 0 | 0 | 0 | 0 | 0 | 0 | 0 | 0 | 0 | 0 | 0.04 | 0.89 | 1.98 | 2.17 | 2.16 | 2.12 | 2.17 | 2.18 | 2.15 | 2.18 | 2.09 | 1.91 | 0.89 | 0.04 | 0 | 0 | 0 | 0 | 0 | 0 | 0 | 0 | 0 | 0 | 0.33 | 1.56 | 2.2 | 2.3 | 2.3 | 2.28 | 2.33 | 2.33 | 2.38 | 2.38 | 2.33 | 2.19 | 1.36 | 0.21 | 0 | 0 | 0 | 0 | 0 | 0 | 0 | 0 | 0 | 0 | 0.47 | 1.72 | 2.33 | 2.5 | 2.53 | 2.55 | 2.56 | 2.55 | 2.53 | 2.53 | 2.47 | 2.3 | 1.7 | 0.48 | 0.01 | 0 | 0 | 0 | 0 | 0 | 0 | 0 | 0 | 0 | 0.22 | 1.38 | 2.23 | 2.46 | 2.49 | 2.51 | 2.5 | 2.49 | 2.47 | 2.46 | 2.36 | 2.19 | 1.54 | 0.36 | 0 | 0 | 0 | 0 | 0 | 0 | 0 | 0 | 0 | 0 | 0.03 | 0.81 | 1.87 | 2.26 | 2.36 | 2.38 | 2.39 | 2.38 | 2.36 | 2.34 | 2.2 | 1.81 | 0.8 | 0.04 | 0 | 0 | 0 | 0 | 0 | 0 | 0 | 0 | 0 | 0 | 0 | 0.49 | 1.76 | 2.22 | 2.29 | 2.28 | 2.25 | 2.26 | 2.29 | 2.3 | 2.17 | 1.43 | 0.28 | 0 | 0 | 0 | 0 | 0 | 0 | 0 | 0 | 0 | 0 | 0 | 0 | 0.15 | 1.17 | 1.93 | 1.99 | 1.95 | 1.9 | 1.92 | 1.95 | 1.95 | 1.64 | 0.54 | 0.01 | 0 | 0 | 0 | 0 | 0 | 0 | 0 | 0 | 0 | 0 | 0 | 0 | 0.01 | 0.46 | 1.37 | 1.62 | 1.59 | 1.54 | 1.58 | 1.63 | 1.53 | 0.96 | 0.11 | 0 | 0 | 0 | 0 | 0 | 0 | 0 | 0 | 0 | 0 | 0 | 0 | 0 | 0 | 0.09 | 0.61 | 1.01 | 1.22 | 1.29 | 1.25 | 1.21 | 1.12 | 0.63 | 0.07 | 0 | 0 | 0 | 0 | 0 | 0 | 0
TX-ELK_6_SOLAR1 |  | Solar_1Axis | Solar Tracking | CISO | North | Norcal | EO | 1.5 | 0 | 0 | 0 | 0 | 0 | 0 | 0 | 0.03 | 0.25 | 0.47 | 0.58 | 0.64 | 0.64 | 0.6 | 0.56 | 0.39 | 0.08 | 0 | 0 | 0 | 0 | 0 | 0 | 0 | 0 | 0 | 0 | 0 | 0 | 0 | 0 | 0.19 | 0.77 | 0.96 | 0.98 | 0.93 | 0.92 | 0.91 | 0.93 | 0.79 | 0.42 | 0.02 | 0 | 0 | 0 | 0 | 0 | 0 | 0 | 0 | 0 | 0 | 0 | 0 | 0.04 | 0.48 | 0.9 | 0.96 | 0.9 | 0.93 | 0.91 | 0.84 | 0.78 | 0.72 | 0.51 | 0.12 | 0 | 0 | 0 | 0 | 0 | 0 | 0 | 0 | 0 | 0 | 0 | 0.02 | 0.45 | 0.99 | 1.09 | 1.08 | 1.06 | 1.09 | 1.09 | 1.07 | 1.09 | 1.05 | 0.95 | 0.44 | 0.02 | 0 | 0 | 0 | 0 | 0 | 0 | 0 | 0 | 0 | 0 | 0.16 | 0.78 | 1.1 | 1.15 | 1.15 | 1.14 | 1.16 | 1.16 | 1.19 | 1.19 | 1.16 | 1.1 | 0.68 | 0.11 | 0 | 0 | 0 | 0 | 0 | 0 | 0 | 0 | 0 | 0 | 0.24 | 0.86 | 1.17 | 1.25 | 1.26 | 1.27 | 1.28 | 1.28 | 1.27 | 1.27 | 1.24 | 1.15 | 0.85 | 0.24 | 0 | 0 | 0 | 0 | 0 | 0 | 0 | 0 | 0 | 0 | 0.11 | 0.69 | 1.11 | 1.23 | 1.25 | 1.25 | 1.25 | 1.25 | 1.23 | 1.23 | 1.18 | 1.09 | 0.77 | 0.18 | 0 | 0 | 0 | 0 | 0 | 0 | 0 | 0 | 0 | 0 | 0.02 | 0.4 | 0.93 | 1.13 | 1.18 | 1.19 | 1.2 | 1.19 | 1.18 | 1.17 | 1.1 | 0.9 | 0.4 | 0.02 | 0 | 0 | 0 | 0 | 0 | 0 | 0 | 0 | 0 | 0 | 0 | 0.25 | 0.88 | 1.11 | 1.15 | 1.14 | 1.13 | 1.13 | 1.14 | 1.15 | 1.08 | 0.71 | 0.14 | 0 | 0 | 0 | 0 | 0 | 0 | 0 | 0 | 0 | 0 | 0 | 0 | 0.07 | 0.58 | 0.97 | 1 | 0.98 | 0.95 | 0.96 | 0.98 | 0.97 | 0.82 | 0.27 | 0.01 | 0 | 0 | 0 | 0 | 0 | 0 | 0 | 0 | 0 | 0 | 0 | 0 | 0 | 0.23 | 0.69 | 0.81 | 0.79 | 0.77 | 0.79 | 0.81 | 0.76 | 0.48 | 0.06 | 0 | 0 | 0 | 0 | 0 | 0 | 0 | 0 | 0 | 0 | 0 | 0 | 0 | 0 | 0.04 | 0.31 | 0.5 | 0.61 | 0.64 | 0.63 | 0.61 | 0.56 | 0.31 | 0.03 | 0 | 0 | 0 | 0 | 0 | 0 | 0
USWND2_1_WIND1 |  | Wind | Wind | CISO | North | Norcal | FC | 42.96 | 2.99 | 3.23 | 2.66 | 2.72 | 2.64 | 2.65 | 2.73 | 2.97 | 2.69 | 2.3 | 2.35 | 2.18 | 2.12 | 1.97 | 1.78 | 1.71 | 1.8 | 2 | 2.44 | 2.99 | 3.09 | 3.27 | 3.14 | 3.11 | 6.27 | 6.26 | 5.78 | 5.57 | 5.18 | 5 | 5.08 | 5.61 | 4.94 | 4.59 | 4.55 | 4.06 | 3.92 | 4.11 | 4.24 | 3.64 | 3.1 | 3.21 | 3.65 | 5.03 | 5.44 | 5.35 | 6.41 | 6.64 | 7.73 | 7.05 | 6.78 | 6.4 | 5.21 | 4.24 | 4.57 | 4.5 | 3.66 | 3.26 | 3.06 | 3.35 | 3.33 | 4.15 | 4.23 | 4.67 | 5.31 | 6.05 | 7.61 | 8.05 | 8.06 | 7.98 | 7.94 | 8.13 | 17.23 | 15.97 | 13.81 | 12.76 | 11.22 | 10.26 | 8.27 | 6.88 | 5.94 | 5.67 | 4.82 | 4.28 | 4.52 | 5.8 | 7.03 | 9.92 | 11.88 | 14.63 | 15.09 | 16.05 | 16.89 | 17.7 | 18.07 | 18.49 | 19.11 | 19.71 | 19.56 | 16.74 | 14.43 | 13.38 | 10.89 | 10.86 | 9.04 | 7.46 | 5.87 | 6.32 | 7.64 | 8.75 | 12.37 | 15.52 | 18.26 | 19.53 | 19.82 | 20.58 | 21.47 | 20.71 | 20.36 | 20.19 | 20.7 | 20.84 | 19.52 | 18.8 | 16.95 | 14.24 | 11.55 | 10.41 | 8.62 | 6.44 | 4.35 | 4.34 | 4.42 | 6.39 | 10.46 | 14.49 | 16.98 | 18.33 | 18.89 | 20.06 | 22 | 21.95 | 22.44 | 22.04 | 25.55 | 24.46 | 24.07 | 22.9 | 21 | 19.91 | 16.87 | 13.11 | 9.82 | 7.98 | 6.1 | 5.51 | 7.03 | 9.84 | 13.95 | 16.39 | 18.45 | 20.02 | 21.68 | 22.43 | 23.8 | 24.79 | 26.05 | 26.56 | 21.61 | 19.8 | 17.84 | 15.61 | 13.55 | 11.78 | 10.45 | 7.16 | 4.74 | 3.47 | 2.55 | 2.14 | 2.17 | 2.68 | 4.16 | 7.33 | 10.81 | 13.05 | 15.79 | 19.51 | 20.78 | 21.3 | 21.63 | 21.43 | 20.32 | 18.57 | 16.72 | 14.86 | 13.16 | 11.81 | 11.2 | 9.88 | 8.66 | 6.73 | 4.66 | 3.39 | 3.64 | 4.03 | 5.4 | 8.31 | 10.57 | 12.76 | 15.57 | 17.12 | 18.14 | 18.31 | 19.82 | 19.64 | 8.84 | 8.62 | 7.72 | 7.07 | 6.44 | 4.79 | 4.57 | 3.57 | 3.03 | 3.04 | 2.44 | 2.28 | 2.08 | 2.06 | 2.23 | 2.52 | 3.08 | 4.7 | 5.26 | 6.26 | 7.89 | 8.83 | 9.85 | 9.88 | 2.72 | 2.53 | 2.86 | 2.82 | 2.4 | 2.55 | 2.48 | 2.44 | 1.92 | 1.6 | 1.46 | 1.33 | 1.44 | 1.3 | 1.49 | 1.67 | 1.51 | 1.73 | 1.96 | 2.05 | 2.59 | 2.84 | 3.07 | 3.15 | 2.9 | 3.17 | 2.67 | 2.68 | 2.73 | 2.95 | 2.82 | 2.76 | 2.8 | 2.37 | 2.06 | 2.06 | 1.97 | 1.73 | 2.02 | 2.02 | 1.88 | 2.37 | 2.68 | 3.12 | 3.42 | 3.21 | 3.26 | 3
USWND2_1_WIND2 |  | Wind | Wind | CISO | North | Norcal | FC | 42.96 | 2.99 | 3.23 | 2.66 | 2.72 | 2.64 | 2.65 | 2.73 | 2.97 | 2.69 | 2.3 | 2.35 | 2.18 | 2.12 | 1.97 | 1.78 | 1.71 | 1.8 | 2 | 2.44 | 2.99 | 3.09 | 3.27 | 3.14 | 3.11 | 6.27 | 6.26 | 5.78 | 5.57 | 5.18 | 5 | 5.08 | 5.61 | 4.94 | 4.59 | 4.55 | 4.06 | 3.92 | 4.11 | 4.24 | 3.64 | 3.1 | 3.21 | 3.65 | 5.03 | 5.44 | 5.35 | 6.41 | 6.64 | 7.73 | 7.05 | 6.78 | 6.4 | 5.21 | 4.24 | 4.57 | 4.5 | 3.66 | 3.26 | 3.06 | 3.35 | 3.33 | 4.15 | 4.23 | 4.67 | 5.31 | 6.05 | 7.61 | 8.05 | 8.06 | 7.98 | 7.94 | 8.13 | 17.23 | 15.97 | 13.81 | 12.76 | 11.22 | 10.26 | 8.27 | 6.88 | 5.94 | 5.67 | 4.82 | 4.28 | 4.52 | 5.8 | 7.03 | 9.92 | 11.88 | 14.63 | 15.09 | 16.05 | 16.89 | 17.7 | 18.07 | 18.49 | 19.11 | 19.71 | 19.56 | 16.74 | 14.43 | 13.38 | 10.89 | 10.86 | 9.04 | 7.46 | 5.87 | 6.32 | 7.64 | 8.75 | 12.37 | 15.52 | 18.26 | 19.53 | 19.82 | 20.58 | 21.47 | 20.71 | 20.36 | 20.19 | 20.7 | 20.84 | 19.52 | 18.8 | 16.95 | 14.24 | 11.55 | 10.41 | 8.62 | 6.44 | 4.35 | 4.34 | 4.42 | 6.39 | 10.46 | 14.49 | 16.98 | 18.33 | 18.89 | 20.06 | 22 | 21.95 | 22.44 | 22.04 | 25.55 | 24.46 | 24.07 | 22.9 | 21 | 19.91 | 16.87 | 13.11 | 9.82 | 7.98 | 6.1 | 5.51 | 7.03 | 9.84 | 13.95 | 16.39 | 18.45 | 20.02 | 21.68 | 22.43 | 23.8 | 24.79 | 26.05 | 26.56 | 21.61 | 19.8 | 17.84 | 15.61 | 13.55 | 11.78 | 10.45 | 7.16 | 4.74 | 3.47 | 2.55 | 2.14 | 2.17 | 2.68 | 4.16 | 7.33 | 10.81 | 13.05 | 15.79 | 19.51 | 20.78 | 21.3 | 21.63 | 21.43 | 20.32 | 18.57 | 16.72 | 14.86 | 13.16 | 11.81 | 11.2 | 9.88 | 8.66 | 6.73 | 4.66 | 3.39 | 3.64 | 4.03 | 5.4 | 8.31 | 10.57 | 12.76 | 15.57 | 17.12 | 18.14 | 18.31 | 19.82 | 19.64 | 8.84 | 8.62 | 7.72 | 7.07 | 6.44 | 4.79 | 4.57 | 3.57 | 3.03 | 3.04 | 2.44 | 2.28 | 2.08 | 2.06 | 2.23 | 2.52 | 3.08 | 4.7 | 5.26 | 6.26 | 7.89 | 8.83 | 9.85 | 9.88 | 2.72 | 2.53 | 2.86 | 2.82 | 2.4 | 2.55 | 2.48 | 2.44 | 1.92 | 1.6 | 1.46 | 1.33 | 1.44 | 1.3 | 1.49 | 1.67 | 1.51 | 1.73 | 1.96 | 2.05 | 2.59 | 2.84 | 3.07 | 3.15 | 2.9 | 3.17 | 2.67 | 2.68 | 2.73 | 2.95 | 2.82 | 2.76 | 2.8 | 2.37 | 2.06 | 2.06 | 1.97 | 1.73 | 2.02 | 2.02 | 1.88 | 2.37 | 2.68 | 3.12 | 3.42 | 3.21 | 3.26 | 3
USWND2_1_WIND3 |  | Wind | Wind | CISO | North | Norcal | FC | 46 | 3.2 | 3.45 | 2.85 | 2.91 | 2.83 | 2.84 | 2.92 | 3.18 | 2.88 | 2.46 | 2.51 | 2.33 | 2.27 | 2.11 | 1.91 | 1.83 | 1.93 | 2.15 | 2.61 | 3.2 | 3.3 | 3.5 | 3.36 | 3.33 | 6.71 | 6.71 | 6.19 | 5.97 | 5.55 | 5.35 | 5.44 | 6.01 | 5.29 | 4.91 | 4.87 | 4.35 | 4.19 | 4.4 | 4.54 | 3.9 | 3.32 | 3.44 | 3.91 | 5.38 | 5.82 | 5.73 | 6.86 | 7.11 | 8.28 | 7.54 | 7.26 | 6.85 | 5.58 | 4.54 | 4.89 | 4.81 | 3.92 | 3.49 | 3.28 | 3.58 | 3.56 | 4.44 | 4.53 | 5 | 5.69 | 6.48 | 8.15 | 8.62 | 8.63 | 8.55 | 8.5 | 8.71 | 18.45 | 17.1 | 14.79 | 13.67 | 12.01 | 10.99 | 8.86 | 7.37 | 6.36 | 6.08 | 5.16 | 4.58 | 4.84 | 6.21 | 7.52 | 10.62 | 12.72 | 15.67 | 16.16 | 17.19 | 18.09 | 18.96 | 19.35 | 19.8 | 20.47 | 21.11 | 20.94 | 17.93 | 15.45 | 14.33 | 11.66 | 11.63 | 9.68 | 7.99 | 6.29 | 6.77 | 8.18 | 9.37 | 13.25 | 16.62 | 19.56 | 20.92 | 21.22 | 22.03 | 22.98 | 22.18 | 21.8 | 21.62 | 22.17 | 22.31 | 20.91 | 20.13 | 18.15 | 15.25 | 12.37 | 11.15 | 9.23 | 6.89 | 4.66 | 4.65 | 4.73 | 6.84 | 11.2 | 15.52 | 18.19 | 19.63 | 20.22 | 21.48 | 23.55 | 23.51 | 24.03 | 23.6 | 27.35 | 26.19 | 25.77 | 24.52 | 22.49 | 21.32 | 18.07 | 14.04 | 10.51 | 8.55 | 6.53 | 5.9 | 7.53 | 10.54 | 14.94 | 17.55 | 19.75 | 21.43 | 23.21 | 24.02 | 25.48 | 26.55 | 27.9 | 28.44 | 23.13 | 21.2 | 19.1 | 16.72 | 14.51 | 12.61 | 11.19 | 7.67 | 5.07 | 3.72 | 2.74 | 2.29 | 2.32 | 2.87 | 4.46 | 7.84 | 11.57 | 13.98 | 16.91 | 20.89 | 22.25 | 22.8 | 23.16 | 22.95 | 21.76 | 19.88 | 17.9 | 15.91 | 14.09 | 12.64 | 12 | 10.58 | 9.27 | 7.21 | 4.99 | 3.63 | 3.9 | 4.31 | 5.78 | 8.9 | 11.32 | 13.67 | 16.67 | 18.33 | 19.42 | 19.6 | 21.23 | 21.03 | 9.46 | 9.23 | 8.26 | 7.57 | 6.89 | 5.13 | 4.89 | 3.83 | 3.24 | 3.26 | 2.61 | 2.44 | 2.23 | 2.21 | 2.39 | 2.69 | 3.3 | 5.03 | 5.63 | 6.7 | 8.45 | 9.45 | 10.55 | 10.58 | 2.91 | 2.71 | 3.07 | 3.02 | 2.57 | 2.73 | 2.65 | 2.61 | 2.06 | 1.71 | 1.56 | 1.42 | 1.54 | 1.4 | 1.6 | 1.79 | 1.62 | 1.85 | 2.1 | 2.19 | 2.77 | 3.04 | 3.29 | 3.37 | 3.11 | 3.39 | 2.86 | 2.87 | 2.92 | 3.16 | 3.02 | 2.95 | 3 | 2.54 | 2.2 | 2.21 | 2.11 | 1.85 | 2.17 | 2.16 | 2.01 | 2.54 | 2.87 | 3.34 | 3.66 | 3.43 | 3.49 | 3.21
USWNDR_2_LABWD1 |  | Wind | Wind | CISO | North | Norcal | FC | 9 | 0.63 | 0.68 | 0.56 | 0.57 | 0.55 | 0.55 | 0.57 | 0.62 | 0.56 | 0.48 | 0.49 | 0.46 | 0.45 | 0.41 | 0.37 | 0.36 | 0.38 | 0.42 | 0.51 | 0.63 | 0.65 | 0.69 | 0.66 | 0.65 | 1.31 | 1.31 | 1.21 | 1.17 | 1.09 | 1.05 | 1.06 | 1.18 | 1.03 | 0.96 | 0.95 | 0.85 | 0.82 | 0.86 | 0.89 | 0.76 | 0.65 | 0.67 | 0.76 | 1.05 | 1.14 | 1.12 | 1.34 | 1.39 | 1.62 | 1.48 | 1.42 | 1.34 | 1.09 | 0.89 | 0.96 | 0.94 | 0.77 | 0.68 | 0.64 | 0.7 | 0.7 | 0.87 | 0.89 | 0.98 | 1.11 | 1.27 | 1.59 | 1.69 | 1.69 | 1.67 | 1.66 | 1.7 | 3.61 | 3.34 | 2.89 | 2.67 | 2.35 | 2.15 | 1.73 | 1.44 | 1.24 | 1.19 | 1.01 | 0.9 | 0.95 | 1.21 | 1.47 | 2.08 | 2.49 | 3.07 | 3.16 | 3.36 | 3.54 | 3.71 | 3.79 | 3.87 | 4 | 4.13 | 4.1 | 3.51 | 3.02 | 2.8 | 2.28 | 2.28 | 1.89 | 1.56 | 1.23 | 1.32 | 1.6 | 1.83 | 2.59 | 3.25 | 3.83 | 4.09 | 4.15 | 4.31 | 4.5 | 4.34 | 4.27 | 4.23 | 4.34 | 4.37 | 4.09 | 3.94 | 3.55 | 2.98 | 2.42 | 2.18 | 1.81 | 1.35 | 0.91 | 0.91 | 0.93 | 1.34 | 2.19 | 3.04 | 3.56 | 3.84 | 3.96 | 4.2 | 4.61 | 4.6 | 4.7 | 4.62 | 5.35 | 5.12 | 5.04 | 4.8 | 4.4 | 4.17 | 3.53 | 2.75 | 2.06 | 1.67 | 1.28 | 1.15 | 1.47 | 2.06 | 2.92 | 3.43 | 3.86 | 4.19 | 4.54 | 4.7 | 4.99 | 5.19 | 5.46 | 5.56 | 4.53 | 4.15 | 3.74 | 3.27 | 2.84 | 2.47 | 2.19 | 1.5 | 0.99 | 0.73 | 0.54 | 0.45 | 0.45 | 0.56 | 0.87 | 1.53 | 2.26 | 2.73 | 3.31 | 4.09 | 4.35 | 4.46 | 4.53 | 4.49 | 4.26 | 3.89 | 3.5 | 3.11 | 2.76 | 2.47 | 2.35 | 2.07 | 1.81 | 1.41 | 0.98 | 0.71 | 0.76 | 0.84 | 1.13 | 1.74 | 2.21 | 2.67 | 3.26 | 3.59 | 3.8 | 3.84 | 4.15 | 4.11 | 1.85 | 1.81 | 1.62 | 1.48 | 1.35 | 1 | 0.96 | 0.75 | 0.63 | 0.64 | 0.51 | 0.48 | 0.44 | 0.43 | 0.47 | 0.53 | 0.65 | 0.98 | 1.1 | 1.31 | 1.65 | 1.85 | 2.06 | 2.07 | 0.57 | 0.53 | 0.6 | 0.59 | 0.5 | 0.53 | 0.52 | 0.51 | 0.4 | 0.34 | 0.31 | 0.28 | 0.3 | 0.27 | 0.31 | 0.35 | 0.32 | 0.36 | 0.41 | 0.43 | 0.54 | 0.59 | 0.64 | 0.66 | 0.61 | 0.66 | 0.56 | 0.56 | 0.57 | 0.62 | 0.59 | 0.58 | 0.59 | 0.5 | 0.43 | 0.43 | 0.41 | 0.36 | 0.42 | 0.42 | 0.39 | 0.5 | 0.56 | 0.65 | 0.72 | 0.67 | 0.68 | 0.63
USWNDR_2_SMUD |  | Wind | Wind | CISO | North | Norcal | FC | #N/A | #N/A | #N/A | #N/A | #N/A | #N/A | #N/A | #N/A | #N/A | #N/A | #N/A | #N/A | #N/A | #N/A | #N/A | #N/A | #N/A | #N/A | #N/A | #N/A | #N/A | #N/A | #N/A | #N/A | #N/A | #N/A | #N/A | #N/A | #N/A | #N/A | #N/A | #N/A | #N/A | #N/A | #N/A | #N/A | #N/A | #N/A | #N/A | #N/A | #N/A | #N/A | #N/A | #N/A | #N/A | #N/A | #N/A | #N/A | #N/A | #N/A | #N/A | #N/A | #N/A | #N/A | #N/A | #N/A | #N/A | #N/A | #N/A | #N/A | #N/A | #N/A | #N/A | #N/A | #N/A | #N/A | #N/A | #N/A | #N/A | #N/A | #N/A | #N/A | #N/A | #N/A | #N/A | #N/A | #N/A | #N/A | #N/A | #N/A | #N/A | #N/A | #N/A | #N/A | #N/A | #N/A | #N/A | #N/A | #N/A | #N/A | #N/A | #N/A | #N/A | #N/A | #N/A | #N/A | #N/A | #N/A | #N/A | #N/A | #N/A | #N/A | #N/A | #N/A | #N/A | #N/A | #N/A | #N/A | #N/A | #N/A | #N/A | #N/A | #N/A | #N/A | #N/A | #N/A | #N/A | #N/A | #N/A | #N/A | #N/A | #N/A | #N/A | #N/A | #N/A | #N/A | #N/A | #N/A | #N/A | #N/A | #N/A | #N/A | #N/A | #N/A | #N/A | #N/A | #N/A | #N/A | #N/A | #N/A | #N/A | #N/A | #N/A | #N/A | #N/A | #N/A | #N/A | #N/A | #N/A | #N/A | #N/A | #N/A | #N/A | #N/A | #N/A | #N/A | #N/A | #N/A | #N/A | #N/A | #N/A | #N/A | #N/A | #N/A | #N/A | #N/A | #N/A | #N/A | #N/A | #N/A | #N/A | #N/A | #N/A | #N/A | #N/A | #N/A | #N/A | #N/A | #N/A | #N/A | #N/A | #N/A | #N/A | #N/A | #N/A | #N/A | #N/A | #N/A | #N/A | #N/A | #N/A | #N/A | #N/A | #N/A | #N/A | #N/A | #N/A | #N/A | #N/A | #N/A | #N/A | #N/A | #N/A | #N/A | #N/A | #N/A | #N/A | #N/A | #N/A | #N/A | #N/A | #N/A | #N/A | #N/A | #N/A | #N/A | #N/A | #N/A | #N/A | #N/A | #N/A | #N/A | #N/A | #N/A | #N/A | #N/A | #N/A | #N/A | #N/A | #N/A | #N/A | #N/A | #N/A | #N/A | #N/A | #N/A | #N/A | #N/A | #N/A | #N/A | #N/A | #N/A | #N/A | #N/A | #N/A | #N/A | #N/A | #N/A | #N/A | #N/A | #N/A | #N/A | #N/A | #N/A | #N/A | #N/A | #N/A | #N/A | #N/A | #N/A | #N/A | #N/A | #N/A | #N/A | #N/A | #N/A | #N/A | #N/A | #N/A | #N/A | #N/A | #N/A | #N/A | #N/A | #N/A | #N/A | #N/A | #N/A | #N/A | #N/A | #N/A | #N/A | #N/A | #N/A | #N/A | #N/A | #N/A | #N/A | #N/A
USWNDR_2_SMUD2 |  | Wind | Wind | CISO | North | Norcal | FC | #N/A | #N/A | #N/A | #N/A | #N/A | #N/A | #N/A | #N/A | #N/A | #N/A | #N/A | #N/A | #N/A | #N/A | #N/A | #N/A | #N/A | #N/A | #N/A | #N/A | #N/A | #N/A | #N/A | #N/A | #N/A | #N/A | #N/A | #N/A | #N/A | #N/A | #N/A | #N/A | #N/A | #N/A | #N/A | #N/A | #N/A | #N/A | #N/A | #N/A | #N/A | #N/A | #N/A | #N/A | #N/A | #N/A | #N/A | #N/A | #N/A | #N/A | #N/A | #N/A | #N/A | #N/A | #N/A | #N/A | #N/A | #N/A | #N/A | #N/A | #N/A | #N/A | #N/A | #N/A | #N/A | #N/A | #N/A | #N/A | #N/A | #N/A | #N/A | #N/A | #N/A | #N/A | #N/A | #N/A | #N/A | #N/A | #N/A | #N/A | #N/A | #N/A | #N/A | #N/A | #N/A | #N/A | #N/A | #N/A | #N/A | #N/A | #N/A | #N/A | #N/A | #N/A | #N/A | #N/A | #N/A | #N/A | #N/A | #N/A | #N/A | #N/A | #N/A | #N/A | #N/A | #N/A | #N/A | #N/A | #N/A | #N/A | #N/A | #N/A | #N/A | #N/A | #N/A | #N/A | #N/A | #N/A | #N/A | #N/A | #N/A | #N/A | #N/A | #N/A | #N/A | #N/A | #N/A | #N/A | #N/A | #N/A | #N/A | #N/A | #N/A | #N/A | #N/A | #N/A | #N/A | #N/A | #N/A | #N/A | #N/A | #N/A | #N/A | #N/A | #N/A | #N/A | #N/A | #N/A | #N/A | #N/A | #N/A | #N/A | #N/A | #N/A | #N/A | #N/A | #N/A | #N/A | #N/A | #N/A | #N/A | #N/A | #N/A | #N/A | #N/A | #N/A | #N/A | #N/A | #N/A | #N/A | #N/A | #N/A | #N/A | #N/A | #N/A | #N/A | #N/A | #N/A | #N/A | #N/A | #N/A | #N/A | #N/A | #N/A | #N/A | #N/A | #N/A | #N/A | #N/A | #N/A | #N/A | #N/A | #N/A | #N/A | #N/A | #N/A | #N/A | #N/A | #N/A | #N/A | #N/A | #N/A | #N/A | #N/A | #N/A | #N/A | #N/A | #N/A | #N/A | #N/A | #N/A | #N/A | #N/A | #N/A | #N/A | #N/A | #N/A | #N/A | #N/A | #N/A | #N/A | #N/A | #N/A | #N/A | #N/A | #N/A | #N/A | #N/A | #N/A | #N/A | #N/A | #N/A | #N/A | #N/A | #N/A | #N/A | #N/A | #N/A | #N/A | #N/A | #N/A | #N/A | #N/A | #N/A | #N/A | #N/A | #N/A | #N/A | #N/A | #N/A | #N/A | #N/A | #N/A | #N/A | #N/A | #N/A | #N/A | #N/A | #N/A | #N/A | #N/A | #N/A | #N/A | #N/A | #N/A | #N/A | #N/A | #N/A | #N/A | #N/A | #N/A | #N/A | #N/A | #N/A | #N/A | #N/A | #N/A | #N/A | #N/A | #N/A | #N/A | #N/A | #N/A | #N/A | #N/A | #N/A | #N/A | #N/A | #N/A
USWPFK_6_FRICK |  | Wind | Wind | CISO | North | Norcal | FC | 10 | 0.7 | 0.75 | 0.62 | 0.63 | 0.61 | 0.62 | 0.64 | 0.69 | 0.63 | 0.53 | 0.55 | 0.51 | 0.49 | 0.46 | 0.41 | 0.4 | 0.42 | 0.47 | 0.57 | 0.7 | 0.72 | 0.76 | 0.73 | 0.72 | 1.46 | 1.46 | 1.34 | 1.3 | 1.21 | 1.16 | 1.18 | 1.31 | 1.15 | 1.07 | 1.06 | 0.95 | 0.91 | 0.96 | 0.99 | 0.85 | 0.72 | 0.75 | 0.85 | 1.17 | 1.27 | 1.25 | 1.49 | 1.55 | 1.8 | 1.64 | 1.58 | 1.49 | 1.21 | 0.99 | 1.06 | 1.05 | 0.85 | 0.76 | 0.71 | 0.78 | 0.77 | 0.97 | 0.98 | 1.09 | 1.24 | 1.41 | 1.77 | 1.87 | 1.88 | 1.86 | 1.85 | 1.89 | 4.01 | 3.72 | 3.21 | 2.97 | 2.61 | 2.39 | 1.93 | 1.6 | 1.38 | 1.32 | 1.12 | 1 | 1.05 | 1.35 | 1.64 | 2.31 | 2.76 | 3.41 | 3.51 | 3.74 | 3.93 | 4.12 | 4.21 | 4.31 | 4.45 | 4.59 | 4.55 | 3.9 | 3.36 | 3.12 | 2.54 | 2.53 | 2.1 | 1.74 | 1.37 | 1.47 | 1.78 | 2.04 | 2.88 | 3.61 | 4.25 | 4.55 | 4.61 | 4.79 | 5 | 4.82 | 4.74 | 4.7 | 4.82 | 4.85 | 4.54 | 4.38 | 3.95 | 3.32 | 2.69 | 2.42 | 2.01 | 1.5 | 1.01 | 1.01 | 1.03 | 1.49 | 2.43 | 3.37 | 3.95 | 4.27 | 4.4 | 4.67 | 5.12 | 5.11 | 5.22 | 5.13 | 5.95 | 5.69 | 5.6 | 5.33 | 4.89 | 4.64 | 3.93 | 3.05 | 2.29 | 1.86 | 1.42 | 1.28 | 1.64 | 2.29 | 3.25 | 3.81 | 4.29 | 4.66 | 5.05 | 5.22 | 5.54 | 5.77 | 6.06 | 6.18 | 5.03 | 4.61 | 4.15 | 3.63 | 3.15 | 2.74 | 2.43 | 1.67 | 1.1 | 0.81 | 0.59 | 0.5 | 0.5 | 0.62 | 0.97 | 1.71 | 2.52 | 3.04 | 3.68 | 4.54 | 4.84 | 4.96 | 5.04 | 4.99 | 4.73 | 4.32 | 3.89 | 3.46 | 3.06 | 2.75 | 2.61 | 2.3 | 2.02 | 1.57 | 1.09 | 0.79 | 0.85 | 0.94 | 1.26 | 1.93 | 2.46 | 2.97 | 3.62 | 3.99 | 4.22 | 4.26 | 4.61 | 4.57 | 2.06 | 2.01 | 1.8 | 1.65 | 1.5 | 1.11 | 1.06 | 0.83 | 0.7 | 0.71 | 0.57 | 0.53 | 0.48 | 0.48 | 0.52 | 0.59 | 0.72 | 1.09 | 1.22 | 1.46 | 1.84 | 2.06 | 2.29 | 2.3 | 0.63 | 0.59 | 0.67 | 0.66 | 0.56 | 0.59 | 0.58 | 0.57 | 0.45 | 0.37 | 0.34 | 0.31 | 0.34 | 0.3 | 0.35 | 0.39 | 0.35 | 0.4 | 0.46 | 0.48 | 0.6 | 0.66 | 0.71 | 0.73 | 0.68 | 0.74 | 0.62 | 0.62 | 0.64 | 0.69 | 0.66 | 0.64 | 0.65 | 0.55 | 0.48 | 0.48 | 0.46 | 0.4 | 0.47 | 0.47 | 0.44 | 0.55 | 0.62 | 0.73 | 0.8 | 0.75 | 0.76 | 0.7
USWPJR_2_UNITS |  | Wind | Wind | CISO | North | Norcal | FC | 78.2 | 5.44 | 5.87 | 4.85 | 4.95 | 4.8 | 4.82 | 4.97 | 5.41 | 4.9 | 4.18 | 4.27 | 3.97 | 3.87 | 3.59 | 3.24 | 3.12 | 3.28 | 3.65 | 4.44 | 5.44 | 5.62 | 5.96 | 5.71 | 5.66 | 11.41 | 11.4 | 10.52 | 10.15 | 9.43 | 9.09 | 9.25 | 10.22 | 8.99 | 8.35 | 8.28 | 7.4 | 7.13 | 7.48 | 7.73 | 6.62 | 5.64 | 5.85 | 6.64 | 9.15 | 9.9 | 9.74 | 11.67 | 12.09 | 14.07 | 12.83 | 12.34 | 11.65 | 9.49 | 7.72 | 8.32 | 8.19 | 6.66 | 5.94 | 5.57 | 6.09 | 6.06 | 7.56 | 7.7 | 8.49 | 9.67 | 11.01 | 13.86 | 14.66 | 14.67 | 14.53 | 14.46 | 14.8 | 31.37 | 29.06 | 25.14 | 23.24 | 20.42 | 18.68 | 15.05 | 12.52 | 10.8 | 10.33 | 8.78 | 7.79 | 8.23 | 10.55 | 12.79 | 18.05 | 21.62 | 26.63 | 27.47 | 29.22 | 30.75 | 32.23 | 32.89 | 33.67 | 34.79 | 35.88 | 35.6 | 30.48 | 26.26 | 24.36 | 19.83 | 19.78 | 16.45 | 13.58 | 10.69 | 11.5 | 13.9 | 15.92 | 22.53 | 28.25 | 33.25 | 35.56 | 36.07 | 37.45 | 39.07 | 37.7 | 37.06 | 36.76 | 37.69 | 37.93 | 35.54 | 34.22 | 30.86 | 25.93 | 21.03 | 18.95 | 15.69 | 11.71 | 7.92 | 7.9 | 8.04 | 11.63 | 19.04 | 26.38 | 30.92 | 33.37 | 34.38 | 36.52 | 40.04 | 39.96 | 40.84 | 40.12 | 46.5 | 44.53 | 43.81 | 41.68 | 38.23 | 36.25 | 30.71 | 23.87 | 17.87 | 14.53 | 11.1 | 10.03 | 12.8 | 17.91 | 25.39 | 29.83 | 33.58 | 36.44 | 39.46 | 40.83 | 43.32 | 45.13 | 47.43 | 48.34 | 39.33 | 36.04 | 32.47 | 28.42 | 24.67 | 21.44 | 19.02 | 13.04 | 8.62 | 6.32 | 4.65 | 3.89 | 3.95 | 4.88 | 7.58 | 13.33 | 19.68 | 23.76 | 28.75 | 35.51 | 37.83 | 38.77 | 39.38 | 39.02 | 37 | 33.8 | 30.44 | 27.05 | 23.95 | 21.49 | 20.39 | 17.98 | 15.76 | 12.25 | 8.49 | 6.17 | 6.63 | 7.33 | 9.83 | 15.13 | 19.24 | 23.23 | 28.33 | 31.17 | 33.01 | 33.32 | 36.09 | 35.75 | 16.09 | 15.69 | 14.05 | 12.87 | 11.72 | 8.72 | 8.31 | 6.51 | 5.51 | 5.54 | 4.44 | 4.15 | 3.78 | 3.75 | 4.06 | 4.58 | 5.61 | 8.55 | 9.58 | 11.39 | 14.37 | 16.07 | 17.94 | 17.98 | 4.95 | 4.6 | 5.21 | 5.13 | 4.37 | 4.64 | 4.51 | 4.44 | 3.5 | 2.91 | 2.66 | 2.41 | 2.62 | 2.37 | 2.71 | 3.04 | 2.76 | 3.15 | 3.56 | 3.72 | 4.72 | 5.17 | 5.59 | 5.73 | 5.28 | 5.77 | 4.86 | 4.88 | 4.97 | 5.37 | 5.14 | 5.02 | 5.1 | 4.32 | 3.74 | 3.75 | 3.59 | 3.14 | 3.68 | 3.67 | 3.42 | 4.32 | 4.89 | 5.68 | 6.22 | 5.84 | 5.93 | 5.46
VACADX_1_SOLAR |  | Solar_Fixed | Solar Fixed | CISO | North | Norcal | FC | 2.5 | 0 | 0 | 0 | 0 | 0 | 0 | 0 | 0.06 | 0.44 | 0.91 | 1.13 | 1.21 | 1.2 | 1.1 | 0.95 | 0.65 | 0.15 | 0 | 0 | 0 | 0 | 0 | 0 | 0 | 0 | 0 | 0 | 0 | 0 | 0 | 0 | 0.25 | 1.05 | 1.46 | 1.61 | 1.63 | 1.64 | 1.6 | 1.5 | 1.18 | 0.56 | 0.04 | 0 | 0 | 0 | 0 | 0 | 0 | 0 | 0 | 0 | 0 | 0 | 0 | 0.06 | 0.65 | 1.24 | 1.45 | 1.49 | 1.46 | 1.5 | 1.46 | 1.33 | 1.1 | 0.75 | 0.18 | 0 | 0 | 0 | 0 | 0 | 0 | 0 | 0 | 0 | 0 | 0 | 0.03 | 0.5 | 1.3 | 1.69 | 1.88 | 1.94 | 2.03 | 1.99 | 1.97 | 1.9 | 1.69 | 1.3 | 0.53 | 0.03 | 0 | 0 | 0 | 0 | 0 | 0 | 0 | 0 | 0 | 0 | 0.16 | 0.88 | 1.49 | 1.8 | 1.98 | 2.03 | 2.05 | 2.06 | 2.05 | 1.98 | 1.77 | 1.46 | 0.79 | 0.13 | 0 | 0 | 0 | 0 | 0 | 0 | 0 | 0 | 0 | 0 | 0.22 | 0.92 | 1.51 | 1.83 | 1.98 | 2.08 | 2.11 | 2.14 | 2.11 | 2.01 | 1.84 | 1.52 | 0.96 | 0.26 | 0 | 0 | 0 | 0 | 0 | 0 | 0 | 0 | 0 | 0 | 0.11 | 0.77 | 1.44 | 1.81 | 2 | 2.12 | 2.15 | 2.14 | 2.1 | 2 | 1.83 | 1.5 | 0.93 | 0.2 | 0 | 0 | 0 | 0 | 0 | 0 | 0 | 0 | 0 | 0 | 0.02 | 0.46 | 1.22 | 1.65 | 1.85 | 1.98 | 2.04 | 2.04 | 2.02 | 1.92 | 1.68 | 1.25 | 0.5 | 0.03 | 0 | 0 | 0 | 0 | 0 | 0 | 0 | 0 | 0 | 0 | 0 | 0.31 | 1.19 | 1.71 | 1.92 | 2.02 | 2.05 | 2.04 | 2.01 | 1.9 | 1.64 | 1 | 0.22 | 0 | 0 | 0 | 0 | 0 | 0 | 0 | 0 | 0 | 0 | 0 | 0 | 0.11 | 0.84 | 1.49 | 1.73 | 1.77 | 1.79 | 1.78 | 1.76 | 1.62 | 1.22 | 0.43 | 0.02 | 0 | 0 | 0 | 0 | 0 | 0 | 0 | 0 | 0 | 0 | 0 | 0 | 0.01 | 0.36 | 1.15 | 1.48 | 1.57 | 1.56 | 1.55 | 1.5 | 1.32 | 0.76 | 0.1 | 0 | 0 | 0 | 0 | 0 | 0 | 0 | 0 | 0 | 0 | 0 | 0 | 0 | 0 | 0.08 | 0.44 | 0.85 | 1.08 | 1.19 | 1.16 | 1.07 | 0.92 | 0.52 | 0.07 | 0 | 0 | 0 | 0 | 0 | 0 | 0
VALLEY_5_SOLAR1 |  | Solar_1Axis | Solar Tracking | CISO | South | Socal | EO | 1.49 | 0 | 0 | 0 | 0 | 0 | 0 | 0 | 0.17 | 0.61 | 0.79 | 0.82 | 0.83 | 0.82 | 0.77 | 0.72 | 0.45 | 0.09 | 0 | 0 | 0 | 0 | 0 | 0 | 0 | 0 | 0 | 0 | 0 | 0 | 0 | 0.01 | 0.38 | 0.93 | 1 | 0.99 | 0.95 | 0.92 | 0.9 | 0.88 | 0.8 | 0.35 | 0.01 | 0 | 0 | 0 | 0 | 0 | 0 | 0 | 0 | 0 | 0 | 0 | 0 | 0.12 | 0.68 | 0.94 | 0.98 | 0.96 | 0.93 | 0.93 | 0.84 | 0.77 | 0.69 | 0.49 | 0.07 | 0 | 0 | 0 | 0 | 0 | 0 | 0 | 0 | 0 | 0 | 0 | 0.07 | 0.64 | 1.13 | 1.19 | 1.21 | 1.21 | 1.21 | 1.2 | 1.2 | 1.16 | 1.1 | 0.91 | 0.3 | 0.01 | 0 | 0 | 0 | 0 | 0 | 0 | 0 | 0 | 0 | 0 | 0.25 | 0.85 | 1.16 | 1.24 | 1.27 | 1.27 | 1.28 | 1.28 | 1.27 | 1.23 | 1.18 | 1.03 | 0.51 | 0.05 | 0 | 0 | 0 | 0 | 0 | 0 | 0 | 0 | 0 | 0 | 0.29 | 0.85 | 1.12 | 1.21 | 1.26 | 1.27 | 1.27 | 1.27 | 1.26 | 1.22 | 1.18 | 1.05 | 0.63 | 0.11 | 0 | 0 | 0 | 0 | 0 | 0 | 0 | 0 | 0 | 0 | 0.14 | 0.66 | 1.04 | 1.18 | 1.24 | 1.25 | 1.25 | 1.24 | 1.22 | 1.19 | 1.14 | 1 | 0.58 | 0.09 | 0 | 0 | 0 | 0 | 0 | 0 | 0 | 0 | 0 | 0 | 0.05 | 0.5 | 0.94 | 1.11 | 1.19 | 1.22 | 1.22 | 1.19 | 1.16 | 1.11 | 1.03 | 0.82 | 0.3 | 0.01 | 0 | 0 | 0 | 0 | 0 | 0 | 0 | 0 | 0 | 0 | 0.01 | 0.37 | 0.96 | 1.12 | 1.18 | 1.19 | 1.19 | 1.18 | 1.17 | 1.15 | 1.04 | 0.58 | 0.07 | 0 | 0 | 0 | 0 | 0 | 0 | 0 | 0 | 0 | 0 | 0 | 0 | 0.21 | 0.84 | 1.06 | 1.09 | 1.08 | 1.09 | 1.09 | 1.1 | 1.07 | 0.84 | 0.24 | 0 | 0 | 0 | 0 | 0 | 0 | 0 | 0 | 0 | 0 | 0 | 0 | 0 | 0.04 | 0.49 | 0.92 | 0.99 | 0.96 | 0.94 | 0.95 | 0.95 | 0.91 | 0.52 | 0.05 | 0 | 0 | 0 | 0 | 0 | 0 | 0 | 0 | 0 | 0 | 0 | 0 | 0 | 0 | 0.18 | 0.58 | 0.69 | 0.73 | 0.72 | 0.74 | 0.7 | 0.64 | 0.36 | 0.03 | 0 | 0 | 0 | 0 | 0 | 0 | 0
VALLEY_5_SOLAR2 |  | Solar_1Axis | Solar Tracking | CISO | South | Socal | FC | 20 | 0 | 0 | 0 | 0 | 0 | 0 | 0.01 | 2.23 | 8.17 | 10.55 | 10.97 | 11.2 | 11.07 | 10.39 | 9.62 | 6.06 | 1.19 | 0 | 0 | 0 | 0 | 0 | 0 | 0 | 0 | 0 | 0 | 0 | 0 | 0 | 0.14 | 5.11 | 12.5 | 13.36 | 13.24 | 12.8 | 12.38 | 12.09 | 11.87 | 10.68 | 4.66 | 0.17 | 0 | 0 | 0 | 0 | 0 | 0 | 0 | 0 | 0 | 0 | 0 | 0 | 1.54 | 9.18 | 12.65 | 13.11 | 12.87 | 12.55 | 12.47 | 11.32 | 10.3 | 9.29 | 6.6 | 1 | 0 | 0 | 0 | 0 | 0 | 0 | 0 | 0 | 0 | 0 | 0 | 0.88 | 8.53 | 15.11 | 15.92 | 16.31 | 16.19 | 16.3 | 16.12 | 16.08 | 15.58 | 14.76 | 12.17 | 4.04 | 0.1 | 0 | 0 | 0 | 0 | 0 | 0 | 0 | 0 | 0 | 0.03 | 3.29 | 11.45 | 15.64 | 16.7 | 17.07 | 17.11 | 17.25 | 17.22 | 16.99 | 16.57 | 15.9 | 13.89 | 6.83 | 0.64 | 0 | 0 | 0 | 0 | 0 | 0 | 0 | 0 | 0 | 0.06 | 3.9 | 11.46 | 15.03 | 16.2 | 16.85 | 16.99 | 17.08 | 17.05 | 16.86 | 16.44 | 15.87 | 14.08 | 8.5 | 1.46 | 0 | 0 | 0 | 0 | 0 | 0 | 0 | 0 | 0 | 0.01 | 1.83 | 8.92 | 13.98 | 15.85 | 16.65 | 16.81 | 16.76 | 16.62 | 16.42 | 15.97 | 15.29 | 13.46 | 7.79 | 1.24 | 0 | 0 | 0 | 0 | 0 | 0 | 0 | 0 | 0 | 0 | 0.62 | 6.68 | 12.56 | 14.94 | 16.02 | 16.37 | 16.33 | 16.01 | 15.57 | 14.94 | 13.78 | 10.96 | 4.06 | 0.12 | 0 | 0 | 0 | 0 | 0 | 0 | 0 | 0 | 0 | 0 | 0.14 | 4.94 | 12.9 | 15.03 | 15.81 | 15.93 | 15.93 | 15.84 | 15.66 | 15.43 | 13.93 | 7.79 | 0.93 | 0 | 0 | 0 | 0 | 0 | 0 | 0 | 0 | 0 | 0 | 0 | 0.01 | 2.82 | 11.22 | 14.25 | 14.69 | 14.56 | 14.6 | 14.67 | 14.74 | 14.42 | 11.28 | 3.18 | 0.04 | 0 | 0 | 0 | 0 | 0 | 0 | 0 | 0 | 0 | 0 | 0 | 0 | 0.52 | 6.58 | 12.29 | 13.29 | 12.93 | 12.58 | 12.74 | 12.77 | 12.16 | 7.01 | 0.7 | 0 | 0 | 0 | 0 | 0 | 0 | 0 | 0 | 0 | 0 | 0 | 0 | 0 | 0.02 | 2.44 | 7.76 | 9.33 | 9.83 | 9.63 | 9.95 | 9.4 | 8.58 | 4.88 | 0.42 | 0 | 0 | 0 | 0 | 0 | 0 | 0
VALTNE_2_AVASR1 |  | Solar_1Axis | Solar Tracking | CISO | South | Socal | FC | 100 | 0 | 0 | 0 | 0 | 0 | 0 | 0.05 | 11.15 | 40.86 | 52.77 | 54.85 | 56.02 | 55.33 | 51.96 | 48.09 | 30.31 | 5.97 | 0 | 0 | 0 | 0 | 0 | 0 | 0 | 0 | 0 | 0 | 0 | 0 | 0 | 0.69 | 25.55 | 62.5 | 66.78 | 66.22 | 63.98 | 61.88 | 60.45 | 59.37 | 53.39 | 23.3 | 0.86 | 0 | 0 | 0 | 0 | 0 | 0 | 0 | 0 | 0 | 0 | 0 | 0 | 7.72 | 45.9 | 63.23 | 65.54 | 64.35 | 62.73 | 62.36 | 56.62 | 51.49 | 46.46 | 33.01 | 4.98 | 0 | 0 | 0 | 0 | 0 | 0 | 0 | 0 | 0 | 0 | 0 | 4.42 | 42.67 | 75.53 | 79.61 | 81.54 | 80.94 | 81.48 | 80.59 | 80.42 | 77.9 | 73.79 | 60.86 | 20.21 | 0.48 | 0 | 0 | 0 | 0 | 0 | 0 | 0 | 0 | 0 | 0.13 | 16.46 | 57.26 | 78.18 | 83.49 | 85.35 | 85.54 | 86.23 | 86.1 | 84.95 | 82.83 | 79.49 | 69.44 | 34.16 | 3.22 | 0 | 0 | 0 | 0 | 0 | 0 | 0 | 0 | 0 | 0.3 | 19.51 | 57.3 | 75.13 | 81.02 | 84.26 | 84.93 | 85.39 | 85.25 | 84.29 | 82.21 | 79.35 | 70.38 | 42.52 | 7.28 | 0 | 0 | 0 | 0 | 0 | 0 | 0 | 0 | 0 | 0.03 | 9.15 | 44.6 | 69.89 | 79.26 | 83.24 | 84.05 | 83.81 | 83.08 | 82.09 | 79.83 | 76.43 | 67.29 | 38.93 | 6.2 | 0 | 0 | 0 | 0 | 0 | 0 | 0 | 0 | 0 | 0 | 3.08 | 33.4 | 62.81 | 74.72 | 80.11 | 81.83 | 81.64 | 80.04 | 77.87 | 74.72 | 68.89 | 54.8 | 20.3 | 0.62 | 0 | 0 | 0 | 0 | 0 | 0 | 0 | 0 | 0 | 0 | 0.68 | 24.69 | 64.51 | 75.13 | 79.03 | 79.66 | 79.64 | 79.2 | 78.28 | 77.14 | 69.65 | 38.96 | 4.67 | 0 | 0 | 0 | 0 | 0 | 0 | 0 | 0 | 0 | 0 | 0 | 0.05 | 14.09 | 56.11 | 71.27 | 73.43 | 72.79 | 73 | 73.37 | 73.71 | 72.11 | 56.42 | 15.91 | 0.18 | 0 | 0 | 0 | 0 | 0 | 0 | 0 | 0 | 0 | 0 | 0 | 0 | 2.6 | 32.9 | 61.44 | 66.46 | 64.67 | 62.92 | 63.69 | 63.84 | 60.79 | 35.07 | 3.49 | 0 | 0 | 0 | 0 | 0 | 0 | 0 | 0 | 0 | 0 | 0 | 0 | 0 | 0.12 | 12.2 | 38.79 | 46.64 | 49.14 | 48.17 | 49.74 | 47.01 | 42.92 | 24.39 | 2.09 | 0 | 0 | 0 | 0 | 0 | 0 | 0
SANBRN_2_SS2SB4 | SANBRN_2_SS2SB4_SUN | Hybrid_Solar1Axis | Solar Tracking | CISO | South | Socal | ID | 36 | 0 | 0 | 0 | 0 | 0 | 0 | 0.02 | 4.02 | 14.71 | 19 | 19.74 | 20.17 | 19.92 | 18.71 | 17.31 | 10.91 | 2.15 | 0 | 0 | 0 | 0 | 0 | 0 | 0 | 0 | 0 | 0 | 0 | 0 | 0 | 0.25 | 9.2 | 22.5 | 24.04 | 23.84 | 23.03 | 22.28 | 21.76 | 21.37 | 19.22 | 8.39 | 0.31 | 0 | 0 | 0 | 0 | 0 | 0 | 0 | 0 | 0 | 0 | 0 | 0 | 2.78 | 16.52 | 22.76 | 23.59 | 23.17 | 22.58 | 22.45 | 20.38 | 18.54 | 16.73 | 11.88 | 1.79 | 0 | 0 | 0 | 0 | 0 | 0 | 0 | 0 | 0 | 0 | 0 | 1.59 | 15.36 | 27.19 | 28.66 | 29.36 | 29.14 | 29.33 | 29.01 | 28.95 | 28.04 | 26.57 | 21.91 | 7.27 | 0.17 | 0 | 0 | 0 | 0 | 0 | 0 | 0 | 0 | 0 | 0.05 | 5.93 | 20.61 | 28.14 | 30.06 | 30.73 | 30.79 | 31.04 | 31 | 30.58 | 29.82 | 28.62 | 25 | 12.3 | 1.16 | 0 | 0 | 0 | 0 | 0 | 0 | 0 | 0 | 0 | 0.11 | 7.02 | 20.63 | 27.05 | 29.17 | 30.33 | 30.57 | 30.74 | 30.69 | 30.34 | 29.6 | 28.57 | 25.34 | 15.31 | 2.62 | 0 | 0 | 0 | 0 | 0 | 0 | 0 | 0 | 0 | 0.01 | 3.29 | 16.06 | 25.16 | 28.53 | 29.97 | 30.26 | 30.17 | 29.91 | 29.55 | 28.74 | 27.52 | 24.23 | 14.01 | 2.23 | 0 | 0 | 0 | 0 | 0 | 0 | 0 | 0 | 0 | 0 | 1.11 | 12.02 | 22.61 | 26.9 | 28.84 | 29.46 | 29.39 | 28.81 | 28.03 | 26.9 | 24.8 | 19.73 | 7.31 | 0.22 | 0 | 0 | 0 | 0 | 0 | 0 | 0 | 0 | 0 | 0 | 0.25 | 8.89 | 23.23 | 27.05 | 28.45 | 28.68 | 28.67 | 28.51 | 28.18 | 27.77 | 25.08 | 14.02 | 1.68 | 0 | 0 | 0 | 0 | 0 | 0 | 0 | 0 | 0 | 0 | 0 | 0.02 | 5.07 | 20.2 | 25.66 | 26.44 | 26.2 | 26.28 | 26.41 | 26.53 | 25.96 | 20.31 | 5.73 | 0.06 | 0 | 0 | 0 | 0 | 0 | 0 | 0 | 0 | 0 | 0 | 0 | 0 | 0.94 | 11.84 | 22.12 | 23.92 | 23.28 | 22.65 | 22.93 | 22.98 | 21.88 | 12.62 | 1.26 | 0 | 0 | 0 | 0 | 0 | 0 | 0 | 0 | 0 | 0 | 0 | 0 | 0 | 0.04 | 4.39 | 13.96 | 16.79 | 17.69 | 17.34 | 17.91 | 16.92 | 15.45 | 8.78 | 0.75 | 0 | 0 | 0 | 0 | 0 | 0 | 0
VEAVST_1_SOLAR |  | Solar_Fixed | Solar Fixed | CISO | South | Socal | EO | 14.4 | 0 | 0 | 0 | 0 | 0 | 0 | 0.02 | 1.72 | 5.95 | 8.1 | 8.91 | 9.26 | 8.84 | 8.44 | 7.06 | 3.91 | 0.57 | 0 | 0 | 0 | 0 | 0 | 0 | 0 | 0 | 0 | 0 | 0 | 0 | 0 | 0.14 | 3.13 | 7.56 | 9.24 | 9.83 | 9.94 | 9.55 | 9.07 | 8.2 | 6.43 | 2.34 | 0.06 | 0 | 0 | 0 | 0 | 0 | 0 | 0 | 0 | 0 | 0 | 0 | 0 | 1.04 | 5.48 | 8.49 | 9.68 | 9.89 | 10.03 | 9.61 | 9.09 | 8.2 | 6.67 | 3.6 | 0.48 | 0 | 0 | 0 | 0 | 0 | 0 | 0 | 0 | 0 | 0 | 0 | 0.51 | 4.24 | 8.57 | 10.75 | 11.66 | 12.12 | 12.12 | 11.9 | 11.58 | 10.66 | 9.2 | 6.28 | 1.64 | 0.04 | 0 | 0 | 0 | 0 | 0 | 0 | 0 | 0 | 0 | 0.03 | 1.69 | 6.04 | 9.05 | 10.87 | 11.98 | 12.49 | 12.61 | 12.49 | 12.23 | 11.43 | 9.99 | 7.28 | 2.82 | 0.22 | 0 | 0 | 0 | 0 | 0 | 0 | 0 | 0 | 0 | 0.06 | 1.92 | 5.89 | 8.82 | 10.98 | 12.03 | 12.65 | 12.66 | 12.57 | 12.2 | 11.25 | 9.84 | 7.66 | 3.64 | 0.49 | 0 | 0 | 0 | 0 | 0 | 0 | 0 | 0 | 0 | 0 | 1.02 | 4.25 | 7.7 | 9.79 | 11.05 | 11.8 | 12.09 | 11.97 | 11.58 | 10.68 | 9.35 | 7.15 | 3.29 | 0.39 | 0 | 0 | 0 | 0 | 0 | 0 | 0 | 0 | 0 | 0 | 0.42 | 3.7 | 7.76 | 9.81 | 11.18 | 12.16 | 12.42 | 11.9 | 11.53 | 10.57 | 9.02 | 6.07 | 1.77 | 0.06 | 0 | 0 | 0 | 0 | 0 | 0 | 0 | 0 | 0 | 0 | 0.13 | 2.91 | 7.55 | 9.92 | 11.13 | 11.86 | 12.02 | 12.02 | 11.49 | 10.35 | 8.25 | 3.85 | 0.41 | 0 | 0 | 0 | 0 | 0 | 0 | 0 | 0 | 0 | 0 | 0 | 0.02 | 1.83 | 6.74 | 9.58 | 10.79 | 11.54 | 11.65 | 11.47 | 10.91 | 9.76 | 6.48 | 1.52 | 0.02 | 0 | 0 | 0 | 0 | 0 | 0 | 0 | 0 | 0 | 0 | 0 | 0 | 0.48 | 4.28 | 8.41 | 9.78 | 10.39 | 10.52 | 10.24 | 9.64 | 7.94 | 3.71 | 0.28 | 0 | 0 | 0 | 0 | 0 | 0 | 0 | 0 | 0 | 0 | 0 | 0 | 0 | 0.05 | 1.9 | 5.54 | 7.49 | 8.16 | 8.6 | 8.51 | 7.79 | 6.11 | 2.82 | 0.18 | 0 | 0 | 0 | 0 | 0 | 0 | 0
VEGA_6_SOLAR1 |  | Solar_1Axis | Solar Tracking | CISO | North | Norcal | EO | 20 | 0 | 0 | 0 | 0 | 0 | 0 | 0 | 0.42 | 3.28 | 6.25 | 7.72 | 8.5 | 8.51 | 8.03 | 7.52 | 5.13 | 1.12 | 0 | 0 | 0 | 0 | 0 | 0 | 0 | 0 | 0 | 0 | 0 | 0 | 0 | 0 | 2.47 | 10.27 | 12.8 | 13.08 | 12.39 | 12.21 | 12.13 | 12.4 | 10.57 | 5.55 | 0.31 | 0 | 0 | 0 | 0 | 0 | 0 | 0 | 0 | 0 | 0 | 0 | 0 | 0.52 | 6.39 | 11.99 | 12.84 | 12.05 | 12.38 | 12.2 | 11.23 | 10.37 | 9.66 | 6.8 | 1.57 | 0 | 0 | 0 | 0 | 0 | 0 | 0 | 0 | 0 | 0 | 0 | 0.28 | 5.97 | 13.17 | 14.48 | 14.4 | 14.15 | 14.49 | 14.52 | 14.31 | 14.54 | 13.94 | 12.71 | 5.9 | 0.27 | 0 | 0 | 0 | 0 | 0 | 0 | 0 | 0 | 0 | 0 | 2.2 | 10.38 | 14.64 | 15.3 | 15.32 | 15.19 | 15.51 | 15.51 | 15.86 | 15.86 | 15.51 | 14.62 | 9.05 | 1.41 | 0 | 0 | 0 | 0 | 0 | 0 | 0 | 0 | 0 | 0.01 | 3.16 | 11.47 | 15.54 | 16.64 | 16.85 | 16.97 | 17.07 | 17.02 | 16.87 | 16.87 | 16.5 | 15.31 | 11.34 | 3.2 | 0.04 | 0 | 0 | 0 | 0 | 0 | 0 | 0 | 0 | 0 | 1.43 | 9.2 | 14.84 | 16.38 | 16.6 | 16.72 | 16.65 | 16.62 | 16.44 | 16.41 | 15.74 | 14.59 | 10.24 | 2.41 | 0.01 | 0 | 0 | 0 | 0 | 0 | 0 | 0 | 0 | 0 | 0.2 | 5.39 | 12.46 | 15.07 | 15.77 | 15.84 | 15.96 | 15.84 | 15.71 | 15.6 | 14.68 | 12.04 | 5.34 | 0.3 | 0 | 0 | 0 | 0 | 0 | 0 | 0 | 0 | 0 | 0 | 0.02 | 3.29 | 11.75 | 14.8 | 15.3 | 15.19 | 15.01 | 15.04 | 15.25 | 15.32 | 14.44 | 9.5 | 1.87 | 0 | 0 | 0 | 0 | 0 | 0 | 0 | 0 | 0 | 0 | 0 | 0 | 0.98 | 7.8 | 12.9 | 13.29 | 13.02 | 12.69 | 12.79 | 13.02 | 12.97 | 10.92 | 3.63 | 0.08 | 0 | 0 | 0 | 0 | 0 | 0 | 0 | 0 | 0 | 0 | 0 | 0 | 0.04 | 3.04 | 9.15 | 10.78 | 10.58 | 10.24 | 10.54 | 10.85 | 10.19 | 6.39 | 0.76 | 0 | 0 | 0 | 0 | 0 | 0 | 0 | 0 | 0 | 0 | 0 | 0 | 0 | 0 | 0.6 | 4.09 | 6.72 | 8.16 | 8.58 | 8.35 | 8.09 | 7.48 | 4.18 | 0.45 | 0 | 0 | 0 | 0 | 0 | 0 | 0
VENWD_1_WIND3 |  | Wind | Wind | CISO | South | Socal | FC | 44.53 | 4.13 | 4.3 | 4.91 | 4.62 | 4.57 | 4.26 | 3.48 | 3.01 | 3.17 | 3.18 | 3.15 | 3.29 | 3.64 | 4.17 | 4.16 | 4.55 | 3.99 | 3.99 | 3.74 | 3.8 | 3.65 | 3.58 | 3.72 | 3.55 | 5.51 | 6.1 | 6.31 | 5.96 | 5.27 | 4.97 | 5.19 | 5.25 | 5.07 | 5.67 | 5.88 | 6 | 6.99 | 6.51 | 7.48 | 6.61 | 7.91 | 7.83 | 9.03 | 8.68 | 8.78 | 7.94 | 7.15 | 6.03 | 9 | 9.38 | 8.75 | 8.24 | 7.58 | 6.5 | 6.24 | 5.96 | 6.5 | 5.72 | 5.83 | 6.52 | 7.27 | 8.49 | 8.92 | 9.95 | 10.2 | 10.42 | 10.12 | 9.99 | 9.81 | 9.92 | 10.55 | 9.5 | 16.11 | 14.42 | 12.57 | 10.71 | 9.21 | 7.94 | 5.54 | 4.17 | 3.91 | 3.66 | 3.4 | 3.67 | 4.01 | 6.08 | 9.11 | 12.06 | 14.51 | 15.85 | 16.29 | 16.75 | 17.7 | 16.73 | 16.15 | 16.32 | 18.02 | 16.96 | 16.6 | 14.97 | 12.33 | 10.17 | 7.6 | 5.86 | 4.08 | 3.29 | 2.89 | 2.72 | 3.78 | 6.24 | 10.17 | 14.69 | 17.06 | 18.82 | 18.37 | 18.37 | 18.74 | 19.04 | 19.52 | 18.3 | 17.96 | 16.86 | 15.5 | 13.12 | 11.41 | 8.95 | 6.33 | 4.23 | 3.34 | 2.24 | 2.65 | 2.76 | 3.41 | 5.27 | 8.51 | 11.76 | 14.36 | 16.73 | 18.59 | 20.4 | 19.95 | 19.86 | 19.7 | 18.92 | 20.13 | 18.58 | 16.41 | 14.79 | 12.96 | 10.09 | 7.38 | 4.54 | 2.85 | 2.08 | 2.53 | 3.46 | 4.94 | 7.36 | 10.1 | 13.68 | 16.67 | 18.96 | 20.56 | 21.05 | 21.9 | 21.78 | 21.4 | 20.66 | 16.53 | 14.87 | 12.83 | 10.4 | 9.15 | 7.36 | 5.1 | 3.21 | 2.32 | 1.91 | 2.16 | 2.74 | 3.98 | 5.57 | 7.93 | 10.51 | 13.36 | 15.4 | 17.45 | 18.64 | 18.71 | 18.13 | 17.73 | 17.03 | 11.23 | 10.88 | 10.06 | 7.73 | 6.66 | 5.66 | 4.26 | 3.05 | 2.33 | 2.54 | 3.11 | 3.64 | 4.47 | 5.55 | 7.27 | 8.49 | 9.46 | 11.17 | 12.9 | 13.59 | 13.41 | 12.62 | 11.79 | 11.18 | 5.01 | 4.86 | 4.64 | 4.13 | 3.8 | 3.64 | 2.59 | 1.9 | 1.6 | 1.75 | 2.25 | 2.43 | 2.24 | 2.53 | 2.68 | 3.32 | 4.49 | 5.06 | 5.77 | 6.62 | 5.96 | 5.42 | 4.97 | 4.9 | 2.59 | 2.86 | 2.76 | 2.89 | 2.67 | 2.62 | 2.47 | 2.16 | 2.25 | 2.54 | 2.78 | 3.22 | 3.08 | 3.16 | 3.34 | 3.43 | 3.01 | 2.94 | 3.56 | 3.66 | 3.64 | 3.25 | 2.97 | 2.74 | 2.92 | 2.99 | 3.17 | 3.01 | 3.16 | 2.99 | 2.65 | 3.18 | 2.96 | 2.66 | 2.63 | 2.79 | 3.17 | 3.53 | 3.26 | 2.77 | 2.84 | 2.88 | 3 | 2.91 | 3.15 | 3.39 | 3.47 | 3.22
VESTAL_2_RTS042 |  | Solar_Fixed | Solar Fixed | CISO | South | Socal | EO | 5 | 0 | 0 | 0 | 0 | 0 | 0 | 0.01 | 0.6 | 2.06 | 2.81 | 3.09 | 3.22 | 3.07 | 2.93 | 2.45 | 1.36 | 0.2 | 0 | 0 | 0 | 0 | 0 | 0 | 0 | 0 | 0 | 0 | 0 | 0 | 0 | 0.05 | 1.09 | 2.62 | 3.21 | 3.41 | 3.45 | 3.32 | 3.15 | 2.85 | 2.23 | 0.81 | 0.02 | 0 | 0 | 0 | 0 | 0 | 0 | 0 | 0 | 0 | 0 | 0 | 0 | 0.36 | 1.9 | 2.95 | 3.36 | 3.43 | 3.48 | 3.34 | 3.16 | 2.85 | 2.32 | 1.25 | 0.17 | 0 | 0 | 0 | 0 | 0 | 0 | 0 | 0 | 0 | 0 | 0 | 0.18 | 1.47 | 2.97 | 3.73 | 4.05 | 4.21 | 4.21 | 4.13 | 4.02 | 3.7 | 3.19 | 2.18 | 0.57 | 0.01 | 0 | 0 | 0 | 0 | 0 | 0 | 0 | 0 | 0 | 0.01 | 0.59 | 2.1 | 3.14 | 3.78 | 4.16 | 4.34 | 4.38 | 4.34 | 4.25 | 3.97 | 3.47 | 2.53 | 0.98 | 0.08 | 0 | 0 | 0 | 0 | 0 | 0 | 0 | 0 | 0 | 0.02 | 0.67 | 2.05 | 3.06 | 3.81 | 4.18 | 4.39 | 4.4 | 4.36 | 4.24 | 3.91 | 3.42 | 2.66 | 1.27 | 0.17 | 0 | 0 | 0 | 0 | 0 | 0 | 0 | 0 | 0 | 0 | 0.35 | 1.48 | 2.68 | 3.4 | 3.84 | 4.1 | 4.2 | 4.16 | 4.02 | 3.71 | 3.25 | 2.48 | 1.14 | 0.14 | 0 | 0 | 0 | 0 | 0 | 0 | 0 | 0 | 0 | 0 | 0.15 | 1.28 | 2.69 | 3.41 | 3.88 | 4.22 | 4.31 | 4.13 | 4 | 3.67 | 3.13 | 2.11 | 0.61 | 0.02 | 0 | 0 | 0 | 0 | 0 | 0 | 0 | 0 | 0 | 0 | 0.04 | 1.01 | 2.62 | 3.44 | 3.87 | 4.12 | 4.17 | 4.17 | 3.99 | 3.59 | 2.86 | 1.34 | 0.14 | 0 | 0 | 0 | 0 | 0 | 0 | 0 | 0 | 0 | 0 | 0 | 0.01 | 0.64 | 2.34 | 3.33 | 3.75 | 4.01 | 4.05 | 3.98 | 3.79 | 3.39 | 2.25 | 0.53 | 0.01 | 0 | 0 | 0 | 0 | 0 | 0 | 0 | 0 | 0 | 0 | 0 | 0 | 0.17 | 1.49 | 2.92 | 3.39 | 3.61 | 3.65 | 3.56 | 3.35 | 2.76 | 1.29 | 0.1 | 0 | 0 | 0 | 0 | 0 | 0 | 0 | 0 | 0 | 0 | 0 | 0 | 0 | 0.02 | 0.66 | 1.93 | 2.6 | 2.83 | 2.99 | 2.95 | 2.7 | 2.12 | 0.98 | 0.06 | 0 | 0 | 0 | 0 | 0 | 0 | 0
VESTAL_2_SOLAR1 |  | Solar_1Axis | Solar Tracking | CISO | South | Socal | FC | 20 | 0 | 0 | 0 | 0 | 0 | 0 | 0.01 | 2.23 | 8.17 | 10.55 | 10.97 | 11.2 | 11.07 | 10.39 | 9.62 | 6.06 | 1.19 | 0 | 0 | 0 | 0 | 0 | 0 | 0 | 0 | 0 | 0 | 0 | 0 | 0 | 0.14 | 5.11 | 12.5 | 13.36 | 13.24 | 12.8 | 12.38 | 12.09 | 11.87 | 10.68 | 4.66 | 0.17 | 0 | 0 | 0 | 0 | 0 | 0 | 0 | 0 | 0 | 0 | 0 | 0 | 1.54 | 9.18 | 12.65 | 13.11 | 12.87 | 12.55 | 12.47 | 11.32 | 10.3 | 9.29 | 6.6 | 1 | 0 | 0 | 0 | 0 | 0 | 0 | 0 | 0 | 0 | 0 | 0 | 0.88 | 8.53 | 15.11 | 15.92 | 16.31 | 16.19 | 16.3 | 16.12 | 16.08 | 15.58 | 14.76 | 12.17 | 4.04 | 0.1 | 0 | 0 | 0 | 0 | 0 | 0 | 0 | 0 | 0 | 0.03 | 3.29 | 11.45 | 15.64 | 16.7 | 17.07 | 17.11 | 17.25 | 17.22 | 16.99 | 16.57 | 15.9 | 13.89 | 6.83 | 0.64 | 0 | 0 | 0 | 0 | 0 | 0 | 0 | 0 | 0 | 0.06 | 3.9 | 11.46 | 15.03 | 16.2 | 16.85 | 16.99 | 17.08 | 17.05 | 16.86 | 16.44 | 15.87 | 14.08 | 8.5 | 1.46 | 0 | 0 | 0 | 0 | 0 | 0 | 0 | 0 | 0 | 0.01 | 1.83 | 8.92 | 13.98 | 15.85 | 16.65 | 16.81 | 16.76 | 16.62 | 16.42 | 15.97 | 15.29 | 13.46 | 7.79 | 1.24 | 0 | 0 | 0 | 0 | 0 | 0 | 0 | 0 | 0 | 0 | 0.62 | 6.68 | 12.56 | 14.94 | 16.02 | 16.37 | 16.33 | 16.01 | 15.57 | 14.94 | 13.78 | 10.96 | 4.06 | 0.12 | 0 | 0 | 0 | 0 | 0 | 0 | 0 | 0 | 0 | 0 | 0.14 | 4.94 | 12.9 | 15.03 | 15.81 | 15.93 | 15.93 | 15.84 | 15.66 | 15.43 | 13.93 | 7.79 | 0.93 | 0 | 0 | 0 | 0 | 0 | 0 | 0 | 0 | 0 | 0 | 0 | 0.01 | 2.82 | 11.22 | 14.25 | 14.69 | 14.56 | 14.6 | 14.67 | 14.74 | 14.42 | 11.28 | 3.18 | 0.04 | 0 | 0 | 0 | 0 | 0 | 0 | 0 | 0 | 0 | 0 | 0 | 0 | 0.52 | 6.58 | 12.29 | 13.29 | 12.93 | 12.58 | 12.74 | 12.77 | 12.16 | 7.01 | 0.7 | 0 | 0 | 0 | 0 | 0 | 0 | 0 | 0 | 0 | 0 | 0 | 0 | 0 | 0.02 | 2.44 | 7.76 | 9.33 | 9.83 | 9.63 | 9.95 | 9.4 | 8.58 | 4.88 | 0.42 | 0 | 0 | 0 | 0 | 0 | 0 | 0
VESTAL_2_SOLAR2 |  | Solar_1Axis | Solar Tracking | CISO | South | Socal | FC | 14 | 0 | 0 | 0 | 0 | 0 | 0 | 0.01 | 1.56 | 5.72 | 7.39 | 7.68 | 7.84 | 7.75 | 7.27 | 6.73 | 4.24 | 0.84 | 0 | 0 | 0 | 0 | 0 | 0 | 0 | 0 | 0 | 0 | 0 | 0 | 0 | 0.1 | 3.58 | 8.75 | 9.35 | 9.27 | 8.96 | 8.66 | 8.46 | 8.31 | 7.47 | 3.26 | 0.12 | 0 | 0 | 0 | 0 | 0 | 0 | 0 | 0 | 0 | 0 | 0 | 0 | 1.08 | 6.43 | 8.85 | 9.18 | 9.01 | 8.78 | 8.73 | 7.93 | 7.21 | 6.5 | 4.62 | 0.7 | 0 | 0 | 0 | 0 | 0 | 0 | 0 | 0 | 0 | 0 | 0 | 0.62 | 5.97 | 10.57 | 11.15 | 11.42 | 11.33 | 11.41 | 11.28 | 11.26 | 10.91 | 10.33 | 8.52 | 2.83 | 0.07 | 0 | 0 | 0 | 0 | 0 | 0 | 0 | 0 | 0 | 0.02 | 2.3 | 8.02 | 10.94 | 11.69 | 11.95 | 11.98 | 12.07 | 12.05 | 11.89 | 11.6 | 11.13 | 9.72 | 4.78 | 0.45 | 0 | 0 | 0 | 0 | 0 | 0 | 0 | 0 | 0 | 0.04 | 2.73 | 8.02 | 10.52 | 11.34 | 11.8 | 11.89 | 11.95 | 11.94 | 11.8 | 11.51 | 11.11 | 9.85 | 5.95 | 1.02 | 0 | 0 | 0 | 0 | 0 | 0 | 0 | 0 | 0 | 0 | 1.28 | 6.24 | 9.78 | 11.1 | 11.65 | 11.77 | 11.73 | 11.63 | 11.49 | 11.18 | 10.7 | 9.42 | 5.45 | 0.87 | 0 | 0 | 0 | 0 | 0 | 0 | 0 | 0 | 0 | 0 | 0.43 | 4.68 | 8.79 | 10.46 | 11.22 | 11.46 | 11.43 | 11.21 | 10.9 | 10.46 | 9.64 | 7.67 | 2.84 | 0.09 | 0 | 0 | 0 | 0 | 0 | 0 | 0 | 0 | 0 | 0 | 0.1 | 3.46 | 9.03 | 10.52 | 11.06 | 11.15 | 11.15 | 11.09 | 10.96 | 10.8 | 9.75 | 5.45 | 0.65 | 0 | 0 | 0 | 0 | 0 | 0 | 0 | 0 | 0 | 0 | 0 | 0.01 | 1.97 | 7.85 | 9.98 | 10.28 | 10.19 | 10.22 | 10.27 | 10.32 | 10.1 | 7.9 | 2.23 | 0.02 | 0 | 0 | 0 | 0 | 0 | 0 | 0 | 0 | 0 | 0 | 0 | 0 | 0.36 | 4.61 | 8.6 | 9.3 | 9.05 | 8.81 | 8.92 | 8.94 | 8.51 | 4.91 | 0.49 | 0 | 0 | 0 | 0 | 0 | 0 | 0 | 0 | 0 | 0 | 0 | 0 | 0 | 0.02 | 1.71 | 5.43 | 6.53 | 6.88 | 6.74 | 6.96 | 6.58 | 6.01 | 3.41 | 0.29 | 0 | 0 | 0 | 0 | 0 | 0 | 0
VESTAL_2_TS5SR1 |  | Solar_1Axis | Solar Tracking | CISO | South | Socal | FC | 55.83 | 0 | 0 | 0 | 0 | 0 | 0 | 0.03 | 6.23 | 22.81 | 29.46 | 30.62 | 31.28 | 30.89 | 29.01 | 26.85 | 16.92 | 3.33 | 0 | 0 | 0 | 0 | 0 | 0 | 0 | 0 | 0 | 0 | 0 | 0 | 0 | 0.38 | 14.26 | 34.89 | 37.28 | 36.97 | 35.72 | 34.55 | 33.75 | 33.15 | 29.81 | 13.01 | 0.48 | 0 | 0 | 0 | 0 | 0 | 0 | 0 | 0 | 0 | 0 | 0 | 0 | 4.31 | 25.63 | 35.3 | 36.59 | 35.93 | 35.02 | 34.82 | 31.61 | 28.75 | 25.94 | 18.43 | 2.78 | 0 | 0 | 0 | 0 | 0 | 0 | 0 | 0 | 0 | 0 | 0 | 2.47 | 23.82 | 42.17 | 44.45 | 45.53 | 45.19 | 45.49 | 45 | 44.9 | 43.49 | 41.2 | 33.98 | 11.28 | 0.27 | 0 | 0 | 0 | 0 | 0 | 0 | 0 | 0 | 0 | 0.07 | 9.19 | 31.97 | 43.65 | 46.61 | 47.65 | 47.76 | 48.14 | 48.07 | 47.43 | 46.24 | 44.38 | 38.77 | 19.07 | 1.8 | 0 | 0 | 0 | 0 | 0 | 0 | 0 | 0 | 0 | 0.17 | 10.89 | 31.99 | 41.95 | 45.23 | 47.04 | 47.42 | 47.67 | 47.6 | 47.06 | 45.9 | 44.3 | 39.29 | 23.74 | 4.06 | 0 | 0 | 0 | 0 | 0 | 0 | 0 | 0 | 0 | 0.01 | 5.11 | 24.9 | 39.02 | 44.25 | 46.47 | 46.93 | 46.79 | 46.39 | 45.83 | 44.57 | 42.67 | 37.57 | 21.73 | 3.46 | 0 | 0 | 0 | 0 | 0 | 0 | 0 | 0 | 0 | 0 | 1.72 | 18.65 | 35.07 | 41.72 | 44.73 | 45.69 | 45.58 | 44.68 | 43.48 | 41.72 | 38.46 | 30.59 | 11.33 | 0.35 | 0 | 0 | 0 | 0 | 0 | 0 | 0 | 0 | 0 | 0 | 0.38 | 13.78 | 36.02 | 41.94 | 44.12 | 44.48 | 44.46 | 44.22 | 43.7 | 43.06 | 38.89 | 21.75 | 2.61 | 0 | 0 | 0 | 0 | 0 | 0 | 0 | 0 | 0 | 0 | 0 | 0.03 | 7.87 | 31.32 | 39.79 | 41 | 40.64 | 40.75 | 40.97 | 41.15 | 40.26 | 31.5 | 8.88 | 0.1 | 0 | 0 | 0 | 0 | 0 | 0 | 0 | 0 | 0 | 0 | 0 | 0 | 1.45 | 18.37 | 34.3 | 37.1 | 36.1 | 35.13 | 35.56 | 35.64 | 33.94 | 19.58 | 1.95 | 0 | 0 | 0 | 0 | 0 | 0 | 0 | 0 | 0 | 0 | 0 | 0 | 0 | 0.07 | 6.81 | 21.65 | 26.04 | 27.43 | 26.89 | 27.77 | 26.25 | 23.96 | 13.62 | 1.17 | 0 | 0 | 0 | 0 | 0 | 0 | 0
VICTOR_1_CREST |  | Solar_Fixed | Solar Fixed | CISO | South | Socal | EO | 11.99 | 0 | 0 | 0 | 0 | 0 | 0 | 0.02 | 1.43 | 4.95 | 6.74 | 7.42 | 7.71 | 7.36 | 7.03 | 5.88 | 3.26 | 0.47 | 0 | 0 | 0 | 0 | 0 | 0 | 0 | 0 | 0 | 0 | 0 | 0 | 0 | 0.11 | 2.61 | 6.29 | 7.7 | 8.19 | 8.28 | 7.95 | 7.55 | 6.82 | 5.35 | 1.95 | 0.05 | 0 | 0 | 0 | 0 | 0 | 0 | 0 | 0 | 0 | 0 | 0 | 0 | 0.86 | 4.56 | 7.07 | 8.06 | 8.24 | 8.35 | 8 | 7.57 | 6.82 | 5.55 | 2.99 | 0.4 | 0 | 0 | 0 | 0 | 0 | 0 | 0 | 0 | 0 | 0 | 0 | 0.42 | 3.53 | 7.13 | 8.95 | 9.7 | 10.09 | 10.09 | 9.91 | 9.64 | 8.87 | 7.66 | 5.23 | 1.37 | 0.04 | 0 | 0 | 0 | 0 | 0 | 0 | 0 | 0 | 0 | 0.02 | 1.41 | 5.03 | 7.53 | 9.05 | 9.98 | 10.4 | 10.5 | 10.4 | 10.18 | 9.51 | 8.32 | 6.06 | 2.35 | 0.18 | 0 | 0 | 0 | 0 | 0 | 0 | 0 | 0 | 0 | 0.05 | 1.6 | 4.91 | 7.35 | 9.15 | 10.02 | 10.53 | 10.54 | 10.47 | 10.16 | 9.36 | 8.2 | 6.38 | 3.03 | 0.41 | 0 | 0 | 0 | 0 | 0 | 0 | 0 | 0 | 0 | 0 | 0.85 | 3.54 | 6.42 | 8.15 | 9.2 | 9.83 | 10.07 | 9.97 | 9.64 | 8.89 | 7.78 | 5.95 | 2.74 | 0.33 | 0 | 0 | 0 | 0 | 0 | 0 | 0 | 0 | 0 | 0 | 0.35 | 3.08 | 6.46 | 8.17 | 9.31 | 10.13 | 10.34 | 9.91 | 9.6 | 8.8 | 7.51 | 5.05 | 1.47 | 0.05 | 0 | 0 | 0 | 0 | 0 | 0 | 0 | 0 | 0 | 0 | 0.11 | 2.42 | 6.28 | 8.26 | 9.27 | 9.88 | 10.01 | 10.01 | 9.56 | 8.62 | 6.87 | 3.21 | 0.34 | 0 | 0 | 0 | 0 | 0 | 0 | 0 | 0 | 0 | 0 | 0 | 0.02 | 1.53 | 5.61 | 7.98 | 8.98 | 9.61 | 9.7 | 9.55 | 9.09 | 8.13 | 5.39 | 1.26 | 0.02 | 0 | 0 | 0 | 0 | 0 | 0 | 0 | 0 | 0 | 0 | 0 | 0 | 0.4 | 3.56 | 7 | 8.14 | 8.65 | 8.76 | 8.53 | 8.03 | 6.61 | 3.09 | 0.23 | 0 | 0 | 0 | 0 | 0 | 0 | 0 | 0 | 0 | 0 | 0 | 0 | 0 | 0.04 | 1.59 | 4.62 | 6.24 | 6.79 | 7.16 | 7.08 | 6.48 | 5.09 | 2.35 | 0.15 | 0 | 0 | 0 | 0 | 0 | 0 | 0
VICTOR_1_EXSLRA |  | Solar_Fixed | Solar Fixed | CISO | South | Socal | FC | 2 | 0 | 0 | 0 | 0 | 0 | 0 | 0 | 0.24 | 0.83 | 1.12 | 1.24 | 1.29 | 1.23 | 1.17 | 0.98 | 0.54 | 0.08 | 0 | 0 | 0 | 0 | 0 | 0 | 0 | 0 | 0 | 0 | 0 | 0 | 0 | 0.02 | 0.43 | 1.05 | 1.28 | 1.37 | 1.38 | 1.33 | 1.26 | 1.14 | 0.89 | 0.33 | 0.01 | 0 | 0 | 0 | 0 | 0 | 0 | 0 | 0 | 0 | 0 | 0 | 0 | 0.14 | 0.76 | 1.18 | 1.34 | 1.37 | 1.39 | 1.33 | 1.26 | 1.14 | 0.93 | 0.5 | 0.07 | 0 | 0 | 0 | 0 | 0 | 0 | 0 | 0 | 0 | 0 | 0 | 0.07 | 0.59 | 1.19 | 1.49 | 1.62 | 1.68 | 1.68 | 1.65 | 1.61 | 1.48 | 1.28 | 0.87 | 0.23 | 0.01 | 0 | 0 | 0 | 0 | 0 | 0 | 0 | 0 | 0 | 0 | 0.24 | 0.84 | 1.26 | 1.51 | 1.66 | 1.74 | 1.75 | 1.73 | 1.7 | 1.59 | 1.39 | 1.01 | 0.39 | 0.03 | 0 | 0 | 0 | 0 | 0 | 0 | 0 | 0 | 0 | 0.01 | 0.27 | 0.82 | 1.23 | 1.53 | 1.67 | 1.76 | 1.76 | 1.75 | 1.69 | 1.56 | 1.37 | 1.06 | 0.51 | 0.07 | 0 | 0 | 0 | 0 | 0 | 0 | 0 | 0 | 0 | 0 | 0.14 | 0.59 | 1.07 | 1.36 | 1.54 | 1.64 | 1.68 | 1.66 | 1.61 | 1.48 | 1.3 | 0.99 | 0.46 | 0.05 | 0 | 0 | 0 | 0 | 0 | 0 | 0 | 0 | 0 | 0 | 0.06 | 0.51 | 1.08 | 1.36 | 1.55 | 1.69 | 1.73 | 1.65 | 1.6 | 1.47 | 1.25 | 0.84 | 0.25 | 0.01 | 0 | 0 | 0 | 0 | 0 | 0 | 0 | 0 | 0 | 0 | 0.02 | 0.4 | 1.05 | 1.38 | 1.55 | 1.65 | 1.67 | 1.67 | 1.6 | 1.44 | 1.15 | 0.54 | 0.06 | 0 | 0 | 0 | 0 | 0 | 0 | 0 | 0 | 0 | 0 | 0 | 0 | 0.25 | 0.94 | 1.33 | 1.5 | 1.6 | 1.62 | 1.59 | 1.52 | 1.36 | 0.9 | 0.21 | 0 | 0 | 0 | 0 | 0 | 0 | 0 | 0 | 0 | 0 | 0 | 0 | 0 | 0.07 | 0.59 | 1.17 | 1.36 | 1.44 | 1.46 | 1.42 | 1.34 | 1.1 | 0.52 | 0.04 | 0 | 0 | 0 | 0 | 0 | 0 | 0 | 0 | 0 | 0 | 0 | 0 | 0 | 0.01 | 0.26 | 0.77 | 1.04 | 1.13 | 1.19 | 1.18 | 1.08 | 0.85 | 0.39 | 0.02 | 0 | 0 | 0 | 0 | 0 | 0 | 0
VICTOR_1_EXSLRB |  | Solar_Fixed | Solar Fixed | CISO | South | Socal | FC | 2 | 0 | 0 | 0 | 0 | 0 | 0 | 0 | 0.24 | 0.83 | 1.12 | 1.24 | 1.29 | 1.23 | 1.17 | 0.98 | 0.54 | 0.08 | 0 | 0 | 0 | 0 | 0 | 0 | 0 | 0 | 0 | 0 | 0 | 0 | 0 | 0.02 | 0.43 | 1.05 | 1.28 | 1.37 | 1.38 | 1.33 | 1.26 | 1.14 | 0.89 | 0.33 | 0.01 | 0 | 0 | 0 | 0 | 0 | 0 | 0 | 0 | 0 | 0 | 0 | 0 | 0.14 | 0.76 | 1.18 | 1.34 | 1.37 | 1.39 | 1.33 | 1.26 | 1.14 | 0.93 | 0.5 | 0.07 | 0 | 0 | 0 | 0 | 0 | 0 | 0 | 0 | 0 | 0 | 0 | 0.07 | 0.59 | 1.19 | 1.49 | 1.62 | 1.68 | 1.68 | 1.65 | 1.61 | 1.48 | 1.28 | 0.87 | 0.23 | 0.01 | 0 | 0 | 0 | 0 | 0 | 0 | 0 | 0 | 0 | 0 | 0.24 | 0.84 | 1.26 | 1.51 | 1.66 | 1.74 | 1.75 | 1.73 | 1.7 | 1.59 | 1.39 | 1.01 | 0.39 | 0.03 | 0 | 0 | 0 | 0 | 0 | 0 | 0 | 0 | 0 | 0.01 | 0.27 | 0.82 | 1.23 | 1.53 | 1.67 | 1.76 | 1.76 | 1.75 | 1.69 | 1.56 | 1.37 | 1.06 | 0.51 | 0.07 | 0 | 0 | 0 | 0 | 0 | 0 | 0 | 0 | 0 | 0 | 0.14 | 0.59 | 1.07 | 1.36 | 1.54 | 1.64 | 1.68 | 1.66 | 1.61 | 1.48 | 1.3 | 0.99 | 0.46 | 0.05 | 0 | 0 | 0 | 0 | 0 | 0 | 0 | 0 | 0 | 0 | 0.06 | 0.51 | 1.08 | 1.36 | 1.55 | 1.69 | 1.73 | 1.65 | 1.6 | 1.47 | 1.25 | 0.84 | 0.25 | 0.01 | 0 | 0 | 0 | 0 | 0 | 0 | 0 | 0 | 0 | 0 | 0.02 | 0.4 | 1.05 | 1.38 | 1.55 | 1.65 | 1.67 | 1.67 | 1.6 | 1.44 | 1.15 | 0.54 | 0.06 | 0 | 0 | 0 | 0 | 0 | 0 | 0 | 0 | 0 | 0 | 0 | 0 | 0.25 | 0.94 | 1.33 | 1.5 | 1.6 | 1.62 | 1.59 | 1.52 | 1.36 | 0.9 | 0.21 | 0 | 0 | 0 | 0 | 0 | 0 | 0 | 0 | 0 | 0 | 0 | 0 | 0 | 0.07 | 0.59 | 1.17 | 1.36 | 1.44 | 1.46 | 1.42 | 1.34 | 1.1 | 0.52 | 0.04 | 0 | 0 | 0 | 0 | 0 | 0 | 0 | 0 | 0 | 0 | 0 | 0 | 0 | 0.01 | 0.26 | 0.77 | 1.04 | 1.13 | 1.19 | 1.18 | 1.08 | 0.85 | 0.39 | 0.02 | 0 | 0 | 0 | 0 | 0 | 0 | 0
VICTOR_1_LVSLR1 |  | Solar_1Axis | Solar Tracking | CISO | South | Socal | EO | 10 | 0 | 0 | 0 | 0 | 0 | 0 | 0 | 1.12 | 4.09 | 5.28 | 5.48 | 5.6 | 5.53 | 5.2 | 4.81 | 3.03 | 0.6 | 0 | 0 | 0 | 0 | 0 | 0 | 0 | 0 | 0 | 0 | 0 | 0 | 0 | 0.07 | 2.55 | 6.25 | 6.68 | 6.62 | 6.4 | 6.19 | 6.04 | 5.94 | 5.34 | 2.33 | 0.09 | 0 | 0 | 0 | 0 | 0 | 0 | 0 | 0 | 0 | 0 | 0 | 0 | 0.77 | 4.59 | 6.32 | 6.55 | 6.44 | 6.27 | 6.24 | 5.66 | 5.15 | 4.65 | 3.3 | 0.5 | 0 | 0 | 0 | 0 | 0 | 0 | 0 | 0 | 0 | 0 | 0 | 0.44 | 4.27 | 7.55 | 7.96 | 8.15 | 8.09 | 8.15 | 8.06 | 8.04 | 7.79 | 7.38 | 6.09 | 2.02 | 0.05 | 0 | 0 | 0 | 0 | 0 | 0 | 0 | 0 | 0 | 0.01 | 1.65 | 5.73 | 7.82 | 8.35 | 8.54 | 8.55 | 8.62 | 8.61 | 8.49 | 8.28 | 7.95 | 6.94 | 3.42 | 0.32 | 0 | 0 | 0 | 0 | 0 | 0 | 0 | 0 | 0 | 0.03 | 1.95 | 5.73 | 7.51 | 8.1 | 8.43 | 8.49 | 8.54 | 8.53 | 8.43 | 8.22 | 7.93 | 7.04 | 4.25 | 0.73 | 0 | 0 | 0 | 0 | 0 | 0 | 0 | 0 | 0 | 0 | 0.91 | 4.46 | 6.99 | 7.93 | 8.32 | 8.41 | 8.38 | 8.31 | 8.21 | 7.98 | 7.64 | 6.73 | 3.89 | 0.62 | 0 | 0 | 0 | 0 | 0 | 0 | 0 | 0 | 0 | 0 | 0.31 | 3.34 | 6.28 | 7.47 | 8.01 | 8.18 | 8.16 | 8 | 7.79 | 7.47 | 6.89 | 5.48 | 2.03 | 0.06 | 0 | 0 | 0 | 0 | 0 | 0 | 0 | 0 | 0 | 0 | 0.07 | 2.47 | 6.45 | 7.51 | 7.9 | 7.97 | 7.96 | 7.92 | 7.83 | 7.71 | 6.97 | 3.9 | 0.47 | 0 | 0 | 0 | 0 | 0 | 0 | 0 | 0 | 0 | 0 | 0 | 0 | 1.41 | 5.61 | 7.13 | 7.34 | 7.28 | 7.3 | 7.34 | 7.37 | 7.21 | 5.64 | 1.59 | 0.02 | 0 | 0 | 0 | 0 | 0 | 0 | 0 | 0 | 0 | 0 | 0 | 0 | 0.26 | 3.29 | 6.14 | 6.65 | 6.47 | 6.29 | 6.37 | 6.38 | 6.08 | 3.51 | 0.35 | 0 | 0 | 0 | 0 | 0 | 0 | 0 | 0 | 0 | 0 | 0 | 0 | 0 | 0.01 | 1.22 | 3.88 | 4.66 | 4.91 | 4.82 | 4.97 | 4.7 | 4.29 | 2.44 | 0.21 | 0 | 0 | 0 | 0 | 0 | 0 | 0
VICTOR_1_LVSLR2 |  | Solar_Fixed | Solar Fixed | CISO | South | Socal | EO | 20 | 0 | 0 | 0 | 0 | 0 | 0 | 0.03 | 2.39 | 8.26 | 11.24 | 12.38 | 12.86 | 12.28 | 11.72 | 9.81 | 5.43 | 0.79 | 0 | 0 | 0 | 0 | 0 | 0 | 0 | 0 | 0 | 0 | 0 | 0 | 0 | 0.19 | 4.35 | 10.49 | 12.84 | 13.65 | 13.81 | 13.26 | 12.6 | 11.38 | 8.93 | 3.25 | 0.08 | 0 | 0 | 0 | 0 | 0 | 0 | 0 | 0 | 0 | 0 | 0 | 0 | 1.44 | 7.61 | 11.79 | 13.44 | 13.74 | 13.93 | 13.35 | 12.62 | 11.38 | 9.26 | 4.99 | 0.66 | 0 | 0 | 0 | 0 | 0 | 0 | 0 | 0 | 0 | 0 | 0 | 0.7 | 5.89 | 11.9 | 14.93 | 16.19 | 16.83 | 16.84 | 16.53 | 16.09 | 14.8 | 12.78 | 8.72 | 2.28 | 0.06 | 0 | 0 | 0 | 0 | 0 | 0 | 0 | 0 | 0 | 0.04 | 2.35 | 8.39 | 12.56 | 15.1 | 16.65 | 17.35 | 17.51 | 17.34 | 16.98 | 15.87 | 13.88 | 10.11 | 3.92 | 0.3 | 0 | 0 | 0 | 0 | 0 | 0 | 0 | 0 | 0 | 0.08 | 2.66 | 8.19 | 12.25 | 15.26 | 16.71 | 17.56 | 17.58 | 17.46 | 16.95 | 15.62 | 13.67 | 10.64 | 5.06 | 0.69 | 0 | 0 | 0 | 0 | 0 | 0 | 0 | 0 | 0 | 0 | 1.41 | 5.91 | 10.7 | 13.6 | 15.35 | 16.4 | 16.79 | 16.62 | 16.08 | 14.83 | 12.98 | 9.93 | 4.57 | 0.54 | 0 | 0 | 0 | 0 | 0 | 0 | 0 | 0 | 0 | 0 | 0.58 | 5.13 | 10.78 | 13.63 | 15.53 | 16.89 | 17.25 | 16.53 | 16.02 | 14.68 | 12.53 | 8.43 | 2.45 | 0.08 | 0 | 0 | 0 | 0 | 0 | 0 | 0 | 0 | 0 | 0 | 0.18 | 4.04 | 10.48 | 13.78 | 15.46 | 16.48 | 16.7 | 16.69 | 15.95 | 14.38 | 11.46 | 5.35 | 0.56 | 0 | 0 | 0 | 0 | 0 | 0 | 0 | 0 | 0 | 0 | 0 | 0.03 | 2.55 | 9.36 | 13.31 | 14.98 | 16.02 | 16.19 | 15.93 | 15.16 | 13.56 | 8.99 | 2.1 | 0.03 | 0 | 0 | 0 | 0 | 0 | 0 | 0 | 0 | 0 | 0 | 0 | 0 | 0.66 | 5.94 | 11.68 | 13.58 | 14.43 | 14.62 | 14.22 | 13.39 | 11.02 | 5.16 | 0.39 | 0 | 0 | 0 | 0 | 0 | 0 | 0 | 0 | 0 | 0 | 0 | 0 | 0 | 0.07 | 2.64 | 7.7 | 10.41 | 11.33 | 11.95 | 11.81 | 10.81 | 8.49 | 3.92 | 0.25 | 0 | 0 | 0 | 0 | 0 | 0 | 0
VICTOR_1_SLRHES |  | Solar_Fixed | Solar Fixed | CISO | South | Socal | EO | 1.5 | 0 | 0 | 0 | 0 | 0 | 0 | 0 | 0.18 | 0.62 | 0.84 | 0.93 | 0.96 | 0.92 | 0.88 | 0.74 | 0.41 | 0.06 | 0 | 0 | 0 | 0 | 0 | 0 | 0 | 0 | 0 | 0 | 0 | 0 | 0 | 0.01 | 0.33 | 0.79 | 0.96 | 1.02 | 1.04 | 0.99 | 0.94 | 0.85 | 0.67 | 0.24 | 0.01 | 0 | 0 | 0 | 0 | 0 | 0 | 0 | 0 | 0 | 0 | 0 | 0 | 0.11 | 0.57 | 0.88 | 1.01 | 1.03 | 1.04 | 1 | 0.95 | 0.85 | 0.69 | 0.37 | 0.05 | 0 | 0 | 0 | 0 | 0 | 0 | 0 | 0 | 0 | 0 | 0 | 0.05 | 0.44 | 0.89 | 1.12 | 1.21 | 1.26 | 1.26 | 1.24 | 1.21 | 1.11 | 0.96 | 0.65 | 0.17 | 0 | 0 | 0 | 0 | 0 | 0 | 0 | 0 | 0 | 0 | 0 | 0.18 | 0.63 | 0.94 | 1.13 | 1.25 | 1.3 | 1.31 | 1.3 | 1.27 | 1.19 | 1.04 | 0.76 | 0.29 | 0.02 | 0 | 0 | 0 | 0 | 0 | 0 | 0 | 0 | 0 | 0.01 | 0.2 | 0.61 | 0.92 | 1.14 | 1.25 | 1.32 | 1.32 | 1.31 | 1.27 | 1.17 | 1.03 | 0.8 | 0.38 | 0.05 | 0 | 0 | 0 | 0 | 0 | 0 | 0 | 0 | 0 | 0 | 0.11 | 0.44 | 0.8 | 1.02 | 1.15 | 1.23 | 1.26 | 1.25 | 1.21 | 1.11 | 0.97 | 0.74 | 0.34 | 0.04 | 0 | 0 | 0 | 0 | 0 | 0 | 0 | 0 | 0 | 0 | 0.04 | 0.38 | 0.81 | 1.02 | 1.16 | 1.27 | 1.29 | 1.24 | 1.2 | 1.1 | 0.94 | 0.63 | 0.18 | 0.01 | 0 | 0 | 0 | 0 | 0 | 0 | 0 | 0 | 0 | 0 | 0.01 | 0.3 | 0.79 | 1.03 | 1.16 | 1.24 | 1.25 | 1.25 | 1.2 | 1.08 | 0.86 | 0.4 | 0.04 | 0 | 0 | 0 | 0 | 0 | 0 | 0 | 0 | 0 | 0 | 0 | 0 | 0.19 | 0.7 | 1 | 1.12 | 1.2 | 1.21 | 1.19 | 1.14 | 1.02 | 0.67 | 0.16 | 0 | 0 | 0 | 0 | 0 | 0 | 0 | 0 | 0 | 0 | 0 | 0 | 0 | 0.05 | 0.45 | 0.88 | 1.02 | 1.08 | 1.1 | 1.07 | 1 | 0.83 | 0.39 | 0.03 | 0 | 0 | 0 | 0 | 0 | 0 | 0 | 0 | 0 | 0 | 0 | 0 | 0 | 0.01 | 0.2 | 0.58 | 0.78 | 0.85 | 0.9 | 0.89 | 0.81 | 0.64 | 0.29 | 0.02 | 0 | 0 | 0 | 0 | 0 | 0 | 0
VICTOR_1_SOLAR1 |  | Solar_1Axis | Solar Tracking | CISO | South | Socal | EO | 17.5 | 0 | 0 | 0 | 0 | 0 | 0 | 0.01 | 1.95 | 7.15 | 9.24 | 9.6 | 9.8 | 9.68 | 9.09 | 8.42 | 5.3 | 1.04 | 0 | 0 | 0 | 0 | 0 | 0 | 0 | 0 | 0 | 0 | 0 | 0 | 0 | 0.12 | 4.47 | 10.94 | 11.69 | 11.59 | 11.2 | 10.83 | 10.58 | 10.39 | 9.34 | 4.08 | 0.15 | 0 | 0 | 0 | 0 | 0 | 0 | 0 | 0 | 0 | 0 | 0 | 0 | 1.35 | 8.03 | 11.06 | 11.47 | 11.26 | 10.98 | 10.91 | 9.91 | 9.01 | 8.13 | 5.78 | 0.87 | 0 | 0 | 0 | 0 | 0 | 0 | 0 | 0 | 0 | 0 | 0 | 0.77 | 7.47 | 13.22 | 13.93 | 14.27 | 14.17 | 14.26 | 14.1 | 14.07 | 13.63 | 12.91 | 10.65 | 3.54 | 0.08 | 0 | 0 | 0 | 0 | 0 | 0 | 0 | 0 | 0 | 0.02 | 2.88 | 10.02 | 13.68 | 14.61 | 14.94 | 14.97 | 15.09 | 15.07 | 14.87 | 14.49 | 13.91 | 12.15 | 5.98 | 0.56 | 0 | 0 | 0 | 0 | 0 | 0 | 0 | 0 | 0 | 0.05 | 3.41 | 10.03 | 13.15 | 14.18 | 14.75 | 14.86 | 14.94 | 14.92 | 14.75 | 14.39 | 13.89 | 12.32 | 7.44 | 1.27 | 0 | 0 | 0 | 0 | 0 | 0 | 0 | 0 | 0 | 0 | 1.6 | 7.81 | 12.23 | 13.87 | 14.57 | 14.71 | 14.67 | 14.54 | 14.37 | 13.97 | 13.38 | 11.78 | 6.81 | 1.08 | 0 | 0 | 0 | 0 | 0 | 0 | 0 | 0 | 0 | 0 | 0.54 | 5.84 | 10.99 | 13.08 | 14.02 | 14.32 | 14.29 | 14.01 | 13.63 | 13.08 | 12.06 | 9.59 | 3.55 | 0.11 | 0 | 0 | 0 | 0 | 0 | 0 | 0 | 0 | 0 | 0 | 0.12 | 4.32 | 11.29 | 13.15 | 13.83 | 13.94 | 13.94 | 13.86 | 13.7 | 13.5 | 12.19 | 6.82 | 0.82 | 0 | 0 | 0 | 0 | 0 | 0 | 0 | 0 | 0 | 0 | 0 | 0.01 | 2.47 | 9.82 | 12.47 | 12.85 | 12.74 | 12.77 | 12.84 | 12.9 | 12.62 | 9.87 | 2.78 | 0.03 | 0 | 0 | 0 | 0 | 0 | 0 | 0 | 0 | 0 | 0 | 0 | 0 | 0.46 | 5.76 | 10.75 | 11.63 | 11.32 | 11.01 | 11.15 | 11.17 | 10.64 | 6.14 | 0.61 | 0 | 0 | 0 | 0 | 0 | 0 | 0 | 0 | 0 | 0 | 0 | 0 | 0 | 0.02 | 2.13 | 6.79 | 8.16 | 8.6 | 8.43 | 8.7 | 8.23 | 7.51 | 4.27 | 0.37 | 0 | 0 | 0 | 0 | 0 | 0 | 0
VICTOR_1_SOLAR2 |  | Solar_1Axis | Solar Tracking | CISO | South | Socal | EO | 20 | 0 | 0 | 0 | 0 | 0 | 0 | 0.01 | 2.23 | 8.17 | 10.55 | 10.97 | 11.2 | 11.07 | 10.39 | 9.62 | 6.06 | 1.19 | 0 | 0 | 0 | 0 | 0 | 0 | 0 | 0 | 0 | 0 | 0 | 0 | 0 | 0.14 | 5.11 | 12.5 | 13.36 | 13.24 | 12.8 | 12.38 | 12.09 | 11.87 | 10.68 | 4.66 | 0.17 | 0 | 0 | 0 | 0 | 0 | 0 | 0 | 0 | 0 | 0 | 0 | 0 | 1.54 | 9.18 | 12.65 | 13.11 | 12.87 | 12.55 | 12.47 | 11.32 | 10.3 | 9.29 | 6.6 | 1 | 0 | 0 | 0 | 0 | 0 | 0 | 0 | 0 | 0 | 0 | 0 | 0.88 | 8.53 | 15.11 | 15.92 | 16.31 | 16.19 | 16.3 | 16.12 | 16.08 | 15.58 | 14.76 | 12.17 | 4.04 | 0.1 | 0 | 0 | 0 | 0 | 0 | 0 | 0 | 0 | 0 | 0.03 | 3.29 | 11.45 | 15.64 | 16.7 | 17.07 | 17.11 | 17.25 | 17.22 | 16.99 | 16.57 | 15.9 | 13.89 | 6.83 | 0.64 | 0 | 0 | 0 | 0 | 0 | 0 | 0 | 0 | 0 | 0.06 | 3.9 | 11.46 | 15.03 | 16.2 | 16.85 | 16.99 | 17.08 | 17.05 | 16.86 | 16.44 | 15.87 | 14.08 | 8.5 | 1.46 | 0 | 0 | 0 | 0 | 0 | 0 | 0 | 0 | 0 | 0.01 | 1.83 | 8.92 | 13.98 | 15.85 | 16.65 | 16.81 | 16.76 | 16.62 | 16.42 | 15.97 | 15.29 | 13.46 | 7.79 | 1.24 | 0 | 0 | 0 | 0 | 0 | 0 | 0 | 0 | 0 | 0 | 0.62 | 6.68 | 12.56 | 14.94 | 16.02 | 16.37 | 16.33 | 16.01 | 15.57 | 14.94 | 13.78 | 10.96 | 4.06 | 0.12 | 0 | 0 | 0 | 0 | 0 | 0 | 0 | 0 | 0 | 0 | 0.14 | 4.94 | 12.9 | 15.03 | 15.81 | 15.93 | 15.93 | 15.84 | 15.66 | 15.43 | 13.93 | 7.79 | 0.93 | 0 | 0 | 0 | 0 | 0 | 0 | 0 | 0 | 0 | 0 | 0 | 0.01 | 2.82 | 11.22 | 14.25 | 14.69 | 14.56 | 14.6 | 14.67 | 14.74 | 14.42 | 11.28 | 3.18 | 0.04 | 0 | 0 | 0 | 0 | 0 | 0 | 0 | 0 | 0 | 0 | 0 | 0 | 0.52 | 6.58 | 12.29 | 13.29 | 12.93 | 12.58 | 12.74 | 12.77 | 12.16 | 7.01 | 0.7 | 0 | 0 | 0 | 0 | 0 | 0 | 0 | 0 | 0 | 0 | 0 | 0 | 0 | 0.02 | 2.44 | 7.76 | 9.33 | 9.83 | 9.63 | 9.95 | 9.4 | 8.58 | 4.88 | 0.42 | 0 | 0 | 0 | 0 | 0 | 0 | 0
VICTOR_1_SOLAR3 |  | Solar_1Axis | Solar Tracking | CISO | South | Socal | FC | 7 | 0 | 0 | 0 | 0 | 0 | 0 | 0 | 0.78 | 2.86 | 3.69 | 3.84 | 3.92 | 3.87 | 3.64 | 3.37 | 2.12 | 0.42 | 0 | 0 | 0 | 0 | 0 | 0 | 0 | 0 | 0 | 0 | 0 | 0 | 0 | 0.05 | 1.79 | 4.38 | 4.67 | 4.64 | 4.48 | 4.33 | 4.23 | 4.16 | 3.74 | 1.63 | 0.06 | 0 | 0 | 0 | 0 | 0 | 0 | 0 | 0 | 0 | 0 | 0 | 0 | 0.54 | 3.21 | 4.43 | 4.59 | 4.5 | 4.39 | 4.37 | 3.96 | 3.6 | 3.25 | 2.31 | 0.35 | 0 | 0 | 0 | 0 | 0 | 0 | 0 | 0 | 0 | 0 | 0 | 0.31 | 2.99 | 5.29 | 5.57 | 5.71 | 5.67 | 5.7 | 5.64 | 5.63 | 5.45 | 5.17 | 4.26 | 1.41 | 0.03 | 0 | 0 | 0 | 0 | 0 | 0 | 0 | 0 | 0 | 0.01 | 1.15 | 4.01 | 5.47 | 5.84 | 5.97 | 5.99 | 6.04 | 6.03 | 5.95 | 5.8 | 5.56 | 4.86 | 2.39 | 0.23 | 0 | 0 | 0 | 0 | 0 | 0 | 0 | 0 | 0 | 0.02 | 1.37 | 4.01 | 5.26 | 5.67 | 5.9 | 5.95 | 5.98 | 5.97 | 5.9 | 5.75 | 5.55 | 4.93 | 2.98 | 0.51 | 0 | 0 | 0 | 0 | 0 | 0 | 0 | 0 | 0 | 0 | 0.64 | 3.12 | 4.89 | 5.55 | 5.83 | 5.88 | 5.87 | 5.82 | 5.75 | 5.59 | 5.35 | 4.71 | 2.72 | 0.43 | 0 | 0 | 0 | 0 | 0 | 0 | 0 | 0 | 0 | 0 | 0.22 | 2.34 | 4.4 | 5.23 | 5.61 | 5.73 | 5.71 | 5.6 | 5.45 | 5.23 | 4.82 | 3.84 | 1.42 | 0.04 | 0 | 0 | 0 | 0 | 0 | 0 | 0 | 0 | 0 | 0 | 0.05 | 1.73 | 4.52 | 5.26 | 5.53 | 5.58 | 5.57 | 5.54 | 5.48 | 5.4 | 4.88 | 2.73 | 0.33 | 0 | 0 | 0 | 0 | 0 | 0 | 0 | 0 | 0 | 0 | 0 | 0 | 0.99 | 3.93 | 4.99 | 5.14 | 5.1 | 5.11 | 5.14 | 5.16 | 5.05 | 3.95 | 1.11 | 0.01 | 0 | 0 | 0 | 0 | 0 | 0 | 0 | 0 | 0 | 0 | 0 | 0 | 0.18 | 2.3 | 4.3 | 4.65 | 4.53 | 4.4 | 4.46 | 4.47 | 4.26 | 2.45 | 0.24 | 0 | 0 | 0 | 0 | 0 | 0 | 0 | 0 | 0 | 0 | 0 | 0 | 0 | 0.01 | 0.85 | 2.72 | 3.26 | 3.44 | 3.37 | 3.48 | 3.29 | 3 | 1.71 | 0.15 | 0 | 0 | 0 | 0 | 0 | 0 | 0
VICTOR_1_SOLAR4 |  | Solar_1Axis | Solar Tracking | CISO | South | Socal | EO | 20 | 0 | 0 | 0 | 0 | 0 | 0 | 0.01 | 2.23 | 8.17 | 10.55 | 10.97 | 11.2 | 11.07 | 10.39 | 9.62 | 6.06 | 1.19 | 0 | 0 | 0 | 0 | 0 | 0 | 0 | 0 | 0 | 0 | 0 | 0 | 0 | 0.14 | 5.11 | 12.5 | 13.36 | 13.24 | 12.8 | 12.38 | 12.09 | 11.87 | 10.68 | 4.66 | 0.17 | 0 | 0 | 0 | 0 | 0 | 0 | 0 | 0 | 0 | 0 | 0 | 0 | 1.54 | 9.18 | 12.65 | 13.11 | 12.87 | 12.55 | 12.47 | 11.32 | 10.3 | 9.29 | 6.6 | 1 | 0 | 0 | 0 | 0 | 0 | 0 | 0 | 0 | 0 | 0 | 0 | 0.88 | 8.53 | 15.11 | 15.92 | 16.31 | 16.19 | 16.3 | 16.12 | 16.08 | 15.58 | 14.76 | 12.17 | 4.04 | 0.1 | 0 | 0 | 0 | 0 | 0 | 0 | 0 | 0 | 0 | 0.03 | 3.29 | 11.45 | 15.64 | 16.7 | 17.07 | 17.11 | 17.25 | 17.22 | 16.99 | 16.57 | 15.9 | 13.89 | 6.83 | 0.64 | 0 | 0 | 0 | 0 | 0 | 0 | 0 | 0 | 0 | 0.06 | 3.9 | 11.46 | 15.03 | 16.2 | 16.85 | 16.99 | 17.08 | 17.05 | 16.86 | 16.44 | 15.87 | 14.08 | 8.5 | 1.46 | 0 | 0 | 0 | 0 | 0 | 0 | 0 | 0 | 0 | 0.01 | 1.83 | 8.92 | 13.98 | 15.85 | 16.65 | 16.81 | 16.76 | 16.62 | 16.42 | 15.97 | 15.29 | 13.46 | 7.79 | 1.24 | 0 | 0 | 0 | 0 | 0 | 0 | 0 | 0 | 0 | 0 | 0.62 | 6.68 | 12.56 | 14.94 | 16.02 | 16.37 | 16.33 | 16.01 | 15.57 | 14.94 | 13.78 | 10.96 | 4.06 | 0.12 | 0 | 0 | 0 | 0 | 0 | 0 | 0 | 0 | 0 | 0 | 0.14 | 4.94 | 12.9 | 15.03 | 15.81 | 15.93 | 15.93 | 15.84 | 15.66 | 15.43 | 13.93 | 7.79 | 0.93 | 0 | 0 | 0 | 0 | 0 | 0 | 0 | 0 | 0 | 0 | 0 | 0.01 | 2.82 | 11.22 | 14.25 | 14.69 | 14.56 | 14.6 | 14.67 | 14.74 | 14.42 | 11.28 | 3.18 | 0.04 | 0 | 0 | 0 | 0 | 0 | 0 | 0 | 0 | 0 | 0 | 0 | 0 | 0.52 | 6.58 | 12.29 | 13.29 | 12.93 | 12.58 | 12.74 | 12.77 | 12.16 | 7.01 | 0.7 | 0 | 0 | 0 | 0 | 0 | 0 | 0 | 0 | 0 | 0 | 0 | 0 | 0 | 0.02 | 2.44 | 7.76 | 9.33 | 9.83 | 9.63 | 9.95 | 9.4 | 8.58 | 4.88 | 0.42 | 0 | 0 | 0 | 0 | 0 | 0 | 0
VICTOR_1_VDRYFA |  | Solar_1Axis | Solar Tracking | CISO | South | Socal | FC | 5 | 0 | 0 | 0 | 0 | 0 | 0 | 0 | 0.56 | 2.04 | 2.64 | 2.74 | 2.8 | 2.77 | 2.6 | 2.4 | 1.52 | 0.3 | 0 | 0 | 0 | 0 | 0 | 0 | 0 | 0 | 0 | 0 | 0 | 0 | 0 | 0.03 | 1.28 | 3.13 | 3.34 | 3.31 | 3.2 | 3.09 | 3.02 | 2.97 | 2.67 | 1.16 | 0.04 | 0 | 0 | 0 | 0 | 0 | 0 | 0 | 0 | 0 | 0 | 0 | 0 | 0.39 | 2.29 | 3.16 | 3.28 | 3.22 | 3.14 | 3.12 | 2.83 | 2.57 | 2.32 | 1.65 | 0.25 | 0 | 0 | 0 | 0 | 0 | 0 | 0 | 0 | 0 | 0 | 0 | 0.22 | 2.13 | 3.78 | 3.98 | 4.08 | 4.05 | 4.07 | 4.03 | 4.02 | 3.9 | 3.69 | 3.04 | 1.01 | 0.02 | 0 | 0 | 0 | 0 | 0 | 0 | 0 | 0 | 0 | 0.01 | 0.82 | 2.86 | 3.91 | 4.17 | 4.27 | 4.28 | 4.31 | 4.31 | 4.25 | 4.14 | 3.97 | 3.47 | 1.71 | 0.16 | 0 | 0 | 0 | 0 | 0 | 0 | 0 | 0 | 0 | 0.01 | 0.98 | 2.87 | 3.76 | 4.05 | 4.21 | 4.25 | 4.27 | 4.26 | 4.21 | 4.11 | 3.97 | 3.52 | 2.13 | 0.36 | 0 | 0 | 0 | 0 | 0 | 0 | 0 | 0 | 0 | 0 | 0.46 | 2.23 | 3.49 | 3.96 | 4.16 | 4.2 | 4.19 | 4.15 | 4.1 | 3.99 | 3.82 | 3.36 | 1.95 | 0.31 | 0 | 0 | 0 | 0 | 0 | 0 | 0 | 0 | 0 | 0 | 0.15 | 1.67 | 3.14 | 3.74 | 4.01 | 4.09 | 4.08 | 4 | 3.89 | 3.74 | 3.44 | 2.74 | 1.01 | 0.03 | 0 | 0 | 0 | 0 | 0 | 0 | 0 | 0 | 0 | 0 | 0.03 | 1.23 | 3.23 | 3.76 | 3.95 | 3.98 | 3.98 | 3.96 | 3.91 | 3.86 | 3.48 | 1.95 | 0.23 | 0 | 0 | 0 | 0 | 0 | 0 | 0 | 0 | 0 | 0 | 0 | 0 | 0.7 | 2.81 | 3.56 | 3.67 | 3.64 | 3.65 | 3.67 | 3.69 | 3.61 | 2.82 | 0.8 | 0.01 | 0 | 0 | 0 | 0 | 0 | 0 | 0 | 0 | 0 | 0 | 0 | 0 | 0.13 | 1.65 | 3.07 | 3.32 | 3.23 | 3.15 | 3.18 | 3.19 | 3.04 | 1.75 | 0.17 | 0 | 0 | 0 | 0 | 0 | 0 | 0 | 0 | 0 | 0 | 0 | 0 | 0 | 0.01 | 0.61 | 1.94 | 2.33 | 2.46 | 2.41 | 2.49 | 2.35 | 2.15 | 1.22 | 0.1 | 0 | 0 | 0 | 0 | 0 | 0 | 0
VICTOR_1_VDRYFB |  | Solar_1Axis | Solar Tracking | CISO | South | Socal | EO | 5 | 0 | 0 | 0 | 0 | 0 | 0 | 0 | 0.56 | 2.04 | 2.64 | 2.74 | 2.8 | 2.77 | 2.6 | 2.4 | 1.52 | 0.3 | 0 | 0 | 0 | 0 | 0 | 0 | 0 | 0 | 0 | 0 | 0 | 0 | 0 | 0.03 | 1.28 | 3.13 | 3.34 | 3.31 | 3.2 | 3.09 | 3.02 | 2.97 | 2.67 | 1.16 | 0.04 | 0 | 0 | 0 | 0 | 0 | 0 | 0 | 0 | 0 | 0 | 0 | 0 | 0.39 | 2.29 | 3.16 | 3.28 | 3.22 | 3.14 | 3.12 | 2.83 | 2.57 | 2.32 | 1.65 | 0.25 | 0 | 0 | 0 | 0 | 0 | 0 | 0 | 0 | 0 | 0 | 0 | 0.22 | 2.13 | 3.78 | 3.98 | 4.08 | 4.05 | 4.07 | 4.03 | 4.02 | 3.9 | 3.69 | 3.04 | 1.01 | 0.02 | 0 | 0 | 0 | 0 | 0 | 0 | 0 | 0 | 0 | 0.01 | 0.82 | 2.86 | 3.91 | 4.17 | 4.27 | 4.28 | 4.31 | 4.31 | 4.25 | 4.14 | 3.97 | 3.47 | 1.71 | 0.16 | 0 | 0 | 0 | 0 | 0 | 0 | 0 | 0 | 0 | 0.01 | 0.98 | 2.87 | 3.76 | 4.05 | 4.21 | 4.25 | 4.27 | 4.26 | 4.21 | 4.11 | 3.97 | 3.52 | 2.13 | 0.36 | 0 | 0 | 0 | 0 | 0 | 0 | 0 | 0 | 0 | 0 | 0.46 | 2.23 | 3.49 | 3.96 | 4.16 | 4.2 | 4.19 | 4.15 | 4.1 | 3.99 | 3.82 | 3.36 | 1.95 | 0.31 | 0 | 0 | 0 | 0 | 0 | 0 | 0 | 0 | 0 | 0 | 0.15 | 1.67 | 3.14 | 3.74 | 4.01 | 4.09 | 4.08 | 4 | 3.89 | 3.74 | 3.44 | 2.74 | 1.01 | 0.03 | 0 | 0 | 0 | 0 | 0 | 0 | 0 | 0 | 0 | 0 | 0.03 | 1.23 | 3.23 | 3.76 | 3.95 | 3.98 | 3.98 | 3.96 | 3.91 | 3.86 | 3.48 | 1.95 | 0.23 | 0 | 0 | 0 | 0 | 0 | 0 | 0 | 0 | 0 | 0 | 0 | 0 | 0.7 | 2.81 | 3.56 | 3.67 | 3.64 | 3.65 | 3.67 | 3.69 | 3.61 | 2.82 | 0.8 | 0.01 | 0 | 0 | 0 | 0 | 0 | 0 | 0 | 0 | 0 | 0 | 0 | 0 | 0.13 | 1.65 | 3.07 | 3.32 | 3.23 | 3.15 | 3.18 | 3.19 | 3.04 | 1.75 | 0.17 | 0 | 0 | 0 | 0 | 0 | 0 | 0 | 0 | 0 | 0 | 0 | 0 | 0 | 0.01 | 0.61 | 1.94 | 2.33 | 2.46 | 2.41 | 2.49 | 2.35 | 2.15 | 1.22 | 0.1 | 0 | 0 | 0 | 0 | 0 | 0 | 0
VLCNTR_6_VCSLR |  | Solar_1Axis | Solar Tracking | CISO | South | Socal | FC | 2.33 | 0 | 0 | 0 | 0 | 0 | 0 | 0 | 0.26 | 0.95 | 1.23 | 1.28 | 1.31 | 1.29 | 1.21 | 1.12 | 0.71 | 0.14 | 0 | 0 | 0 | 0 | 0 | 0 | 0 | 0 | 0 | 0 | 0 | 0 | 0 | 0.02 | 0.6 | 1.46 | 1.56 | 1.54 | 1.49 | 1.44 | 1.41 | 1.38 | 1.24 | 0.54 | 0.02 | 0 | 0 | 0 | 0 | 0 | 0 | 0 | 0 | 0 | 0 | 0 | 0 | 0.18 | 1.07 | 1.47 | 1.53 | 1.5 | 1.46 | 1.45 | 1.32 | 1.2 | 1.08 | 0.77 | 0.12 | 0 | 0 | 0 | 0 | 0 | 0 | 0 | 0 | 0 | 0 | 0 | 0.1 | 0.99 | 1.76 | 1.85 | 1.9 | 1.89 | 1.9 | 1.88 | 1.87 | 1.82 | 1.72 | 1.42 | 0.47 | 0.01 | 0 | 0 | 0 | 0 | 0 | 0 | 0 | 0 | 0 | 0 | 0.38 | 1.33 | 1.82 | 1.95 | 1.99 | 1.99 | 2.01 | 2.01 | 1.98 | 1.93 | 1.85 | 1.62 | 0.8 | 0.07 | 0 | 0 | 0 | 0 | 0 | 0 | 0 | 0 | 0 | 0.01 | 0.45 | 1.34 | 1.75 | 1.89 | 1.96 | 1.98 | 1.99 | 1.99 | 1.96 | 1.92 | 1.85 | 1.64 | 0.99 | 0.17 | 0 | 0 | 0 | 0 | 0 | 0 | 0 | 0 | 0 | 0 | 0.21 | 1.04 | 1.63 | 1.85 | 1.94 | 1.96 | 1.95 | 1.94 | 1.91 | 1.86 | 1.78 | 1.57 | 0.91 | 0.14 | 0 | 0 | 0 | 0 | 0 | 0 | 0 | 0 | 0 | 0 | 0.07 | 0.78 | 1.46 | 1.74 | 1.87 | 1.91 | 1.9 | 1.86 | 1.81 | 1.74 | 1.61 | 1.28 | 0.47 | 0.01 | 0 | 0 | 0 | 0 | 0 | 0 | 0 | 0 | 0 | 0 | 0.02 | 0.58 | 1.5 | 1.75 | 1.84 | 1.86 | 1.86 | 1.85 | 1.82 | 1.8 | 1.62 | 0.91 | 0.11 | 0 | 0 | 0 | 0 | 0 | 0 | 0 | 0 | 0 | 0 | 0 | 0 | 0.33 | 1.31 | 1.66 | 1.71 | 1.7 | 1.7 | 1.71 | 1.72 | 1.68 | 1.31 | 0.37 | 0 | 0 | 0 | 0 | 0 | 0 | 0 | 0 | 0 | 0 | 0 | 0 | 0 | 0.06 | 0.77 | 1.43 | 1.55 | 1.51 | 1.47 | 1.48 | 1.49 | 1.42 | 0.82 | 0.08 | 0 | 0 | 0 | 0 | 0 | 0 | 0 | 0 | 0 | 0 | 0 | 0 | 0 | 0 | 0.28 | 0.9 | 1.09 | 1.14 | 1.12 | 1.16 | 1.1 | 1 | 0.57 | 0.05 | 0 | 0 | 0 | 0 | 0 | 0 | 0
VLCNTR_6_VCSLR1 |  | Solar_Fixed | Solar Fixed | CISO | South | Socal | FC | 2.5 | 0 | 0 | 0 | 0 | 0 | 0 | 0 | 0.3 | 1.03 | 1.41 | 1.55 | 1.61 | 1.53 | 1.47 | 1.23 | 0.68 | 0.1 | 0 | 0 | 0 | 0 | 0 | 0 | 0 | 0 | 0 | 0 | 0 | 0 | 0 | 0.02 | 0.54 | 1.31 | 1.6 | 1.71 | 1.73 | 1.66 | 1.57 | 1.42 | 1.12 | 0.41 | 0.01 | 0 | 0 | 0 | 0 | 0 | 0 | 0 | 0 | 0 | 0 | 0 | 0 | 0.18 | 0.95 | 1.47 | 1.68 | 1.72 | 1.74 | 1.67 | 1.58 | 1.42 | 1.16 | 0.62 | 0.08 | 0 | 0 | 0 | 0 | 0 | 0 | 0 | 0 | 0 | 0 | 0 | 0.09 | 0.74 | 1.49 | 1.87 | 2.02 | 2.1 | 2.1 | 2.07 | 2.01 | 1.85 | 1.6 | 1.09 | 0.29 | 0.01 | 0 | 0 | 0 | 0 | 0 | 0 | 0 | 0 | 0 | 0.01 | 0.29 | 1.05 | 1.57 | 1.89 | 2.08 | 2.17 | 2.19 | 2.17 | 2.12 | 1.98 | 1.73 | 1.26 | 0.49 | 0.04 | 0 | 0 | 0 | 0 | 0 | 0 | 0 | 0 | 0 | 0.01 | 0.33 | 1.02 | 1.53 | 1.91 | 2.09 | 2.2 | 2.2 | 2.18 | 2.12 | 1.95 | 1.71 | 1.33 | 0.63 | 0.09 | 0 | 0 | 0 | 0 | 0 | 0 | 0 | 0 | 0 | 0 | 0.18 | 0.74 | 1.34 | 1.7 | 1.92 | 2.05 | 2.1 | 2.08 | 2.01 | 1.85 | 1.62 | 1.24 | 0.57 | 0.07 | 0 | 0 | 0 | 0 | 0 | 0 | 0 | 0 | 0 | 0 | 0.07 | 0.64 | 1.35 | 1.7 | 1.94 | 2.11 | 2.16 | 2.07 | 2 | 1.84 | 1.57 | 1.05 | 0.31 | 0.01 | 0 | 0 | 0 | 0 | 0 | 0 | 0 | 0 | 0 | 0 | 0.02 | 0.5 | 1.31 | 1.72 | 1.93 | 2.06 | 2.09 | 2.09 | 1.99 | 1.8 | 1.43 | 0.67 | 0.07 | 0 | 0 | 0 | 0 | 0 | 0 | 0 | 0 | 0 | 0 | 0 | 0 | 0.32 | 1.17 | 1.66 | 1.87 | 2 | 2.02 | 1.99 | 1.89 | 1.7 | 1.12 | 0.26 | 0 | 0 | 0 | 0 | 0 | 0 | 0 | 0 | 0 | 0 | 0 | 0 | 0 | 0.08 | 0.74 | 1.46 | 1.7 | 1.8 | 1.83 | 1.78 | 1.67 | 1.38 | 0.64 | 0.05 | 0 | 0 | 0 | 0 | 0 | 0 | 0 | 0 | 0 | 0 | 0 | 0 | 0 | 0.01 | 0.33 | 0.96 | 1.3 | 1.42 | 1.49 | 1.48 | 1.35 | 1.06 | 0.49 | 0.03 | 0 | 0 | 0 | 0 | 0 | 0 | 0
VLCNTR_6_VCSLR2 |  | Solar_Fixed | Solar Fixed | CISO | South | Socal | FC | 5 | 0 | 0 | 0 | 0 | 0 | 0 | 0.01 | 0.6 | 2.06 | 2.81 | 3.09 | 3.22 | 3.07 | 2.93 | 2.45 | 1.36 | 0.2 | 0 | 0 | 0 | 0 | 0 | 0 | 0 | 0 | 0 | 0 | 0 | 0 | 0 | 0.05 | 1.09 | 2.62 | 3.21 | 3.41 | 3.45 | 3.32 | 3.15 | 2.85 | 2.23 | 0.81 | 0.02 | 0 | 0 | 0 | 0 | 0 | 0 | 0 | 0 | 0 | 0 | 0 | 0 | 0.36 | 1.9 | 2.95 | 3.36 | 3.43 | 3.48 | 3.34 | 3.16 | 2.85 | 2.32 | 1.25 | 0.17 | 0 | 0 | 0 | 0 | 0 | 0 | 0 | 0 | 0 | 0 | 0 | 0.18 | 1.47 | 2.97 | 3.73 | 4.05 | 4.21 | 4.21 | 4.13 | 4.02 | 3.7 | 3.19 | 2.18 | 0.57 | 0.01 | 0 | 0 | 0 | 0 | 0 | 0 | 0 | 0 | 0 | 0.01 | 0.59 | 2.1 | 3.14 | 3.78 | 4.16 | 4.34 | 4.38 | 4.34 | 4.25 | 3.97 | 3.47 | 2.53 | 0.98 | 0.08 | 0 | 0 | 0 | 0 | 0 | 0 | 0 | 0 | 0 | 0.02 | 0.67 | 2.05 | 3.06 | 3.81 | 4.18 | 4.39 | 4.4 | 4.36 | 4.24 | 3.91 | 3.42 | 2.66 | 1.27 | 0.17 | 0 | 0 | 0 | 0 | 0 | 0 | 0 | 0 | 0 | 0 | 0.35 | 1.48 | 2.68 | 3.4 | 3.84 | 4.1 | 4.2 | 4.16 | 4.02 | 3.71 | 3.25 | 2.48 | 1.14 | 0.14 | 0 | 0 | 0 | 0 | 0 | 0 | 0 | 0 | 0 | 0 | 0.15 | 1.28 | 2.69 | 3.41 | 3.88 | 4.22 | 4.31 | 4.13 | 4 | 3.67 | 3.13 | 2.11 | 0.61 | 0.02 | 0 | 0 | 0 | 0 | 0 | 0 | 0 | 0 | 0 | 0 | 0.04 | 1.01 | 2.62 | 3.44 | 3.87 | 4.12 | 4.17 | 4.17 | 3.99 | 3.59 | 2.86 | 1.34 | 0.14 | 0 | 0 | 0 | 0 | 0 | 0 | 0 | 0 | 0 | 0 | 0 | 0.01 | 0.64 | 2.34 | 3.33 | 3.75 | 4.01 | 4.05 | 3.98 | 3.79 | 3.39 | 2.25 | 0.53 | 0.01 | 0 | 0 | 0 | 0 | 0 | 0 | 0 | 0 | 0 | 0 | 0 | 0 | 0.17 | 1.49 | 2.92 | 3.39 | 3.61 | 3.65 | 3.56 | 3.35 | 2.76 | 1.29 | 0.1 | 0 | 0 | 0 | 0 | 0 | 0 | 0 | 0 | 0 | 0 | 0 | 0 | 0 | 0.02 | 0.66 | 1.93 | 2.6 | 2.83 | 2.99 | 2.95 | 2.7 | 2.12 | 0.98 | 0.06 | 0 | 0 | 0 | 0 | 0 | 0 | 0
VOYAGR_2_VOAWD5 |  | Wind | Wind | CISO | South | Socal | FC | 13.98 | 1.3 | 1.35 | 1.54 | 1.45 | 1.44 | 1.34 | 1.09 | 0.94 | 1 | 1 | 0.99 | 1.03 | 1.14 | 1.31 | 1.3 | 1.43 | 1.25 | 1.25 | 1.17 | 1.19 | 1.15 | 1.12 | 1.17 | 1.11 | 1.73 | 1.91 | 1.98 | 1.87 | 1.65 | 1.56 | 1.63 | 1.65 | 1.59 | 1.78 | 1.85 | 1.88 | 2.19 | 2.04 | 2.35 | 2.08 | 2.48 | 2.46 | 2.84 | 2.72 | 2.76 | 2.49 | 2.25 | 1.89 | 2.83 | 2.95 | 2.75 | 2.59 | 2.38 | 2.04 | 1.96 | 1.87 | 2.04 | 1.8 | 1.83 | 2.05 | 2.28 | 2.67 | 2.8 | 3.12 | 3.2 | 3.27 | 3.18 | 3.14 | 3.08 | 3.11 | 3.31 | 2.98 | 5.06 | 4.53 | 3.95 | 3.36 | 2.89 | 2.49 | 1.74 | 1.31 | 1.23 | 1.15 | 1.07 | 1.15 | 1.26 | 1.91 | 2.86 | 3.79 | 4.55 | 4.98 | 5.11 | 5.26 | 5.56 | 5.25 | 5.07 | 5.12 | 5.66 | 5.33 | 5.21 | 4.7 | 3.87 | 3.19 | 2.39 | 1.84 | 1.28 | 1.03 | 0.91 | 0.85 | 1.19 | 1.96 | 3.19 | 4.61 | 5.35 | 5.91 | 5.77 | 5.77 | 5.88 | 5.98 | 6.13 | 5.75 | 5.64 | 5.29 | 4.87 | 4.12 | 3.58 | 2.81 | 1.99 | 1.33 | 1.05 | 0.7 | 0.83 | 0.87 | 1.07 | 1.65 | 2.67 | 3.69 | 4.51 | 5.25 | 5.84 | 6.4 | 6.26 | 6.24 | 6.18 | 5.94 | 6.32 | 5.83 | 5.15 | 4.64 | 4.07 | 3.17 | 2.32 | 1.42 | 0.9 | 0.65 | 0.79 | 1.09 | 1.55 | 2.31 | 3.17 | 4.3 | 5.23 | 5.95 | 6.46 | 6.61 | 6.88 | 6.84 | 6.72 | 6.49 | 5.19 | 4.67 | 4.03 | 3.27 | 2.87 | 2.31 | 1.6 | 1.01 | 0.73 | 0.6 | 0.68 | 0.86 | 1.25 | 1.75 | 2.49 | 3.3 | 4.19 | 4.83 | 5.48 | 5.85 | 5.87 | 5.69 | 5.56 | 5.35 | 3.53 | 3.41 | 3.16 | 2.43 | 2.09 | 1.78 | 1.34 | 0.96 | 0.73 | 0.8 | 0.98 | 1.14 | 1.4 | 1.74 | 2.28 | 2.67 | 2.97 | 3.51 | 4.05 | 4.27 | 4.21 | 3.96 | 3.7 | 3.51 | 1.57 | 1.53 | 1.46 | 1.3 | 1.19 | 1.14 | 0.81 | 0.6 | 0.5 | 0.55 | 0.71 | 0.76 | 0.7 | 0.79 | 0.84 | 1.04 | 1.41 | 1.59 | 1.81 | 2.08 | 1.87 | 1.7 | 1.56 | 1.54 | 0.81 | 0.9 | 0.87 | 0.91 | 0.84 | 0.82 | 0.78 | 0.68 | 0.71 | 0.8 | 0.87 | 1.01 | 0.97 | 0.99 | 1.05 | 1.08 | 0.95 | 0.92 | 1.12 | 1.15 | 1.14 | 1.02 | 0.93 | 0.86 | 0.92 | 0.94 | 0.99 | 0.94 | 0.99 | 0.94 | 0.83 | 1 | 0.93 | 0.84 | 0.83 | 0.88 | 1 | 1.11 | 1.02 | 0.87 | 0.89 | 0.9 | 0.94 | 0.91 | 0.99 | 1.06 | 1.09 | 1.01
VOYAGR_2_VOYWD1 |  | Wind | Wind | CISO | South | Socal | FC | 128.91 | 11.97 | 12.44 | 14.21 | 13.37 | 13.24 | 12.33 | 10.09 | 8.71 | 9.18 | 9.19 | 9.1 | 9.53 | 10.54 | 12.08 | 12.03 | 13.16 | 11.56 | 11.55 | 10.83 | 10.99 | 10.56 | 10.35 | 10.76 | 10.27 | 15.95 | 17.65 | 18.27 | 17.26 | 15.25 | 14.39 | 15.03 | 15.2 | 14.68 | 16.41 | 17.03 | 17.38 | 20.23 | 18.85 | 21.66 | 19.15 | 22.91 | 22.66 | 26.14 | 25.13 | 25.41 | 22.99 | 20.7 | 17.47 | 26.06 | 27.16 | 25.33 | 23.85 | 21.94 | 18.82 | 18.07 | 17.25 | 18.8 | 16.55 | 16.87 | 18.87 | 21.05 | 24.58 | 25.83 | 28.82 | 29.54 | 30.15 | 29.28 | 28.93 | 28.41 | 28.72 | 30.54 | 27.49 | 46.64 | 41.76 | 36.38 | 30.99 | 26.67 | 23 | 16.04 | 12.08 | 11.31 | 10.61 | 9.84 | 10.61 | 11.62 | 17.61 | 26.37 | 34.92 | 42 | 45.88 | 47.16 | 48.5 | 51.23 | 48.42 | 46.74 | 47.24 | 52.17 | 49.11 | 48.04 | 43.33 | 35.7 | 29.45 | 22 | 16.96 | 11.82 | 9.53 | 8.38 | 7.87 | 10.95 | 18.06 | 29.46 | 42.53 | 49.38 | 54.47 | 53.18 | 53.17 | 54.26 | 55.12 | 56.51 | 52.99 | 51.99 | 48.82 | 44.87 | 37.98 | 33.03 | 25.91 | 18.32 | 12.25 | 9.66 | 6.5 | 7.66 | 7.99 | 9.86 | 15.25 | 24.64 | 34.05 | 41.58 | 48.44 | 53.82 | 59.05 | 57.75 | 57.49 | 57.02 | 54.78 | 58.28 | 53.78 | 47.52 | 42.82 | 37.51 | 29.2 | 21.38 | 13.13 | 8.26 | 6.02 | 7.32 | 10.03 | 14.31 | 21.31 | 29.25 | 39.61 | 48.26 | 54.9 | 59.53 | 60.95 | 63.4 | 63.05 | 61.95 | 59.81 | 47.86 | 43.05 | 37.15 | 30.12 | 26.49 | 21.29 | 14.75 | 9.3 | 6.73 | 5.52 | 6.26 | 7.93 | 11.52 | 16.12 | 22.95 | 30.41 | 38.68 | 44.57 | 50.51 | 53.96 | 54.17 | 52.47 | 51.31 | 49.29 | 32.52 | 31.49 | 29.13 | 22.39 | 19.28 | 16.38 | 12.32 | 8.83 | 6.74 | 7.36 | 9.01 | 10.54 | 12.94 | 16.05 | 21.05 | 24.59 | 27.37 | 32.33 | 37.36 | 39.34 | 38.81 | 36.52 | 34.12 | 32.35 | 14.52 | 14.07 | 13.43 | 11.95 | 10.99 | 10.55 | 7.51 | 5.51 | 4.63 | 5.07 | 6.5 | 7.03 | 6.48 | 7.33 | 7.77 | 9.62 | 12.99 | 14.66 | 16.69 | 19.16 | 17.26 | 15.69 | 14.38 | 14.17 | 7.49 | 8.28 | 7.99 | 8.37 | 7.73 | 7.58 | 7.16 | 6.24 | 6.52 | 7.37 | 8.06 | 9.31 | 8.91 | 9.13 | 9.68 | 9.92 | 8.72 | 8.51 | 10.3 | 10.6 | 10.54 | 9.4 | 8.59 | 7.92 | 8.46 | 8.65 | 9.16 | 8.7 | 9.14 | 8.67 | 7.66 | 9.2 | 8.56 | 7.71 | 7.61 | 8.08 | 9.18 | 10.22 | 9.45 | 8 | 8.21 | 8.34 | 8.67 | 8.43 | 9.12 | 9.8 | 10.03 | 9.32
VOYAGR_2_VOYWD2 |  | Wind | Wind | CISO | South | Socal | FC | 126.35 | 11.73 | 12.19 | 13.93 | 13.11 | 12.98 | 12.09 | 9.89 | 8.54 | 9 | 9.01 | 8.92 | 9.34 | 10.33 | 11.84 | 11.79 | 12.9 | 11.33 | 11.32 | 10.61 | 10.77 | 10.35 | 10.15 | 10.55 | 10.07 | 15.63 | 17.3 | 17.91 | 16.92 | 14.94 | 14.1 | 14.73 | 14.89 | 14.39 | 16.09 | 16.7 | 17.03 | 19.83 | 18.48 | 21.23 | 18.77 | 22.46 | 22.21 | 25.62 | 24.63 | 24.9 | 22.53 | 20.29 | 17.12 | 25.55 | 26.62 | 24.83 | 23.37 | 21.51 | 18.45 | 17.71 | 16.91 | 18.43 | 16.23 | 16.53 | 18.5 | 20.63 | 24.09 | 25.31 | 28.24 | 28.95 | 29.56 | 28.7 | 28.35 | 27.84 | 28.15 | 29.93 | 26.94 | 45.71 | 40.93 | 35.66 | 30.38 | 26.14 | 22.54 | 15.72 | 11.84 | 11.08 | 10.4 | 9.64 | 10.4 | 11.39 | 17.26 | 25.84 | 34.22 | 41.16 | 44.97 | 46.23 | 47.54 | 50.22 | 47.46 | 45.82 | 46.31 | 51.14 | 48.13 | 47.09 | 42.47 | 35 | 28.86 | 21.57 | 16.62 | 11.59 | 9.34 | 8.21 | 7.71 | 10.73 | 17.71 | 28.87 | 41.69 | 48.4 | 53.39 | 52.13 | 52.12 | 53.18 | 54.02 | 55.39 | 51.94 | 50.96 | 47.85 | 43.98 | 37.22 | 32.37 | 25.4 | 17.96 | 12.01 | 9.47 | 6.37 | 7.51 | 7.83 | 9.66 | 14.95 | 24.15 | 33.38 | 40.76 | 47.48 | 52.75 | 57.88 | 56.6 | 56.35 | 55.88 | 53.7 | 57.13 | 52.72 | 46.57 | 41.97 | 36.77 | 28.62 | 20.95 | 12.87 | 8.09 | 5.9 | 7.17 | 9.83 | 14.03 | 20.88 | 28.66 | 38.82 | 47.31 | 53.81 | 58.35 | 59.74 | 62.14 | 61.8 | 60.72 | 58.62 | 46.91 | 42.2 | 36.41 | 29.52 | 25.97 | 20.87 | 14.46 | 9.12 | 6.59 | 5.41 | 6.13 | 7.77 | 11.29 | 15.8 | 22.5 | 29.81 | 37.91 | 43.69 | 49.5 | 52.89 | 53.09 | 51.43 | 50.3 | 48.31 | 31.87 | 30.86 | 28.55 | 21.94 | 18.9 | 16.06 | 12.08 | 8.66 | 6.6 | 7.22 | 8.84 | 10.33 | 12.69 | 15.74 | 20.63 | 24.1 | 26.83 | 31.69 | 36.61 | 38.56 | 38.04 | 35.8 | 33.44 | 31.71 | 14.23 | 13.79 | 13.16 | 11.71 | 10.78 | 10.34 | 7.36 | 5.4 | 4.54 | 4.97 | 6.37 | 6.89 | 6.35 | 7.18 | 7.61 | 9.43 | 12.73 | 14.37 | 16.36 | 18.78 | 16.92 | 15.38 | 14.09 | 13.89 | 7.34 | 8.12 | 7.83 | 8.2 | 7.57 | 7.43 | 7.02 | 6.12 | 6.39 | 7.22 | 7.9 | 9.13 | 8.74 | 8.95 | 9.49 | 9.72 | 8.55 | 8.34 | 10.1 | 10.39 | 10.33 | 9.21 | 8.42 | 7.77 | 8.29 | 8.48 | 8.98 | 8.53 | 8.96 | 8.5 | 7.51 | 9.02 | 8.39 | 7.56 | 7.46 | 7.92 | 8.99 | 10.01 | 9.26 | 7.85 | 8.05 | 8.17 | 8.5 | 8.26 | 8.94 | 9.61 | 9.83 | 9.14
VOYAGR_2_VOYWD3 |  | Wind | Wind | CISO | South | Socal | FC | 42.45 | 3.94 | 4.1 | 4.68 | 4.4 | 4.36 | 4.06 | 3.32 | 2.87 | 3.02 | 3.03 | 3 | 3.14 | 3.47 | 3.98 | 3.96 | 4.33 | 3.81 | 3.8 | 3.57 | 3.62 | 3.48 | 3.41 | 3.54 | 3.38 | 5.25 | 5.81 | 6.02 | 5.68 | 5.02 | 4.74 | 4.95 | 5 | 4.83 | 5.41 | 5.61 | 5.72 | 6.66 | 6.21 | 7.13 | 6.31 | 7.54 | 7.46 | 8.61 | 8.27 | 8.37 | 7.57 | 6.82 | 5.75 | 8.58 | 8.94 | 8.34 | 7.85 | 7.23 | 6.2 | 5.95 | 5.68 | 6.19 | 5.45 | 5.56 | 6.21 | 6.93 | 8.09 | 8.5 | 9.49 | 9.73 | 9.93 | 9.64 | 9.53 | 9.35 | 9.46 | 10.06 | 9.05 | 15.36 | 13.75 | 11.98 | 10.21 | 8.78 | 7.57 | 5.28 | 3.98 | 3.72 | 3.49 | 3.24 | 3.49 | 3.83 | 5.8 | 8.68 | 11.5 | 13.83 | 15.11 | 15.53 | 15.97 | 16.87 | 15.94 | 15.39 | 15.56 | 17.18 | 16.17 | 15.82 | 14.27 | 11.76 | 9.7 | 7.25 | 5.58 | 3.89 | 3.14 | 2.76 | 2.59 | 3.6 | 5.95 | 9.7 | 14.01 | 16.26 | 17.94 | 17.51 | 17.51 | 17.87 | 18.15 | 18.61 | 17.45 | 17.12 | 16.08 | 14.78 | 12.51 | 10.88 | 8.53 | 6.03 | 4.03 | 3.18 | 2.14 | 2.52 | 2.63 | 3.25 | 5.02 | 8.11 | 11.21 | 13.69 | 15.95 | 17.72 | 19.45 | 19.02 | 18.93 | 18.78 | 18.04 | 19.19 | 17.71 | 15.65 | 14.1 | 12.35 | 9.62 | 7.04 | 4.32 | 2.72 | 1.98 | 2.41 | 3.3 | 4.71 | 7.02 | 9.63 | 13.04 | 15.89 | 18.08 | 19.6 | 20.07 | 20.88 | 20.76 | 20.4 | 19.7 | 15.76 | 14.18 | 12.23 | 9.92 | 8.72 | 7.01 | 4.86 | 3.06 | 2.21 | 1.82 | 2.06 | 2.61 | 3.79 | 5.31 | 7.56 | 10.02 | 12.74 | 14.68 | 16.63 | 17.77 | 17.84 | 17.28 | 16.9 | 16.23 | 10.71 | 10.37 | 9.59 | 7.37 | 6.35 | 5.4 | 4.06 | 2.91 | 2.22 | 2.43 | 2.97 | 3.47 | 4.26 | 5.29 | 6.93 | 8.1 | 9.01 | 10.65 | 12.3 | 12.95 | 12.78 | 12.03 | 11.24 | 10.65 | 4.78 | 4.63 | 4.42 | 3.93 | 3.62 | 3.47 | 2.47 | 1.82 | 1.52 | 1.67 | 2.14 | 2.32 | 2.13 | 2.41 | 2.56 | 3.17 | 4.28 | 4.83 | 5.5 | 6.31 | 5.68 | 5.17 | 4.74 | 4.67 | 2.47 | 2.73 | 2.63 | 2.76 | 2.54 | 2.5 | 2.36 | 2.06 | 2.15 | 2.43 | 2.65 | 3.07 | 2.94 | 3.01 | 3.19 | 3.27 | 2.87 | 2.8 | 3.39 | 3.49 | 3.47 | 3.1 | 2.83 | 2.61 | 2.79 | 2.85 | 3.02 | 2.87 | 3.01 | 2.85 | 2.52 | 3.03 | 2.82 | 2.54 | 2.51 | 2.66 | 3.02 | 3.36 | 3.11 | 2.64 | 2.7 | 2.75 | 2.86 | 2.78 | 3 | 3.23 | 3.3 | 3.07
VOYAGR_2_VOYWD4 |  | Wind | Wind | CISO | South | Socal | FC | 21.01 | 1.95 | 2.03 | 2.32 | 2.18 | 2.16 | 2.01 | 1.64 | 1.42 | 1.5 | 1.5 | 1.48 | 1.55 | 1.72 | 1.97 | 1.96 | 2.14 | 1.88 | 1.88 | 1.77 | 1.79 | 1.72 | 1.69 | 1.75 | 1.67 | 2.6 | 2.88 | 2.98 | 2.81 | 2.48 | 2.34 | 2.45 | 2.48 | 2.39 | 2.68 | 2.78 | 2.83 | 3.3 | 3.07 | 3.53 | 3.12 | 3.73 | 3.69 | 4.26 | 4.1 | 4.14 | 3.75 | 3.37 | 2.85 | 4.25 | 4.43 | 4.13 | 3.89 | 3.58 | 3.07 | 2.94 | 2.81 | 3.06 | 2.7 | 2.75 | 3.08 | 3.43 | 4.01 | 4.21 | 4.7 | 4.81 | 4.91 | 4.77 | 4.71 | 4.63 | 4.68 | 4.98 | 4.48 | 7.6 | 6.81 | 5.93 | 5.05 | 4.35 | 3.75 | 2.61 | 1.97 | 1.84 | 1.73 | 1.6 | 1.73 | 1.89 | 2.87 | 4.3 | 5.69 | 6.84 | 7.48 | 7.69 | 7.91 | 8.35 | 7.89 | 7.62 | 7.7 | 8.5 | 8 | 7.83 | 7.06 | 5.82 | 4.8 | 3.59 | 2.76 | 1.93 | 1.55 | 1.37 | 1.28 | 1.78 | 2.94 | 4.8 | 6.93 | 8.05 | 8.88 | 8.67 | 8.67 | 8.84 | 8.98 | 9.21 | 8.64 | 8.47 | 7.96 | 7.31 | 6.19 | 5.38 | 4.22 | 2.99 | 2 | 1.57 | 1.06 | 1.25 | 1.3 | 1.61 | 2.49 | 4.02 | 5.55 | 6.78 | 7.89 | 8.77 | 9.62 | 9.41 | 9.37 | 9.29 | 8.93 | 9.5 | 8.77 | 7.74 | 6.98 | 6.11 | 4.76 | 3.48 | 2.14 | 1.35 | 0.98 | 1.19 | 1.63 | 2.33 | 3.47 | 4.77 | 6.46 | 7.87 | 8.95 | 9.7 | 9.93 | 10.33 | 10.28 | 10.1 | 9.75 | 7.8 | 7.02 | 6.05 | 4.91 | 4.32 | 3.47 | 2.4 | 1.52 | 1.1 | 0.9 | 1.02 | 1.29 | 1.88 | 2.63 | 3.74 | 4.96 | 6.3 | 7.26 | 8.23 | 8.79 | 8.83 | 8.55 | 8.36 | 8.03 | 5.3 | 5.13 | 4.75 | 3.65 | 3.14 | 2.67 | 2.01 | 1.44 | 1.1 | 1.2 | 1.47 | 1.72 | 2.11 | 2.62 | 3.43 | 4.01 | 4.46 | 5.27 | 6.09 | 6.41 | 6.33 | 5.95 | 5.56 | 5.27 | 2.37 | 2.29 | 2.19 | 1.95 | 1.79 | 1.72 | 1.22 | 0.9 | 0.75 | 0.83 | 1.06 | 1.15 | 1.06 | 1.19 | 1.27 | 1.57 | 2.12 | 2.39 | 2.72 | 3.12 | 2.81 | 2.56 | 2.34 | 2.31 | 1.22 | 1.35 | 1.3 | 1.36 | 1.26 | 1.24 | 1.17 | 1.02 | 1.06 | 1.2 | 1.31 | 1.52 | 1.45 | 1.49 | 1.58 | 1.62 | 1.42 | 1.39 | 1.68 | 1.73 | 1.72 | 1.53 | 1.4 | 1.29 | 1.38 | 1.41 | 1.49 | 1.42 | 1.49 | 1.41 | 1.25 | 1.5 | 1.4 | 1.26 | 1.24 | 1.32 | 1.5 | 1.67 | 1.54 | 1.3 | 1.34 | 1.36 | 1.41 | 1.37 | 1.49 | 1.6 | 1.64 | 1.52
WALNUT_2_SOLAR |  | Solar_Fixed | Solar Fixed | CISO | South | Socal | EO | 1.5 | 0 | 0 | 0 | 0 | 0 | 0 | 0 | 0.18 | 0.62 | 0.84 | 0.93 | 0.96 | 0.92 | 0.88 | 0.74 | 0.41 | 0.06 | 0 | 0 | 0 | 0 | 0 | 0 | 0 | 0 | 0 | 0 | 0 | 0 | 0 | 0.01 | 0.33 | 0.79 | 0.96 | 1.02 | 1.04 | 0.99 | 0.94 | 0.85 | 0.67 | 0.24 | 0.01 | 0 | 0 | 0 | 0 | 0 | 0 | 0 | 0 | 0 | 0 | 0 | 0 | 0.11 | 0.57 | 0.88 | 1.01 | 1.03 | 1.04 | 1 | 0.95 | 0.85 | 0.69 | 0.37 | 0.05 | 0 | 0 | 0 | 0 | 0 | 0 | 0 | 0 | 0 | 0 | 0 | 0.05 | 0.44 | 0.89 | 1.12 | 1.21 | 1.26 | 1.26 | 1.24 | 1.21 | 1.11 | 0.96 | 0.65 | 0.17 | 0 | 0 | 0 | 0 | 0 | 0 | 0 | 0 | 0 | 0 | 0 | 0.18 | 0.63 | 0.94 | 1.13 | 1.25 | 1.3 | 1.31 | 1.3 | 1.27 | 1.19 | 1.04 | 0.76 | 0.29 | 0.02 | 0 | 0 | 0 | 0 | 0 | 0 | 0 | 0 | 0 | 0.01 | 0.2 | 0.61 | 0.92 | 1.14 | 1.25 | 1.32 | 1.32 | 1.31 | 1.27 | 1.17 | 1.03 | 0.8 | 0.38 | 0.05 | 0 | 0 | 0 | 0 | 0 | 0 | 0 | 0 | 0 | 0 | 0.11 | 0.44 | 0.8 | 1.02 | 1.15 | 1.23 | 1.26 | 1.25 | 1.21 | 1.11 | 0.97 | 0.74 | 0.34 | 0.04 | 0 | 0 | 0 | 0 | 0 | 0 | 0 | 0 | 0 | 0 | 0.04 | 0.38 | 0.81 | 1.02 | 1.16 | 1.27 | 1.29 | 1.24 | 1.2 | 1.1 | 0.94 | 0.63 | 0.18 | 0.01 | 0 | 0 | 0 | 0 | 0 | 0 | 0 | 0 | 0 | 0 | 0.01 | 0.3 | 0.79 | 1.03 | 1.16 | 1.24 | 1.25 | 1.25 | 1.2 | 1.08 | 0.86 | 0.4 | 0.04 | 0 | 0 | 0 | 0 | 0 | 0 | 0 | 0 | 0 | 0 | 0 | 0 | 0.19 | 0.7 | 1 | 1.12 | 1.2 | 1.21 | 1.19 | 1.14 | 1.02 | 0.67 | 0.16 | 0 | 0 | 0 | 0 | 0 | 0 | 0 | 0 | 0 | 0 | 0 | 0 | 0 | 0.05 | 0.45 | 0.88 | 1.02 | 1.08 | 1.1 | 1.07 | 1 | 0.83 | 0.39 | 0.03 | 0 | 0 | 0 | 0 | 0 | 0 | 0 | 0 | 0 | 0 | 0 | 0 | 0 | 0.01 | 0.2 | 0.58 | 0.78 | 0.85 | 0.9 | 0.89 | 0.81 | 0.64 | 0.29 | 0.02 | 0 | 0 | 0 | 0 | 0 | 0 | 0
WAUKNA_1_SOLAR |  | Solar_Fixed | Solar Fixed | CISO | North | Norcal | FC | 20 | 0 | 0 | 0 | 0 | 0 | 0 | 0 | 0.47 | 3.5 | 7.26 | 9.03 | 9.71 | 9.58 | 8.84 | 7.62 | 5.18 | 1.2 | 0 | 0 | 0 | 0 | 0 | 0 | 0 | 0 | 0 | 0 | 0 | 0 | 0 | 0 | 2.02 | 8.41 | 11.7 | 12.89 | 13.01 | 13.1 | 12.76 | 11.98 | 9.43 | 4.45 | 0.33 | 0 | 0 | 0 | 0 | 0 | 0 | 0 | 0 | 0 | 0 | 0 | 0 | 0.48 | 5.2 | 9.94 | 11.63 | 11.95 | 11.7 | 12.02 | 11.7 | 10.61 | 8.78 | 6.01 | 1.47 | 0 | 0 | 0 | 0 | 0 | 0 | 0 | 0 | 0 | 0 | 0 | 0.2 | 4.03 | 10.43 | 13.51 | 15.01 | 15.55 | 16.2 | 15.9 | 15.72 | 15.24 | 13.5 | 10.37 | 4.28 | 0.27 | 0 | 0 | 0 | 0 | 0 | 0 | 0 | 0 | 0 | 0 | 1.28 | 7.04 | 11.9 | 14.4 | 15.86 | 16.26 | 16.4 | 16.47 | 16.43 | 15.84 | 14.2 | 11.71 | 6.32 | 1.05 | 0 | 0 | 0 | 0 | 0 | 0 | 0 | 0 | 0 | 0.01 | 1.78 | 7.39 | 12.09 | 14.6 | 15.82 | 16.63 | 16.86 | 17.13 | 16.86 | 16.09 | 14.69 | 12.18 | 7.66 | 2.08 | 0.03 | 0 | 0 | 0 | 0 | 0 | 0 | 0 | 0 | 0 | 0.85 | 6.15 | 11.5 | 14.49 | 15.97 | 16.97 | 17.19 | 17.08 | 16.81 | 16.03 | 14.64 | 11.98 | 7.41 | 1.64 | 0.01 | 0 | 0 | 0 | 0 | 0 | 0 | 0 | 0 | 0 | 0.13 | 3.71 | 9.79 | 13.17 | 14.77 | 15.86 | 16.36 | 16.29 | 16.2 | 15.36 | 13.46 | 10.02 | 4.02 | 0.24 | 0 | 0 | 0 | 0 | 0 | 0 | 0 | 0 | 0 | 0 | 0.01 | 2.49 | 9.52 | 13.68 | 15.33 | 16.18 | 16.43 | 16.31 | 16.05 | 15.23 | 13.14 | 8.01 | 1.73 | 0 | 0 | 0 | 0 | 0 | 0 | 0 | 0 | 0 | 0 | 0 | 0 | 0.89 | 6.74 | 11.92 | 13.83 | 14.19 | 14.3 | 14.23 | 14.09 | 12.97 | 9.78 | 3.47 | 0.13 | 0 | 0 | 0 | 0 | 0 | 0 | 0 | 0 | 0 | 0 | 0 | 0 | 0.04 | 2.86 | 9.17 | 11.86 | 12.58 | 12.47 | 12.43 | 12.02 | 10.55 | 6.07 | 0.83 | 0 | 0 | 0 | 0 | 0 | 0 | 0 | 0 | 0 | 0 | 0 | 0 | 0 | 0 | 0.68 | 3.52 | 6.84 | 8.66 | 9.49 | 9.25 | 8.54 | 7.37 | 4.16 | 0.53 | 0 | 0 | 0 | 0 | 0 | 0 | 0
WAUKNA_1_SOLAR2 |  | Solar_1Axis | Solar Tracking | CISO | North | Norcal | FC | 19.75 | 0 | 0 | 0 | 0 | 0 | 0 | 0 | 0.42 | 3.24 | 6.17 | 7.63 | 8.4 | 8.4 | 7.93 | 7.42 | 5.07 | 1.1 | 0 | 0 | 0 | 0 | 0 | 0 | 0 | 0 | 0 | 0 | 0 | 0 | 0 | 0 | 2.44 | 10.14 | 12.64 | 12.91 | 12.24 | 12.06 | 11.98 | 12.24 | 10.44 | 5.48 | 0.3 | 0 | 0 | 0 | 0 | 0 | 0 | 0 | 0 | 0 | 0 | 0 | 0 | 0.51 | 6.31 | 11.84 | 12.68 | 11.9 | 12.23 | 12.05 | 11.09 | 10.24 | 9.54 | 6.71 | 1.55 | 0 | 0 | 0 | 0 | 0 | 0 | 0 | 0 | 0 | 0 | 0 | 0.27 | 5.89 | 13 | 14.3 | 14.22 | 13.97 | 14.31 | 14.34 | 14.13 | 14.36 | 13.76 | 12.56 | 5.83 | 0.27 | 0 | 0 | 0 | 0 | 0 | 0 | 0 | 0 | 0 | 0 | 2.17 | 10.25 | 14.45 | 15.11 | 15.13 | 15 | 15.31 | 15.31 | 15.67 | 15.66 | 15.32 | 14.44 | 8.93 | 1.39 | 0 | 0 | 0 | 0 | 0 | 0 | 0 | 0 | 0 | 0.01 | 3.12 | 11.33 | 15.35 | 16.43 | 16.64 | 16.76 | 16.86 | 16.81 | 16.66 | 16.66 | 16.29 | 15.12 | 11.2 | 3.16 | 0.04 | 0 | 0 | 0 | 0 | 0 | 0 | 0 | 0 | 0 | 1.42 | 9.09 | 14.66 | 16.17 | 16.39 | 16.51 | 16.45 | 16.41 | 16.24 | 16.2 | 15.55 | 14.41 | 10.11 | 2.38 | 0.01 | 0 | 0 | 0 | 0 | 0 | 0 | 0 | 0 | 0 | 0.2 | 5.32 | 12.3 | 14.88 | 15.57 | 15.64 | 15.76 | 15.64 | 15.51 | 15.4 | 14.5 | 11.89 | 5.28 | 0.29 | 0 | 0 | 0 | 0 | 0 | 0 | 0 | 0 | 0 | 0 | 0.02 | 3.25 | 11.6 | 14.61 | 15.1 | 15 | 14.83 | 14.85 | 15.06 | 15.13 | 14.26 | 9.38 | 1.84 | 0 | 0 | 0 | 0 | 0 | 0 | 0 | 0 | 0 | 0 | 0 | 0 | 0.97 | 7.7 | 12.73 | 13.12 | 12.86 | 12.54 | 12.63 | 12.86 | 12.81 | 10.78 | 3.58 | 0.07 | 0 | 0 | 0 | 0 | 0 | 0 | 0 | 0 | 0 | 0 | 0 | 0 | 0.04 | 3 | 9.04 | 10.65 | 10.45 | 10.11 | 10.41 | 10.72 | 10.07 | 6.31 | 0.75 | 0 | 0 | 0 | 0 | 0 | 0 | 0 | 0 | 0 | 0 | 0 | 0 | 0 | 0 | 0.59 | 4.04 | 6.63 | 8.06 | 8.47 | 8.25 | 7.98 | 7.38 | 4.13 | 0.44 | 0 | 0 | 0 | 0 | 0 | 0 | 0
WFRESN_1_SOLAR |  | Solar_Fixed | Solar Fixed | CISO | North | Norcal | EO | 1.5 | 0 | 0 | 0 | 0 | 0 | 0 | 0 | 0.03 | 0.26 | 0.54 | 0.68 | 0.73 | 0.72 | 0.66 | 0.57 | 0.39 | 0.09 | 0 | 0 | 0 | 0 | 0 | 0 | 0 | 0 | 0 | 0 | 0 | 0 | 0 | 0 | 0.15 | 0.63 | 0.88 | 0.97 | 0.98 | 0.98 | 0.96 | 0.9 | 0.71 | 0.33 | 0.02 | 0 | 0 | 0 | 0 | 0 | 0 | 0 | 0 | 0 | 0 | 0 | 0 | 0.04 | 0.39 | 0.75 | 0.87 | 0.9 | 0.88 | 0.9 | 0.88 | 0.8 | 0.66 | 0.45 | 0.11 | 0 | 0 | 0 | 0 | 0 | 0 | 0 | 0 | 0 | 0 | 0 | 0.02 | 0.3 | 0.78 | 1.01 | 1.13 | 1.17 | 1.22 | 1.19 | 1.18 | 1.14 | 1.01 | 0.78 | 0.32 | 0.02 | 0 | 0 | 0 | 0 | 0 | 0 | 0 | 0 | 0 | 0 | 0.1 | 0.53 | 0.89 | 1.08 | 1.19 | 1.22 | 1.23 | 1.24 | 1.23 | 1.19 | 1.06 | 0.88 | 0.47 | 0.08 | 0 | 0 | 0 | 0 | 0 | 0 | 0 | 0 | 0 | 0 | 0.13 | 0.55 | 0.91 | 1.1 | 1.19 | 1.25 | 1.26 | 1.28 | 1.26 | 1.21 | 1.1 | 0.91 | 0.57 | 0.16 | 0 | 0 | 0 | 0 | 0 | 0 | 0 | 0 | 0 | 0 | 0.06 | 0.46 | 0.86 | 1.09 | 1.2 | 1.27 | 1.29 | 1.28 | 1.26 | 1.2 | 1.1 | 0.9 | 0.56 | 0.12 | 0 | 0 | 0 | 0 | 0 | 0 | 0 | 0 | 0 | 0 | 0.01 | 0.28 | 0.73 | 0.99 | 1.11 | 1.19 | 1.23 | 1.22 | 1.21 | 1.15 | 1.01 | 0.75 | 0.3 | 0.02 | 0 | 0 | 0 | 0 | 0 | 0 | 0 | 0 | 0 | 0 | 0 | 0.19 | 0.71 | 1.03 | 1.15 | 1.21 | 1.23 | 1.22 | 1.2 | 1.14 | 0.99 | 0.6 | 0.13 | 0 | 0 | 0 | 0 | 0 | 0 | 0 | 0 | 0 | 0 | 0 | 0 | 0.07 | 0.51 | 0.89 | 1.04 | 1.06 | 1.07 | 1.07 | 1.06 | 0.97 | 0.73 | 0.26 | 0.01 | 0 | 0 | 0 | 0 | 0 | 0 | 0 | 0 | 0 | 0 | 0 | 0 | 0 | 0.21 | 0.69 | 0.89 | 0.94 | 0.94 | 0.93 | 0.9 | 0.79 | 0.46 | 0.06 | 0 | 0 | 0 | 0 | 0 | 0 | 0 | 0 | 0 | 0 | 0 | 0 | 0 | 0 | 0.05 | 0.26 | 0.51 | 0.65 | 0.71 | 0.69 | 0.64 | 0.55 | 0.31 | 0.04 | 0 | 0 | 0 | 0 | 0 | 0 | 0
WHITNY_6_SOLAR |  | Solar_1Axis | Solar Tracking | CISO | North | Norcal | EO | 20 | 0 | 0 | 0 | 0 | 0 | 0 | 0 | 0.42 | 3.28 | 6.25 | 7.72 | 8.5 | 8.51 | 8.03 | 7.52 | 5.13 | 1.12 | 0 | 0 | 0 | 0 | 0 | 0 | 0 | 0 | 0 | 0 | 0 | 0 | 0 | 0 | 2.47 | 10.27 | 12.8 | 13.08 | 12.39 | 12.21 | 12.13 | 12.4 | 10.57 | 5.55 | 0.31 | 0 | 0 | 0 | 0 | 0 | 0 | 0 | 0 | 0 | 0 | 0 | 0 | 0.52 | 6.39 | 11.99 | 12.84 | 12.05 | 12.38 | 12.2 | 11.23 | 10.37 | 9.66 | 6.8 | 1.57 | 0 | 0 | 0 | 0 | 0 | 0 | 0 | 0 | 0 | 0 | 0 | 0.28 | 5.97 | 13.17 | 14.48 | 14.4 | 14.15 | 14.49 | 14.52 | 14.31 | 14.54 | 13.94 | 12.71 | 5.9 | 0.27 | 0 | 0 | 0 | 0 | 0 | 0 | 0 | 0 | 0 | 0 | 2.2 | 10.38 | 14.64 | 15.3 | 15.32 | 15.19 | 15.51 | 15.51 | 15.86 | 15.86 | 15.51 | 14.62 | 9.05 | 1.41 | 0 | 0 | 0 | 0 | 0 | 0 | 0 | 0 | 0 | 0.01 | 3.16 | 11.47 | 15.54 | 16.64 | 16.85 | 16.97 | 17.07 | 17.02 | 16.87 | 16.87 | 16.5 | 15.31 | 11.34 | 3.2 | 0.04 | 0 | 0 | 0 | 0 | 0 | 0 | 0 | 0 | 0 | 1.43 | 9.2 | 14.84 | 16.38 | 16.6 | 16.72 | 16.65 | 16.62 | 16.44 | 16.41 | 15.74 | 14.59 | 10.24 | 2.41 | 0.01 | 0 | 0 | 0 | 0 | 0 | 0 | 0 | 0 | 0 | 0.2 | 5.39 | 12.46 | 15.07 | 15.77 | 15.84 | 15.96 | 15.84 | 15.71 | 15.6 | 14.68 | 12.04 | 5.34 | 0.3 | 0 | 0 | 0 | 0 | 0 | 0 | 0 | 0 | 0 | 0 | 0.02 | 3.29 | 11.75 | 14.8 | 15.3 | 15.19 | 15.01 | 15.04 | 15.25 | 15.32 | 14.44 | 9.5 | 1.87 | 0 | 0 | 0 | 0 | 0 | 0 | 0 | 0 | 0 | 0 | 0 | 0 | 0.98 | 7.8 | 12.9 | 13.29 | 13.02 | 12.69 | 12.79 | 13.02 | 12.97 | 10.92 | 3.63 | 0.08 | 0 | 0 | 0 | 0 | 0 | 0 | 0 | 0 | 0 | 0 | 0 | 0 | 0.04 | 3.04 | 9.15 | 10.78 | 10.58 | 10.24 | 10.54 | 10.85 | 10.19 | 6.39 | 0.76 | 0 | 0 | 0 | 0 | 0 | 0 | 0 | 0 | 0 | 0 | 0 | 0 | 0 | 0 | 0.6 | 4.09 | 6.72 | 8.16 | 8.58 | 8.35 | 8.09 | 7.48 | 4.18 | 0.45 | 0 | 0 | 0 | 0 | 0 | 0 | 0
WHTWTR_1_WINDA1 |  | Wind | Wind | CISO | South | Socal | FC | 57 | 5.29 | 5.5 | 6.28 | 5.91 | 5.86 | 5.45 | 4.46 | 3.85 | 4.06 | 4.06 | 4.03 | 4.21 | 4.66 | 5.34 | 5.32 | 5.82 | 5.11 | 5.11 | 4.79 | 4.86 | 4.67 | 4.58 | 4.76 | 4.54 | 7.05 | 7.8 | 8.08 | 7.63 | 6.74 | 6.36 | 6.65 | 6.72 | 6.49 | 7.26 | 7.53 | 7.68 | 8.95 | 8.34 | 9.58 | 8.47 | 10.13 | 10.02 | 11.56 | 11.11 | 11.23 | 10.17 | 9.15 | 7.72 | 11.52 | 12.01 | 11.2 | 10.54 | 9.7 | 8.32 | 7.99 | 7.63 | 8.31 | 7.32 | 7.46 | 8.34 | 9.31 | 10.87 | 11.42 | 12.74 | 13.06 | 13.33 | 12.95 | 12.79 | 12.56 | 12.7 | 13.5 | 12.15 | 20.62 | 18.46 | 16.09 | 13.7 | 11.79 | 10.17 | 7.09 | 5.34 | 5 | 4.69 | 4.35 | 4.69 | 5.14 | 7.79 | 11.66 | 15.44 | 18.57 | 20.29 | 20.85 | 21.45 | 22.65 | 21.41 | 20.67 | 20.89 | 23.07 | 21.71 | 21.24 | 19.16 | 15.79 | 13.02 | 9.73 | 7.5 | 5.23 | 4.21 | 3.7 | 3.48 | 4.84 | 7.99 | 13.02 | 18.81 | 21.83 | 24.09 | 23.52 | 23.51 | 23.99 | 24.37 | 24.99 | 23.43 | 22.99 | 21.58 | 19.84 | 16.79 | 14.6 | 11.46 | 8.1 | 5.42 | 4.27 | 2.87 | 3.39 | 3.53 | 4.36 | 6.74 | 10.9 | 15.06 | 18.39 | 21.42 | 23.8 | 26.11 | 25.53 | 25.42 | 25.21 | 24.22 | 25.77 | 23.78 | 21.01 | 18.93 | 16.59 | 12.91 | 9.45 | 5.81 | 3.65 | 2.66 | 3.24 | 4.43 | 6.33 | 9.42 | 12.93 | 17.51 | 21.34 | 24.27 | 26.32 | 26.95 | 28.03 | 27.88 | 27.39 | 26.45 | 21.16 | 19.04 | 16.43 | 13.32 | 11.71 | 9.41 | 6.52 | 4.11 | 2.97 | 2.44 | 2.77 | 3.51 | 5.09 | 7.13 | 10.15 | 13.45 | 17.1 | 19.71 | 22.33 | 23.86 | 23.95 | 23.2 | 22.69 | 21.8 | 14.38 | 13.92 | 12.88 | 9.9 | 8.53 | 7.24 | 5.45 | 3.91 | 2.98 | 3.26 | 3.99 | 4.66 | 5.72 | 7.1 | 9.31 | 10.87 | 12.1 | 14.29 | 16.52 | 17.39 | 17.16 | 16.15 | 15.09 | 14.31 | 6.42 | 6.22 | 5.94 | 5.28 | 4.86 | 4.67 | 3.32 | 2.44 | 2.05 | 2.24 | 2.88 | 3.11 | 2.86 | 3.24 | 3.43 | 4.26 | 5.74 | 6.48 | 7.38 | 8.47 | 7.63 | 6.94 | 6.36 | 6.27 | 3.31 | 3.66 | 3.53 | 3.7 | 3.42 | 3.35 | 3.17 | 2.76 | 2.88 | 3.26 | 3.56 | 4.12 | 3.94 | 4.04 | 4.28 | 4.39 | 3.86 | 3.76 | 4.56 | 4.69 | 4.66 | 4.16 | 3.8 | 3.5 | 3.74 | 3.83 | 4.05 | 3.85 | 4.04 | 3.83 | 3.39 | 4.07 | 3.79 | 3.41 | 3.37 | 3.57 | 4.06 | 4.52 | 4.18 | 3.54 | 3.63 | 3.69 | 3.83 | 3.73 | 4.03 | 4.33 | 4.44 | 4.12
WISTRA_2_WRSSR1 |  | Solar_1Axis | Solar Tracking | CISO | South | Socal | FC | 100 | 0 | 0 | 0 | 0 | 0 | 0 | 0.05 | 11.15 | 40.86 | 52.77 | 54.85 | 56.02 | 55.33 | 51.96 | 48.09 | 30.31 | 5.97 | 0 | 0 | 0 | 0 | 0 | 0 | 0 | 0 | 0 | 0 | 0 | 0 | 0 | 0.69 | 25.55 | 62.5 | 66.78 | 66.22 | 63.98 | 61.88 | 60.45 | 59.37 | 53.39 | 23.3 | 0.86 | 0 | 0 | 0 | 0 | 0 | 0 | 0 | 0 | 0 | 0 | 0 | 0 | 7.72 | 45.9 | 63.23 | 65.54 | 64.35 | 62.73 | 62.36 | 56.62 | 51.49 | 46.46 | 33.01 | 4.98 | 0 | 0 | 0 | 0 | 0 | 0 | 0 | 0 | 0 | 0 | 0 | 4.42 | 42.67 | 75.53 | 79.61 | 81.54 | 80.94 | 81.48 | 80.59 | 80.42 | 77.9 | 73.79 | 60.86 | 20.21 | 0.48 | 0 | 0 | 0 | 0 | 0 | 0 | 0 | 0 | 0 | 0.13 | 16.46 | 57.26 | 78.18 | 83.49 | 85.35 | 85.54 | 86.23 | 86.1 | 84.95 | 82.83 | 79.49 | 69.44 | 34.16 | 3.22 | 0 | 0 | 0 | 0 | 0 | 0 | 0 | 0 | 0 | 0.3 | 19.51 | 57.3 | 75.13 | 81.02 | 84.26 | 84.93 | 85.39 | 85.25 | 84.29 | 82.21 | 79.35 | 70.38 | 42.52 | 7.28 | 0 | 0 | 0 | 0 | 0 | 0 | 0 | 0 | 0 | 0.03 | 9.15 | 44.6 | 69.89 | 79.26 | 83.24 | 84.05 | 83.81 | 83.08 | 82.09 | 79.83 | 76.43 | 67.29 | 38.93 | 6.2 | 0 | 0 | 0 | 0 | 0 | 0 | 0 | 0 | 0 | 0 | 3.08 | 33.4 | 62.81 | 74.72 | 80.11 | 81.83 | 81.64 | 80.04 | 77.87 | 74.72 | 68.89 | 54.8 | 20.3 | 0.62 | 0 | 0 | 0 | 0 | 0 | 0 | 0 | 0 | 0 | 0 | 0.68 | 24.69 | 64.51 | 75.13 | 79.03 | 79.66 | 79.64 | 79.2 | 78.28 | 77.14 | 69.65 | 38.96 | 4.67 | 0 | 0 | 0 | 0 | 0 | 0 | 0 | 0 | 0 | 0 | 0 | 0.05 | 14.09 | 56.11 | 71.27 | 73.43 | 72.79 | 73 | 73.37 | 73.71 | 72.11 | 56.42 | 15.91 | 0.18 | 0 | 0 | 0 | 0 | 0 | 0 | 0 | 0 | 0 | 0 | 0 | 0 | 2.6 | 32.9 | 61.44 | 66.46 | 64.67 | 62.92 | 63.69 | 63.84 | 60.79 | 35.07 | 3.49 | 0 | 0 | 0 | 0 | 0 | 0 | 0 | 0 | 0 | 0 | 0 | 0 | 0 | 0.12 | 12.2 | 38.79 | 46.64 | 49.14 | 48.17 | 49.74 | 47.01 | 42.92 | 24.39 | 2.09 | 0 | 0 | 0 | 0 | 0 | 0 | 0
WLDWD_1_SOLAR1 |  | Solar_1Axis | Solar Tracking | CISO | North | Norcal | FC | 20 | 0 | 0 | 0 | 0 | 0 | 0 | 0 | 0.42 | 3.28 | 6.25 | 7.72 | 8.5 | 8.51 | 8.03 | 7.52 | 5.13 | 1.12 | 0 | 0 | 0 | 0 | 0 | 0 | 0 | 0 | 0 | 0 | 0 | 0 | 0 | 0 | 2.47 | 10.27 | 12.8 | 13.08 | 12.39 | 12.21 | 12.13 | 12.4 | 10.57 | 5.55 | 0.31 | 0 | 0 | 0 | 0 | 0 | 0 | 0 | 0 | 0 | 0 | 0 | 0 | 0.52 | 6.39 | 11.99 | 12.84 | 12.05 | 12.38 | 12.2 | 11.23 | 10.37 | 9.66 | 6.8 | 1.57 | 0 | 0 | 0 | 0 | 0 | 0 | 0 | 0 | 0 | 0 | 0 | 0.28 | 5.97 | 13.17 | 14.48 | 14.4 | 14.15 | 14.49 | 14.52 | 14.31 | 14.54 | 13.94 | 12.71 | 5.9 | 0.27 | 0 | 0 | 0 | 0 | 0 | 0 | 0 | 0 | 0 | 0 | 2.2 | 10.38 | 14.64 | 15.3 | 15.32 | 15.19 | 15.51 | 15.51 | 15.86 | 15.86 | 15.51 | 14.62 | 9.05 | 1.41 | 0 | 0 | 0 | 0 | 0 | 0 | 0 | 0 | 0 | 0.01 | 3.16 | 11.47 | 15.54 | 16.64 | 16.85 | 16.97 | 17.07 | 17.02 | 16.87 | 16.87 | 16.5 | 15.31 | 11.34 | 3.2 | 0.04 | 0 | 0 | 0 | 0 | 0 | 0 | 0 | 0 | 0 | 1.43 | 9.2 | 14.84 | 16.38 | 16.6 | 16.72 | 16.65 | 16.62 | 16.44 | 16.41 | 15.74 | 14.59 | 10.24 | 2.41 | 0.01 | 0 | 0 | 0 | 0 | 0 | 0 | 0 | 0 | 0 | 0.2 | 5.39 | 12.46 | 15.07 | 15.77 | 15.84 | 15.96 | 15.84 | 15.71 | 15.6 | 14.68 | 12.04 | 5.34 | 0.3 | 0 | 0 | 0 | 0 | 0 | 0 | 0 | 0 | 0 | 0 | 0.02 | 3.29 | 11.75 | 14.8 | 15.3 | 15.19 | 15.01 | 15.04 | 15.25 | 15.32 | 14.44 | 9.5 | 1.87 | 0 | 0 | 0 | 0 | 0 | 0 | 0 | 0 | 0 | 0 | 0 | 0 | 0.98 | 7.8 | 12.9 | 13.29 | 13.02 | 12.69 | 12.79 | 13.02 | 12.97 | 10.92 | 3.63 | 0.08 | 0 | 0 | 0 | 0 | 0 | 0 | 0 | 0 | 0 | 0 | 0 | 0 | 0.04 | 3.04 | 9.15 | 10.78 | 10.58 | 10.24 | 10.54 | 10.85 | 10.19 | 6.39 | 0.76 | 0 | 0 | 0 | 0 | 0 | 0 | 0 | 0 | 0 | 0 | 0 | 0 | 0 | 0 | 0.6 | 4.09 | 6.72 | 8.16 | 8.58 | 8.35 | 8.09 | 7.48 | 4.18 | 0.45 | 0 | 0 | 0 | 0 | 0 | 0 | 0
WLDWD_1_SOLAR2 |  | Solar_1Axis | Solar Tracking | CISO | North | Norcal | FC | 15 | 0 | 0 | 0 | 0 | 0 | 0 | 0 | 0.32 | 2.46 | 4.68 | 5.79 | 6.38 | 6.38 | 6.02 | 5.64 | 3.85 | 0.84 | 0 | 0 | 0 | 0 | 0 | 0 | 0 | 0 | 0 | 0 | 0 | 0 | 0 | 0 | 1.85 | 7.7 | 9.6 | 9.81 | 9.29 | 9.16 | 9.1 | 9.3 | 7.93 | 4.16 | 0.23 | 0 | 0 | 0 | 0 | 0 | 0 | 0 | 0 | 0 | 0 | 0 | 0 | 0.39 | 4.79 | 8.99 | 9.63 | 9.04 | 9.29 | 9.15 | 8.42 | 7.78 | 7.24 | 5.1 | 1.18 | 0 | 0 | 0 | 0 | 0 | 0 | 0 | 0 | 0 | 0 | 0 | 0.21 | 4.47 | 9.88 | 10.86 | 10.8 | 10.61 | 10.87 | 10.89 | 10.73 | 10.9 | 10.45 | 9.54 | 4.43 | 0.2 | 0 | 0 | 0 | 0 | 0 | 0 | 0 | 0 | 0 | 0 | 1.65 | 7.78 | 10.98 | 11.48 | 11.49 | 11.39 | 11.63 | 11.63 | 11.9 | 11.9 | 11.63 | 10.96 | 6.78 | 1.05 | 0 | 0 | 0 | 0 | 0 | 0 | 0 | 0 | 0 | 0.01 | 2.37 | 8.6 | 11.66 | 12.48 | 12.64 | 12.73 | 12.8 | 12.77 | 12.65 | 12.65 | 12.37 | 11.48 | 8.51 | 2.4 | 0.03 | 0 | 0 | 0 | 0 | 0 | 0 | 0 | 0 | 0 | 1.08 | 6.9 | 11.13 | 12.28 | 12.45 | 12.54 | 12.49 | 12.47 | 12.33 | 12.31 | 11.81 | 10.94 | 7.68 | 1.81 | 0.01 | 0 | 0 | 0 | 0 | 0 | 0 | 0 | 0 | 0 | 0.15 | 4.04 | 9.35 | 11.3 | 11.82 | 11.88 | 11.97 | 11.88 | 11.78 | 11.7 | 11.01 | 9.03 | 4.01 | 0.22 | 0 | 0 | 0 | 0 | 0 | 0 | 0 | 0 | 0 | 0 | 0.02 | 2.47 | 8.81 | 11.1 | 11.47 | 11.39 | 11.26 | 11.28 | 11.44 | 11.49 | 10.83 | 7.13 | 1.4 | 0 | 0 | 0 | 0 | 0 | 0 | 0 | 0 | 0 | 0 | 0 | 0 | 0.74 | 5.85 | 9.67 | 9.96 | 9.77 | 9.52 | 9.59 | 9.76 | 9.73 | 8.19 | 2.72 | 0.06 | 0 | 0 | 0 | 0 | 0 | 0 | 0 | 0 | 0 | 0 | 0 | 0 | 0.03 | 2.28 | 6.86 | 8.09 | 7.93 | 7.68 | 7.9 | 8.14 | 7.65 | 4.79 | 0.57 | 0 | 0 | 0 | 0 | 0 | 0 | 0 | 0 | 0 | 0 | 0 | 0 | 0 | 0 | 0.45 | 3.07 | 5.04 | 6.12 | 6.43 | 6.26 | 6.06 | 5.61 | 3.14 | 0.34 | 0 | 0 | 0 | 0 | 0 | 0 | 0
WNDMAS_2_UNIT 1 |  | Wind | Wind | CISO | North | Norcal | FC | 38 | 2.65 | 2.85 | 2.35 | 2.41 | 2.33 | 2.34 | 2.41 | 2.63 | 2.38 | 2.03 | 2.08 | 1.93 | 1.88 | 1.74 | 1.57 | 1.52 | 1.59 | 1.77 | 2.16 | 2.65 | 2.73 | 2.89 | 2.77 | 2.75 | 5.54 | 5.54 | 5.11 | 4.93 | 4.58 | 4.42 | 4.5 | 4.97 | 4.37 | 4.06 | 4.02 | 3.59 | 3.46 | 3.63 | 3.75 | 3.22 | 2.74 | 2.84 | 3.23 | 4.45 | 4.81 | 4.74 | 5.67 | 5.88 | 6.84 | 6.23 | 6 | 5.66 | 4.61 | 3.75 | 4.04 | 3.98 | 3.24 | 2.89 | 2.71 | 2.96 | 2.94 | 3.67 | 3.74 | 4.13 | 4.7 | 5.35 | 6.73 | 7.12 | 7.13 | 7.06 | 7.02 | 7.19 | 15.24 | 14.12 | 12.22 | 11.29 | 9.92 | 9.08 | 7.32 | 6.09 | 5.25 | 5.02 | 4.26 | 3.78 | 4 | 5.13 | 6.22 | 8.77 | 10.5 | 12.94 | 13.35 | 14.2 | 14.94 | 15.66 | 15.98 | 16.36 | 16.91 | 17.44 | 17.3 | 14.81 | 12.76 | 11.84 | 9.64 | 9.61 | 8 | 6.6 | 5.19 | 5.59 | 6.76 | 7.74 | 10.95 | 13.73 | 16.16 | 17.28 | 17.53 | 18.2 | 18.99 | 18.32 | 18.01 | 17.86 | 18.31 | 18.43 | 17.27 | 16.63 | 14.99 | 12.6 | 10.22 | 9.21 | 7.62 | 5.69 | 3.85 | 3.84 | 3.91 | 5.65 | 9.25 | 12.82 | 15.02 | 16.21 | 16.71 | 17.74 | 19.46 | 19.42 | 19.85 | 19.49 | 22.6 | 21.64 | 21.29 | 20.25 | 18.58 | 17.62 | 14.92 | 11.6 | 8.68 | 7.06 | 5.4 | 4.87 | 6.22 | 8.7 | 12.34 | 14.49 | 16.32 | 17.71 | 19.17 | 19.84 | 21.05 | 21.93 | 23.05 | 23.49 | 19.11 | 17.51 | 15.78 | 13.81 | 11.99 | 10.42 | 9.24 | 6.34 | 4.19 | 3.07 | 2.26 | 1.89 | 1.92 | 2.37 | 3.68 | 6.48 | 9.56 | 11.55 | 13.97 | 17.26 | 18.38 | 18.84 | 19.14 | 18.96 | 17.98 | 16.42 | 14.79 | 13.14 | 11.64 | 10.44 | 9.91 | 8.74 | 7.66 | 5.95 | 4.13 | 3 | 3.22 | 3.56 | 4.78 | 7.35 | 9.35 | 11.29 | 13.77 | 15.15 | 16.04 | 16.19 | 17.54 | 17.37 | 7.82 | 7.62 | 6.83 | 6.25 | 5.7 | 4.24 | 4.04 | 3.16 | 2.68 | 2.69 | 2.16 | 2.01 | 1.84 | 1.82 | 1.97 | 2.23 | 2.72 | 4.15 | 4.65 | 5.53 | 6.98 | 7.81 | 8.72 | 8.74 | 2.4 | 2.24 | 2.53 | 2.49 | 2.12 | 2.26 | 2.19 | 2.16 | 1.7 | 1.41 | 1.29 | 1.17 | 1.27 | 1.15 | 1.32 | 1.48 | 1.34 | 1.53 | 1.73 | 1.81 | 2.29 | 2.51 | 2.71 | 2.78 | 2.57 | 2.8 | 2.36 | 2.37 | 2.41 | 2.61 | 2.5 | 2.44 | 2.48 | 2.1 | 1.82 | 1.82 | 1.75 | 1.53 | 1.79 | 1.78 | 1.66 | 2.1 | 2.37 | 2.76 | 3.02 | 2.84 | 2.88 | 2.65
WNDSTR_2_WIND |  | Wind | Wind | CISO | South | Socal | FC | 120 | 11.14 | 11.58 | 13.23 | 12.45 | 12.33 | 11.48 | 9.39 | 8.11 | 8.55 | 8.56 | 8.48 | 8.87 | 9.82 | 11.25 | 11.2 | 12.25 | 10.76 | 10.75 | 10.08 | 10.23 | 9.83 | 9.64 | 10.02 | 9.56 | 14.84 | 16.43 | 17.01 | 16.07 | 14.19 | 13.39 | 13.99 | 14.15 | 13.66 | 15.28 | 15.86 | 16.18 | 18.83 | 17.55 | 20.16 | 17.82 | 21.33 | 21.09 | 24.33 | 23.39 | 23.65 | 21.4 | 19.27 | 16.26 | 24.26 | 25.28 | 23.58 | 22.2 | 20.42 | 17.52 | 16.82 | 16.06 | 17.5 | 15.41 | 15.7 | 17.57 | 19.59 | 22.88 | 24.04 | 26.82 | 27.5 | 28.07 | 27.26 | 26.93 | 26.45 | 26.74 | 28.43 | 25.59 | 43.41 | 38.87 | 33.87 | 28.85 | 24.82 | 21.41 | 14.93 | 11.25 | 10.52 | 9.87 | 9.16 | 9.88 | 10.82 | 16.39 | 24.54 | 32.5 | 39.1 | 42.71 | 43.9 | 45.15 | 47.69 | 45.07 | 43.51 | 43.98 | 48.57 | 45.72 | 44.72 | 40.34 | 33.24 | 27.41 | 20.48 | 15.79 | 11.01 | 8.87 | 7.8 | 7.32 | 10.19 | 16.82 | 27.42 | 39.59 | 45.96 | 50.71 | 49.51 | 49.5 | 50.51 | 51.31 | 52.6 | 49.32 | 48.4 | 45.44 | 41.77 | 35.35 | 30.75 | 24.12 | 17.06 | 11.41 | 9 | 6.05 | 7.13 | 7.44 | 9.18 | 14.19 | 22.94 | 31.7 | 38.71 | 45.09 | 50.1 | 54.97 | 53.76 | 53.52 | 53.08 | 51 | 54.25 | 50.07 | 44.23 | 39.86 | 34.92 | 27.18 | 19.9 | 12.22 | 7.69 | 5.61 | 6.81 | 9.33 | 13.32 | 19.83 | 27.22 | 36.87 | 44.93 | 51.1 | 55.41 | 56.73 | 59.02 | 58.69 | 57.66 | 55.68 | 44.55 | 40.08 | 34.58 | 28.04 | 24.66 | 19.82 | 13.73 | 8.66 | 6.26 | 5.14 | 5.82 | 7.38 | 10.72 | 15 | 21.37 | 28.31 | 36.01 | 41.49 | 47.02 | 50.23 | 50.43 | 48.84 | 47.77 | 45.88 | 30.27 | 29.31 | 27.12 | 20.84 | 17.95 | 15.25 | 11.47 | 8.22 | 6.27 | 6.86 | 8.39 | 9.81 | 12.05 | 14.94 | 19.59 | 22.89 | 25.48 | 30.09 | 34.77 | 36.62 | 36.13 | 34 | 31.76 | 30.12 | 13.51 | 13.1 | 12.5 | 11.12 | 10.23 | 9.82 | 6.99 | 5.13 | 4.31 | 4.72 | 6.05 | 6.55 | 6.03 | 6.82 | 7.23 | 8.96 | 12.09 | 13.65 | 15.54 | 17.84 | 16.07 | 14.61 | 13.39 | 13.19 | 6.97 | 7.71 | 7.44 | 7.79 | 7.19 | 7.05 | 6.66 | 5.81 | 6.07 | 6.86 | 7.5 | 8.67 | 8.3 | 8.5 | 9.01 | 9.23 | 8.12 | 7.92 | 9.59 | 9.86 | 9.81 | 8.75 | 8 | 7.38 | 7.88 | 8.05 | 8.53 | 8.1 | 8.51 | 8.07 | 7.13 | 8.57 | 7.97 | 7.18 | 7.09 | 7.52 | 8.54 | 9.51 | 8.79 | 7.45 | 7.64 | 7.76 | 8.07 | 7.85 | 8.49 | 9.13 | 9.34 | 8.68
WRGTSR_2_WSFSR1 |  | Solar_Fixed | Solar Fixed | CISO | North | Norcal | FC | 200 | 0 | 0 | 0 | 0 | 0 | 0 | 0 | 4.67 | 35.02 | 72.59 | 90.35 | 97.06 | 95.75 | 88.39 | 76.17 | 51.76 | 12.01 | 0.01 | 0 | 0 | 0 | 0 | 0 | 0 | 0 | 0 | 0 | 0 | 0 | 0 | 0.01 | 20.17 | 84.14 | 116.97 | 128.91 | 130.1 | 131.04 | 127.61 | 119.77 | 94.35 | 44.49 | 3.32 | 0 | 0 | 0 | 0 | 0 | 0 | 0 | 0 | 0 | 0 | 0 | 0 | 4.78 | 52.04 | 99.38 | 116.27 | 119.49 | 116.98 | 120.17 | 116.96 | 106.07 | 87.76 | 60.09 | 14.75 | 0.04 | 0 | 0 | 0 | 0 | 0 | 0 | 0 | 0 | 0 | 0 | 2.04 | 40.26 | 104.34 | 135.07 | 150.08 | 155.49 | 162.04 | 159.01 | 157.25 | 152.39 | 134.97 | 103.71 | 42.8 | 2.68 | 0 | 0 | 0 | 0 | 0 | 0 | 0 | 0 | 0 | 0 | 12.78 | 70.4 | 118.95 | 143.99 | 158.55 | 162.64 | 164.01 | 164.69 | 164.31 | 158.35 | 141.97 | 117.09 | 63.24 | 10.48 | 0.02 | 0 | 0 | 0 | 0 | 0 | 0 | 0 | 0 | 0.07 | 17.84 | 73.88 | 120.86 | 146.05 | 158.22 | 166.26 | 168.56 | 171.3 | 168.55 | 160.94 | 146.91 | 121.77 | 76.62 | 20.76 | 0.26 | 0 | 0 | 0 | 0 | 0 | 0 | 0 | 0 | 0 | 8.55 | 61.48 | 115.01 | 144.91 | 159.74 | 169.73 | 171.93 | 170.84 | 168.11 | 160.3 | 146.45 | 119.83 | 74.06 | 16.39 | 0.11 | 0 | 0 | 0 | 0 | 0 | 0 | 0 | 0 | 0 | 1.34 | 37.13 | 97.89 | 131.71 | 147.68 | 158.56 | 163.59 | 162.87 | 161.98 | 153.63 | 134.64 | 100.23 | 40.19 | 2.42 | 0 | 0 | 0 | 0 | 0 | 0 | 0 | 0 | 0 | 0 | 0.14 | 24.88 | 95.15 | 136.8 | 153.28 | 161.82 | 164.26 | 163.1 | 160.45 | 152.3 | 131.45 | 80.14 | 17.32 | 0.05 | 0 | 0 | 0 | 0 | 0 | 0 | 0 | 0 | 0 | 0 | 0 | 8.93 | 67.41 | 119.19 | 138.3 | 141.94 | 143.01 | 142.26 | 140.86 | 129.68 | 97.83 | 34.73 | 1.3 | 0 | 0 | 0 | 0 | 0 | 0 | 0 | 0 | 0 | 0 | 0 | 0 | 0.42 | 28.57 | 91.71 | 118.55 | 125.84 | 124.74 | 124.31 | 120.25 | 105.51 | 60.69 | 8.28 | 0 | 0 | 0 | 0 | 0 | 0 | 0 | 0 | 0 | 0 | 0 | 0 | 0 | 0 | 6.78 | 35.24 | 68.38 | 86.63 | 94.88 | 92.51 | 85.43 | 73.71 | 41.61 | 5.29 | 0 | 0 | 0 | 0 | 0 | 0 | 0
WSTWND_2_M89WD2 |  | Wind | Wind | CISO | South | Socal | FC | 58.3 | 5.41 | 5.62 | 6.43 | 6.05 | 5.99 | 5.58 | 4.56 | 3.94 | 4.15 | 4.16 | 4.12 | 4.31 | 4.77 | 5.46 | 5.44 | 5.95 | 5.23 | 5.22 | 4.9 | 4.97 | 4.78 | 4.68 | 4.87 | 4.65 | 7.21 | 7.98 | 8.26 | 7.81 | 6.9 | 6.51 | 6.8 | 6.87 | 6.64 | 7.42 | 7.7 | 7.86 | 9.15 | 8.53 | 9.8 | 8.66 | 10.36 | 10.25 | 11.82 | 11.36 | 11.49 | 10.4 | 9.36 | 7.9 | 11.79 | 12.28 | 11.46 | 10.79 | 9.92 | 8.51 | 8.17 | 7.8 | 8.5 | 7.49 | 7.63 | 8.53 | 9.52 | 11.12 | 11.68 | 13.03 | 13.36 | 13.64 | 13.24 | 13.08 | 12.85 | 12.99 | 13.81 | 12.43 | 21.09 | 18.88 | 16.45 | 14.02 | 12.06 | 10.4 | 7.26 | 5.46 | 5.11 | 4.8 | 4.45 | 4.8 | 5.26 | 7.96 | 11.92 | 15.79 | 18.99 | 20.75 | 21.33 | 21.94 | 23.17 | 21.9 | 21.14 | 21.37 | 23.6 | 22.21 | 21.73 | 19.6 | 16.15 | 13.32 | 9.95 | 7.67 | 5.35 | 4.31 | 3.79 | 3.56 | 4.95 | 8.17 | 13.32 | 19.24 | 22.33 | 24.64 | 24.05 | 24.05 | 24.54 | 24.93 | 25.56 | 23.96 | 23.51 | 22.08 | 20.29 | 17.18 | 14.94 | 11.72 | 8.29 | 5.54 | 4.37 | 2.94 | 3.46 | 3.61 | 4.46 | 6.9 | 11.14 | 15.4 | 18.81 | 21.91 | 24.34 | 26.71 | 26.12 | 26 | 25.79 | 24.78 | 26.36 | 24.32 | 21.49 | 19.36 | 16.97 | 13.21 | 9.67 | 5.94 | 3.73 | 2.72 | 3.31 | 4.53 | 6.47 | 9.64 | 13.23 | 17.91 | 21.83 | 24.83 | 26.92 | 27.56 | 28.67 | 28.51 | 28.02 | 27.05 | 21.65 | 19.47 | 16.8 | 13.62 | 11.98 | 9.63 | 6.67 | 4.21 | 3.04 | 2.5 | 2.83 | 3.59 | 5.21 | 7.29 | 10.38 | 13.75 | 17.49 | 20.16 | 22.84 | 24.4 | 24.5 | 23.73 | 23.21 | 22.29 | 14.71 | 14.24 | 13.18 | 10.12 | 8.72 | 7.41 | 5.57 | 4 | 3.05 | 3.33 | 4.08 | 4.77 | 5.85 | 7.26 | 9.52 | 11.12 | 12.38 | 14.62 | 16.89 | 17.79 | 17.55 | 16.52 | 15.43 | 14.63 | 6.57 | 6.36 | 6.07 | 5.4 | 4.97 | 4.77 | 3.4 | 2.49 | 2.09 | 2.29 | 2.94 | 3.18 | 2.93 | 3.31 | 3.51 | 4.35 | 5.87 | 6.63 | 7.55 | 8.67 | 7.81 | 7.1 | 6.5 | 6.41 | 3.39 | 3.75 | 3.61 | 3.78 | 3.5 | 3.43 | 3.24 | 2.82 | 2.95 | 3.33 | 3.64 | 4.21 | 4.03 | 4.13 | 4.38 | 4.49 | 3.94 | 3.85 | 4.66 | 4.79 | 4.77 | 4.25 | 3.89 | 3.58 | 3.83 | 3.91 | 4.14 | 3.94 | 4.13 | 3.92 | 3.46 | 4.16 | 3.87 | 3.49 | 3.44 | 3.65 | 4.15 | 4.62 | 4.27 | 3.62 | 3.71 | 3.77 | 3.92 | 3.81 | 4.12 | 4.43 | 4.54 | 4.22
WSTWND_2_M90WD2 |  | Wind | Wind | CISO | South | Socal | FC | 64.82 | 6.02 | 6.25 | 7.15 | 6.72 | 6.66 | 6.2 | 5.07 | 4.38 | 4.62 | 4.62 | 4.58 | 4.79 | 5.3 | 6.07 | 6.05 | 6.62 | 5.81 | 5.81 | 5.45 | 5.52 | 5.31 | 5.2 | 5.41 | 5.16 | 8.02 | 8.87 | 9.19 | 8.68 | 7.67 | 7.23 | 7.56 | 7.64 | 7.38 | 8.25 | 8.57 | 8.74 | 10.17 | 9.48 | 10.89 | 9.63 | 11.52 | 11.39 | 13.14 | 12.63 | 12.78 | 11.56 | 10.41 | 8.78 | 13.11 | 13.66 | 12.74 | 11.99 | 11.03 | 9.46 | 9.09 | 8.68 | 9.46 | 8.32 | 8.48 | 9.49 | 10.58 | 12.36 | 12.99 | 14.49 | 14.85 | 15.16 | 14.72 | 14.55 | 14.28 | 14.44 | 15.35 | 13.82 | 23.45 | 21 | 18.3 | 15.58 | 13.41 | 11.56 | 8.07 | 6.07 | 5.68 | 5.33 | 4.95 | 5.34 | 5.84 | 8.85 | 13.26 | 17.56 | 21.12 | 23.07 | 23.72 | 24.39 | 25.76 | 24.35 | 23.5 | 23.76 | 26.23 | 24.69 | 24.16 | 21.79 | 17.95 | 14.81 | 11.06 | 8.53 | 5.95 | 4.79 | 4.21 | 3.96 | 5.5 | 9.08 | 14.81 | 21.39 | 24.83 | 27.39 | 26.74 | 26.74 | 27.28 | 27.72 | 28.42 | 26.64 | 26.14 | 24.55 | 22.56 | 19.1 | 16.61 | 13.03 | 9.21 | 6.16 | 4.86 | 3.27 | 3.85 | 4.02 | 4.96 | 7.67 | 12.39 | 17.12 | 20.91 | 24.36 | 27.06 | 29.69 | 29.04 | 28.91 | 28.67 | 27.55 | 29.31 | 27.04 | 23.89 | 21.53 | 18.86 | 14.68 | 10.75 | 6.6 | 4.15 | 3.03 | 3.68 | 5.04 | 7.2 | 10.71 | 14.71 | 19.92 | 24.27 | 27.6 | 29.93 | 30.65 | 31.88 | 31.7 | 31.15 | 30.08 | 24.07 | 21.65 | 18.68 | 15.14 | 13.32 | 10.71 | 7.42 | 4.68 | 3.38 | 2.77 | 3.15 | 3.99 | 5.79 | 8.1 | 11.54 | 15.29 | 19.45 | 22.41 | 25.4 | 27.13 | 27.24 | 26.38 | 25.8 | 24.79 | 16.35 | 15.83 | 14.65 | 11.26 | 9.7 | 8.24 | 6.2 | 4.44 | 3.39 | 3.7 | 4.53 | 5.3 | 6.51 | 8.07 | 10.58 | 12.37 | 13.76 | 16.26 | 18.78 | 19.78 | 19.52 | 18.36 | 17.16 | 16.27 | 7.3 | 7.08 | 6.75 | 6.01 | 5.53 | 5.31 | 3.78 | 2.77 | 2.33 | 2.55 | 3.27 | 3.54 | 3.26 | 3.68 | 3.9 | 4.84 | 6.53 | 7.37 | 8.39 | 9.63 | 8.68 | 7.89 | 7.23 | 7.13 | 3.77 | 4.16 | 4.02 | 4.21 | 3.89 | 3.81 | 3.6 | 3.14 | 3.28 | 3.7 | 4.05 | 4.68 | 4.48 | 4.59 | 4.87 | 4.99 | 4.39 | 4.28 | 5.18 | 5.33 | 5.3 | 4.73 | 4.32 | 3.98 | 4.26 | 4.35 | 4.61 | 4.38 | 4.6 | 4.36 | 3.85 | 4.63 | 4.31 | 3.88 | 3.83 | 4.06 | 4.61 | 5.14 | 4.75 | 4.02 | 4.13 | 4.19 | 4.36 | 4.24 | 4.59 | 4.93 | 5.05 | 4.69
YELPIN_2_YP2SR1 |  | Paired_Solar_1Axis | Solar Tracking | CISO | South | Socal | ID | 125 | 0 | 0 | 0 | 0 | 0 | 0 | 0.06 | 13.94 | 51.08 | 65.97 | 68.56 | 70.02 | 69.16 | 64.95 | 60.11 | 37.89 | 7.46 | 0 | 0 | 0 | 0 | 0 | 0 | 0 | 0 | 0 | 0 | 0 | 0 | 0 | 0.86 | 31.93 | 78.13 | 83.48 | 82.78 | 79.98 | 77.35 | 75.56 | 74.22 | 66.74 | 29.12 | 1.07 | 0 | 0 | 0 | 0 | 0 | 0 | 0 | 0 | 0 | 0 | 0 | 0 | 9.66 | 57.37 | 79.04 | 81.92 | 80.44 | 78.41 | 77.95 | 70.77 | 64.37 | 58.07 | 41.26 | 6.23 | 0 | 0 | 0 | 0 | 0 | 0 | 0 | 0 | 0 | 0 | 0 | 5.53 | 53.34 | 94.42 | 99.51 | 101.93 | 101.18 | 101.85 | 100.74 | 100.52 | 97.38 | 92.24 | 76.07 | 25.26 | 0.6 | 0 | 0 | 0 | 0 | 0 | 0 | 0 | 0 | 0 | 0.17 | 20.58 | 71.57 | 97.72 | 104.36 | 106.69 | 106.93 | 107.79 | 107.63 | 106.19 | 103.54 | 99.36 | 86.8 | 42.71 | 4.02 | 0 | 0 | 0 | 0 | 0 | 0 | 0 | 0 | 0 | 0.37 | 24.39 | 71.63 | 93.92 | 101.27 | 105.32 | 106.16 | 106.74 | 106.56 | 105.36 | 102.76 | 99.19 | 87.97 | 53.15 | 9.1 | 0.01 | 0 | 0 | 0 | 0 | 0 | 0 | 0 | 0 | 0.03 | 11.43 | 55.75 | 87.36 | 99.07 | 104.05 | 105.06 | 104.76 | 103.85 | 102.61 | 99.79 | 95.54 | 84.12 | 48.66 | 7.75 | 0 | 0 | 0 | 0 | 0 | 0 | 0 | 0 | 0 | 0 | 3.85 | 41.75 | 78.51 | 93.4 | 100.14 | 102.29 | 102.05 | 100.05 | 97.34 | 93.41 | 86.12 | 68.49 | 25.37 | 0.78 | 0 | 0 | 0 | 0 | 0 | 0 | 0 | 0 | 0 | 0 | 0.85 | 30.86 | 80.64 | 93.91 | 98.79 | 99.58 | 99.55 | 99.01 | 97.84 | 96.42 | 87.07 | 48.69 | 5.84 | 0 | 0 | 0 | 0 | 0 | 0 | 0 | 0 | 0 | 0 | 0 | 0.06 | 17.61 | 70.13 | 89.08 | 91.79 | 90.99 | 91.24 | 91.72 | 92.13 | 90.14 | 70.52 | 19.89 | 0.22 | 0 | 0 | 0 | 0 | 0 | 0 | 0 | 0 | 0 | 0 | 0 | 0 | 3.26 | 41.13 | 76.8 | 83.07 | 80.84 | 78.64 | 79.61 | 79.8 | 75.99 | 43.83 | 4.36 | 0 | 0 | 0 | 0 | 0 | 0 | 0 | 0 | 0 | 0 | 0 | 0 | 0 | 0.15 | 15.25 | 48.48 | 58.3 | 61.42 | 60.21 | 62.17 | 58.77 | 53.65 | 30.49 | 2.62 | 0 | 0 | 0 | 0 | 0 | 0 | 0
ZOND_6_UNIT |  | Wind | Wind | CISO | North | Norcal | FC | 17.1 | 1.19 | 1.28 | 1.06 | 1.08 | 1.05 | 1.05 | 1.09 | 1.18 | 1.07 | 0.91 | 0.93 | 0.87 | 0.85 | 0.78 | 0.71 | 0.68 | 0.72 | 0.8 | 0.97 | 1.19 | 1.23 | 1.3 | 1.25 | 1.24 | 2.5 | 2.49 | 2.3 | 2.22 | 2.06 | 1.99 | 2.02 | 2.23 | 1.97 | 1.83 | 1.81 | 1.62 | 1.56 | 1.64 | 1.69 | 1.45 | 1.23 | 1.28 | 1.45 | 2 | 2.16 | 2.13 | 2.55 | 2.64 | 3.08 | 2.8 | 2.7 | 2.55 | 2.07 | 1.69 | 1.82 | 1.79 | 1.46 | 1.3 | 1.22 | 1.33 | 1.32 | 1.65 | 1.68 | 1.86 | 2.11 | 2.41 | 3.03 | 3.21 | 3.21 | 3.18 | 3.16 | 3.24 | 6.86 | 6.36 | 5.5 | 5.08 | 4.47 | 4.08 | 3.29 | 2.74 | 2.36 | 2.26 | 1.92 | 1.7 | 1.8 | 2.31 | 2.8 | 3.95 | 4.73 | 5.82 | 6.01 | 6.39 | 6.72 | 7.05 | 7.19 | 7.36 | 7.61 | 7.85 | 7.79 | 6.66 | 5.74 | 5.33 | 4.34 | 4.32 | 3.6 | 2.97 | 2.34 | 2.52 | 3.04 | 3.48 | 4.93 | 6.18 | 7.27 | 7.78 | 7.89 | 8.19 | 8.54 | 8.24 | 8.1 | 8.04 | 8.24 | 8.29 | 7.77 | 7.48 | 6.75 | 5.67 | 4.6 | 4.14 | 3.43 | 2.56 | 1.73 | 1.73 | 1.76 | 2.54 | 4.16 | 5.77 | 6.76 | 7.3 | 7.52 | 7.98 | 8.76 | 8.74 | 8.93 | 8.77 | 10.17 | 9.74 | 9.58 | 9.11 | 8.36 | 7.93 | 6.72 | 5.22 | 3.91 | 3.18 | 2.43 | 2.19 | 2.8 | 3.92 | 5.55 | 6.52 | 7.34 | 7.97 | 8.63 | 8.93 | 9.47 | 9.87 | 10.37 | 10.57 | 8.6 | 7.88 | 7.1 | 6.22 | 5.39 | 4.69 | 4.16 | 2.85 | 1.89 | 1.38 | 1.02 | 0.85 | 0.86 | 1.07 | 1.66 | 2.92 | 4.3 | 5.2 | 6.29 | 7.77 | 8.27 | 8.48 | 8.61 | 8.53 | 8.09 | 7.39 | 6.66 | 5.91 | 5.24 | 4.7 | 4.46 | 3.93 | 3.45 | 2.68 | 1.86 | 1.35 | 1.45 | 1.6 | 2.15 | 3.31 | 4.21 | 5.08 | 6.2 | 6.82 | 7.22 | 7.29 | 7.89 | 7.82 | 3.52 | 3.43 | 3.07 | 2.81 | 2.56 | 1.91 | 1.82 | 1.42 | 1.21 | 1.21 | 0.97 | 0.91 | 0.83 | 0.82 | 0.89 | 1 | 1.23 | 1.87 | 2.09 | 2.49 | 3.14 | 3.51 | 3.92 | 3.93 | 1.08 | 1.01 | 1.14 | 1.12 | 0.96 | 1.02 | 0.99 | 0.97 | 0.76 | 0.64 | 0.58 | 0.53 | 0.57 | 0.52 | 0.59 | 0.66 | 0.6 | 0.69 | 0.78 | 0.81 | 1.03 | 1.13 | 1.22 | 1.25 | 1.16 | 1.26 | 1.06 | 1.07 | 1.09 | 1.17 | 1.12 | 1.1 | 1.11 | 0.94 | 0.82 | 0.82 | 0.79 | 0.69 | 0.8 | 0.8 | 0.75 | 0.95 | 1.07 | 1.24 | 1.36 | 1.28 | 1.3 | 1.19
ALHMBR_1_ALHSLR |  | Solar_1Axis | Solar Tracking | IID |  | Socal | 0 | 50 | 0 | 0 | 0 | 0 | 0 | 0 | 0.02 | 5.58 | 20.43 | 26.39 | 27.42 | 28.01 | 27.66 | 25.98 | 24.04 | 15.15 | 2.98 | 0 | 0 | 0 | 0 | 0 | 0 | 0 | 0 | 0 | 0 | 0 | 0 | 0 | 0.34 | 12.77 | 31.25 | 33.39 | 33.11 | 31.99 | 30.94 | 30.22 | 29.69 | 26.7 | 11.65 | 0.43 | 0 | 0 | 0 | 0 | 0 | 0 | 0 | 0 | 0 | 0 | 0 | 0 | 3.86 | 22.95 | 31.61 | 32.77 | 32.18 | 31.37 | 31.18 | 28.31 | 25.75 | 23.23 | 16.5 | 2.49 | 0 | 0 | 0 | 0 | 0 | 0 | 0 | 0 | 0 | 0 | 0 | 2.21 | 21.34 | 37.77 | 39.8 | 40.77 | 40.47 | 40.74 | 40.3 | 40.21 | 38.95 | 36.9 | 30.43 | 10.1 | 0.24 | 0 | 0 | 0 | 0 | 0 | 0 | 0 | 0 | 0 | 0.07 | 8.23 | 28.63 | 39.09 | 41.75 | 42.68 | 42.77 | 43.12 | 43.05 | 42.47 | 41.41 | 39.75 | 34.72 | 17.08 | 1.61 | 0 | 0 | 0 | 0 | 0 | 0 | 0 | 0 | 0 | 0.15 | 9.76 | 28.65 | 37.57 | 40.51 | 42.13 | 42.46 | 42.69 | 42.63 | 42.14 | 41.11 | 39.67 | 35.19 | 21.26 | 3.64 | 0 | 0 | 0 | 0 | 0 | 0 | 0 | 0 | 0 | 0.01 | 4.57 | 22.3 | 34.94 | 39.63 | 41.62 | 42.03 | 41.9 | 41.54 | 41.04 | 39.92 | 38.22 | 33.65 | 19.46 | 3.1 | 0 | 0 | 0 | 0 | 0 | 0 | 0 | 0 | 0 | 0 | 1.54 | 16.7 | 31.4 | 37.36 | 40.06 | 40.92 | 40.82 | 40.02 | 38.94 | 37.36 | 34.45 | 27.4 | 10.15 | 0.31 | 0 | 0 | 0 | 0 | 0 | 0 | 0 | 0 | 0 | 0 | 0.34 | 12.34 | 32.26 | 37.56 | 39.52 | 39.83 | 39.82 | 39.6 | 39.14 | 38.57 | 34.83 | 19.48 | 2.34 | 0 | 0 | 0 | 0 | 0 | 0 | 0 | 0 | 0 | 0 | 0 | 0.02 | 7.05 | 28.05 | 35.63 | 36.72 | 36.4 | 36.5 | 36.69 | 36.85 | 36.05 | 28.21 | 7.96 | 0.09 | 0 | 0 | 0 | 0 | 0 | 0 | 0 | 0 | 0 | 0 | 0 | 0 | 1.3 | 16.45 | 30.72 | 33.23 | 32.33 | 31.46 | 31.84 | 31.92 | 30.39 | 17.53 | 1.74 | 0 | 0 | 0 | 0 | 0 | 0 | 0 | 0 | 0 | 0 | 0 | 0 | 0 | 0.06 | 6.1 | 19.39 | 23.32 | 24.57 | 24.09 | 24.87 | 23.51 | 21.46 | 12.19 | 1.05 | 0 | 0 | 0 | 0 | 0 | 0 | 0
ANZA_6_SOLAR1 |  | Solar_1Axis | Solar Tracking | IID |  | Socal | 0 | 20 | 0 | 0 | 0 | 0 | 0 | 0 | 0.01 | 2.23 | 8.17 | 10.55 | 10.97 | 11.2 | 11.07 | 10.39 | 9.62 | 6.06 | 1.19 | 0 | 0 | 0 | 0 | 0 | 0 | 0 | 0 | 0 | 0 | 0 | 0 | 0 | 0.14 | 5.11 | 12.5 | 13.36 | 13.24 | 12.8 | 12.38 | 12.09 | 11.87 | 10.68 | 4.66 | 0.17 | 0 | 0 | 0 | 0 | 0 | 0 | 0 | 0 | 0 | 0 | 0 | 0 | 1.54 | 9.18 | 12.65 | 13.11 | 12.87 | 12.55 | 12.47 | 11.32 | 10.3 | 9.29 | 6.6 | 1 | 0 | 0 | 0 | 0 | 0 | 0 | 0 | 0 | 0 | 0 | 0 | 0.88 | 8.53 | 15.11 | 15.92 | 16.31 | 16.19 | 16.3 | 16.12 | 16.08 | 15.58 | 14.76 | 12.17 | 4.04 | 0.1 | 0 | 0 | 0 | 0 | 0 | 0 | 0 | 0 | 0 | 0.03 | 3.29 | 11.45 | 15.64 | 16.7 | 17.07 | 17.11 | 17.25 | 17.22 | 16.99 | 16.57 | 15.9 | 13.89 | 6.83 | 0.64 | 0 | 0 | 0 | 0 | 0 | 0 | 0 | 0 | 0 | 0.06 | 3.9 | 11.46 | 15.03 | 16.2 | 16.85 | 16.99 | 17.08 | 17.05 | 16.86 | 16.44 | 15.87 | 14.08 | 8.5 | 1.46 | 0 | 0 | 0 | 0 | 0 | 0 | 0 | 0 | 0 | 0.01 | 1.83 | 8.92 | 13.98 | 15.85 | 16.65 | 16.81 | 16.76 | 16.62 | 16.42 | 15.97 | 15.29 | 13.46 | 7.79 | 1.24 | 0 | 0 | 0 | 0 | 0 | 0 | 0 | 0 | 0 | 0 | 0.62 | 6.68 | 12.56 | 14.94 | 16.02 | 16.37 | 16.33 | 16.01 | 15.57 | 14.94 | 13.78 | 10.96 | 4.06 | 0.12 | 0 | 0 | 0 | 0 | 0 | 0 | 0 | 0 | 0 | 0 | 0.14 | 4.94 | 12.9 | 15.03 | 15.81 | 15.93 | 15.93 | 15.84 | 15.66 | 15.43 | 13.93 | 7.79 | 0.93 | 0 | 0 | 0 | 0 | 0 | 0 | 0 | 0 | 0 | 0 | 0 | 0.01 | 2.82 | 11.22 | 14.25 | 14.69 | 14.56 | 14.6 | 14.67 | 14.74 | 14.42 | 11.28 | 3.18 | 0.04 | 0 | 0 | 0 | 0 | 0 | 0 | 0 | 0 | 0 | 0 | 0 | 0 | 0.52 | 6.58 | 12.29 | 13.29 | 12.93 | 12.58 | 12.74 | 12.77 | 12.16 | 7.01 | 0.7 | 0 | 0 | 0 | 0 | 0 | 0 | 0 | 0 | 0 | 0 | 0 | 0 | 0 | 0.02 | 2.44 | 7.76 | 9.33 | 9.83 | 9.63 | 9.95 | 9.4 | 8.58 | 4.88 | 0.42 | 0 | 0 | 0 | 0 | 0 | 0 | 0
ARKANS_1_ARKSLR |  | Solar_1Axis | Solar Tracking | IID |  | Socal | 0 | 50 | 0 | 0 | 0 | 0 | 0 | 0 | 0.02 | 5.58 | 20.43 | 26.39 | 27.42 | 28.01 | 27.66 | 25.98 | 24.04 | 15.15 | 2.98 | 0 | 0 | 0 | 0 | 0 | 0 | 0 | 0 | 0 | 0 | 0 | 0 | 0 | 0.34 | 12.77 | 31.25 | 33.39 | 33.11 | 31.99 | 30.94 | 30.22 | 29.69 | 26.7 | 11.65 | 0.43 | 0 | 0 | 0 | 0 | 0 | 0 | 0 | 0 | 0 | 0 | 0 | 0 | 3.86 | 22.95 | 31.61 | 32.77 | 32.18 | 31.37 | 31.18 | 28.31 | 25.75 | 23.23 | 16.5 | 2.49 | 0 | 0 | 0 | 0 | 0 | 0 | 0 | 0 | 0 | 0 | 0 | 2.21 | 21.34 | 37.77 | 39.8 | 40.77 | 40.47 | 40.74 | 40.3 | 40.21 | 38.95 | 36.9 | 30.43 | 10.1 | 0.24 | 0 | 0 | 0 | 0 | 0 | 0 | 0 | 0 | 0 | 0.07 | 8.23 | 28.63 | 39.09 | 41.75 | 42.68 | 42.77 | 43.12 | 43.05 | 42.47 | 41.41 | 39.75 | 34.72 | 17.08 | 1.61 | 0 | 0 | 0 | 0 | 0 | 0 | 0 | 0 | 0 | 0.15 | 9.76 | 28.65 | 37.57 | 40.51 | 42.13 | 42.46 | 42.69 | 42.63 | 42.14 | 41.11 | 39.67 | 35.19 | 21.26 | 3.64 | 0 | 0 | 0 | 0 | 0 | 0 | 0 | 0 | 0 | 0.01 | 4.57 | 22.3 | 34.94 | 39.63 | 41.62 | 42.03 | 41.9 | 41.54 | 41.04 | 39.92 | 38.22 | 33.65 | 19.46 | 3.1 | 0 | 0 | 0 | 0 | 0 | 0 | 0 | 0 | 0 | 0 | 1.54 | 16.7 | 31.4 | 37.36 | 40.06 | 40.92 | 40.82 | 40.02 | 38.94 | 37.36 | 34.45 | 27.4 | 10.15 | 0.31 | 0 | 0 | 0 | 0 | 0 | 0 | 0 | 0 | 0 | 0 | 0.34 | 12.34 | 32.26 | 37.56 | 39.52 | 39.83 | 39.82 | 39.6 | 39.14 | 38.57 | 34.83 | 19.48 | 2.34 | 0 | 0 | 0 | 0 | 0 | 0 | 0 | 0 | 0 | 0 | 0 | 0.02 | 7.05 | 28.05 | 35.63 | 36.72 | 36.4 | 36.5 | 36.69 | 36.85 | 36.05 | 28.21 | 7.96 | 0.09 | 0 | 0 | 0 | 0 | 0 | 0 | 0 | 0 | 0 | 0 | 0 | 0 | 1.3 | 16.45 | 30.72 | 33.23 | 32.33 | 31.46 | 31.84 | 31.92 | 30.39 | 17.53 | 1.74 | 0 | 0 | 0 | 0 | 0 | 0 | 0 | 0 | 0 | 0 | 0 | 0 | 0 | 0.06 | 6.1 | 19.39 | 23.32 | 24.57 | 24.09 | 24.87 | 23.51 | 21.46 | 12.19 | 1.05 | 0 | 0 | 0 | 0 | 0 | 0 | 0
ARLVAL_5_SOLAR |  | Solar_Fixed | Solar Fixed | SRP |  | AZ | 0 | 127 | 0 | 0 | 0 | 0 | 0 | 0 | 0.2 | 15.19 | 52.44 | 71.4 | 78.6 | 81.69 | 77.97 | 74.45 | 62.26 | 34.49 | 5.03 | 0 | 0 | 0 | 0 | 0 | 0 | 0 | 0 | 0 | 0 | 0 | 0 | 0 | 1.2 | 27.62 | 66.64 | 81.51 | 86.71 | 87.69 | 84.21 | 79.99 | 72.29 | 56.71 | 20.64 | 0.53 | 0 | 0 | 0 | 0 | 0 | 0 | 0 | 0 | 0 | 0 | 0 | 0.02 | 9.15 | 48.31 | 74.89 | 85.34 | 87.24 | 88.43 | 84.76 | 80.16 | 72.28 | 58.8 | 31.71 | 4.2 | 0 | 0 | 0 | 0 | 0 | 0 | 0 | 0 | 0 | 0 | 0 | 4.47 | 37.4 | 75.55 | 94.79 | 102.8 | 106.86 | 106.93 | 104.94 | 102.14 | 93.99 | 81.13 | 55.39 | 14.49 | 0.37 | 0 | 0 | 0 | 0 | 0 | 0 | 0 | 0 | 0 | 0.26 | 14.93 | 53.29 | 79.78 | 95.89 | 105.7 | 110.2 | 111.2 | 110.13 | 107.85 | 100.78 | 88.11 | 64.23 | 24.91 | 1.93 | 0.01 | 0 | 0 | 0 | 0 | 0 | 0 | 0 | 0 | 0.5 | 16.9 | 51.98 | 77.81 | 96.88 | 106.1 | 111.53 | 111.66 | 110.86 | 107.63 | 99.19 | 86.82 | 67.54 | 32.13 | 4.37 | 0.01 | 0 | 0 | 0 | 0 | 0 | 0 | 0 | 0 | 0.03 | 8.97 | 37.52 | 67.95 | 86.35 | 97.47 | 104.11 | 106.61 | 105.57 | 102.11 | 94.17 | 82.43 | 63.06 | 29 | 3.46 | 0 | 0 | 0 | 0 | 0 | 0 | 0 | 0 | 0 | 0 | 3.69 | 32.59 | 68.43 | 86.53 | 98.6 | 107.28 | 109.55 | 104.99 | 101.7 | 93.24 | 79.59 | 53.53 | 15.57 | 0.49 | 0 | 0 | 0 | 0 | 0 | 0 | 0 | 0 | 0 | 0 | 1.14 | 25.65 | 66.55 | 87.48 | 98.2 | 104.63 | 106.03 | 106 | 101.31 | 91.3 | 72.76 | 33.98 | 3.59 | 0.02 | 0 | 0 | 0 | 0 | 0 | 0 | 0 | 0 | 0 | 0 | 0.21 | 16.16 | 59.42 | 84.5 | 95.15 | 101.75 | 102.78 | 101.16 | 96.24 | 86.12 | 57.11 | 13.36 | 0.2 | 0 | 0 | 0 | 0 | 0 | 0 | 0 | 0 | 0 | 0 | 0 | 0.02 | 4.19 | 37.72 | 74.15 | 86.22 | 91.61 | 92.82 | 90.3 | 85.03 | 70.01 | 32.74 | 2.45 | 0 | 0 | 0 | 0 | 0 | 0 | 0 | 0 | 0 | 0 | 0 | 0 | 0 | 0.47 | 16.79 | 48.9 | 66.08 | 71.94 | 75.87 | 75.02 | 68.67 | 53.91 | 24.87 | 1.58 | 0 | 0 | 0 | 0 | 0 | 0 | 0
BEJNLS_5_BV2SCEDYN |  | Wind | Wind | AZPS |  | NM | 0 | 167 | 83.92 | 86.84 | 88.51 | 91.85 | 93.52 | 92.27 | 92.27 | 88.93 | 86.84 | 80.16 | 80.58 | 77.24 | 77.24 | 76.82 | 78.49 | 73.48 | 72.23 | 70.14 | 68.89 | 65.13 | 71.81 | 80.16 | 83.5 | 83.92 | 78.49 | 79.02 | 78.49 | 77.09 | 80.43 | 83.77 | 81.83 | 80.43 | 76.82 | 75.42 | 70.14 | 70.67 | 80.43 | 90.18 | 90.45 | 97.13 | 93.52 | 88.78 | 82.1 | 77.09 | 75.15 | 70.14 | 75.15 | 81.83 | 65.13 | 63.46 | 61.79 | 60.12 | 53.61 | 58.45 | 56.78 | 55.11 | 55.28 | 56.78 | 63.46 | 70.14 | 70.14 | 75.32 | 78.66 | 82 | 88.51 | 90.18 | 86.84 | 80.16 | 68.47 | 68.64 | 65.13 | 63.46 | 53.82 | 55.11 | 51.77 | 53.44 | 53.82 | 50.1 | 45.09 | 40.08 | 39.18 | 44.19 | 48.81 | 60.12 | 65.13 | 71.81 | 76.82 | 80.93 | 86.84 | 88.89 | 85.17 | 80.16 | 71.81 | 63.46 | 61.79 | 55.11 | 41.58 | 39.91 | 39.91 | 43.25 | 45.09 | 39.91 | 34.9 | 28.39 | 28.39 | 33.4 | 36.57 | 35.07 | 35.07 | 43.42 | 56.61 | 61.79 | 68.3 | 71.81 | 70.14 | 68.3 | 64.96 | 53.44 | 46.76 | 43.25 | 51.99 | 48.43 | 46.76 | 48.43 | 46.76 | 46.76 | 41.97 | 41.75 | 40.08 | 38.41 | 40.3 | 40.08 | 41.75 | 48.43 | 55.11 | 60.34 | 68.47 | 73.91 | 78.92 | 75.37 | 66.8 | 58.45 | 56.78 | 55.11 | 29.23 | 25.05 | 28.39 | 26.72 | 27.56 | 28.39 | 26.72 | 25.05 | 22.55 | 20.04 | 18.37 | 15.03 | 20.04 | 26.72 | 35.91 | 43.42 | 56.78 | 65.13 | 62.63 | 60.12 | 55.11 | 50.1 | 40.08 | 35.07 | 34.24 | 31.73 | 34.24 | 33.4 | 31.73 | 30.06 | 26.72 | 24.22 | 23.38 | 20.04 | 19.21 | 20.04 | 20.88 | 22.55 | 30.9 | 38.41 | 45.09 | 51.77 | 54.28 | 54.28 | 53.44 | 46.76 | 45.09 | 41.75 | 46.76 | 45.09 | 45.09 | 45.09 | 41.75 | 41.75 | 38.41 | 36.74 | 32.92 | 32.92 | 27.91 | 26.72 | 28.39 | 28.39 | 36.74 | 45.09 | 50.1 | 55.11 | 56.78 | 56.78 | 56.3 | 53.44 | 51.29 | 46.76 | 38.41 | 37.58 | 36.74 | 40.08 | 41.75 | 41.75 | 41.75 | 35.91 | 33.4 | 32.57 | 29.23 | 33.4 | 33.4 | 35.91 | 47.6 | 50.1 | 55.11 | 55.95 | 54.28 | 50.1 | 43.42 | 43.42 | 42.59 | 43.42 | 70.14 | 70.14 | 70.14 | 71.81 | 69.74 | 69.74 | 70.14 | 68.47 | 65.13 | 64.73 | 58.05 | 54.71 | 51.37 | 50.1 | 49.7 | 50.1 | 48.43 | 51.37 | 53.04 | 50.1 | 55.11 | 60.12 | 63.46 | 66.4 | 78.49 | 79.41 | 80.16 | 83.5 | 83.5 | 85.17 | 84.42 | 81.83 | 81.83 | 80.16 | 73.48 | 74.4 | 76.82 | 76.82 | 76.82 | 71.23 | 70.14 | 63.46 | 65.3 | 69.39 | 70.14 | 74.4 | 76.82 | 78.49
BEKWJS_5_BV1SCEDYN |  | Wind | Wind | AZPS |  | NM | 0 | 130 | 65.33 | 67.6 | 68.9 | 71.5 | 72.8 | 71.83 | 71.83 | 69.23 | 67.6 | 62.4 | 62.73 | 60.13 | 60.13 | 59.8 | 61.1 | 57.2 | 56.23 | 54.6 | 53.63 | 50.7 | 55.9 | 62.4 | 65 | 65.33 | 61.1 | 61.52 | 61.1 | 60.01 | 62.61 | 65.21 | 63.7 | 62.61 | 59.8 | 58.71 | 54.6 | 55.02 | 62.61 | 70.2 | 70.41 | 75.61 | 72.8 | 69.11 | 63.91 | 60.01 | 58.5 | 54.6 | 58.5 | 63.7 | 50.7 | 49.4 | 48.1 | 46.8 | 41.73 | 45.5 | 44.2 | 42.9 | 43.03 | 44.2 | 49.4 | 54.6 | 54.6 | 58.63 | 61.23 | 63.83 | 68.9 | 70.2 | 67.6 | 62.4 | 53.3 | 53.43 | 50.7 | 49.4 | 41.9 | 42.9 | 40.3 | 41.6 | 41.9 | 39 | 35.1 | 31.2 | 30.5 | 34.4 | 38 | 46.8 | 50.7 | 55.9 | 59.8 | 63 | 67.6 | 69.2 | 66.3 | 62.4 | 55.9 | 49.4 | 48.1 | 42.9 | 32.37 | 31.07 | 31.07 | 33.67 | 35.1 | 31.07 | 27.17 | 22.1 | 22.1 | 26 | 28.47 | 27.3 | 27.3 | 33.8 | 44.07 | 48.1 | 53.17 | 55.9 | 54.6 | 53.17 | 50.57 | 41.6 | 36.4 | 33.67 | 40.47 | 37.7 | 36.4 | 37.7 | 36.4 | 36.4 | 32.67 | 32.5 | 31.2 | 29.9 | 31.37 | 31.2 | 32.5 | 37.7 | 42.9 | 46.97 | 53.3 | 57.54 | 61.44 | 58.67 | 52 | 45.5 | 44.2 | 42.9 | 22.75 | 19.5 | 22.1 | 20.8 | 21.45 | 22.1 | 20.8 | 19.5 | 17.55 | 15.6 | 14.3 | 11.7 | 15.6 | 20.8 | 27.95 | 33.8 | 44.2 | 50.7 | 48.75 | 46.8 | 42.9 | 39 | 31.2 | 27.3 | 26.65 | 24.7 | 26.65 | 26 | 24.7 | 23.4 | 20.8 | 18.85 | 18.2 | 15.6 | 14.95 | 15.6 | 16.25 | 17.55 | 24.05 | 29.9 | 35.1 | 40.3 | 42.25 | 42.25 | 41.6 | 36.4 | 35.1 | 32.5 | 36.4 | 35.1 | 35.1 | 35.1 | 32.5 | 32.5 | 29.9 | 28.6 | 25.62 | 25.62 | 21.72 | 20.8 | 22.1 | 22.1 | 28.6 | 35.1 | 39 | 42.9 | 44.2 | 44.2 | 43.82 | 41.6 | 39.92 | 36.4 | 29.9 | 29.25 | 28.6 | 31.2 | 32.5 | 32.5 | 32.5 | 27.95 | 26 | 25.35 | 22.75 | 26 | 26 | 27.95 | 37.05 | 39 | 42.9 | 43.55 | 42.25 | 39 | 33.8 | 33.8 | 33.15 | 33.8 | 54.6 | 54.6 | 54.6 | 55.9 | 54.29 | 54.29 | 54.6 | 53.3 | 50.7 | 50.39 | 45.19 | 42.59 | 39.99 | 39 | 38.69 | 39 | 37.7 | 39.99 | 41.29 | 39 | 42.9 | 46.8 | 49.4 | 51.69 | 61.1 | 61.82 | 62.4 | 65 | 65 | 66.3 | 65.72 | 63.7 | 63.7 | 62.4 | 57.2 | 57.92 | 59.8 | 59.8 | 59.8 | 55.45 | 54.6 | 49.4 | 50.83 | 54.02 | 54.6 | 57.92 | 59.8 | 61.1
CALPSS_6_SOLAR1 |  | Solar_1Axis | Solar Tracking | IID |  | Socal | 0 | 19.9 | 0 | 0 | 0 | 0 | 0 | 0 | 0.01 | 2.22 | 8.13 | 10.5 | 10.91 | 11.15 | 11.01 | 10.34 | 9.57 | 6.03 | 1.19 | 0 | 0 | 0 | 0 | 0 | 0 | 0 | 0 | 0 | 0 | 0 | 0 | 0 | 0.14 | 5.08 | 12.44 | 13.29 | 13.18 | 12.73 | 12.31 | 12.03 | 11.82 | 10.62 | 4.64 | 0.17 | 0 | 0 | 0 | 0 | 0 | 0 | 0 | 0 | 0 | 0 | 0 | 0 | 1.54 | 9.13 | 12.58 | 13.04 | 12.81 | 12.48 | 12.41 | 11.27 | 10.25 | 9.25 | 6.57 | 0.99 | 0 | 0 | 0 | 0 | 0 | 0 | 0 | 0 | 0 | 0 | 0 | 0.88 | 8.49 | 15.03 | 15.84 | 16.23 | 16.11 | 16.21 | 16.04 | 16 | 15.5 | 14.68 | 12.11 | 4.02 | 0.09 | 0 | 0 | 0 | 0 | 0 | 0 | 0 | 0 | 0 | 0.03 | 3.28 | 11.39 | 15.56 | 16.61 | 16.99 | 17.02 | 17.16 | 17.13 | 16.9 | 16.48 | 15.82 | 13.82 | 6.8 | 0.64 | 0 | 0 | 0 | 0 | 0 | 0 | 0 | 0 | 0 | 0.06 | 3.88 | 11.4 | 14.95 | 16.12 | 16.77 | 16.9 | 16.99 | 16.97 | 16.77 | 16.36 | 15.79 | 14 | 8.46 | 1.45 | 0 | 0 | 0 | 0 | 0 | 0 | 0 | 0 | 0 | 0.01 | 1.82 | 8.88 | 13.91 | 15.77 | 16.56 | 16.73 | 16.68 | 16.53 | 16.34 | 15.89 | 15.21 | 13.39 | 7.75 | 1.23 | 0 | 0 | 0 | 0 | 0 | 0 | 0 | 0 | 0 | 0 | 0.61 | 6.65 | 12.5 | 14.87 | 15.94 | 16.28 | 16.25 | 15.93 | 15.5 | 14.87 | 13.71 | 10.9 | 4.04 | 0.12 | 0 | 0 | 0 | 0 | 0 | 0 | 0 | 0 | 0 | 0 | 0.14 | 4.91 | 12.84 | 14.95 | 15.73 | 15.85 | 15.85 | 15.76 | 15.58 | 15.35 | 13.86 | 7.75 | 0.93 | 0 | 0 | 0 | 0 | 0 | 0 | 0 | 0 | 0 | 0 | 0 | 0.01 | 2.8 | 11.17 | 14.18 | 14.61 | 14.49 | 14.53 | 14.6 | 14.67 | 14.35 | 11.23 | 3.17 | 0.04 | 0 | 0 | 0 | 0 | 0 | 0 | 0 | 0 | 0 | 0 | 0 | 0 | 0.52 | 6.55 | 12.23 | 13.22 | 12.87 | 12.52 | 12.67 | 12.7 | 12.1 | 6.98 | 0.69 | 0 | 0 | 0 | 0 | 0 | 0 | 0 | 0 | 0 | 0 | 0 | 0 | 0 | 0.02 | 2.43 | 7.72 | 9.28 | 9.78 | 9.59 | 9.9 | 9.36 | 8.54 | 4.85 | 0.42 | 0 | 0 | 0 | 0 | 0 | 0 | 0
CLINESCO_3_PVDYN |  | Wind | Wind | PNM |  | NM | 0 | 129.94 | 65.29 | 67.57 | 68.87 | 71.47 | 72.77 | 71.79 | 71.79 | 69.19 | 67.57 | 62.37 | 62.7 | 60.1 | 60.1 | 59.77 | 61.07 | 57.17 | 56.2 | 54.57 | 53.6 | 50.68 | 55.87 | 62.37 | 64.97 | 65.29 | 61.07 | 61.49 | 61.07 | 59.98 | 62.58 | 65.18 | 63.67 | 62.58 | 59.77 | 58.68 | 54.57 | 54.99 | 62.58 | 70.17 | 70.38 | 75.57 | 72.77 | 69.08 | 63.88 | 59.98 | 58.47 | 54.57 | 58.47 | 63.67 | 50.68 | 49.38 | 48.08 | 46.78 | 41.71 | 45.48 | 44.18 | 42.88 | 43.01 | 44.18 | 49.38 | 54.57 | 54.57 | 58.6 | 61.2 | 63.8 | 68.87 | 70.17 | 67.57 | 62.37 | 53.28 | 53.41 | 50.68 | 49.38 | 41.88 | 42.88 | 40.28 | 41.58 | 41.88 | 38.98 | 35.08 | 31.19 | 30.48 | 34.38 | 37.98 | 46.78 | 50.68 | 55.87 | 59.77 | 62.97 | 67.57 | 69.17 | 66.27 | 62.37 | 55.87 | 49.38 | 48.08 | 42.88 | 32.36 | 31.06 | 31.06 | 33.65 | 35.08 | 31.06 | 27.16 | 22.09 | 22.09 | 25.99 | 28.46 | 27.29 | 27.29 | 33.78 | 44.05 | 48.08 | 53.15 | 55.87 | 54.57 | 53.15 | 50.55 | 41.58 | 36.38 | 33.65 | 40.45 | 37.68 | 36.38 | 37.68 | 36.38 | 36.38 | 32.65 | 32.49 | 31.19 | 29.89 | 31.35 | 31.19 | 32.49 | 37.68 | 42.88 | 46.95 | 53.28 | 57.51 | 61.41 | 58.64 | 51.98 | 45.48 | 44.18 | 42.88 | 22.74 | 19.49 | 22.09 | 20.79 | 21.44 | 22.09 | 20.79 | 19.49 | 17.54 | 15.59 | 14.29 | 11.69 | 15.59 | 20.79 | 27.94 | 33.78 | 44.18 | 50.68 | 48.73 | 46.78 | 42.88 | 38.98 | 31.19 | 27.29 | 26.64 | 24.69 | 26.64 | 25.99 | 24.69 | 23.39 | 20.79 | 18.84 | 18.19 | 15.59 | 14.94 | 15.59 | 16.24 | 17.54 | 24.04 | 29.89 | 35.08 | 40.28 | 42.23 | 42.23 | 41.58 | 36.38 | 35.08 | 32.49 | 36.38 | 35.08 | 35.08 | 35.08 | 32.49 | 32.49 | 29.89 | 28.59 | 25.61 | 25.61 | 21.71 | 20.79 | 22.09 | 22.09 | 28.59 | 35.08 | 38.98 | 42.88 | 44.18 | 44.18 | 43.8 | 41.58 | 39.9 | 36.38 | 29.89 | 29.24 | 28.59 | 31.19 | 32.49 | 32.49 | 32.49 | 27.94 | 25.99 | 25.34 | 22.74 | 25.99 | 25.99 | 27.94 | 37.03 | 38.98 | 42.88 | 43.53 | 42.23 | 38.98 | 33.78 | 33.78 | 33.13 | 33.78 | 54.57 | 54.57 | 54.57 | 55.87 | 54.26 | 54.26 | 54.57 | 53.28 | 50.68 | 50.36 | 45.17 | 42.57 | 39.97 | 38.98 | 38.67 | 38.98 | 37.68 | 39.97 | 41.27 | 38.98 | 42.88 | 46.78 | 49.38 | 51.66 | 61.07 | 61.79 | 62.37 | 64.97 | 64.97 | 66.27 | 65.68 | 63.67 | 63.67 | 62.37 | 57.17 | 57.89 | 59.77 | 59.77 | 59.77 | 55.42 | 54.57 | 49.38 | 50.81 | 53.99 | 54.57 | 57.89 | 59.77 | 61.07
CLINESCO_3_WBDYN |  | Wind | Wind | PNM |  | NM | 0 | 194.28 | 97.63 | 101.03 | 102.97 | 106.85 | 108.8 | 107.34 | 107.34 | 103.45 | 101.03 | 93.25 | 93.74 | 89.85 | 89.85 | 89.37 | 91.31 | 85.48 | 84.03 | 81.6 | 80.14 | 75.77 | 83.54 | 93.25 | 97.14 | 97.63 | 91.31 | 91.93 | 91.31 | 89.68 | 93.57 | 97.45 | 95.2 | 93.57 | 89.37 | 87.74 | 81.6 | 82.22 | 93.57 | 104.91 | 105.22 | 112.99 | 108.8 | 103.28 | 95.51 | 89.68 | 87.43 | 81.6 | 87.43 | 95.2 | 75.77 | 73.83 | 71.88 | 69.94 | 62.36 | 68 | 66.06 | 64.11 | 64.31 | 66.06 | 73.83 | 81.6 | 81.6 | 87.62 | 91.51 | 95.39 | 102.97 | 104.91 | 101.03 | 93.25 | 79.65 | 79.85 | 75.77 | 73.83 | 62.62 | 64.11 | 60.23 | 62.17 | 62.62 | 58.28 | 52.46 | 46.63 | 45.58 | 51.41 | 56.79 | 69.94 | 75.77 | 83.54 | 89.37 | 94.15 | 101.03 | 103.42 | 99.08 | 93.25 | 83.54 | 73.83 | 71.88 | 64.11 | 48.38 | 46.43 | 46.43 | 50.32 | 52.46 | 46.43 | 40.6 | 33.03 | 33.03 | 38.86 | 42.55 | 40.8 | 40.8 | 50.51 | 65.86 | 71.88 | 79.46 | 83.54 | 81.6 | 79.46 | 75.57 | 62.17 | 54.4 | 50.32 | 60.48 | 56.34 | 54.4 | 56.34 | 54.4 | 54.4 | 48.82 | 48.57 | 46.63 | 44.68 | 46.88 | 46.63 | 48.57 | 56.34 | 64.11 | 70.19 | 79.65 | 85.99 | 91.82 | 87.68 | 77.71 | 68 | 66.06 | 64.11 | 34 | 29.14 | 33.03 | 31.08 | 32.06 | 33.03 | 31.08 | 29.14 | 26.23 | 23.31 | 21.37 | 17.49 | 23.31 | 31.08 | 41.77 | 50.51 | 66.06 | 75.77 | 72.86 | 69.94 | 64.11 | 58.28 | 46.63 | 40.8 | 39.83 | 36.91 | 39.83 | 38.86 | 36.91 | 34.97 | 31.08 | 28.17 | 27.2 | 23.31 | 22.34 | 23.31 | 24.29 | 26.23 | 35.94 | 44.68 | 52.46 | 60.23 | 63.14 | 63.14 | 62.17 | 54.4 | 52.46 | 48.57 | 54.4 | 52.46 | 52.46 | 52.46 | 48.57 | 48.57 | 44.68 | 42.74 | 38.29 | 38.29 | 32.46 | 31.08 | 33.03 | 33.03 | 42.74 | 52.46 | 58.28 | 64.11 | 66.06 | 66.06 | 65.49 | 62.17 | 59.66 | 54.4 | 44.68 | 43.71 | 42.74 | 46.63 | 48.57 | 48.57 | 48.57 | 41.77 | 38.86 | 37.88 | 34 | 38.86 | 38.86 | 41.77 | 55.37 | 58.28 | 64.11 | 65.08 | 63.14 | 58.28 | 50.51 | 50.51 | 49.54 | 50.51 | 81.6 | 81.6 | 81.6 | 83.54 | 81.13 | 81.13 | 81.6 | 79.65 | 75.77 | 75.3 | 67.53 | 63.65 | 59.76 | 58.28 | 57.82 | 58.28 | 56.34 | 59.76 | 61.7 | 58.28 | 64.11 | 69.94 | 73.83 | 77.25 | 91.31 | 92.38 | 93.25 | 97.14 | 97.14 | 99.08 | 98.21 | 95.2 | 95.2 | 93.25 | 85.48 | 86.55 | 89.37 | 89.37 | 89.37 | 82.86 | 81.6 | 73.83 | 75.96 | 80.72 | 81.6 | 86.55 | 89.37 | 91.31
COLGNS_2_CNSSR1 |  | Solar_1Axis | Solar Tracking | IID |  | Socal | 0 | 74.8 | 0 | 0 | 0 | 0 | 0 | 0 | 0.04 | 8.34 | 30.57 | 39.47 | 41.03 | 41.9 | 41.38 | 38.87 | 35.97 | 22.67 | 4.46 | 0 | 0 | 0 | 0 | 0 | 0 | 0 | 0 | 0 | 0 | 0 | 0 | 0 | 0.51 | 19.11 | 46.75 | 49.95 | 49.53 | 47.86 | 46.29 | 45.22 | 44.41 | 39.94 | 17.43 | 0.64 | 0 | 0 | 0 | 0 | 0 | 0 | 0 | 0 | 0 | 0 | 0 | 0 | 5.78 | 34.33 | 47.29 | 49.02 | 48.13 | 46.92 | 46.65 | 42.35 | 38.52 | 34.75 | 24.69 | 3.73 | 0 | 0 | 0 | 0 | 0 | 0 | 0 | 0 | 0 | 0 | 0 | 3.31 | 31.92 | 56.5 | 59.55 | 60.99 | 60.55 | 60.95 | 60.28 | 60.15 | 58.27 | 55.2 | 45.52 | 15.11 | 0.36 | 0 | 0 | 0 | 0 | 0 | 0 | 0 | 0 | 0 | 0.1 | 12.31 | 42.83 | 58.47 | 62.45 | 63.84 | 63.98 | 64.5 | 64.4 | 63.54 | 61.96 | 59.46 | 51.94 | 25.56 | 2.41 | 0 | 0 | 0 | 0 | 0 | 0 | 0 | 0 | 0 | 0.22 | 14.59 | 42.86 | 56.2 | 60.6 | 63.03 | 63.53 | 63.87 | 63.77 | 63.05 | 61.49 | 59.35 | 52.64 | 31.81 | 5.44 | 0 | 0 | 0 | 0 | 0 | 0 | 0 | 0 | 0 | 0.02 | 6.84 | 33.36 | 52.28 | 59.29 | 62.26 | 62.87 | 62.69 | 62.15 | 61.4 | 59.72 | 57.17 | 50.34 | 29.12 | 4.64 | 0 | 0 | 0 | 0 | 0 | 0 | 0 | 0 | 0 | 0 | 2.3 | 24.98 | 46.98 | 55.89 | 59.93 | 61.21 | 61.07 | 59.87 | 58.25 | 55.89 | 51.53 | 40.99 | 15.18 | 0.46 | 0 | 0 | 0 | 0 | 0 | 0 | 0 | 0 | 0 | 0 | 0.51 | 18.47 | 48.26 | 56.2 | 59.11 | 59.59 | 59.57 | 59.25 | 58.55 | 57.7 | 52.1 | 29.14 | 3.5 | 0 | 0 | 0 | 0 | 0 | 0 | 0 | 0 | 0 | 0 | 0 | 0.03 | 10.54 | 41.97 | 53.31 | 54.93 | 54.45 | 54.6 | 54.88 | 55.13 | 53.94 | 42.2 | 11.9 | 0.13 | 0 | 0 | 0 | 0 | 0 | 0 | 0 | 0 | 0 | 0 | 0 | 0 | 1.95 | 24.61 | 45.96 | 49.71 | 48.37 | 47.06 | 47.64 | 47.75 | 45.47 | 26.23 | 2.61 | 0 | 0 | 0 | 0 | 0 | 0 | 0 | 0 | 0 | 0 | 0 | 0 | 0 | 0.09 | 9.13 | 29.01 | 34.89 | 36.75 | 36.03 | 37.2 | 35.17 | 32.1 | 18.24 | 1.57 | 0 | 0 | 0 | 0 | 0 | 0 | 0
DURNMESA_3_WBDYN |  | Wind | Wind | PNM |  | NM | 0 | 105.08 | 52.8 | 54.64 | 55.69 | 57.79 | 58.84 | 58.06 | 58.06 | 55.96 | 54.64 | 50.44 | 50.7 | 48.6 | 48.6 | 48.34 | 49.39 | 46.24 | 45.45 | 44.13 | 43.35 | 40.98 | 45.18 | 50.44 | 52.54 | 52.8 | 49.39 | 49.72 | 49.39 | 48.5 | 50.61 | 52.71 | 51.49 | 50.61 | 48.34 | 47.45 | 44.13 | 44.47 | 50.61 | 56.74 | 56.91 | 61.11 | 58.84 | 55.86 | 51.66 | 48.5 | 47.29 | 44.13 | 47.29 | 51.49 | 40.98 | 39.93 | 38.88 | 37.83 | 33.73 | 36.78 | 35.73 | 34.68 | 34.78 | 35.73 | 39.93 | 44.13 | 44.13 | 47.39 | 49.49 | 51.59 | 55.69 | 56.74 | 54.64 | 50.44 | 43.08 | 43.19 | 40.98 | 39.93 | 33.87 | 34.68 | 32.57 | 33.63 | 33.87 | 31.52 | 28.37 | 25.22 | 24.65 | 27.8 | 30.71 | 37.83 | 40.98 | 45.18 | 48.34 | 50.92 | 54.64 | 55.93 | 53.59 | 50.44 | 45.18 | 39.93 | 38.88 | 34.68 | 26.16 | 25.11 | 25.11 | 27.22 | 28.37 | 25.11 | 21.96 | 17.86 | 17.86 | 21.02 | 23.01 | 22.07 | 22.07 | 27.32 | 35.62 | 38.88 | 42.98 | 45.18 | 44.13 | 42.98 | 40.88 | 33.63 | 29.42 | 27.22 | 32.71 | 30.47 | 29.42 | 30.47 | 29.42 | 29.42 | 26.41 | 26.27 | 25.22 | 24.17 | 25.36 | 25.22 | 26.27 | 30.47 | 34.68 | 37.97 | 43.08 | 46.51 | 49.66 | 47.42 | 42.03 | 36.78 | 35.73 | 34.68 | 18.39 | 15.76 | 17.86 | 16.81 | 17.34 | 17.86 | 16.81 | 15.76 | 14.19 | 12.61 | 11.56 | 9.46 | 12.61 | 16.81 | 22.59 | 27.32 | 35.73 | 40.98 | 39.41 | 37.83 | 34.68 | 31.52 | 25.22 | 22.07 | 21.54 | 19.97 | 21.54 | 21.02 | 19.97 | 18.91 | 16.81 | 15.24 | 14.71 | 12.61 | 12.08 | 12.61 | 13.14 | 14.19 | 19.44 | 24.17 | 28.37 | 32.57 | 34.15 | 34.15 | 33.63 | 29.42 | 28.37 | 26.27 | 29.42 | 28.37 | 28.37 | 28.37 | 26.27 | 26.27 | 24.17 | 23.12 | 20.71 | 20.71 | 17.56 | 16.81 | 17.86 | 17.86 | 23.12 | 28.37 | 31.52 | 34.68 | 35.73 | 35.73 | 35.42 | 33.63 | 32.27 | 29.42 | 24.17 | 23.64 | 23.12 | 25.22 | 26.27 | 26.27 | 26.27 | 22.59 | 21.02 | 20.49 | 18.39 | 21.02 | 21.02 | 22.59 | 29.95 | 31.52 | 34.68 | 35.2 | 34.15 | 31.52 | 27.32 | 27.32 | 26.8 | 27.32 | 44.13 | 44.13 | 44.13 | 45.18 | 43.88 | 43.88 | 44.13 | 43.08 | 40.98 | 40.73 | 36.53 | 34.42 | 32.32 | 31.52 | 31.27 | 31.52 | 30.47 | 32.32 | 33.37 | 31.52 | 34.68 | 37.83 | 39.93 | 41.78 | 49.39 | 49.97 | 50.44 | 52.54 | 52.54 | 53.59 | 53.12 | 51.49 | 51.49 | 50.44 | 46.24 | 46.81 | 48.34 | 48.34 | 48.34 | 44.82 | 44.13 | 39.93 | 41.09 | 43.66 | 44.13 | 46.81 | 48.34 | 49.39
ELCABO_5_ECWSCEDYN |  | Wind | Wind | PNM |  | NM | 0 | 298 | 149.75 | 154.96 | 157.94 | 163.9 | 166.88 | 164.65 | 164.65 | 158.69 | 154.96 | 143.04 | 143.79 | 137.83 | 137.83 | 137.08 | 140.06 | 131.12 | 128.89 | 125.16 | 122.93 | 116.22 | 128.14 | 143.04 | 149 | 149.75 | 140.06 | 141.01 | 140.06 | 137.56 | 143.52 | 149.48 | 146.02 | 143.52 | 137.08 | 134.58 | 125.16 | 126.11 | 143.52 | 160.92 | 161.4 | 173.32 | 166.88 | 158.42 | 146.5 | 137.56 | 134.1 | 125.16 | 134.1 | 146.02 | 116.22 | 113.24 | 110.26 | 107.28 | 95.66 | 104.3 | 101.32 | 98.34 | 98.64 | 101.32 | 113.24 | 125.16 | 125.16 | 134.4 | 140.36 | 146.32 | 157.94 | 160.92 | 154.96 | 143.04 | 122.18 | 122.48 | 116.22 | 113.24 | 96.05 | 98.34 | 92.38 | 95.36 | 96.05 | 89.4 | 80.46 | 71.52 | 69.91 | 78.85 | 87.11 | 107.28 | 116.22 | 128.14 | 137.08 | 144.41 | 154.96 | 158.63 | 151.98 | 143.04 | 128.14 | 113.24 | 110.26 | 98.34 | 74.2 | 71.22 | 71.22 | 77.18 | 80.46 | 71.22 | 62.28 | 50.66 | 50.66 | 59.6 | 65.26 | 62.58 | 62.58 | 77.48 | 101.02 | 110.26 | 121.88 | 128.14 | 125.16 | 121.88 | 115.92 | 95.36 | 83.44 | 77.18 | 92.77 | 86.42 | 83.44 | 86.42 | 83.44 | 83.44 | 74.89 | 74.5 | 71.52 | 68.54 | 71.91 | 71.52 | 74.5 | 86.42 | 98.34 | 107.67 | 122.18 | 131.89 | 140.83 | 134.49 | 119.2 | 104.3 | 101.32 | 98.34 | 52.15 | 44.7 | 50.66 | 47.68 | 49.17 | 50.66 | 47.68 | 44.7 | 40.23 | 35.76 | 32.78 | 26.82 | 35.76 | 47.68 | 64.07 | 77.48 | 101.32 | 116.22 | 111.75 | 107.28 | 98.34 | 89.4 | 71.52 | 62.58 | 61.09 | 56.62 | 61.09 | 59.6 | 56.62 | 53.64 | 47.68 | 43.21 | 41.72 | 35.76 | 34.27 | 35.76 | 37.25 | 40.23 | 55.13 | 68.54 | 80.46 | 92.38 | 96.85 | 96.85 | 95.36 | 83.44 | 80.46 | 74.5 | 83.44 | 80.46 | 80.46 | 80.46 | 74.5 | 74.5 | 68.54 | 65.56 | 58.74 | 58.74 | 49.8 | 47.68 | 50.66 | 50.66 | 65.56 | 80.46 | 89.4 | 98.34 | 101.32 | 101.32 | 100.46 | 95.36 | 91.52 | 83.44 | 68.54 | 67.05 | 65.56 | 71.52 | 74.5 | 74.5 | 74.5 | 64.07 | 59.6 | 58.11 | 52.15 | 59.6 | 59.6 | 64.07 | 84.93 | 89.4 | 98.34 | 99.83 | 96.85 | 89.4 | 77.48 | 77.48 | 75.99 | 77.48 | 125.16 | 125.16 | 125.16 | 128.14 | 124.44 | 124.44 | 125.16 | 122.18 | 116.22 | 115.5 | 103.58 | 97.62 | 91.66 | 89.4 | 88.68 | 89.4 | 86.42 | 91.66 | 94.64 | 89.4 | 98.34 | 107.28 | 113.24 | 118.48 | 140.06 | 141.7 | 143.04 | 149 | 149 | 151.98 | 150.64 | 146.02 | 146.02 | 143.04 | 131.12 | 132.76 | 137.08 | 137.08 | 137.08 | 127.1 | 125.16 | 113.24 | 116.52 | 123.82 | 125.16 | 132.76 | 137.08 | 140.06
GRADYW_5_GDYWD1 |  | Wind | Wind | AZPS |  | NM | 0 | 200 | 100.5 | 104 | 106 | 110 | 112 | 110.5 | 110.5 | 106.5 | 104 | 96 | 96.5 | 92.5 | 92.5 | 92 | 94 | 88 | 86.5 | 84 | 82.5 | 78 | 86 | 96 | 100 | 100.5 | 94 | 94.64 | 94 | 92.32 | 96.32 | 100.32 | 98 | 96.32 | 92 | 90.32 | 84 | 84.64 | 96.32 | 108 | 108.32 | 116.32 | 112 | 106.32 | 98.32 | 92.32 | 90 | 84 | 90 | 98 | 78 | 76 | 74 | 72 | 64.2 | 70 | 68 | 66 | 66.2 | 68 | 76 | 84 | 84 | 90.2 | 94.2 | 98.2 | 106 | 108 | 104 | 96 | 82 | 82.2 | 78 | 76 | 64.46 | 66 | 62 | 64 | 64.46 | 60 | 54 | 48 | 46.92 | 52.92 | 58.46 | 72 | 78 | 86 | 92 | 96.92 | 104 | 106.46 | 102 | 96 | 86 | 76 | 74 | 66 | 49.8 | 47.8 | 47.8 | 51.8 | 54 | 47.8 | 41.8 | 34 | 34 | 40 | 43.8 | 42 | 42 | 52 | 67.8 | 74 | 81.8 | 86 | 84 | 81.8 | 77.8 | 64 | 56 | 51.8 | 62.26 | 58 | 56 | 58 | 56 | 56 | 50.26 | 50 | 48 | 46 | 48.26 | 48 | 50 | 58 | 66 | 72.26 | 82 | 88.52 | 94.52 | 90.26 | 80 | 70 | 68 | 66 | 35 | 30 | 34 | 32 | 33 | 34 | 32 | 30 | 27 | 24 | 22 | 18 | 24 | 32 | 43 | 52 | 68 | 78 | 75 | 72 | 66 | 60 | 48 | 42 | 41 | 38 | 41 | 40 | 38 | 36 | 32 | 29 | 28 | 24 | 23 | 24 | 25 | 27 | 37 | 46 | 54 | 62 | 65 | 65 | 64 | 56 | 54 | 50 | 56 | 54 | 54 | 54 | 50 | 50 | 46 | 44 | 39.42 | 39.42 | 33.42 | 32 | 34 | 34 | 44 | 54 | 60 | 66 | 68 | 68 | 67.42 | 64 | 61.42 | 56 | 46 | 45 | 44 | 48 | 50 | 50 | 50 | 43 | 40 | 39 | 35 | 40 | 40 | 43 | 57 | 60 | 66 | 67 | 65 | 60 | 52 | 52 | 51 | 52 | 84 | 84 | 84 | 86 | 83.52 | 83.52 | 84 | 82 | 78 | 77.52 | 69.52 | 65.52 | 61.52 | 60 | 59.52 | 60 | 58 | 61.52 | 63.52 | 60 | 66 | 72 | 76 | 79.52 | 94 | 95.1 | 96 | 100 | 100 | 102 | 101.1 | 98 | 98 | 96 | 88 | 89.1 | 92 | 92 | 92 | 85.3 | 84 | 76 | 78.2 | 83.1 | 84 | 89.1 | 92 | 94
MALIN_5_IBERDR |  | Wind | Wind | BPAT |  | WA/OR | 0 | 100 | 15 | 16 | 16 | 15.5 | 15 | 15 | 15 | 14 | 13.5 | 14 | 12 | 11.5 | 10.5 | 10 | 9.5 | 10 | 10 | 10 | 10 | 11 | 14 | 15 | 14 | 14 | 26 | 26 | 26.5 | 22 | 19.5 | 19 | 17 | 15 | 15 | 15.5 | 16 | 18 | 23.5 | 27 | 23.5 | 26.5 | 25.5 | 24 | 22.5 | 23 | 25 | 25 | 26 | 27 | 13 | 13.5 | 14 | 13.5 | 14 | 13 | 12 | 13 | 15 | 13 | 13 | 17 | 20 | 26 | 28.5 | 31.5 | 28 | 21.5 | 17 | 14 | 12 | 11 | 12 | 12 | 21 | 20 | 18 | 18 | 17 | 16 | 14.71 | 13.71 | 14 | 14.71 | 16.71 | 21.71 | 27.71 | 30 | 32.71 | 37 | 39.13 | 42.71 | 44.71 | 45 | 37.71 | 33 | 27 | 26 | 29.5 | 25 | 22.5 | 20 | 20 | 20 | 20.5 | 19 | 21 | 21 | 21 | 18 | 16 | 17 | 21 | 22 | 25 | 31 | 35 | 35.5 | 34 | 30.5 | 30.5 | 29.5 | 32 | 30 | 26 | 23 | 21 | 21 | 21 | 22.5 | 21 | 20 | 17.5 | 14.5 | 15.5 | 18 | 20.5 | 24.5 | 30 | 36 | 42 | 46.5 | 48 | 45 | 40 | 35 | 39 | 35 | 32 | 28 | 26 | 24 | 24 | 23 | 20.25 | 16 | 10 | 8 | 7 | 8 | 8 | 9 | 9 | 12 | 28.5 | 43.5 | 49 | 50.25 | 48.5 | 44 | 34 | 29 | 25 | 20 | 20 | 18 | 18 | 18 | 15.8 | 13.8 | 9.8 | 7 | 6 | 6 | 6.8 | 7.8 | 9 | 12 | 16.8 | 23.6 | 26 | 29 | 30 | 34 | 17 | 17 | 17.5 | 18.5 | 19 | 18 | 17 | 17 | 14.5 | 14.5 | 11.5 | 8 | 7.5 | 10 | 11.5 | 12 | 13.5 | 14.5 | 13.5 | 12 | 10.5 | 11 | 12 | 15 | 11 | 12 | 13 | 15 | 15 | 15.5 | 14 | 12 | 10 | 7 | 6 | 5 | 7 | 10 | 12 | 11.5 | 12.5 | 10 | 10 | 8.5 | 8.5 | 8.5 | 9 | 10 | 11 | 11.5 | 12.5 | 12.5 | 11.5 | 11 | 12 | 10.5 | 11 | 10 | 7 | 6 | 6 | 5 | 6 | 7.5 | 8 | 9 | 9.5 | 9.5 | 8.5 | 9 | 10 | 11 | 11 | 12.5 | 13 | 10.5 | 9 | 8 | 8 | 7 | 7 | 8 | 9 | 7 | 7 | 7 | 7 | 7 | 9 | 9 | 7 | 9 | 9 | 9 | 9 | 11
MALIN_5_INHRED |  | Wind | Wind | BPAT |  | WA/OR | 0 | 50 | 7.5 | 8 | 8 | 7.75 | 7.5 | 7.5 | 7.5 | 7 | 6.75 | 7 | 6 | 5.75 | 5.25 | 5 | 4.75 | 5 | 5 | 5 | 5 | 5.5 | 7 | 7.5 | 7 | 7 | 13 | 13 | 13.25 | 11 | 9.75 | 9.5 | 8.5 | 7.5 | 7.5 | 7.75 | 8 | 9 | 11.75 | 13.5 | 11.75 | 13.25 | 12.75 | 12 | 11.25 | 11.5 | 12.5 | 12.5 | 13 | 13.5 | 6.5 | 6.75 | 7 | 6.75 | 7 | 6.5 | 6 | 6.5 | 7.5 | 6.5 | 6.5 | 8.5 | 10 | 13 | 14.25 | 15.75 | 14 | 10.75 | 8.5 | 7 | 6 | 5.5 | 6 | 6 | 10.5 | 10 | 9 | 9 | 8.5 | 8 | 7.36 | 6.86 | 7 | 7.36 | 8.36 | 10.86 | 13.86 | 15 | 16.36 | 18.5 | 19.57 | 21.36 | 22.36 | 22.5 | 18.86 | 16.5 | 13.5 | 13 | 14.75 | 12.5 | 11.25 | 10 | 10 | 10 | 10.25 | 9.5 | 10.5 | 10.5 | 10.5 | 9 | 8 | 8.5 | 10.5 | 11 | 12.5 | 15.5 | 17.5 | 17.75 | 17 | 15.25 | 15.25 | 14.75 | 16 | 15 | 13 | 11.5 | 10.5 | 10.5 | 10.5 | 11.25 | 10.5 | 10 | 8.75 | 7.25 | 7.75 | 9 | 10.25 | 12.25 | 15 | 18 | 21 | 23.25 | 24 | 22.5 | 20 | 17.5 | 19.5 | 17.5 | 16 | 14 | 13 | 12 | 12 | 11.5 | 10.13 | 8 | 5 | 4 | 3.5 | 4 | 4 | 4.5 | 4.5 | 6 | 14.25 | 21.75 | 24.5 | 25.13 | 24.25 | 22 | 17 | 14.5 | 12.5 | 10 | 10 | 9 | 9 | 9 | 7.9 | 6.9 | 4.9 | 3.5 | 3 | 3 | 3.4 | 3.9 | 4.5 | 6 | 8.4 | 11.8 | 13 | 14.5 | 15 | 17 | 8.5 | 8.5 | 8.75 | 9.25 | 9.5 | 9 | 8.5 | 8.5 | 7.25 | 7.25 | 5.75 | 4 | 3.75 | 5 | 5.75 | 6 | 6.75 | 7.25 | 6.75 | 6 | 5.25 | 5.5 | 6 | 7.5 | 5.5 | 6 | 6.5 | 7.5 | 7.5 | 7.75 | 7 | 6 | 5 | 3.5 | 3 | 2.5 | 3.5 | 5 | 6 | 5.75 | 6.25 | 5 | 5 | 4.25 | 4.25 | 4.25 | 4.5 | 5 | 5.5 | 5.75 | 6.25 | 6.25 | 5.75 | 5.5 | 6 | 5.25 | 5.5 | 5 | 3.5 | 3 | 3 | 2.5 | 3 | 3.75 | 4 | 4.5 | 4.75 | 4.75 | 4.25 | 4.5 | 5 | 5.5 | 5.5 | 6.25 | 6.5 | 5.25 | 4.5 | 4 | 4 | 3.5 | 3.5 | 4 | 4.5 | 3.5 | 3.5 | 3.5 | 3.5 | 3.5 | 4.5 | 4.5 | 3.5 | 4.5 | 4.5 | 4.5 | 4.5 | 5.5
MALIN_5_INHRPG |  | Wind | Wind | BPAT |  | WA/OR | 0 | 50 | 7.5 | 8 | 8 | 7.75 | 7.5 | 7.5 | 7.5 | 7 | 6.75 | 7 | 6 | 5.75 | 5.25 | 5 | 4.75 | 5 | 5 | 5 | 5 | 5.5 | 7 | 7.5 | 7 | 7 | 13 | 13 | 13.25 | 11 | 9.75 | 9.5 | 8.5 | 7.5 | 7.5 | 7.75 | 8 | 9 | 11.75 | 13.5 | 11.75 | 13.25 | 12.75 | 12 | 11.25 | 11.5 | 12.5 | 12.5 | 13 | 13.5 | 6.5 | 6.75 | 7 | 6.75 | 7 | 6.5 | 6 | 6.5 | 7.5 | 6.5 | 6.5 | 8.5 | 10 | 13 | 14.25 | 15.75 | 14 | 10.75 | 8.5 | 7 | 6 | 5.5 | 6 | 6 | 10.5 | 10 | 9 | 9 | 8.5 | 8 | 7.36 | 6.86 | 7 | 7.36 | 8.36 | 10.86 | 13.86 | 15 | 16.36 | 18.5 | 19.57 | 21.36 | 22.36 | 22.5 | 18.86 | 16.5 | 13.5 | 13 | 14.75 | 12.5 | 11.25 | 10 | 10 | 10 | 10.25 | 9.5 | 10.5 | 10.5 | 10.5 | 9 | 8 | 8.5 | 10.5 | 11 | 12.5 | 15.5 | 17.5 | 17.75 | 17 | 15.25 | 15.25 | 14.75 | 16 | 15 | 13 | 11.5 | 10.5 | 10.5 | 10.5 | 11.25 | 10.5 | 10 | 8.75 | 7.25 | 7.75 | 9 | 10.25 | 12.25 | 15 | 18 | 21 | 23.25 | 24 | 22.5 | 20 | 17.5 | 19.5 | 17.5 | 16 | 14 | 13 | 12 | 12 | 11.5 | 10.13 | 8 | 5 | 4 | 3.5 | 4 | 4 | 4.5 | 4.5 | 6 | 14.25 | 21.75 | 24.5 | 25.13 | 24.25 | 22 | 17 | 14.5 | 12.5 | 10 | 10 | 9 | 9 | 9 | 7.9 | 6.9 | 4.9 | 3.5 | 3 | 3 | 3.4 | 3.9 | 4.5 | 6 | 8.4 | 11.8 | 13 | 14.5 | 15 | 17 | 8.5 | 8.5 | 8.75 | 9.25 | 9.5 | 9 | 8.5 | 8.5 | 7.25 | 7.25 | 5.75 | 4 | 3.75 | 5 | 5.75 | 6 | 6.75 | 7.25 | 6.75 | 6 | 5.25 | 5.5 | 6 | 7.5 | 5.5 | 6 | 6.5 | 7.5 | 7.5 | 7.75 | 7 | 6 | 5 | 3.5 | 3 | 2.5 | 3.5 | 5 | 6 | 5.75 | 6.25 | 5 | 5 | 4.25 | 4.25 | 4.25 | 4.5 | 5 | 5.5 | 5.75 | 6.25 | 6.25 | 5.75 | 5.5 | 6 | 5.25 | 5.5 | 5 | 3.5 | 3 | 3 | 2.5 | 3 | 3.75 | 4 | 4.5 | 4.75 | 4.75 | 4.25 | 4.5 | 5 | 5.5 | 5.5 | 6.25 | 6.5 | 5.25 | 4.5 | 4 | 4 | 3.5 | 3.5 | 4 | 4.5 | 3.5 | 3.5 | 3.5 | 3.5 | 3.5 | 4.5 | 4.5 | 3.5 | 4.5 | 4.5 | 4.5 | 4.5 | 5.5
MIDWY3_2_MDSSR1 |  | Solar_Fixed | Solar Fixed | IID |  | Socal | 0 | 20 | 0 | 0 | 0 | 0 | 0 | 0 | 0.03 | 2.39 | 8.26 | 11.24 | 12.38 | 12.86 | 12.28 | 11.72 | 9.81 | 5.43 | 0.79 | 0 | 0 | 0 | 0 | 0 | 0 | 0 | 0 | 0 | 0 | 0 | 0 | 0 | 0.19 | 4.35 | 10.49 | 12.84 | 13.65 | 13.81 | 13.26 | 12.6 | 11.38 | 8.93 | 3.25 | 0.08 | 0 | 0 | 0 | 0 | 0 | 0 | 0 | 0 | 0 | 0 | 0 | 0 | 1.44 | 7.61 | 11.79 | 13.44 | 13.74 | 13.93 | 13.35 | 12.62 | 11.38 | 9.26 | 4.99 | 0.66 | 0 | 0 | 0 | 0 | 0 | 0 | 0 | 0 | 0 | 0 | 0 | 0.7 | 5.89 | 11.9 | 14.93 | 16.19 | 16.83 | 16.84 | 16.53 | 16.09 | 14.8 | 12.78 | 8.72 | 2.28 | 0.06 | 0 | 0 | 0 | 0 | 0 | 0 | 0 | 0 | 0 | 0.04 | 2.35 | 8.39 | 12.56 | 15.1 | 16.65 | 17.35 | 17.51 | 17.34 | 16.98 | 15.87 | 13.88 | 10.11 | 3.92 | 0.3 | 0 | 0 | 0 | 0 | 0 | 0 | 0 | 0 | 0 | 0.08 | 2.66 | 8.19 | 12.25 | 15.26 | 16.71 | 17.56 | 17.58 | 17.46 | 16.95 | 15.62 | 13.67 | 10.64 | 5.06 | 0.69 | 0 | 0 | 0 | 0 | 0 | 0 | 0 | 0 | 0 | 0 | 1.41 | 5.91 | 10.7 | 13.6 | 15.35 | 16.4 | 16.79 | 16.62 | 16.08 | 14.83 | 12.98 | 9.93 | 4.57 | 0.54 | 0 | 0 | 0 | 0 | 0 | 0 | 0 | 0 | 0 | 0 | 0.58 | 5.13 | 10.78 | 13.63 | 15.53 | 16.89 | 17.25 | 16.53 | 16.02 | 14.68 | 12.53 | 8.43 | 2.45 | 0.08 | 0 | 0 | 0 | 0 | 0 | 0 | 0 | 0 | 0 | 0 | 0.18 | 4.04 | 10.48 | 13.78 | 15.46 | 16.48 | 16.7 | 16.69 | 15.95 | 14.38 | 11.46 | 5.35 | 0.56 | 0 | 0 | 0 | 0 | 0 | 0 | 0 | 0 | 0 | 0 | 0 | 0.03 | 2.55 | 9.36 | 13.31 | 14.98 | 16.02 | 16.19 | 15.93 | 15.16 | 13.56 | 8.99 | 2.1 | 0.03 | 0 | 0 | 0 | 0 | 0 | 0 | 0 | 0 | 0 | 0 | 0 | 0 | 0.66 | 5.94 | 11.68 | 13.58 | 14.43 | 14.62 | 14.22 | 13.39 | 11.02 | 5.16 | 0.39 | 0 | 0 | 0 | 0 | 0 | 0 | 0 | 0 | 0 | 0 | 0 | 0 | 0 | 0.07 | 2.64 | 7.7 | 10.41 | 11.33 | 11.95 | 11.81 | 10.81 | 8.49 | 3.92 | 0.25 | 0 | 0 | 0 | 0 | 0 | 0 | 0
MIDWYS_2_MIDSL1 |  | Solar_Fixed | Solar Fixed | IID |  | Socal | 0 | 49.9 | 0 | 0 | 0 | 0 | 0 | 0 | 0.08 | 5.97 | 20.61 | 28.06 | 30.88 | 32.1 | 30.63 | 29.25 | 24.46 | 13.55 | 1.98 | 0 | 0 | 0 | 0 | 0 | 0 | 0 | 0 | 0 | 0 | 0 | 0 | 0 | 0.47 | 10.85 | 26.18 | 32.03 | 34.07 | 34.45 | 33.09 | 31.43 | 28.4 | 22.28 | 8.11 | 0.21 | 0 | 0 | 0 | 0 | 0 | 0 | 0 | 0 | 0 | 0 | 0 | 0.01 | 3.6 | 18.98 | 29.42 | 33.53 | 34.28 | 34.75 | 33.3 | 31.5 | 28.4 | 23.11 | 12.46 | 1.65 | 0 | 0 | 0 | 0 | 0 | 0 | 0 | 0 | 0 | 0 | 0 | 1.76 | 14.7 | 29.69 | 37.24 | 40.39 | 41.99 | 42.01 | 41.23 | 40.13 | 36.93 | 31.88 | 21.76 | 5.69 | 0.15 | 0 | 0 | 0 | 0 | 0 | 0 | 0 | 0 | 0 | 0.1 | 5.86 | 20.94 | 31.35 | 37.68 | 41.53 | 43.3 | 43.69 | 43.27 | 42.38 | 39.6 | 34.62 | 25.24 | 9.79 | 0.76 | 0 | 0 | 0 | 0 | 0 | 0 | 0 | 0 | 0 | 0.2 | 6.64 | 20.42 | 30.57 | 38.06 | 41.69 | 43.82 | 43.87 | 43.56 | 42.29 | 38.97 | 34.11 | 26.54 | 12.63 | 1.72 | 0 | 0 | 0 | 0 | 0 | 0 | 0 | 0 | 0 | 0.01 | 3.53 | 14.74 | 26.7 | 33.93 | 38.3 | 40.91 | 41.89 | 41.48 | 40.12 | 37 | 32.39 | 24.78 | 11.4 | 1.36 | 0 | 0 | 0 | 0 | 0 | 0 | 0 | 0 | 0 | 0 | 1.45 | 12.81 | 26.89 | 34 | 38.74 | 42.15 | 43.04 | 41.25 | 39.96 | 36.64 | 31.27 | 21.03 | 6.12 | 0.19 | 0 | 0 | 0 | 0 | 0 | 0 | 0 | 0 | 0 | 0 | 0.45 | 10.08 | 26.15 | 34.37 | 38.58 | 41.11 | 41.66 | 41.65 | 39.81 | 35.87 | 28.59 | 13.35 | 1.41 | 0.01 | 0 | 0 | 0 | 0 | 0 | 0 | 0 | 0 | 0 | 0 | 0.08 | 6.35 | 23.35 | 33.2 | 37.39 | 39.98 | 40.38 | 39.75 | 37.81 | 33.84 | 22.44 | 5.25 | 0.08 | 0 | 0 | 0 | 0 | 0 | 0 | 0 | 0 | 0 | 0 | 0 | 0.01 | 1.65 | 14.82 | 29.14 | 33.88 | 35.99 | 36.47 | 35.48 | 33.41 | 27.51 | 12.86 | 0.96 | 0 | 0 | 0 | 0 | 0 | 0 | 0 | 0 | 0 | 0 | 0 | 0 | 0 | 0.18 | 6.6 | 19.21 | 25.97 | 28.27 | 29.81 | 29.48 | 26.98 | 21.18 | 9.77 | 0.62 | 0 | 0 | 0 | 0 | 0 | 0 | 0
MILFRD_7_PASADENA |  | Wind | Wind | LADWP |  | Socal | 0 | 5 | 0.46 | 0.48 | 0.55 | 0.52 | 0.51 | 0.48 | 0.39 | 0.34 | 0.36 | 0.36 | 0.35 | 0.37 | 0.41 | 0.47 | 0.47 | 0.51 | 0.45 | 0.45 | 0.42 | 0.43 | 0.41 | 0.4 | 0.42 | 0.4 | 0.62 | 0.68 | 0.71 | 0.67 | 0.59 | 0.56 | 0.58 | 0.59 | 0.57 | 0.64 | 0.66 | 0.67 | 0.78 | 0.73 | 0.84 | 0.74 | 0.89 | 0.88 | 1.01 | 0.97 | 0.99 | 0.89 | 0.8 | 0.68 | 1.01 | 1.05 | 0.98 | 0.92 | 0.85 | 0.73 | 0.7 | 0.67 | 0.73 | 0.64 | 0.65 | 0.73 | 0.82 | 0.95 | 1 | 1.12 | 1.15 | 1.17 | 1.14 | 1.12 | 1.1 | 1.11 | 1.18 | 1.07 | 1.81 | 1.62 | 1.41 | 1.2 | 1.03 | 0.89 | 0.62 | 0.47 | 0.44 | 0.41 | 0.38 | 0.41 | 0.45 | 0.68 | 1.02 | 1.35 | 1.63 | 1.78 | 1.83 | 1.88 | 1.99 | 1.88 | 1.81 | 1.83 | 2.02 | 1.9 | 1.86 | 1.68 | 1.38 | 1.14 | 0.85 | 0.66 | 0.46 | 0.37 | 0.32 | 0.31 | 0.42 | 0.7 | 1.14 | 1.65 | 1.92 | 2.11 | 2.06 | 2.06 | 2.1 | 2.14 | 2.19 | 2.06 | 2.02 | 1.89 | 1.74 | 1.47 | 1.28 | 1.01 | 0.71 | 0.48 | 0.37 | 0.25 | 0.3 | 0.31 | 0.38 | 0.59 | 0.96 | 1.32 | 1.61 | 1.88 | 2.09 | 2.29 | 2.24 | 2.23 | 2.21 | 2.12 | 2.26 | 2.09 | 1.84 | 1.66 | 1.46 | 1.13 | 0.83 | 0.51 | 0.32 | 0.23 | 0.28 | 0.39 | 0.56 | 0.83 | 1.13 | 1.54 | 1.87 | 2.13 | 2.31 | 2.36 | 2.46 | 2.45 | 2.4 | 2.32 | 1.86 | 1.67 | 1.44 | 1.17 | 1.03 | 0.83 | 0.57 | 0.36 | 0.26 | 0.21 | 0.24 | 0.31 | 0.45 | 0.63 | 0.89 | 1.18 | 1.5 | 1.73 | 1.96 | 2.09 | 2.1 | 2.04 | 1.99 | 1.91 | 1.26 | 1.22 | 1.13 | 0.87 | 0.75 | 0.64 | 0.48 | 0.34 | 0.26 | 0.29 | 0.35 | 0.41 | 0.5 | 0.62 | 0.82 | 0.95 | 1.06 | 1.25 | 1.45 | 1.53 | 1.51 | 1.42 | 1.32 | 1.25 | 0.56 | 0.55 | 0.52 | 0.46 | 0.43 | 0.41 | 0.29 | 0.21 | 0.18 | 0.2 | 0.25 | 0.27 | 0.25 | 0.28 | 0.3 | 0.37 | 0.5 | 0.57 | 0.65 | 0.74 | 0.67 | 0.61 | 0.56 | 0.55 | 0.29 | 0.32 | 0.31 | 0.32 | 0.3 | 0.29 | 0.28 | 0.24 | 0.25 | 0.29 | 0.31 | 0.36 | 0.35 | 0.35 | 0.38 | 0.38 | 0.34 | 0.33 | 0.4 | 0.41 | 0.41 | 0.36 | 0.33 | 0.31 | 0.33 | 0.34 | 0.36 | 0.34 | 0.35 | 0.34 | 0.3 | 0.36 | 0.33 | 0.3 | 0.3 | 0.31 | 0.36 | 0.4 | 0.37 | 0.31 | 0.32 | 0.32 | 0.34 | 0.33 | 0.35 | 0.38 | 0.39 | 0.36
SLATE_2_SLASR3 | SLATE_2_SLASR3_SUN | Hybrid_SolarFixed | Solar Fixed | CISO | North | Norcal | ID | 67.5 | 0 | 0 | 0 | 0 | 0 | 0 | 0 | 1.57 | 11.82 | 24.5 | 30.49 | 32.76 | 32.32 | 29.83 | 25.71 | 17.47 | 4.05 | 0 | 0 | 0 | 0 | 0 | 0 | 0 | 0 | 0 | 0 | 0 | 0 | 0 | 0 | 6.81 | 28.4 | 39.48 | 43.51 | 43.91 | 44.23 | 43.07 | 40.42 | 31.84 | 15.02 | 1.12 | 0 | 0 | 0 | 0 | 0 | 0 | 0 | 0 | 0 | 0 | 0 | 0 | 1.61 | 17.56 | 33.54 | 39.24 | 40.33 | 39.48 | 40.56 | 39.47 | 35.8 | 29.62 | 20.28 | 4.98 | 0.01 | 0 | 0 | 0 | 0 | 0 | 0 | 0 | 0 | 0 | 0 | 0.69 | 13.59 | 35.22 | 45.59 | 50.65 | 52.48 | 54.69 | 53.67 | 53.07 | 51.43 | 45.55 | 35 | 14.44 | 0.91 | 0 | 0 | 0 | 0 | 0 | 0 | 0 | 0 | 0 | 0 | 4.31 | 23.76 | 40.15 | 48.6 | 53.51 | 54.89 | 55.35 | 55.58 | 55.46 | 53.44 | 47.92 | 39.52 | 21.34 | 3.54 | 0.01 | 0 | 0 | 0 | 0 | 0 | 0 | 0 | 0 | 0.02 | 6.02 | 24.93 | 40.79 | 49.29 | 53.4 | 56.11 | 56.89 | 57.81 | 56.89 | 54.32 | 49.58 | 41.1 | 25.86 | 7.01 | 0.09 | 0 | 0 | 0 | 0 | 0 | 0 | 0 | 0 | 0 | 2.88 | 20.75 | 38.82 | 48.91 | 53.91 | 57.28 | 58.02 | 57.66 | 56.74 | 54.1 | 49.43 | 40.44 | 24.99 | 5.53 | 0.04 | 0 | 0 | 0 | 0 | 0 | 0 | 0 | 0 | 0 | 0.45 | 12.53 | 33.04 | 44.45 | 49.84 | 53.52 | 55.21 | 54.97 | 54.67 | 51.85 | 45.44 | 33.83 | 13.56 | 0.82 | 0 | 0 | 0 | 0 | 0 | 0 | 0 | 0 | 0 | 0 | 0.05 | 8.4 | 32.11 | 46.17 | 51.73 | 54.62 | 55.44 | 55.05 | 54.15 | 51.4 | 44.36 | 27.05 | 5.84 | 0.02 | 0 | 0 | 0 | 0 | 0 | 0 | 0 | 0 | 0 | 0 | 0 | 3.01 | 22.75 | 40.23 | 46.67 | 47.9 | 48.26 | 48.01 | 47.54 | 43.77 | 33.02 | 11.72 | 0.44 | 0 | 0 | 0 | 0 | 0 | 0 | 0 | 0 | 0 | 0 | 0 | 0 | 0.14 | 9.64 | 30.95 | 40.01 | 42.47 | 42.1 | 41.95 | 40.58 | 35.61 | 20.48 | 2.79 | 0 | 0 | 0 | 0 | 0 | 0 | 0 | 0 | 0 | 0 | 0 | 0 | 0 | 0 | 2.29 | 11.89 | 23.08 | 29.24 | 32.02 | 31.22 | 28.83 | 24.88 | 14.04 | 1.79 | 0 | 0 | 0 | 0 | 0 | 0 | 0
SNORA_2_SNRSLR |  | Solar_1Axis | Solar Tracking | IID |  | Socal | 0 | 50 | 0 | 0 | 0 | 0 | 0 | 0 | 0.02 | 5.58 | 20.43 | 26.39 | 27.42 | 28.01 | 27.66 | 25.98 | 24.04 | 15.15 | 2.98 | 0 | 0 | 0 | 0 | 0 | 0 | 0 | 0 | 0 | 0 | 0 | 0 | 0 | 0.34 | 12.77 | 31.25 | 33.39 | 33.11 | 31.99 | 30.94 | 30.22 | 29.69 | 26.7 | 11.65 | 0.43 | 0 | 0 | 0 | 0 | 0 | 0 | 0 | 0 | 0 | 0 | 0 | 0 | 3.86 | 22.95 | 31.61 | 32.77 | 32.18 | 31.37 | 31.18 | 28.31 | 25.75 | 23.23 | 16.5 | 2.49 | 0 | 0 | 0 | 0 | 0 | 0 | 0 | 0 | 0 | 0 | 0 | 2.21 | 21.34 | 37.77 | 39.8 | 40.77 | 40.47 | 40.74 | 40.3 | 40.21 | 38.95 | 36.9 | 30.43 | 10.1 | 0.24 | 0 | 0 | 0 | 0 | 0 | 0 | 0 | 0 | 0 | 0.07 | 8.23 | 28.63 | 39.09 | 41.75 | 42.68 | 42.77 | 43.12 | 43.05 | 42.47 | 41.41 | 39.75 | 34.72 | 17.08 | 1.61 | 0 | 0 | 0 | 0 | 0 | 0 | 0 | 0 | 0 | 0.15 | 9.76 | 28.65 | 37.57 | 40.51 | 42.13 | 42.46 | 42.69 | 42.63 | 42.14 | 41.11 | 39.67 | 35.19 | 21.26 | 3.64 | 0 | 0 | 0 | 0 | 0 | 0 | 0 | 0 | 0 | 0.01 | 4.57 | 22.3 | 34.94 | 39.63 | 41.62 | 42.03 | 41.9 | 41.54 | 41.04 | 39.92 | 38.22 | 33.65 | 19.46 | 3.1 | 0 | 0 | 0 | 0 | 0 | 0 | 0 | 0 | 0 | 0 | 1.54 | 16.7 | 31.4 | 37.36 | 40.06 | 40.92 | 40.82 | 40.02 | 38.94 | 37.36 | 34.45 | 27.4 | 10.15 | 0.31 | 0 | 0 | 0 | 0 | 0 | 0 | 0 | 0 | 0 | 0 | 0.34 | 12.34 | 32.26 | 37.56 | 39.52 | 39.83 | 39.82 | 39.6 | 39.14 | 38.57 | 34.83 | 19.48 | 2.34 | 0 | 0 | 0 | 0 | 0 | 0 | 0 | 0 | 0 | 0 | 0 | 0.02 | 7.05 | 28.05 | 35.63 | 36.72 | 36.4 | 36.5 | 36.69 | 36.85 | 36.05 | 28.21 | 7.96 | 0.09 | 0 | 0 | 0 | 0 | 0 | 0 | 0 | 0 | 0 | 0 | 0 | 0 | 1.3 | 16.45 | 30.72 | 33.23 | 32.33 | 31.46 | 31.84 | 31.92 | 30.39 | 17.53 | 1.74 | 0 | 0 | 0 | 0 | 0 | 0 | 0 | 0 | 0 | 0 | 0 | 0 | 0 | 0.06 | 6.1 | 19.39 | 23.32 | 24.57 | 24.09 | 24.87 | 23.51 | 21.46 | 12.19 | 1.05 | 0 | 0 | 0 | 0 | 0 | 0 | 0
SUNSTR_5_SS1SCEDYN |  | Solar_1Axis | Solar Tracking | AZPS |  | AZ | 0 | 150 | 0 | 0 | 0 | 0 | 0 | 0 | 0.07 | 16.73 | 61.29 | 79.16 | 82.27 | 84.03 | 82.99 | 77.94 | 72.13 | 45.46 | 8.95 | 0 | 0 | 0 | 0 | 0 | 0 | 0 | 0 | 0 | 0 | 0 | 0 | 0 | 1.03 | 38.32 | 93.75 | 100.17 | 99.33 | 95.97 | 92.82 | 90.67 | 89.06 | 80.09 | 34.94 | 1.29 | 0 | 0 | 0 | 0 | 0 | 0 | 0 | 0 | 0 | 0 | 0 | 0 | 11.59 | 68.85 | 94.84 | 98.31 | 96.53 | 94.1 | 93.54 | 84.92 | 77.24 | 69.69 | 49.51 | 7.47 | 0 | 0 | 0 | 0 | 0 | 0 | 0 | 0 | 0 | 0 | 0 | 6.63 | 64.01 | 113.3 | 119.41 | 122.31 | 121.41 | 122.22 | 120.89 | 120.63 | 116.85 | 110.69 | 91.29 | 30.31 | 0.71 | 0 | 0 | 0 | 0 | 0 | 0 | 0 | 0 | 0 | 0.2 | 24.69 | 85.88 | 117.26 | 125.24 | 128.03 | 128.31 | 129.35 | 129.15 | 127.42 | 124.24 | 119.24 | 104.16 | 51.25 | 4.83 | 0 | 0 | 0 | 0 | 0 | 0 | 0 | 0 | 0 | 0.45 | 29.27 | 85.95 | 112.7 | 121.53 | 126.39 | 127.39 | 128.08 | 127.88 | 126.43 | 123.32 | 119.02 | 105.56 | 63.79 | 10.92 | 0.01 | 0 | 0 | 0 | 0 | 0 | 0 | 0 | 0 | 0.04 | 13.72 | 66.9 | 104.83 | 118.89 | 124.86 | 126.08 | 125.71 | 124.63 | 123.13 | 119.75 | 114.65 | 100.94 | 58.39 | 9.3 | 0 | 0 | 0 | 0 | 0 | 0 | 0 | 0 | 0 | 0 | 4.62 | 50.1 | 94.21 | 112.08 | 120.17 | 122.75 | 122.46 | 120.05 | 116.81 | 112.09 | 103.34 | 82.19 | 30.45 | 0.93 | 0 | 0 | 0 | 0 | 0 | 0 | 0 | 0 | 0 | 0 | 1.03 | 37.03 | 96.77 | 112.69 | 118.55 | 119.5 | 119.46 | 118.81 | 117.41 | 115.7 | 104.48 | 58.43 | 7.01 | 0 | 0 | 0 | 0 | 0 | 0 | 0 | 0 | 0 | 0 | 0 | 0.07 | 21.14 | 84.16 | 106.9 | 110.15 | 109.19 | 109.49 | 110.06 | 110.56 | 108.16 | 84.63 | 23.87 | 0.26 | 0 | 0 | 0 | 0 | 0 | 0 | 0 | 0 | 0 | 0 | 0 | 0 | 3.91 | 49.35 | 92.16 | 99.68 | 97 | 94.37 | 95.53 | 95.76 | 91.18 | 52.6 | 5.23 | 0 | 0 | 0 | 0 | 0 | 0 | 0 | 0 | 0 | 0 | 0 | 0 | 0 | 0.18 | 18.3 | 58.18 | 69.96 | 73.71 | 72.26 | 74.61 | 70.52 | 64.38 | 36.58 | 3.14 | 0 | 0 | 0 | 0 | 0 | 0 | 0
TECOLOTE_3_WBDYN |  | Wind | Wind | PNM |  | NM | 0 | 271.68 | 136.52 | 141.27 | 143.99 | 149.42 | 152.14 | 150.1 | 150.1 | 144.67 | 141.27 | 130.41 | 131.09 | 125.65 | 125.65 | 124.97 | 127.69 | 119.54 | 117.5 | 114.11 | 112.07 | 105.96 | 116.82 | 130.41 | 135.84 | 136.52 | 127.69 | 128.56 | 127.69 | 125.41 | 130.84 | 136.27 | 133.12 | 130.84 | 124.97 | 122.69 | 114.11 | 114.97 | 130.84 | 146.71 | 147.14 | 158.01 | 152.14 | 144.43 | 133.56 | 125.41 | 122.26 | 114.11 | 122.26 | 133.12 | 105.96 | 103.24 | 100.52 | 97.8 | 87.21 | 95.09 | 92.37 | 89.65 | 89.93 | 92.37 | 103.24 | 114.11 | 114.11 | 122.53 | 127.96 | 133.39 | 143.99 | 146.71 | 141.27 | 130.41 | 111.39 | 111.66 | 105.96 | 103.24 | 87.56 | 89.65 | 84.22 | 86.94 | 87.56 | 81.5 | 73.35 | 65.2 | 63.74 | 71.89 | 79.41 | 97.8 | 105.96 | 116.82 | 124.97 | 131.66 | 141.27 | 144.62 | 138.56 | 130.41 | 116.82 | 103.24 | 100.52 | 89.65 | 67.65 | 64.93 | 64.93 | 70.37 | 73.35 | 64.93 | 56.78 | 46.19 | 46.19 | 54.34 | 59.5 | 57.05 | 57.05 | 70.64 | 92.1 | 100.52 | 111.12 | 116.82 | 114.11 | 111.12 | 105.68 | 86.94 | 76.07 | 70.37 | 84.57 | 78.79 | 76.07 | 78.79 | 76.07 | 76.07 | 68.27 | 67.92 | 65.2 | 62.49 | 65.56 | 65.2 | 67.92 | 78.79 | 89.65 | 98.16 | 111.39 | 120.25 | 128.4 | 122.61 | 108.67 | 95.09 | 92.37 | 89.65 | 47.54 | 40.75 | 46.19 | 43.47 | 44.83 | 46.19 | 43.47 | 40.75 | 36.68 | 32.6 | 29.88 | 24.45 | 32.6 | 43.47 | 58.41 | 70.64 | 92.37 | 105.96 | 101.88 | 97.8 | 89.65 | 81.5 | 65.2 | 57.05 | 55.69 | 51.62 | 55.69 | 54.34 | 51.62 | 48.9 | 43.47 | 39.39 | 38.04 | 32.6 | 31.24 | 32.6 | 33.96 | 36.68 | 50.26 | 62.49 | 73.35 | 84.22 | 88.3 | 88.3 | 86.94 | 76.07 | 73.35 | 67.92 | 76.07 | 73.35 | 73.35 | 73.35 | 67.92 | 67.92 | 62.49 | 59.77 | 53.55 | 53.55 | 45.4 | 43.47 | 46.19 | 46.19 | 59.77 | 73.35 | 81.5 | 89.65 | 92.37 | 92.37 | 91.58 | 86.94 | 83.43 | 76.07 | 62.49 | 61.13 | 59.77 | 65.2 | 67.92 | 67.92 | 67.92 | 58.41 | 54.34 | 52.98 | 47.54 | 54.34 | 54.34 | 58.41 | 77.43 | 81.5 | 89.65 | 91.01 | 88.3 | 81.5 | 70.64 | 70.64 | 69.28 | 70.64 | 114.11 | 114.11 | 114.11 | 116.82 | 113.45 | 113.45 | 114.11 | 111.39 | 105.96 | 105.3 | 94.44 | 89 | 83.57 | 81.5 | 80.85 | 81.5 | 78.79 | 83.57 | 86.29 | 81.5 | 89.65 | 97.8 | 103.24 | 108.02 | 127.69 | 129.18 | 130.41 | 135.84 | 135.84 | 138.56 | 137.33 | 133.12 | 133.12 | 130.41 | 119.54 | 121.03 | 124.97 | 124.97 | 124.97 | 115.87 | 114.11 | 103.24 | 106.23 | 112.88 | 114.11 | 121.03 | 124.97 | 127.69
TITANS_2_TTSSR1 |  | Solar_1Axis | Solar Tracking | IID |  | Socal | 0 | 70 | 0 | 0 | 0 | 0 | 0 | 0 | 0.03 | 7.81 | 28.6 | 36.94 | 38.39 | 39.21 | 38.73 | 36.37 | 33.66 | 21.22 | 4.18 | 0 | 0 | 0 | 0 | 0 | 0 | 0 | 0 | 0 | 0 | 0 | 0 | 0 | 0.48 | 17.88 | 43.75 | 46.75 | 46.36 | 44.79 | 43.32 | 42.31 | 41.56 | 37.37 | 16.31 | 0.6 | 0 | 0 | 0 | 0 | 0 | 0 | 0 | 0 | 0 | 0 | 0 | 0 | 5.41 | 32.13 | 44.26 | 45.88 | 45.05 | 43.91 | 43.65 | 39.63 | 36.05 | 32.52 | 23.11 | 3.49 | 0 | 0 | 0 | 0 | 0 | 0 | 0 | 0 | 0 | 0 | 0 | 3.1 | 29.87 | 52.87 | 55.73 | 57.08 | 56.66 | 57.04 | 56.42 | 56.29 | 54.53 | 51.65 | 42.6 | 14.14 | 0.33 | 0 | 0 | 0 | 0 | 0 | 0 | 0 | 0 | 0 | 0.09 | 11.52 | 40.08 | 54.72 | 58.44 | 59.75 | 59.88 | 60.36 | 60.27 | 59.46 | 57.98 | 55.64 | 48.61 | 23.92 | 2.25 | 0 | 0 | 0 | 0 | 0 | 0 | 0 | 0 | 0 | 0.21 | 13.66 | 40.11 | 52.59 | 56.71 | 58.98 | 59.45 | 59.77 | 59.68 | 59 | 57.55 | 55.54 | 49.26 | 29.77 | 5.1 | 0 | 0 | 0 | 0 | 0 | 0 | 0 | 0 | 0 | 0.02 | 6.4 | 31.22 | 48.92 | 55.48 | 58.27 | 58.84 | 58.67 | 58.16 | 57.46 | 55.88 | 53.5 | 47.11 | 27.25 | 4.34 | 0 | 0 | 0 | 0 | 0 | 0 | 0 | 0 | 0 | 0 | 2.16 | 23.38 | 43.97 | 52.31 | 56.08 | 57.28 | 57.15 | 56.03 | 54.51 | 52.31 | 48.22 | 38.36 | 14.21 | 0.44 | 0 | 0 | 0 | 0 | 0 | 0 | 0 | 0 | 0 | 0 | 0.48 | 17.28 | 45.16 | 52.59 | 55.32 | 55.76 | 55.75 | 55.44 | 54.79 | 53.99 | 48.76 | 27.27 | 3.27 | 0 | 0 | 0 | 0 | 0 | 0 | 0 | 0 | 0 | 0 | 0 | 0.03 | 9.86 | 39.27 | 49.89 | 51.4 | 50.95 | 51.1 | 51.36 | 51.59 | 50.48 | 39.49 | 11.14 | 0.12 | 0 | 0 | 0 | 0 | 0 | 0 | 0 | 0 | 0 | 0 | 0 | 0 | 1.82 | 23.03 | 43.01 | 46.52 | 45.27 | 44.04 | 44.58 | 44.69 | 42.55 | 24.55 | 2.44 | 0 | 0 | 0 | 0 | 0 | 0 | 0 | 0 | 0 | 0 | 0 | 0 | 0 | 0.08 | 8.54 | 27.15 | 32.65 | 34.4 | 33.72 | 34.82 | 32.91 | 30.04 | 17.07 | 1.47 | 0 | 0 | 0 | 0 | 0 | 0 | 0
SLATE_2_SLASR4 | SLATE_2_SLASR4_SUN | Hybrid_SolarFixed | Solar Fixed | CISO | North | Norcal | ID | 63 | 0 | 0 | 0 | 0 | 0 | 0 | 0 | 1.47 | 11.03 | 22.86 | 28.46 | 30.57 | 30.16 | 27.84 | 23.99 | 16.3 | 3.78 | 0 | 0 | 0 | 0 | 0 | 0 | 0 | 0 | 0 | 0 | 0 | 0 | 0 | 0 | 6.35 | 26.5 | 36.85 | 40.61 | 40.98 | 41.28 | 40.2 | 37.73 | 29.72 | 14.01 | 1.05 | 0 | 0 | 0 | 0 | 0 | 0 | 0 | 0 | 0 | 0 | 0 | 0 | 1.51 | 16.39 | 31.31 | 36.63 | 37.64 | 36.85 | 37.85 | 36.84 | 33.41 | 27.65 | 18.93 | 4.64 | 0.01 | 0 | 0 | 0 | 0 | 0 | 0 | 0 | 0 | 0 | 0 | 0.64 | 12.68 | 32.87 | 42.55 | 47.28 | 48.98 | 51.04 | 50.09 | 49.53 | 48 | 42.52 | 32.67 | 13.48 | 0.84 | 0 | 0 | 0 | 0 | 0 | 0 | 0 | 0 | 0 | 0 | 4.02 | 22.18 | 37.47 | 45.36 | 49.94 | 51.23 | 51.66 | 51.88 | 51.76 | 49.88 | 44.72 | 36.88 | 19.92 | 3.3 | 0.01 | 0 | 0 | 0 | 0 | 0 | 0 | 0 | 0 | 0.02 | 5.62 | 23.27 | 38.07 | 46.01 | 49.84 | 52.37 | 53.1 | 53.96 | 53.09 | 50.7 | 46.28 | 38.36 | 24.14 | 6.54 | 0.08 | 0 | 0 | 0 | 0 | 0 | 0 | 0 | 0 | 0 | 2.69 | 19.37 | 36.23 | 45.65 | 50.32 | 53.47 | 54.16 | 53.81 | 52.95 | 50.5 | 46.13 | 37.75 | 23.33 | 5.16 | 0.03 | 0 | 0 | 0 | 0 | 0 | 0 | 0 | 0 | 0 | 0.42 | 11.7 | 30.84 | 41.49 | 46.52 | 49.95 | 51.53 | 51.3 | 51.02 | 48.39 | 42.41 | 31.57 | 12.66 | 0.76 | 0 | 0 | 0 | 0 | 0 | 0 | 0 | 0 | 0 | 0 | 0.04 | 7.84 | 29.97 | 43.09 | 48.28 | 50.97 | 51.74 | 51.38 | 50.54 | 47.97 | 41.41 | 25.25 | 5.45 | 0.01 | 0 | 0 | 0 | 0 | 0 | 0 | 0 | 0 | 0 | 0 | 0 | 2.81 | 21.23 | 37.54 | 43.56 | 44.71 | 45.05 | 44.81 | 44.37 | 40.85 | 30.82 | 10.94 | 0.41 | 0 | 0 | 0 | 0 | 0 | 0 | 0 | 0 | 0 | 0 | 0 | 0 | 0.13 | 9 | 28.89 | 37.34 | 39.64 | 39.29 | 39.16 | 37.88 | 33.24 | 19.12 | 2.61 | 0 | 0 | 0 | 0 | 0 | 0 | 0 | 0 | 0 | 0 | 0 | 0 | 0 | 0 | 2.14 | 11.1 | 21.54 | 27.29 | 29.89 | 29.14 | 26.91 | 23.22 | 13.11 | 1.67 | 0 | 0 | 0 | 0 | 0 | 0 | 0
WHITEH_2_MEADDYN1 |  | Wind | Wind | WALC |  | AZ | 0 | 50 | 15 | 15 | 15.25 | 15.5 | 16.25 | 16.5 | 16.5 | 15.5 | 15 | 14.5 | 14 | 14 | 13.25 | 13.5 | 14 | 14 | 12.75 | 11 | 11.5 | 11 | 12 | 13 | 14 | 14.25 | 15.5 | 15.5 | 15.5 | 15 | 15.5 | 16 | 16 | 15.5 | 15 | 14.5 | 13.25 | 14.75 | 15.5 | 18 | 18.25 | 20.25 | 19.25 | 17.75 | 16 | 15 | 14.5 | 13.5 | 15 | 15.75 | 16.5 | 15.5 | 15.75 | 15 | 14.5 | 14.75 | 14.5 | 14 | 14.5 | 15 | 16.5 | 17.5 | 18 | 19.5 | 21.75 | 22 | 24.5 | 25 | 23.5 | 20.5 | 18.25 | 18 | 16.5 | 16.25 | 14.09 | 13.59 | 14 | 13.09 | 13 | 12.5 | 11.5 | 10.5 | 11.09 | 12 | 14.5 | 16 | 17.09 | 19.5 | 20.5 | 22.09 | 23 | 23.5 | 22 | 20.5 | 18.5 | 16 | 15 | 14.59 | 11.8 | 12 | 12 | 12.3 | 12.5 | 11.8 | 10.5 | 9.5 | 9.5 | 10.3 | 10.5 | 11 | 11.3 | 12.5 | 15.8 | 18 | 19.3 | 19.6 | 20 | 18.5 | 18 | 15.3 | 14 | 12.3 | 14.5 | 13.07 | 12.57 | 13 | 13 | 12.57 | 11.07 | 11.5 | 10.5 | 10.57 | 11.07 | 10.57 | 11.5 | 13.07 | 14.5 | 16.07 | 18.07 | 19.5 | 20.5 | 19.5 | 17.57 | 15.57 | 15 | 14.5 | 9.5 | 9 | 9.75 | 9.5 | 9.5 | 9.75 | 9 | 8.5 | 7.5 | 6.75 | 6.5 | 5.75 | 7.5 | 9.25 | 12 | 14 | 17 | 19.5 | 19 | 18.5 | 17 | 16 | 12.5 | 11.5 | 8.5 | 7.5 | 8.5 | 8 | 7.5 | 7.5 | 6.5 | 6 | 5.25 | 5 | 4.5 | 4.5 | 5 | 5.5 | 7.25 | 9.5 | 10.75 | 12 | 13 | 13 | 12.75 | 11.25 | 10.5 | 10 | 11.5 | 11 | 11 | 10.75 | 10 | 10 | 9.5 | 8.5 | 8 | 8 | 6.75 | 6.75 | 7.25 | 7 | 9 | 11 | 12.5 | 13.5 | 14.25 | 14.25 | 14 | 13.5 | 12.5 | 12 | 8.75 | 8.5 | 9 | 9 | 9.5 | 9.5 | 9 | 8.5 | 7.5 | 8 | 7.25 | 8 | 8 | 8.25 | 10.5 | 11.5 | 12 | 11.5 | 11.25 | 10.5 | 9.25 | 9.5 | 9.5 | 10.25 | 14.25 | 14 | 14 | 14.5 | 13.5 | 14 | 14.5 | 14 | 13 | 12.5 | 11.5 | 11.5 | 11 | 10.5 | 10.75 | 10.75 | 10 | 10 | 10 | 11 | 10.75 | 12 | 13.5 | 13.75 | 13 | 14 | 13.75 | 13.5 | 14 | 14.5 | 14.5 | 14.5 | 14 | 13 | 13 | 13 | 13.75 | 13 | 13 | 12.5 | 11.5 | 10.5 | 10.25 | 11.5 | 11 | 12 | 13 | 13.5
WHITEH_2_MEADDYN2 |  | Wind | Wind | WALC |  | AZ | 0 | 300 | 90 | 90 | 91.5 | 93 | 97.5 | 99 | 99 | 93 | 90 | 87 | 84 | 84 | 79.5 | 81 | 84 | 84 | 76.5 | 66 | 69 | 66 | 72 | 78 | 84 | 85.5 | 93 | 93 | 93 | 90 | 93 | 96 | 96 | 93 | 90 | 87 | 79.5 | 88.5 | 93 | 108 | 109.5 | 121.5 | 115.5 | 106.5 | 96 | 90 | 87 | 81 | 90 | 94.5 | 99 | 93 | 94.5 | 90 | 87 | 88.5 | 87 | 84 | 87 | 90 | 99 | 105 | 108 | 117 | 130.5 | 132 | 147 | 150 | 141 | 123 | 109.5 | 108 | 99 | 97.5 | 84.54 | 81.54 | 84 | 78.54 | 78 | 75 | 69 | 63 | 66.54 | 72 | 87 | 96 | 102.54 | 117 | 123 | 132.54 | 138 | 141 | 132 | 123 | 111 | 96 | 90 | 87.54 | 70.8 | 72 | 72 | 73.8 | 75 | 70.8 | 63 | 57 | 57 | 61.8 | 63 | 66 | 67.8 | 75 | 94.8 | 108 | 115.8 | 117.6 | 120 | 111 | 108 | 91.8 | 84 | 73.8 | 87 | 78.39 | 75.39 | 78 | 78 | 75.39 | 66.39 | 69 | 63 | 63.39 | 66.39 | 63.39 | 69 | 78.39 | 87 | 96.39 | 108.39 | 117 | 123 | 117 | 105.39 | 93.39 | 90 | 87 | 57 | 54 | 58.5 | 57 | 57 | 58.5 | 54 | 51 | 45 | 40.5 | 39 | 34.5 | 45 | 55.5 | 72 | 84 | 102 | 117 | 114 | 111 | 102 | 96 | 75 | 69 | 51 | 45 | 51 | 48 | 45 | 45 | 39 | 36 | 31.5 | 30 | 27 | 27 | 30 | 33 | 43.5 | 57 | 64.5 | 72 | 78 | 78 | 76.5 | 67.5 | 63 | 60 | 69 | 66 | 66 | 64.5 | 60 | 60 | 57 | 51 | 48 | 48 | 40.5 | 40.5 | 43.5 | 42 | 54 | 66 | 75 | 81 | 85.5 | 85.5 | 84 | 81 | 75 | 72 | 52.5 | 51 | 54 | 54 | 57 | 57 | 54 | 51 | 45 | 48 | 43.5 | 48 | 48 | 49.5 | 63 | 69 | 72 | 69 | 67.5 | 63 | 55.5 | 57 | 57 | 61.5 | 85.5 | 84 | 84 | 87 | 81 | 84 | 87 | 84 | 78 | 75 | 69 | 69 | 66 | 63 | 64.5 | 64.5 | 60 | 60 | 60 | 66 | 64.5 | 72 | 81 | 82.5 | 78 | 84 | 82.5 | 81 | 84 | 87 | 87 | 87 | 84 | 78 | 78 | 78 | 82.5 | 78 | 78 | 75 | 69 | 63 | 61.5 | 69 | 66 | 72 | 78 | 81
WISTER_2_WISSR1 |  | Solar_Fixed | Solar Fixed | IID |  | Socal | 0 | 20 | 0 | 0 | 0 | 0 | 0 | 0 | 0.03 | 2.39 | 8.26 | 11.24 | 12.38 | 12.86 | 12.28 | 11.72 | 9.81 | 5.43 | 0.79 | 0 | 0 | 0 | 0 | 0 | 0 | 0 | 0 | 0 | 0 | 0 | 0 | 0 | 0.19 | 4.35 | 10.49 | 12.84 | 13.65 | 13.81 | 13.26 | 12.6 | 11.38 | 8.93 | 3.25 | 0.08 | 0 | 0 | 0 | 0 | 0 | 0 | 0 | 0 | 0 | 0 | 0 | 0 | 1.44 | 7.61 | 11.79 | 13.44 | 13.74 | 13.93 | 13.35 | 12.62 | 11.38 | 9.26 | 4.99 | 0.66 | 0 | 0 | 0 | 0 | 0 | 0 | 0 | 0 | 0 | 0 | 0 | 0.7 | 5.89 | 11.9 | 14.93 | 16.19 | 16.83 | 16.84 | 16.53 | 16.09 | 14.8 | 12.78 | 8.72 | 2.28 | 0.06 | 0 | 0 | 0 | 0 | 0 | 0 | 0 | 0 | 0 | 0.04 | 2.35 | 8.39 | 12.56 | 15.1 | 16.65 | 17.35 | 17.51 | 17.34 | 16.98 | 15.87 | 13.88 | 10.11 | 3.92 | 0.3 | 0 | 0 | 0 | 0 | 0 | 0 | 0 | 0 | 0 | 0.08 | 2.66 | 8.19 | 12.25 | 15.26 | 16.71 | 17.56 | 17.58 | 17.46 | 16.95 | 15.62 | 13.67 | 10.64 | 5.06 | 0.69 | 0 | 0 | 0 | 0 | 0 | 0 | 0 | 0 | 0 | 0 | 1.41 | 5.91 | 10.7 | 13.6 | 15.35 | 16.4 | 16.79 | 16.62 | 16.08 | 14.83 | 12.98 | 9.93 | 4.57 | 0.54 | 0 | 0 | 0 | 0 | 0 | 0 | 0 | 0 | 0 | 0 | 0.58 | 5.13 | 10.78 | 13.63 | 15.53 | 16.89 | 17.25 | 16.53 | 16.02 | 14.68 | 12.53 | 8.43 | 2.45 | 0.08 | 0 | 0 | 0 | 0 | 0 | 0 | 0 | 0 | 0 | 0 | 0.18 | 4.04 | 10.48 | 13.78 | 15.46 | 16.48 | 16.7 | 16.69 | 15.95 | 14.38 | 11.46 | 5.35 | 0.56 | 0 | 0 | 0 | 0 | 0 | 0 | 0 | 0 | 0 | 0 | 0 | 0.03 | 2.55 | 9.36 | 13.31 | 14.98 | 16.02 | 16.19 | 15.93 | 15.16 | 13.56 | 8.99 | 2.1 | 0.03 | 0 | 0 | 0 | 0 | 0 | 0 | 0 | 0 | 0 | 0 | 0 | 0 | 0.66 | 5.94 | 11.68 | 13.58 | 14.43 | 14.62 | 14.22 | 13.39 | 11.02 | 5.16 | 0.39 | 0 | 0 | 0 | 0 | 0 | 0 | 0 | 0 | 0 | 0 | 0 | 0 | 0 | 0.07 | 2.64 | 7.7 | 10.41 | 11.33 | 11.95 | 11.81 | 10.81 | 8.49 | 3.92 | 0.25 | 0 | 0 | 0 | 0 | 0 | 0 | 0
SOLBLU_2_WSBSX2 |  | Paired_Solar_1Axis | Solar Tracking | CISO | North | Norcal | ID | 250 | 0 | 0 | 0 | 0 | 0 | 0 | 0 | 5.31 | 40.96 | 78.07 | 96.55 | 106.31 | 106.35 | 100.37 | 93.95 | 64.17 | 13.98 | 0.01 | 0 | 0 | 0 | 0 | 0 | 0 | 0 | 0 | 0 | 0 | 0 | 0 | 0.06 | 30.86 | 128.38 | 160.03 | 163.45 | 154.9 | 152.66 | 151.67 | 154.94 | 132.17 | 69.35 | 3.82 | 0 | 0 | 0 | 0 | 0 | 0 | 0 | 0 | 0 | 0 | 0 | 0 | 6.47 | 79.85 | 149.83 | 160.53 | 150.68 | 154.77 | 152.47 | 140.32 | 129.6 | 120.7 | 84.96 | 19.65 | 0.03 | 0 | 0 | 0 | 0 | 0 | 0 | 0 | 0 | 0 | 0 | 3.46 | 74.57 | 164.6 | 181.06 | 180.04 | 176.87 | 181.14 | 181.53 | 178.81 | 181.73 | 174.24 | 158.94 | 73.76 | 3.4 | 0 | 0 | 0 | 0 | 0 | 0 | 0 | 0 | 0 | 0.03 | 27.49 | 129.74 | 182.95 | 191.31 | 191.56 | 189.82 | 193.86 | 193.83 | 198.3 | 198.26 | 193.88 | 182.74 | 113.08 | 17.57 | 0.01 | 0 | 0 | 0 | 0 | 0 | 0 | 0 | 0 | 0.18 | 39.47 | 143.36 | 194.26 | 208.01 | 210.59 | 212.18 | 213.38 | 212.78 | 210.9 | 210.84 | 206.23 | 191.33 | 141.76 | 39.97 | 0.47 | 0 | 0 | 0 | 0 | 0 | 0 | 0 | 0 | 0 | 17.93 | 115.03 | 185.51 | 204.71 | 207.53 | 209.02 | 208.19 | 207.77 | 205.51 | 205.11 | 196.77 | 182.41 | 127.95 | 30.09 | 0.18 | 0 | 0 | 0 | 0 | 0 | 0 | 0 | 0 | 0 | 2.53 | 67.4 | 155.76 | 188.33 | 197.08 | 197.96 | 199.51 | 197.98 | 196.37 | 195 | 183.52 | 150.49 | 66.8 | 3.69 | 0 | 0 | 0 | 0 | 0 | 0 | 0 | 0 | 0 | 0 | 0.27 | 41.18 | 146.82 | 184.97 | 191.2 | 189.82 | 187.68 | 188.01 | 190.65 | 191.51 | 180.46 | 118.78 | 23.34 | 0.02 | 0 | 0 | 0 | 0 | 0 | 0 | 0 | 0 | 0 | 0 | 0 | 12.28 | 97.47 | 161.2 | 166.07 | 162.76 | 158.68 | 159.86 | 162.74 | 162.13 | 136.46 | 45.37 | 0.94 | 0 | 0 | 0 | 0 | 0 | 0 | 0 | 0 | 0 | 0 | 0 | 0 | 0.45 | 38 | 114.41 | 134.77 | 132.23 | 127.99 | 131.74 | 135.64 | 127.42 | 79.82 | 9.47 | 0 | 0 | 0 | 0 | 0 | 0 | 0 | 0 | 0 | 0 | 0 | 0 | 0 | 0 | 7.47 | 51.16 | 83.97 | 102.06 | 107.2 | 104.37 | 101.06 | 93.47 | 52.27 | 5.62 | 0 | 0 | 0 | 0 | 0 | 0 | 0
STRAUS_1_STRWD1 |  | Wind | Wind | CISO | South | Socal | FC | 95.25 | 8.84 | 9.19 | 10.5 | 9.88 | 9.79 | 9.11 | 7.45 | 6.44 | 6.78 | 6.79 | 6.73 | 7.04 | 7.79 | 8.93 | 8.89 | 9.72 | 8.54 | 8.53 | 8 | 8.12 | 7.8 | 7.65 | 7.95 | 7.59 | 11.78 | 13.04 | 13.5 | 12.75 | 11.27 | 10.63 | 11.1 | 11.23 | 10.84 | 12.13 | 12.59 | 12.84 | 14.95 | 13.93 | 16 | 14.15 | 16.93 | 16.74 | 19.32 | 18.57 | 18.77 | 16.99 | 15.3 | 12.91 | 19.26 | 20.07 | 18.72 | 17.62 | 16.21 | 13.91 | 13.35 | 12.75 | 13.89 | 12.23 | 12.47 | 13.94 | 15.55 | 18.16 | 19.08 | 21.29 | 21.83 | 22.28 | 21.64 | 21.37 | 20.99 | 21.22 | 22.56 | 20.31 | 34.46 | 30.85 | 26.88 | 22.9 | 19.7 | 16.99 | 11.85 | 8.93 | 8.35 | 7.84 | 7.27 | 7.84 | 8.59 | 13.01 | 19.48 | 25.8 | 31.03 | 33.9 | 34.85 | 35.84 | 37.86 | 35.78 | 34.54 | 34.91 | 38.55 | 36.29 | 35.5 | 32.02 | 26.38 | 21.76 | 16.26 | 12.53 | 8.74 | 7.04 | 6.19 | 5.81 | 8.09 | 13.35 | 21.76 | 31.43 | 36.48 | 40.25 | 39.29 | 39.29 | 40.09 | 40.73 | 41.75 | 39.15 | 38.41 | 36.07 | 33.16 | 28.06 | 24.41 | 19.15 | 13.54 | 9.05 | 7.14 | 4.8 | 5.66 | 5.91 | 7.28 | 11.27 | 18.21 | 25.16 | 30.73 | 35.79 | 39.77 | 43.63 | 42.67 | 42.48 | 42.13 | 40.48 | 43.06 | 39.74 | 35.11 | 31.64 | 27.72 | 21.58 | 15.8 | 9.7 | 6.1 | 4.45 | 5.41 | 7.41 | 10.57 | 15.74 | 21.61 | 29.27 | 35.66 | 40.56 | 43.99 | 45.03 | 46.85 | 46.59 | 45.77 | 44.19 | 35.36 | 31.81 | 27.45 | 22.25 | 19.58 | 15.73 | 10.9 | 6.87 | 4.97 | 4.08 | 4.62 | 5.86 | 8.51 | 11.91 | 16.96 | 22.47 | 28.58 | 32.94 | 37.32 | 39.87 | 40.03 | 38.77 | 37.92 | 36.42 | 24.03 | 23.27 | 21.53 | 16.54 | 14.25 | 12.11 | 9.1 | 6.53 | 4.98 | 5.44 | 6.66 | 7.79 | 9.56 | 11.86 | 15.55 | 18.17 | 20.23 | 23.89 | 27.6 | 29.07 | 28.68 | 26.99 | 25.21 | 23.91 | 10.73 | 10.4 | 9.92 | 8.83 | 8.12 | 7.8 | 5.55 | 4.07 | 3.42 | 3.74 | 4.81 | 5.2 | 4.79 | 5.41 | 5.74 | 7.11 | 9.6 | 10.83 | 12.34 | 14.16 | 12.75 | 11.59 | 10.62 | 10.47 | 5.53 | 6.12 | 5.9 | 6.18 | 5.71 | 5.6 | 5.29 | 4.61 | 4.82 | 5.44 | 5.95 | 6.88 | 6.59 | 6.75 | 7.15 | 7.33 | 6.44 | 6.29 | 7.61 | 7.83 | 7.79 | 6.95 | 6.35 | 5.86 | 6.25 | 6.39 | 6.77 | 6.43 | 6.76 | 6.4 | 5.66 | 6.8 | 6.33 | 5.7 | 5.63 | 5.97 | 6.78 | 7.55 | 6.98 | 5.91 | 6.07 | 6.16 | 6.41 | 6.23 | 6.74 | 7.24 | 7.41 | 6.89
CHESTN_2_CHWSX2 |  | Paired_Solar_1Axis | Solar Tracking | CISO | North | Norcal | ID | 150 | 0 | 0 | 0 | 0 | 0 | 0 | 0 | 3.19 | 24.57 | 46.84 | 57.93 | 63.78 | 63.81 | 60.22 | 56.37 | 38.5 | 8.39 | 0 | 0 | 0 | 0 | 0 | 0 | 0 | 0 | 0 | 0 | 0 | 0 | 0 | 0.04 | 18.51 | 77.03 | 96.02 | 98.07 | 92.94 | 91.6 | 91 | 92.97 | 79.3 | 41.61 | 2.29 | 0 | 0 | 0 | 0 | 0 | 0 | 0 | 0 | 0 | 0 | 0 | 0 | 3.88 | 47.91 | 89.9 | 96.32 | 90.41 | 92.86 | 91.48 | 84.19 | 77.76 | 72.42 | 50.98 | 11.79 | 0.02 | 0 | 0 | 0 | 0 | 0 | 0 | 0 | 0 | 0 | 0 | 2.08 | 44.74 | 98.76 | 108.63 | 108.02 | 106.12 | 108.68 | 108.92 | 107.29 | 109.04 | 104.54 | 95.36 | 44.26 | 2.04 | 0 | 0 | 0 | 0 | 0 | 0 | 0 | 0 | 0 | 0.02 | 16.49 | 77.84 | 109.77 | 114.79 | 114.93 | 113.89 | 116.31 | 116.3 | 118.98 | 118.95 | 116.33 | 109.64 | 67.85 | 10.54 | 0 | 0 | 0 | 0 | 0 | 0 | 0 | 0 | 0 | 0.11 | 23.68 | 86.02 | 116.56 | 124.8 | 126.35 | 127.31 | 128.03 | 127.67 | 126.54 | 126.5 | 123.74 | 114.8 | 85.06 | 23.98 | 0.28 | 0 | 0 | 0 | 0 | 0 | 0 | 0 | 0 | 0 | 10.76 | 69.02 | 111.31 | 122.83 | 124.52 | 125.41 | 124.91 | 124.66 | 123.3 | 123.07 | 118.06 | 109.45 | 76.77 | 18.06 | 0.11 | 0 | 0 | 0 | 0 | 0 | 0 | 0 | 0 | 0 | 1.52 | 40.44 | 93.45 | 113 | 118.25 | 118.78 | 119.71 | 118.79 | 117.82 | 117 | 110.11 | 90.29 | 40.08 | 2.22 | 0 | 0 | 0 | 0 | 0 | 0 | 0 | 0 | 0 | 0 | 0.16 | 24.71 | 88.09 | 110.98 | 114.72 | 113.89 | 112.61 | 112.81 | 114.39 | 114.9 | 108.28 | 71.27 | 14.01 | 0.01 | 0 | 0 | 0 | 0 | 0 | 0 | 0 | 0 | 0 | 0 | 0 | 7.37 | 58.48 | 96.72 | 99.64 | 97.66 | 95.21 | 95.92 | 97.65 | 97.28 | 81.88 | 27.22 | 0.57 | 0 | 0 | 0 | 0 | 0 | 0 | 0 | 0 | 0 | 0 | 0 | 0 | 0.27 | 22.8 | 68.64 | 80.86 | 79.34 | 76.79 | 79.04 | 81.39 | 76.45 | 47.89 | 5.68 | 0 | 0 | 0 | 0 | 0 | 0 | 0 | 0 | 0 | 0 | 0 | 0 | 0 | 0 | 4.48 | 30.7 | 50.38 | 61.23 | 64.32 | 62.62 | 60.64 | 56.08 | 31.36 | 3.37 | 0 | 0 | 0 | 0 | 0 | 0 | 0
POLRIS_2_ASESR1 |  | Paired_Solar_1Axis | Solar Tracking | CISO | South | Socal | ID | 56 | 0 | 0 | 0 | 0 | 0 | 0 | 0.03 | 6.25 | 22.88 | 29.55 | 30.71 | 31.37 | 30.98 | 29.1 | 26.93 | 16.97 | 3.34 | 0 | 0 | 0 | 0 | 0 | 0 | 0 | 0 | 0 | 0 | 0 | 0 | 0 | 0.39 | 14.31 | 35 | 37.4 | 37.08 | 35.83 | 34.65 | 33.85 | 33.25 | 29.9 | 13.05 | 0.48 | 0 | 0 | 0 | 0 | 0 | 0 | 0 | 0 | 0 | 0 | 0 | 0 | 4.33 | 25.7 | 35.41 | 36.7 | 36.04 | 35.13 | 34.92 | 31.71 | 28.84 | 26.02 | 18.49 | 2.79 | 0 | 0 | 0 | 0 | 0 | 0 | 0 | 0 | 0 | 0 | 0 | 2.48 | 23.9 | 42.3 | 44.58 | 45.66 | 45.33 | 45.63 | 45.13 | 45.03 | 43.62 | 41.32 | 34.08 | 11.32 | 0.27 | 0 | 0 | 0 | 0 | 0 | 0 | 0 | 0 | 0 | 0.07 | 9.22 | 32.06 | 43.78 | 46.75 | 47.8 | 47.9 | 48.29 | 48.22 | 47.57 | 46.38 | 44.52 | 38.89 | 19.13 | 1.8 | 0 | 0 | 0 | 0 | 0 | 0 | 0 | 0 | 0 | 0.17 | 10.93 | 32.09 | 42.07 | 45.37 | 47.18 | 47.56 | 47.82 | 47.74 | 47.2 | 46.04 | 44.43 | 39.41 | 23.81 | 4.08 | 0 | 0 | 0 | 0 | 0 | 0 | 0 | 0 | 0 | 0.01 | 5.12 | 24.98 | 39.14 | 44.38 | 46.61 | 47.07 | 46.93 | 46.53 | 45.97 | 44.71 | 42.8 | 37.69 | 21.8 | 3.47 | 0 | 0 | 0 | 0 | 0 | 0 | 0 | 0 | 0 | 0 | 1.73 | 18.7 | 35.17 | 41.84 | 44.86 | 45.83 | 45.72 | 44.82 | 43.61 | 41.85 | 38.58 | 30.69 | 11.37 | 0.35 | 0 | 0 | 0 | 0 | 0 | 0 | 0 | 0 | 0 | 0 | 0.38 | 13.82 | 36.13 | 42.07 | 44.26 | 44.61 | 44.6 | 44.35 | 43.83 | 43.2 | 39.01 | 21.81 | 2.62 | 0 | 0 | 0 | 0 | 0 | 0 | 0 | 0 | 0 | 0 | 0 | 0.03 | 7.89 | 31.42 | 39.91 | 41.12 | 40.76 | 40.88 | 41.09 | 41.27 | 40.38 | 31.59 | 8.91 | 0.1 | 0 | 0 | 0 | 0 | 0 | 0 | 0 | 0 | 0 | 0 | 0 | 0 | 1.46 | 18.42 | 34.41 | 37.22 | 36.21 | 35.23 | 35.67 | 35.75 | 34.04 | 19.64 | 1.95 | 0 | 0 | 0 | 0 | 0 | 0 | 0 | 0 | 0 | 0 | 0 | 0 | 0 | 0.07 | 6.83 | 21.72 | 26.12 | 27.52 | 26.98 | 27.85 | 26.33 | 24.04 | 13.66 | 1.17 | 0 | 0 | 0 | 0 | 0 | 0 | 0
SLATE_2_SLASR5 | SLATE_2_SLASR5_SUN | Hybrid_SolarFixed | Solar Fixed | CISO | North | Norcal | ID | 26 | 0 | 0 | 0 | 0 | 0 | 0 | 0 | 0.61 | 4.55 | 9.44 | 11.75 | 12.62 | 12.45 | 11.49 | 9.9 | 6.73 | 1.56 | 0 | 0 | 0 | 0 | 0 | 0 | 0 | 0 | 0 | 0 | 0 | 0 | 0 | 0 | 2.62 | 10.94 | 15.21 | 16.76 | 16.91 | 17.03 | 16.59 | 15.57 | 12.27 | 5.78 | 0.43 | 0 | 0 | 0 | 0 | 0 | 0 | 0 | 0 | 0 | 0 | 0 | 0 | 0.62 | 6.77 | 12.92 | 15.12 | 15.53 | 15.21 | 15.62 | 15.2 | 13.79 | 11.41 | 7.81 | 1.92 | 0.01 | 0 | 0 | 0 | 0 | 0 | 0 | 0 | 0 | 0 | 0 | 0.26 | 5.23 | 13.56 | 17.56 | 19.51 | 20.21 | 21.07 | 20.67 | 20.44 | 19.81 | 17.55 | 13.48 | 5.56 | 0.35 | 0 | 0 | 0 | 0 | 0 | 0 | 0 | 0 | 0 | 0 | 1.66 | 9.15 | 15.46 | 18.72 | 20.61 | 21.14 | 21.32 | 21.41 | 21.36 | 20.59 | 18.46 | 15.22 | 8.22 | 1.36 | 0 | 0 | 0 | 0 | 0 | 0 | 0 | 0 | 0 | 0.01 | 2.32 | 9.6 | 15.71 | 18.99 | 20.57 | 21.61 | 21.91 | 22.27 | 21.91 | 20.92 | 19.1 | 15.83 | 9.96 | 2.7 | 0.03 | 0 | 0 | 0 | 0 | 0 | 0 | 0 | 0 | 0 | 1.11 | 7.99 | 14.95 | 18.84 | 20.77 | 22.07 | 22.35 | 22.21 | 21.85 | 20.84 | 19.04 | 15.58 | 9.63 | 2.13 | 0.01 | 0 | 0 | 0 | 0 | 0 | 0 | 0 | 0 | 0 | 0.17 | 4.83 | 12.73 | 17.12 | 19.2 | 20.61 | 21.27 | 21.17 | 21.06 | 19.97 | 17.5 | 13.03 | 5.22 | 0.31 | 0 | 0 | 0 | 0 | 0 | 0 | 0 | 0 | 0 | 0 | 0.02 | 3.23 | 12.37 | 17.78 | 19.93 | 21.04 | 21.35 | 21.2 | 20.86 | 19.8 | 17.09 | 10.42 | 2.25 | 0.01 | 0 | 0 | 0 | 0 | 0 | 0 | 0 | 0 | 0 | 0 | 0 | 1.16 | 8.76 | 15.49 | 17.98 | 18.45 | 18.59 | 18.49 | 18.31 | 16.86 | 12.72 | 4.51 | 0.17 | 0 | 0 | 0 | 0 | 0 | 0 | 0 | 0 | 0 | 0 | 0 | 0 | 0.05 | 3.71 | 11.92 | 15.41 | 16.36 | 16.22 | 16.16 | 15.63 | 13.72 | 7.89 | 1.08 | 0 | 0 | 0 | 0 | 0 | 0 | 0 | 0 | 0 | 0 | 0 | 0 | 0 | 0 | 0.88 | 4.58 | 8.89 | 11.26 | 12.33 | 12.03 | 11.11 | 9.58 | 5.41 | 0.69 | 0 | 0 | 0 | 0 | 0 | 0 | 0
CMBLND_2_DS2SR3 |  | Paired_Solar_1Axis | Solar Tracking | CISO | South | Socal | ID | 52 | 0 | 0 | 0 | 0 | 0 | 0 | 0.03 | 5.8 | 21.25 | 27.44 | 28.52 | 29.13 | 28.77 | 27.02 | 25.01 | 15.76 | 3.1 | 0 | 0 | 0 | 0 | 0 | 0 | 0 | 0 | 0 | 0 | 0 | 0 | 0 | 0.36 | 13.28 | 32.5 | 34.73 | 34.44 | 33.27 | 32.18 | 31.43 | 30.87 | 27.76 | 12.11 | 0.45 | 0 | 0 | 0 | 0 | 0 | 0 | 0 | 0 | 0 | 0 | 0 | 0 | 4.02 | 23.87 | 32.88 | 34.08 | 33.46 | 32.62 | 32.43 | 29.44 | 26.78 | 24.16 | 17.16 | 2.59 | 0 | 0 | 0 | 0 | 0 | 0 | 0 | 0 | 0 | 0 | 0 | 2.3 | 22.19 | 39.28 | 41.4 | 42.4 | 42.09 | 42.37 | 41.91 | 41.82 | 40.51 | 38.37 | 31.65 | 10.51 | 0.25 | 0 | 0 | 0 | 0 | 0 | 0 | 0 | 0 | 0 | 0.07 | 8.56 | 29.77 | 40.65 | 43.41 | 44.38 | 44.48 | 44.84 | 44.77 | 44.17 | 43.07 | 41.34 | 36.11 | 17.77 | 1.67 | 0 | 0 | 0 | 0 | 0 | 0 | 0 | 0 | 0 | 0.16 | 10.15 | 29.8 | 39.07 | 42.13 | 43.81 | 44.16 | 44.4 | 44.33 | 43.83 | 42.75 | 41.26 | 36.6 | 22.11 | 3.79 | 0 | 0 | 0 | 0 | 0 | 0 | 0 | 0 | 0 | 0.01 | 4.76 | 23.19 | 36.34 | 41.21 | 43.28 | 43.71 | 43.58 | 43.2 | 42.69 | 41.51 | 39.75 | 34.99 | 20.24 | 3.22 | 0 | 0 | 0 | 0 | 0 | 0 | 0 | 0 | 0 | 0 | 1.6 | 17.37 | 32.66 | 38.86 | 41.66 | 42.55 | 42.45 | 41.62 | 40.49 | 38.86 | 35.82 | 28.49 | 10.55 | 0.32 | 0 | 0 | 0 | 0 | 0 | 0 | 0 | 0 | 0 | 0 | 0.36 | 12.84 | 33.55 | 39.07 | 41.1 | 41.43 | 41.41 | 41.19 | 40.7 | 40.11 | 36.22 | 20.26 | 2.43 | 0 | 0 | 0 | 0 | 0 | 0 | 0 | 0 | 0 | 0 | 0 | 0.02 | 7.33 | 29.18 | 37.06 | 38.18 | 37.85 | 37.96 | 38.15 | 38.33 | 37.5 | 29.34 | 8.28 | 0.09 | 0 | 0 | 0 | 0 | 0 | 0 | 0 | 0 | 0 | 0 | 0 | 0 | 1.35 | 17.11 | 31.95 | 34.56 | 33.63 | 32.72 | 33.12 | 33.2 | 31.61 | 18.23 | 1.81 | 0 | 0 | 0 | 0 | 0 | 0 | 0 | 0 | 0 | 0 | 0 | 0 | 0 | 0.06 | 6.34 | 20.17 | 24.25 | 25.55 | 25.05 | 25.86 | 24.45 | 22.32 | 12.68 | 1.09 | 0 | 0 | 0 | 0 | 0 | 0 | 0
MCFLND_5_MFSSR1 |  | Paired_Solar_1Axis | Solar Tracking | CISO | South | Socal | FC | 200 | 0 | 0 | 0 | 0 | 0 | 0 | 0.1 | 22.31 | 81.73 | 105.54 | 109.69 | 112.04 | 110.65 | 103.93 | 96.18 | 60.62 | 11.93 | 0 | 0 | 0 | 0 | 0 | 0 | 0 | 0 | 0 | 0 | 0 | 0 | 0 | 1.38 | 51.09 | 125 | 133.56 | 132.45 | 127.96 | 123.76 | 120.9 | 118.75 | 106.78 | 46.59 | 1.72 | 0 | 0 | 0 | 0 | 0 | 0 | 0 | 0 | 0 | 0 | 0 | 0 | 15.45 | 91.8 | 126.46 | 131.08 | 128.7 | 125.46 | 124.73 | 113.23 | 102.99 | 92.92 | 66.02 | 9.97 | 0 | 0 | 0 | 0 | 0 | 0 | 0 | 0 | 0 | 0 | 0 | 8.85 | 85.34 | 151.07 | 159.22 | 163.09 | 161.89 | 162.96 | 161.19 | 160.84 | 155.8 | 147.58 | 121.72 | 40.41 | 0.95 | 0 | 0 | 0 | 0 | 0 | 0 | 0 | 0 | 0 | 0.27 | 32.93 | 114.51 | 156.35 | 166.98 | 170.71 | 171.08 | 172.46 | 172.2 | 169.9 | 165.66 | 158.98 | 138.88 | 68.33 | 6.43 | 0 | 0 | 0 | 0 | 0 | 0 | 0 | 0 | 0 | 0.6 | 39.02 | 114.61 | 150.27 | 162.04 | 168.52 | 169.86 | 170.78 | 170.5 | 168.57 | 164.42 | 158.7 | 140.75 | 85.05 | 14.56 | 0.01 | 0 | 0 | 0 | 0 | 0 | 0 | 0 | 0 | 0.05 | 18.29 | 89.2 | 139.78 | 158.52 | 166.48 | 168.1 | 167.62 | 166.17 | 164.18 | 159.67 | 152.87 | 134.59 | 77.85 | 12.4 | 0.01 | 0 | 0 | 0 | 0 | 0 | 0 | 0 | 0 | 0 | 6.16 | 66.79 | 125.62 | 149.44 | 160.23 | 163.67 | 163.28 | 160.07 | 155.74 | 149.45 | 137.78 | 109.59 | 40.59 | 1.24 | 0 | 0 | 0 | 0 | 0 | 0 | 0 | 0 | 0 | 0 | 1.37 | 49.37 | 129.03 | 150.26 | 158.06 | 159.33 | 159.28 | 158.41 | 156.55 | 154.27 | 139.31 | 77.91 | 9.35 | 0 | 0 | 0 | 0 | 0 | 0 | 0 | 0 | 0 | 0 | 0 | 0.09 | 28.18 | 112.21 | 142.54 | 146.86 | 145.58 | 145.99 | 146.75 | 147.41 | 144.22 | 112.84 | 31.83 | 0.35 | 0 | 0 | 0 | 0 | 0 | 0 | 0 | 0 | 0 | 0 | 0 | 0 | 5.21 | 65.8 | 122.88 | 132.91 | 129.34 | 125.83 | 127.38 | 127.68 | 121.58 | 70.13 | 6.98 | 0 | 0 | 0 | 0 | 0 | 0 | 0 | 0 | 0 | 0 | 0 | 0 | 0 | 0.24 | 24.4 | 77.57 | 93.28 | 98.27 | 96.34 | 99.48 | 94.03 | 85.84 | 48.78 | 4.19 | 0 | 0 | 0 | 0 | 0 | 0 | 0
SISPRG_2_DS3SR4 |  | Paired_Solar_1Axis | Solar Tracking | CISO | South | Socal | ID | 17 | 0 | 0 | 0 | 0 | 0 | 0 | 0.01 | 1.9 | 6.95 | 8.97 | 9.32 | 9.52 | 9.41 | 8.83 | 8.18 | 5.15 | 1.01 | 0 | 0 | 0 | 0 | 0 | 0 | 0 | 0 | 0 | 0 | 0 | 0 | 0 | 0.12 | 4.34 | 10.63 | 11.35 | 11.26 | 10.88 | 10.52 | 10.28 | 10.09 | 9.08 | 3.96 | 0.15 | 0 | 0 | 0 | 0 | 0 | 0 | 0 | 0 | 0 | 0 | 0 | 0 | 1.31 | 7.8 | 10.75 | 11.14 | 10.94 | 10.66 | 10.6 | 9.62 | 8.75 | 7.9 | 5.61 | 0.85 | 0 | 0 | 0 | 0 | 0 | 0 | 0 | 0 | 0 | 0 | 0 | 0.75 | 7.25 | 12.84 | 13.53 | 13.86 | 13.76 | 13.85 | 13.7 | 13.67 | 13.24 | 12.54 | 10.35 | 3.43 | 0.08 | 0 | 0 | 0 | 0 | 0 | 0 | 0 | 0 | 0 | 0.02 | 2.8 | 9.73 | 13.29 | 14.19 | 14.51 | 14.54 | 14.66 | 14.64 | 14.44 | 14.08 | 13.51 | 11.81 | 5.81 | 0.55 | 0 | 0 | 0 | 0 | 0 | 0 | 0 | 0 | 0 | 0.05 | 3.32 | 9.74 | 12.77 | 13.77 | 14.32 | 14.44 | 14.52 | 14.49 | 14.33 | 13.98 | 13.49 | 11.96 | 7.23 | 1.24 | 0 | 0 | 0 | 0 | 0 | 0 | 0 | 0 | 0 | 0 | 1.55 | 7.58 | 11.88 | 13.47 | 14.15 | 14.29 | 14.25 | 14.12 | 13.96 | 13.57 | 12.99 | 11.44 | 6.62 | 1.05 | 0 | 0 | 0 | 0 | 0 | 0 | 0 | 0 | 0 | 0 | 0.52 | 5.68 | 10.68 | 12.7 | 13.62 | 13.91 | 13.88 | 13.61 | 13.24 | 12.7 | 11.71 | 9.32 | 3.45 | 0.11 | 0 | 0 | 0 | 0 | 0 | 0 | 0 | 0 | 0 | 0 | 0.12 | 4.2 | 10.97 | 12.77 | 13.44 | 13.54 | 13.54 | 13.46 | 13.31 | 13.11 | 11.84 | 6.62 | 0.79 | 0 | 0 | 0 | 0 | 0 | 0 | 0 | 0 | 0 | 0 | 0 | 0.01 | 2.4 | 9.54 | 12.12 | 12.48 | 12.37 | 12.41 | 12.47 | 12.53 | 12.26 | 9.59 | 2.71 | 0.03 | 0 | 0 | 0 | 0 | 0 | 0 | 0 | 0 | 0 | 0 | 0 | 0 | 0.44 | 5.59 | 10.44 | 11.3 | 10.99 | 10.7 | 10.83 | 10.85 | 10.33 | 5.96 | 0.59 | 0 | 0 | 0 | 0 | 0 | 0 | 0 | 0 | 0 | 0 | 0 | 0 | 0 | 0.02 | 2.07 | 6.59 | 7.93 | 8.35 | 8.19 | 8.46 | 7.99 | 7.3 | 4.15 | 0.36 | 0 | 0 | 0 | 0 | 0 | 0 | 0
VICPAS_2_SOCSR2 |  | Paired_Solar_1Axis | Solar Tracking | CISO | South | Socal | PD | 93.5 | 0 | 0 | 0 | 0 | 0 | 0 | 0.05 | 10.43 | 38.21 | 49.34 | 51.28 | 52.38 | 51.73 | 48.59 | 44.96 | 28.34 | 5.58 | 0 | 0 | 0 | 0 | 0 | 0 | 0 | 0 | 0 | 0 | 0 | 0 | 0 | 0.64 | 23.88 | 58.44 | 62.44 | 61.92 | 59.82 | 57.86 | 56.52 | 55.51 | 49.92 | 21.78 | 0.8 | 0 | 0 | 0 | 0 | 0 | 0 | 0 | 0 | 0 | 0 | 0 | 0 | 7.22 | 42.92 | 59.12 | 61.28 | 60.17 | 58.65 | 58.31 | 52.94 | 48.15 | 43.44 | 30.86 | 4.66 | 0 | 0 | 0 | 0 | 0 | 0 | 0 | 0 | 0 | 0 | 0 | 4.14 | 39.9 | 70.62 | 74.43 | 76.24 | 75.68 | 76.18 | 75.36 | 75.19 | 72.84 | 69 | 56.9 | 18.89 | 0.45 | 0 | 0 | 0 | 0 | 0 | 0 | 0 | 0 | 0 | 0.13 | 15.39 | 53.53 | 73.09 | 78.06 | 79.81 | 79.98 | 80.63 | 80.51 | 79.43 | 77.44 | 74.32 | 64.93 | 31.94 | 3.01 | 0 | 0 | 0 | 0 | 0 | 0 | 0 | 0 | 0 | 0.28 | 18.24 | 53.58 | 70.25 | 75.75 | 78.78 | 79.41 | 79.84 | 79.71 | 78.81 | 76.87 | 74.19 | 65.8 | 39.76 | 6.81 | 0 | 0 | 0 | 0 | 0 | 0 | 0 | 0 | 0 | 0.02 | 8.55 | 41.7 | 65.35 | 74.11 | 77.83 | 78.59 | 78.36 | 77.68 | 76.75 | 74.64 | 71.46 | 62.92 | 36.4 | 5.8 | 0 | 0 | 0 | 0 | 0 | 0 | 0 | 0 | 0 | 0 | 2.88 | 31.23 | 58.73 | 69.87 | 74.91 | 76.51 | 76.33 | 74.83 | 72.81 | 69.87 | 64.41 | 51.23 | 18.98 | 0.58 | 0 | 0 | 0 | 0 | 0 | 0 | 0 | 0 | 0 | 0 | 0.64 | 23.08 | 60.32 | 70.24 | 73.89 | 74.49 | 74.47 | 74.06 | 73.19 | 72.12 | 65.13 | 36.42 | 4.37 | 0 | 0 | 0 | 0 | 0 | 0 | 0 | 0 | 0 | 0 | 0 | 0.04 | 13.18 | 52.46 | 66.64 | 68.66 | 68.06 | 68.25 | 68.61 | 68.91 | 67.42 | 52.75 | 14.88 | 0.16 | 0 | 0 | 0 | 0 | 0 | 0 | 0 | 0 | 0 | 0 | 0 | 0 | 2.44 | 30.76 | 57.45 | 62.14 | 60.46 | 58.83 | 59.55 | 59.69 | 56.84 | 32.79 | 3.26 | 0 | 0 | 0 | 0 | 0 | 0 | 0 | 0 | 0 | 0 | 0 | 0 | 0 | 0.11 | 11.41 | 36.27 | 43.61 | 45.94 | 45.04 | 46.51 | 43.96 | 40.13 | 22.8 | 1.96 | 0 | 0 | 0 | 0 | 0 | 0 | 0
POLRIS_2_ASRSR1 |  | Paired_Solar_1Axis | Solar Tracking | CISO | South | Socal | FC | 125 | 0 | 0 | 0 | 0 | 0 | 0 | 0.06 | 13.94 | 51.08 | 65.97 | 68.56 | 70.02 | 69.16 | 64.95 | 60.11 | 37.89 | 7.46 | 0 | 0 | 0 | 0 | 0 | 0 | 0 | 0 | 0 | 0 | 0 | 0 | 0 | 0.86 | 31.93 | 78.13 | 83.48 | 82.78 | 79.98 | 77.35 | 75.56 | 74.22 | 66.74 | 29.12 | 1.07 | 0 | 0 | 0 | 0 | 0 | 0 | 0 | 0 | 0 | 0 | 0 | 0 | 9.66 | 57.37 | 79.04 | 81.92 | 80.44 | 78.41 | 77.95 | 70.77 | 64.37 | 58.07 | 41.26 | 6.23 | 0 | 0 | 0 | 0 | 0 | 0 | 0 | 0 | 0 | 0 | 0 | 5.53 | 53.34 | 94.42 | 99.51 | 101.93 | 101.18 | 101.85 | 100.74 | 100.52 | 97.38 | 92.24 | 76.07 | 25.26 | 0.6 | 0 | 0 | 0 | 0 | 0 | 0 | 0 | 0 | 0 | 0.17 | 20.58 | 71.57 | 97.72 | 104.36 | 106.69 | 106.93 | 107.79 | 107.63 | 106.19 | 103.54 | 99.36 | 86.8 | 42.71 | 4.02 | 0 | 0 | 0 | 0 | 0 | 0 | 0 | 0 | 0 | 0.37 | 24.39 | 71.63 | 93.92 | 101.27 | 105.32 | 106.16 | 106.74 | 106.56 | 105.36 | 102.76 | 99.19 | 87.97 | 53.15 | 9.1 | 0.01 | 0 | 0 | 0 | 0 | 0 | 0 | 0 | 0 | 0.03 | 11.43 | 55.75 | 87.36 | 99.07 | 104.05 | 105.06 | 104.76 | 103.85 | 102.61 | 99.79 | 95.54 | 84.12 | 48.66 | 7.75 | 0 | 0 | 0 | 0 | 0 | 0 | 0 | 0 | 0 | 0 | 3.85 | 41.75 | 78.51 | 93.4 | 100.14 | 102.29 | 102.05 | 100.05 | 97.34 | 93.41 | 86.12 | 68.49 | 25.37 | 0.78 | 0 | 0 | 0 | 0 | 0 | 0 | 0 | 0 | 0 | 0 | 0.85 | 30.86 | 80.64 | 93.91 | 98.79 | 99.58 | 99.55 | 99.01 | 97.84 | 96.42 | 87.07 | 48.69 | 5.84 | 0 | 0 | 0 | 0 | 0 | 0 | 0 | 0 | 0 | 0 | 0 | 0.06 | 17.61 | 70.13 | 89.08 | 91.79 | 90.99 | 91.24 | 91.72 | 92.13 | 90.14 | 70.52 | 19.89 | 0.22 | 0 | 0 | 0 | 0 | 0 | 0 | 0 | 0 | 0 | 0 | 0 | 0 | 3.26 | 41.13 | 76.8 | 83.07 | 80.84 | 78.64 | 79.61 | 79.8 | 75.99 | 43.83 | 4.36 | 0 | 0 | 0 | 0 | 0 | 0 | 0 | 0 | 0 | 0 | 0 | 0 | 0 | 0.15 | 15.25 | 48.48 | 58.3 | 61.42 | 60.21 | 62.17 | 58.77 | 53.65 | 30.49 | 2.62 | 0 | 0 | 0 | 0 | 0 | 0 | 0
FIFTHS_2_FSSR1 |  | Paired_Solar_1Axis | Solar Tracking | CISO | North | Norcal | EO | 150 | 0 | 0 | 0 | 0 | 0 | 0 | 0 | 3.19 | 24.57 | 46.84 | 57.93 | 63.78 | 63.81 | 60.22 | 56.37 | 38.5 | 8.39 | 0 | 0 | 0 | 0 | 0 | 0 | 0 | 0 | 0 | 0 | 0 | 0 | 0 | 0.04 | 18.51 | 77.03 | 96.02 | 98.07 | 92.94 | 91.6 | 91 | 92.97 | 79.3 | 41.61 | 2.29 | 0 | 0 | 0 | 0 | 0 | 0 | 0 | 0 | 0 | 0 | 0 | 0 | 3.88 | 47.91 | 89.9 | 96.32 | 90.41 | 92.86 | 91.48 | 84.19 | 77.76 | 72.42 | 50.98 | 11.79 | 0.02 | 0 | 0 | 0 | 0 | 0 | 0 | 0 | 0 | 0 | 0 | 2.08 | 44.74 | 98.76 | 108.63 | 108.02 | 106.12 | 108.68 | 108.92 | 107.29 | 109.04 | 104.54 | 95.36 | 44.26 | 2.04 | 0 | 0 | 0 | 0 | 0 | 0 | 0 | 0 | 0 | 0.02 | 16.49 | 77.84 | 109.77 | 114.79 | 114.93 | 113.89 | 116.31 | 116.3 | 118.98 | 118.95 | 116.33 | 109.64 | 67.85 | 10.54 | 0 | 0 | 0 | 0 | 0 | 0 | 0 | 0 | 0 | 0.11 | 23.68 | 86.02 | 116.56 | 124.8 | 126.35 | 127.31 | 128.03 | 127.67 | 126.54 | 126.5 | 123.74 | 114.8 | 85.06 | 23.98 | 0.28 | 0 | 0 | 0 | 0 | 0 | 0 | 0 | 0 | 0 | 10.76 | 69.02 | 111.31 | 122.83 | 124.52 | 125.41 | 124.91 | 124.66 | 123.3 | 123.07 | 118.06 | 109.45 | 76.77 | 18.06 | 0.11 | 0 | 0 | 0 | 0 | 0 | 0 | 0 | 0 | 0 | 1.52 | 40.44 | 93.45 | 113 | 118.25 | 118.78 | 119.71 | 118.79 | 117.82 | 117 | 110.11 | 90.29 | 40.08 | 2.22 | 0 | 0 | 0 | 0 | 0 | 0 | 0 | 0 | 0 | 0 | 0.16 | 24.71 | 88.09 | 110.98 | 114.72 | 113.89 | 112.61 | 112.81 | 114.39 | 114.9 | 108.28 | 71.27 | 14.01 | 0.01 | 0 | 0 | 0 | 0 | 0 | 0 | 0 | 0 | 0 | 0 | 0 | 7.37 | 58.48 | 96.72 | 99.64 | 97.66 | 95.21 | 95.92 | 97.65 | 97.28 | 81.88 | 27.22 | 0.57 | 0 | 0 | 0 | 0 | 0 | 0 | 0 | 0 | 0 | 0 | 0 | 0 | 0.27 | 22.8 | 68.64 | 80.86 | 79.34 | 76.79 | 79.04 | 81.39 | 76.45 | 47.89 | 5.68 | 0 | 0 | 0 | 0 | 0 | 0 | 0 | 0 | 0 | 0 | 0 | 0 | 0 | 0 | 4.48 | 30.7 | 50.38 | 61.23 | 64.32 | 62.62 | 60.64 | 56.08 | 31.36 | 3.37 | 0 | 0 | 0 | 0 | 0 | 0 | 0
TOWNSITE_2_MEADDYN | TOWNSITE_2_MEADDYN_SUN | Hybrid_Solar1Axis | Solar Tracking | WALC |  | AZ | 0 | 180 | 0 | 0 | 0 | 0 | 0 | 0 | 0.09 | 20.08 | 73.55 | 94.99 | 98.72 | 100.83 | 99.59 | 93.53 | 86.56 | 54.56 | 10.74 | 0 | 0 | 0 | 0 | 0 | 0 | 0 | 0 | 0 | 0 | 0 | 0 | 0 | 1.24 | 45.98 | 112.5 | 120.21 | 119.2 | 115.16 | 111.39 | 108.81 | 106.87 | 96.1 | 41.93 | 1.55 | 0 | 0 | 0 | 0 | 0 | 0 | 0 | 0 | 0 | 0 | 0 | 0 | 13.9 | 82.62 | 113.81 | 117.97 | 115.83 | 112.92 | 112.25 | 101.91 | 92.69 | 83.63 | 59.42 | 8.97 | 0 | 0 | 0 | 0 | 0 | 0 | 0 | 0 | 0 | 0 | 0 | 7.96 | 76.81 | 135.96 | 143.3 | 146.78 | 145.7 | 146.67 | 145.07 | 144.75 | 140.22 | 132.83 | 109.54 | 36.37 | 0.86 | 0 | 0 | 0 | 0 | 0 | 0 | 0 | 0 | 0 | 0.24 | 29.63 | 103.06 | 140.72 | 150.28 | 153.64 | 153.97 | 155.21 | 154.98 | 152.91 | 149.09 | 143.08 | 125 | 61.5 | 5.79 | 0 | 0 | 0 | 0 | 0 | 0 | 0 | 0 | 0 | 0.54 | 35.12 | 103.14 | 135.24 | 145.83 | 151.66 | 152.87 | 153.7 | 153.45 | 151.72 | 147.98 | 142.83 | 126.68 | 76.54 | 13.1 | 0.01 | 0 | 0 | 0 | 0 | 0 | 0 | 0 | 0 | 0.05 | 16.46 | 80.28 | 125.8 | 142.67 | 149.83 | 151.29 | 150.86 | 149.55 | 147.76 | 143.7 | 137.58 | 121.13 | 70.07 | 11.16 | 0.01 | 0 | 0 | 0 | 0 | 0 | 0 | 0 | 0 | 0 | 5.54 | 60.12 | 113.06 | 134.5 | 144.21 | 147.3 | 146.95 | 144.07 | 140.17 | 134.5 | 124.01 | 98.63 | 36.53 | 1.12 | 0 | 0 | 0 | 0 | 0 | 0 | 0 | 0 | 0 | 0 | 1.23 | 44.44 | 116.13 | 135.23 | 142.26 | 143.4 | 143.36 | 142.57 | 140.9 | 138.84 | 125.38 | 70.12 | 8.41 | 0 | 0 | 0 | 0 | 0 | 0 | 0 | 0 | 0 | 0 | 0 | 0.08 | 25.36 | 100.99 | 128.28 | 132.18 | 131.02 | 131.39 | 132.07 | 132.67 | 129.8 | 101.55 | 28.65 | 0.32 | 0 | 0 | 0 | 0 | 0 | 0 | 0 | 0 | 0 | 0 | 0 | 0 | 4.69 | 59.22 | 110.59 | 119.62 | 116.4 | 113.25 | 114.64 | 114.91 | 109.42 | 63.12 | 6.28 | 0 | 0 | 0 | 0 | 0 | 0 | 0 | 0 | 0 | 0 | 0 | 0 | 0 | 0.22 | 21.96 | 69.82 | 83.95 | 88.45 | 86.71 | 89.53 | 84.62 | 77.26 | 43.9 | 3.77 | 0 | 0 | 0 | 0 | 0 | 0 | 0
CAMERN_6_BSPSR1 |  | Solar_1Axis | Solar Tracking | CISO | South | Socal |  | 0.84 | 0 | 0 | 0 | 0 | 0 | 0 | 0 | 0.09 | 0.34 | 0.44 | 0.46 | 0.47 | 0.46 | 0.44 | 0.4 | 0.25 | 0.05 | 0 | 0 | 0 | 0 | 0 | 0 | 0 | 0 | 0 | 0 | 0 | 0 | 0 | 0.01 | 0.21 | 0.53 | 0.56 | 0.56 | 0.54 | 0.52 | 0.51 | 0.5 | 0.45 | 0.2 | 0.01 | 0 | 0 | 0 | 0 | 0 | 0 | 0 | 0 | 0 | 0 | 0 | 0 | 0.06 | 0.39 | 0.53 | 0.55 | 0.54 | 0.53 | 0.52 | 0.48 | 0.43 | 0.39 | 0.28 | 0.04 | 0 | 0 | 0 | 0 | 0 | 0 | 0 | 0 | 0 | 0 | 0 | 0.04 | 0.36 | 0.63 | 0.67 | 0.68 | 0.68 | 0.68 | 0.68 | 0.68 | 0.65 | 0.62 | 0.51 | 0.17 | 0 | 0 | 0 | 0 | 0 | 0 | 0 | 0 | 0 | 0 | 0 | 0.14 | 0.48 | 0.66 | 0.7 | 0.72 | 0.72 | 0.72 | 0.72 | 0.71 | 0.7 | 0.67 | 0.58 | 0.29 | 0.03 | 0 | 0 | 0 | 0 | 0 | 0 | 0 | 0 | 0 | 0 | 0.16 | 0.48 | 0.63 | 0.68 | 0.71 | 0.71 | 0.72 | 0.72 | 0.71 | 0.69 | 0.67 | 0.59 | 0.36 | 0.06 | 0 | 0 | 0 | 0 | 0 | 0 | 0 | 0 | 0 | 0 | 0.08 | 0.37 | 0.59 | 0.67 | 0.7 | 0.71 | 0.7 | 0.7 | 0.69 | 0.67 | 0.64 | 0.57 | 0.33 | 0.05 | 0 | 0 | 0 | 0 | 0 | 0 | 0 | 0 | 0 | 0 | 0.03 | 0.28 | 0.53 | 0.63 | 0.67 | 0.69 | 0.69 | 0.67 | 0.65 | 0.63 | 0.58 | 0.46 | 0.17 | 0.01 | 0 | 0 | 0 | 0 | 0 | 0 | 0 | 0 | 0 | 0 | 0.01 | 0.21 | 0.54 | 0.63 | 0.66 | 0.67 | 0.67 | 0.67 | 0.66 | 0.65 | 0.59 | 0.33 | 0.04 | 0 | 0 | 0 | 0 | 0 | 0 | 0 | 0 | 0 | 0 | 0 | 0 | 0.12 | 0.47 | 0.6 | 0.62 | 0.61 | 0.61 | 0.62 | 0.62 | 0.61 | 0.47 | 0.13 | 0 | 0 | 0 | 0 | 0 | 0 | 0 | 0 | 0 | 0 | 0 | 0 | 0 | 0.02 | 0.28 | 0.52 | 0.56 | 0.54 | 0.53 | 0.53 | 0.54 | 0.51 | 0.29 | 0.03 | 0 | 0 | 0 | 0 | 0 | 0 | 0 | 0 | 0 | 0 | 0 | 0 | 0 | 0 | 0.1 | 0.33 | 0.39 | 0.41 | 0.4 | 0.42 | 0.39 | 0.36 | 0.2 | 0.02 | 0 | 0 | 0 | 0 | 0 | 0 | 0
DELSUR_6_HORSR1 |  | Solar_1Axis | Solar Tracking | CISO | South | Socal |  | 1.5 | 0 | 0 | 0 | 0 | 0 | 0 | 0 | 0.17 | 0.61 | 0.79 | 0.82 | 0.84 | 0.83 | 0.78 | 0.72 | 0.45 | 0.09 | 0 | 0 | 0 | 0 | 0 | 0 | 0 | 0 | 0 | 0 | 0 | 0 | 0 | 0.01 | 0.38 | 0.94 | 1 | 0.99 | 0.96 | 0.93 | 0.91 | 0.89 | 0.8 | 0.35 | 0.01 | 0 | 0 | 0 | 0 | 0 | 0 | 0 | 0 | 0 | 0 | 0 | 0 | 0.12 | 0.69 | 0.95 | 0.98 | 0.97 | 0.94 | 0.94 | 0.85 | 0.77 | 0.7 | 0.5 | 0.07 | 0 | 0 | 0 | 0 | 0 | 0 | 0 | 0 | 0 | 0 | 0 | 0.07 | 0.64 | 1.13 | 1.19 | 1.22 | 1.21 | 1.22 | 1.21 | 1.21 | 1.17 | 1.11 | 0.91 | 0.3 | 0.01 | 0 | 0 | 0 | 0 | 0 | 0 | 0 | 0 | 0 | 0 | 0.25 | 0.86 | 1.17 | 1.25 | 1.28 | 1.28 | 1.29 | 1.29 | 1.27 | 1.24 | 1.19 | 1.04 | 0.51 | 0.05 | 0 | 0 | 0 | 0 | 0 | 0 | 0 | 0 | 0 | 0 | 0.29 | 0.86 | 1.13 | 1.22 | 1.26 | 1.27 | 1.28 | 1.28 | 1.26 | 1.23 | 1.19 | 1.06 | 0.64 | 0.11 | 0 | 0 | 0 | 0 | 0 | 0 | 0 | 0 | 0 | 0 | 0.14 | 0.67 | 1.05 | 1.19 | 1.25 | 1.26 | 1.26 | 1.25 | 1.23 | 1.2 | 1.15 | 1.01 | 0.58 | 0.09 | 0 | 0 | 0 | 0 | 0 | 0 | 0 | 0 | 0 | 0 | 0.05 | 0.5 | 0.94 | 1.12 | 1.2 | 1.23 | 1.22 | 1.2 | 1.17 | 1.12 | 1.03 | 0.82 | 0.3 | 0.01 | 0 | 0 | 0 | 0 | 0 | 0 | 0 | 0 | 0 | 0 | 0.01 | 0.37 | 0.97 | 1.13 | 1.19 | 1.19 | 1.19 | 1.19 | 1.17 | 1.16 | 1.04 | 0.58 | 0.07 | 0 | 0 | 0 | 0 | 0 | 0 | 0 | 0 | 0 | 0 | 0 | 0 | 0.21 | 0.84 | 1.07 | 1.1 | 1.09 | 1.09 | 1.1 | 1.11 | 1.08 | 0.85 | 0.24 | 0 | 0 | 0 | 0 | 0 | 0 | 0 | 0 | 0 | 0 | 0 | 0 | 0 | 0.04 | 0.49 | 0.92 | 1 | 0.97 | 0.94 | 0.96 | 0.96 | 0.91 | 0.53 | 0.05 | 0 | 0 | 0 | 0 | 0 | 0 | 0 | 0 | 0 | 0 | 0 | 0 | 0 | 0 | 0.18 | 0.58 | 0.7 | 0.74 | 0.72 | 0.75 | 0.71 | 0.64 | 0.37 | 0.03 | 0 | 0 | 0 | 0 | 0 | 0 | 0
DREWSR_2_BHSSR1 |  | Solar_1Axis | Solar Tracking | CISO | South | Socal |  | 100 | 0 | 0 | 0 | 0 | 0 | 0 | 0.05 | 11.15 | 40.86 | 52.77 | 54.85 | 56.02 | 55.33 | 51.96 | 48.09 | 30.31 | 5.97 | 0 | 0 | 0 | 0 | 0 | 0 | 0 | 0 | 0 | 0 | 0 | 0 | 0 | 0.69 | 25.55 | 62.5 | 66.78 | 66.22 | 63.98 | 61.88 | 60.45 | 59.37 | 53.39 | 23.3 | 0.86 | 0 | 0 | 0 | 0 | 0 | 0 | 0 | 0 | 0 | 0 | 0 | 0 | 7.72 | 45.9 | 63.23 | 65.54 | 64.35 | 62.73 | 62.36 | 56.62 | 51.49 | 46.46 | 33.01 | 4.98 | 0 | 0 | 0 | 0 | 0 | 0 | 0 | 0 | 0 | 0 | 0 | 4.42 | 42.67 | 75.53 | 79.61 | 81.54 | 80.94 | 81.48 | 80.59 | 80.42 | 77.9 | 73.79 | 60.86 | 20.21 | 0.48 | 0 | 0 | 0 | 0 | 0 | 0 | 0 | 0 | 0 | 0.13 | 16.46 | 57.26 | 78.18 | 83.49 | 85.35 | 85.54 | 86.23 | 86.1 | 84.95 | 82.83 | 79.49 | 69.44 | 34.16 | 3.22 | 0 | 0 | 0 | 0 | 0 | 0 | 0 | 0 | 0 | 0.3 | 19.51 | 57.3 | 75.13 | 81.02 | 84.26 | 84.93 | 85.39 | 85.25 | 84.29 | 82.21 | 79.35 | 70.38 | 42.52 | 7.28 | 0 | 0 | 0 | 0 | 0 | 0 | 0 | 0 | 0 | 0.03 | 9.15 | 44.6 | 69.89 | 79.26 | 83.24 | 84.05 | 83.81 | 83.08 | 82.09 | 79.83 | 76.43 | 67.29 | 38.93 | 6.2 | 0 | 0 | 0 | 0 | 0 | 0 | 0 | 0 | 0 | 0 | 3.08 | 33.4 | 62.81 | 74.72 | 80.11 | 81.83 | 81.64 | 80.04 | 77.87 | 74.72 | 68.89 | 54.8 | 20.3 | 0.62 | 0 | 0 | 0 | 0 | 0 | 0 | 0 | 0 | 0 | 0 | 0.68 | 24.69 | 64.51 | 75.13 | 79.03 | 79.66 | 79.64 | 79.2 | 78.28 | 77.14 | 69.65 | 38.96 | 4.67 | 0 | 0 | 0 | 0 | 0 | 0 | 0 | 0 | 0 | 0 | 0 | 0.05 | 14.09 | 56.11 | 71.27 | 73.43 | 72.79 | 73 | 73.37 | 73.71 | 72.11 | 56.42 | 15.91 | 0.18 | 0 | 0 | 0 | 0 | 0 | 0 | 0 | 0 | 0 | 0 | 0 | 0 | 2.6 | 32.9 | 61.44 | 66.46 | 64.67 | 62.92 | 63.69 | 63.84 | 60.79 | 35.07 | 3.49 | 0 | 0 | 0 | 0 | 0 | 0 | 0 | 0 | 0 | 0 | 0 | 0 | 0 | 0.12 | 12.2 | 38.79 | 46.64 | 49.14 | 48.17 | 49.74 | 47.01 | 42.92 | 24.39 | 2.09 | 0 | 0 | 0 | 0 | 0 | 0 | 0
KNTSTH_6_WALSR1 |  | Solar_1Axis | Solar Tracking | CISO | North | Norcal |  | 19.88 | 0 | 0 | 0 | 0 | 0 | 0 | 0 | 0.42 | 3.26 | 6.21 | 7.68 | 8.45 | 8.46 | 7.98 | 7.47 | 5.1 | 1.11 | 0 | 0 | 0 | 0 | 0 | 0 | 0 | 0 | 0 | 0 | 0 | 0 | 0 | 0 | 2.45 | 10.21 | 12.73 | 13 | 12.32 | 12.14 | 12.06 | 12.32 | 10.51 | 5.51 | 0.3 | 0 | 0 | 0 | 0 | 0 | 0 | 0 | 0 | 0 | 0 | 0 | 0 | 0.51 | 6.35 | 11.91 | 12.76 | 11.98 | 12.31 | 12.12 | 11.16 | 10.31 | 9.6 | 6.76 | 1.56 | 0 | 0 | 0 | 0 | 0 | 0 | 0 | 0 | 0 | 0 | 0 | 0.28 | 5.93 | 13.09 | 14.4 | 14.32 | 14.06 | 14.4 | 14.44 | 14.22 | 14.45 | 13.86 | 12.64 | 5.87 | 0.27 | 0 | 0 | 0 | 0 | 0 | 0 | 0 | 0 | 0 | 0 | 2.19 | 10.32 | 14.55 | 15.21 | 15.23 | 15.09 | 15.42 | 15.41 | 15.77 | 15.77 | 15.42 | 14.53 | 8.99 | 1.4 | 0 | 0 | 0 | 0 | 0 | 0 | 0 | 0 | 0 | 0.01 | 3.14 | 11.4 | 15.45 | 16.54 | 16.75 | 16.87 | 16.97 | 16.92 | 16.77 | 16.77 | 16.4 | 15.21 | 11.27 | 3.18 | 0.04 | 0 | 0 | 0 | 0 | 0 | 0 | 0 | 0 | 0 | 1.43 | 9.15 | 14.75 | 16.28 | 16.5 | 16.62 | 16.55 | 16.52 | 16.34 | 16.31 | 15.65 | 14.51 | 10.17 | 2.39 | 0.01 | 0 | 0 | 0 | 0 | 0 | 0 | 0 | 0 | 0 | 0.2 | 5.36 | 12.39 | 14.98 | 15.67 | 15.74 | 15.87 | 15.74 | 15.62 | 15.51 | 14.59 | 11.97 | 5.31 | 0.29 | 0 | 0 | 0 | 0 | 0 | 0 | 0 | 0 | 0 | 0 | 0.02 | 3.27 | 11.68 | 14.71 | 15.2 | 15.09 | 14.92 | 14.95 | 15.16 | 15.23 | 14.35 | 9.45 | 1.86 | 0 | 0 | 0 | 0 | 0 | 0 | 0 | 0 | 0 | 0 | 0 | 0 | 0.98 | 7.75 | 12.82 | 13.21 | 12.94 | 12.62 | 12.71 | 12.94 | 12.89 | 10.85 | 3.61 | 0.08 | 0 | 0 | 0 | 0 | 0 | 0 | 0 | 0 | 0 | 0 | 0 | 0 | 0.04 | 3.02 | 9.1 | 10.72 | 10.51 | 10.18 | 10.48 | 10.79 | 10.13 | 6.35 | 0.75 | 0 | 0 | 0 | 0 | 0 | 0 | 0 | 0 | 0 | 0 | 0 | 0 | 0 | 0 | 0.59 | 4.07 | 6.68 | 8.12 | 8.52 | 8.3 | 8.04 | 7.43 | 4.16 | 0.45 | 0 | 0 | 0 | 0 | 0 | 0 | 0
MSOLAR_2_MS4SR4 |  | Solar_1Axis | Solar Tracking | CISO | South | Socal |  | 52.5 | 0 | 0 | 0 | 0 | 0 | 0 | 0.03 | 5.86 | 21.45 | 27.71 | 28.79 | 29.41 | 29.05 | 27.28 | 25.25 | 15.91 | 3.13 | 0 | 0 | 0 | 0 | 0 | 0 | 0 | 0 | 0 | 0 | 0 | 0 | 0 | 0.36 | 13.41 | 32.81 | 35.06 | 34.77 | 33.59 | 32.49 | 31.74 | 31.17 | 28.03 | 12.23 | 0.45 | 0 | 0 | 0 | 0 | 0 | 0 | 0 | 0 | 0 | 0 | 0 | 0 | 4.06 | 24.1 | 33.19 | 34.41 | 33.78 | 32.93 | 32.74 | 29.72 | 27.03 | 24.39 | 17.33 | 2.62 | 0 | 0 | 0 | 0 | 0 | 0 | 0 | 0 | 0 | 0 | 0 | 2.32 | 22.4 | 39.66 | 41.79 | 42.81 | 42.5 | 42.78 | 42.31 | 42.22 | 40.9 | 38.74 | 31.95 | 10.61 | 0.25 | 0 | 0 | 0 | 0 | 0 | 0 | 0 | 0 | 0 | 0.07 | 8.64 | 30.06 | 41.04 | 43.83 | 44.81 | 44.91 | 45.27 | 45.2 | 44.6 | 43.48 | 41.73 | 36.46 | 17.94 | 1.69 | 0 | 0 | 0 | 0 | 0 | 0 | 0 | 0 | 0 | 0.16 | 10.24 | 30.08 | 39.45 | 42.53 | 44.24 | 44.59 | 44.83 | 44.76 | 44.25 | 43.16 | 41.66 | 36.95 | 22.32 | 3.82 | 0 | 0 | 0 | 0 | 0 | 0 | 0 | 0 | 0 | 0.01 | 4.8 | 23.42 | 36.69 | 41.61 | 43.7 | 44.13 | 44 | 43.62 | 43.1 | 41.91 | 40.13 | 35.33 | 20.44 | 3.25 | 0 | 0 | 0 | 0 | 0 | 0 | 0 | 0 | 0 | 0 | 1.62 | 17.53 | 32.97 | 39.23 | 42.06 | 42.96 | 42.86 | 42.02 | 40.88 | 39.23 | 36.17 | 28.77 | 10.66 | 0.33 | 0 | 0 | 0 | 0 | 0 | 0 | 0 | 0 | 0 | 0 | 0.36 | 12.96 | 33.87 | 39.44 | 41.49 | 41.82 | 41.81 | 41.58 | 41.09 | 40.5 | 36.57 | 20.45 | 2.45 | 0 | 0 | 0 | 0 | 0 | 0 | 0 | 0 | 0 | 0 | 0 | 0.02 | 7.4 | 29.46 | 37.42 | 38.55 | 38.21 | 38.32 | 38.52 | 38.7 | 37.86 | 29.62 | 8.35 | 0.09 | 0 | 0 | 0 | 0 | 0 | 0 | 0 | 0 | 0 | 0 | 0 | 0 | 1.37 | 17.27 | 32.26 | 34.89 | 33.95 | 33.03 | 33.44 | 33.52 | 31.91 | 18.41 | 1.83 | 0 | 0 | 0 | 0 | 0 | 0 | 0 | 0 | 0 | 0 | 0 | 0 | 0 | 0.06 | 6.4 | 20.36 | 24.49 | 25.8 | 25.29 | 26.11 | 24.68 | 22.53 | 12.8 | 1.1 | 0 | 0 | 0 | 0 | 0 | 0 | 0
OASIS_6_AR4SR2 |  | Solar_1Axis | Solar Tracking | CISO | South | Socal |  | 1 | 0 | 0 | 0 | 0 | 0 | 0 | 0 | 0.11 | 0.41 | 0.53 | 0.55 | 0.56 | 0.55 | 0.52 | 0.48 | 0.3 | 0.06 | 0 | 0 | 0 | 0 | 0 | 0 | 0 | 0 | 0 | 0 | 0 | 0 | 0 | 0.01 | 0.26 | 0.63 | 0.67 | 0.66 | 0.64 | 0.62 | 0.6 | 0.59 | 0.53 | 0.23 | 0.01 | 0 | 0 | 0 | 0 | 0 | 0 | 0 | 0 | 0 | 0 | 0 | 0 | 0.08 | 0.46 | 0.63 | 0.66 | 0.64 | 0.63 | 0.62 | 0.57 | 0.51 | 0.46 | 0.33 | 0.05 | 0 | 0 | 0 | 0 | 0 | 0 | 0 | 0 | 0 | 0 | 0 | 0.04 | 0.43 | 0.76 | 0.8 | 0.82 | 0.81 | 0.81 | 0.81 | 0.8 | 0.78 | 0.74 | 0.61 | 0.2 | 0 | 0 | 0 | 0 | 0 | 0 | 0 | 0 | 0 | 0 | 0 | 0.16 | 0.57 | 0.78 | 0.83 | 0.85 | 0.86 | 0.86 | 0.86 | 0.85 | 0.83 | 0.79 | 0.69 | 0.34 | 0.03 | 0 | 0 | 0 | 0 | 0 | 0 | 0 | 0 | 0 | 0 | 0.2 | 0.57 | 0.75 | 0.81 | 0.84 | 0.85 | 0.85 | 0.85 | 0.84 | 0.82 | 0.79 | 0.7 | 0.43 | 0.07 | 0 | 0 | 0 | 0 | 0 | 0 | 0 | 0 | 0 | 0 | 0.09 | 0.45 | 0.7 | 0.79 | 0.83 | 0.84 | 0.84 | 0.83 | 0.82 | 0.8 | 0.76 | 0.67 | 0.39 | 0.06 | 0 | 0 | 0 | 0 | 0 | 0 | 0 | 0 | 0 | 0 | 0.03 | 0.33 | 0.63 | 0.75 | 0.8 | 0.82 | 0.82 | 0.8 | 0.78 | 0.75 | 0.69 | 0.55 | 0.2 | 0.01 | 0 | 0 | 0 | 0 | 0 | 0 | 0 | 0 | 0 | 0 | 0.01 | 0.25 | 0.65 | 0.75 | 0.79 | 0.8 | 0.8 | 0.79 | 0.78 | 0.77 | 0.7 | 0.39 | 0.05 | 0 | 0 | 0 | 0 | 0 | 0 | 0 | 0 | 0 | 0 | 0 | 0 | 0.14 | 0.56 | 0.71 | 0.73 | 0.73 | 0.73 | 0.73 | 0.74 | 0.72 | 0.56 | 0.16 | 0 | 0 | 0 | 0 | 0 | 0 | 0 | 0 | 0 | 0 | 0 | 0 | 0 | 0.03 | 0.33 | 0.61 | 0.66 | 0.65 | 0.63 | 0.64 | 0.64 | 0.61 | 0.35 | 0.03 | 0 | 0 | 0 | 0 | 0 | 0 | 0 | 0 | 0 | 0 | 0 | 0 | 0 | 0 | 0.12 | 0.39 | 0.47 | 0.49 | 0.48 | 0.5 | 0.47 | 0.43 | 0.24 | 0.02 | 0 | 0 | 0 | 0 | 0 | 0 | 0
OASIS_6_AR4SR3 |  | Solar_1Axis | Solar Tracking | CISO | South | Socal |  | 1.5 | 0 | 0 | 0 | 0 | 0 | 0 | 0 | 0.17 | 0.61 | 0.79 | 0.82 | 0.84 | 0.83 | 0.78 | 0.72 | 0.45 | 0.09 | 0 | 0 | 0 | 0 | 0 | 0 | 0 | 0 | 0 | 0 | 0 | 0 | 0 | 0.01 | 0.38 | 0.94 | 1 | 0.99 | 0.96 | 0.93 | 0.91 | 0.89 | 0.8 | 0.35 | 0.01 | 0 | 0 | 0 | 0 | 0 | 0 | 0 | 0 | 0 | 0 | 0 | 0 | 0.12 | 0.69 | 0.95 | 0.98 | 0.97 | 0.94 | 0.94 | 0.85 | 0.77 | 0.7 | 0.5 | 0.07 | 0 | 0 | 0 | 0 | 0 | 0 | 0 | 0 | 0 | 0 | 0 | 0.07 | 0.64 | 1.13 | 1.19 | 1.22 | 1.21 | 1.22 | 1.21 | 1.21 | 1.17 | 1.11 | 0.91 | 0.3 | 0.01 | 0 | 0 | 0 | 0 | 0 | 0 | 0 | 0 | 0 | 0 | 0.25 | 0.86 | 1.17 | 1.25 | 1.28 | 1.28 | 1.29 | 1.29 | 1.27 | 1.24 | 1.19 | 1.04 | 0.51 | 0.05 | 0 | 0 | 0 | 0 | 0 | 0 | 0 | 0 | 0 | 0 | 0.29 | 0.86 | 1.13 | 1.22 | 1.26 | 1.27 | 1.28 | 1.28 | 1.26 | 1.23 | 1.19 | 1.06 | 0.64 | 0.11 | 0 | 0 | 0 | 0 | 0 | 0 | 0 | 0 | 0 | 0 | 0.14 | 0.67 | 1.05 | 1.19 | 1.25 | 1.26 | 1.26 | 1.25 | 1.23 | 1.2 | 1.15 | 1.01 | 0.58 | 0.09 | 0 | 0 | 0 | 0 | 0 | 0 | 0 | 0 | 0 | 0 | 0.05 | 0.5 | 0.94 | 1.12 | 1.2 | 1.23 | 1.22 | 1.2 | 1.17 | 1.12 | 1.03 | 0.82 | 0.3 | 0.01 | 0 | 0 | 0 | 0 | 0 | 0 | 0 | 0 | 0 | 0 | 0.01 | 0.37 | 0.97 | 1.13 | 1.19 | 1.19 | 1.19 | 1.19 | 1.17 | 1.16 | 1.04 | 0.58 | 0.07 | 0 | 0 | 0 | 0 | 0 | 0 | 0 | 0 | 0 | 0 | 0 | 0 | 0.21 | 0.84 | 1.07 | 1.1 | 1.09 | 1.09 | 1.1 | 1.11 | 1.08 | 0.85 | 0.24 | 0 | 0 | 0 | 0 | 0 | 0 | 0 | 0 | 0 | 0 | 0 | 0 | 0 | 0.04 | 0.49 | 0.92 | 1 | 0.97 | 0.94 | 0.96 | 0.96 | 0.91 | 0.53 | 0.05 | 0 | 0 | 0 | 0 | 0 | 0 | 0 | 0 | 0 | 0 | 0 | 0 | 0 | 0 | 0.18 | 0.58 | 0.7 | 0.74 | 0.72 | 0.75 | 0.71 | 0.64 | 0.37 | 0.03 | 0 | 0 | 0 | 0 | 0 | 0 | 0
OASIS_6_AR8SR1 |  | Solar_1Axis | Solar Tracking | CISO | South | Socal |  | 1.5 | 0 | 0 | 0 | 0 | 0 | 0 | 0 | 0.17 | 0.61 | 0.79 | 0.82 | 0.84 | 0.83 | 0.78 | 0.72 | 0.45 | 0.09 | 0 | 0 | 0 | 0 | 0 | 0 | 0 | 0 | 0 | 0 | 0 | 0 | 0 | 0.01 | 0.38 | 0.94 | 1 | 0.99 | 0.96 | 0.93 | 0.91 | 0.89 | 0.8 | 0.35 | 0.01 | 0 | 0 | 0 | 0 | 0 | 0 | 0 | 0 | 0 | 0 | 0 | 0 | 0.12 | 0.69 | 0.95 | 0.98 | 0.97 | 0.94 | 0.94 | 0.85 | 0.77 | 0.7 | 0.5 | 0.07 | 0 | 0 | 0 | 0 | 0 | 0 | 0 | 0 | 0 | 0 | 0 | 0.07 | 0.64 | 1.13 | 1.19 | 1.22 | 1.21 | 1.22 | 1.21 | 1.21 | 1.17 | 1.11 | 0.91 | 0.3 | 0.01 | 0 | 0 | 0 | 0 | 0 | 0 | 0 | 0 | 0 | 0 | 0.25 | 0.86 | 1.17 | 1.25 | 1.28 | 1.28 | 1.29 | 1.29 | 1.27 | 1.24 | 1.19 | 1.04 | 0.51 | 0.05 | 0 | 0 | 0 | 0 | 0 | 0 | 0 | 0 | 0 | 0 | 0.29 | 0.86 | 1.13 | 1.22 | 1.26 | 1.27 | 1.28 | 1.28 | 1.26 | 1.23 | 1.19 | 1.06 | 0.64 | 0.11 | 0 | 0 | 0 | 0 | 0 | 0 | 0 | 0 | 0 | 0 | 0.14 | 0.67 | 1.05 | 1.19 | 1.25 | 1.26 | 1.26 | 1.25 | 1.23 | 1.2 | 1.15 | 1.01 | 0.58 | 0.09 | 0 | 0 | 0 | 0 | 0 | 0 | 0 | 0 | 0 | 0 | 0.05 | 0.5 | 0.94 | 1.12 | 1.2 | 1.23 | 1.22 | 1.2 | 1.17 | 1.12 | 1.03 | 0.82 | 0.3 | 0.01 | 0 | 0 | 0 | 0 | 0 | 0 | 0 | 0 | 0 | 0 | 0.01 | 0.37 | 0.97 | 1.13 | 1.19 | 1.19 | 1.19 | 1.19 | 1.17 | 1.16 | 1.04 | 0.58 | 0.07 | 0 | 0 | 0 | 0 | 0 | 0 | 0 | 0 | 0 | 0 | 0 | 0 | 0.21 | 0.84 | 1.07 | 1.1 | 1.09 | 1.09 | 1.1 | 1.11 | 1.08 | 0.85 | 0.24 | 0 | 0 | 0 | 0 | 0 | 0 | 0 | 0 | 0 | 0 | 0 | 0 | 0 | 0.04 | 0.49 | 0.92 | 1 | 0.97 | 0.94 | 0.96 | 0.96 | 0.91 | 0.53 | 0.05 | 0 | 0 | 0 | 0 | 0 | 0 | 0 | 0 | 0 | 0 | 0 | 0 | 0 | 0 | 0.18 | 0.58 | 0.7 | 0.74 | 0.72 | 0.75 | 0.71 | 0.64 | 0.37 | 0.03 | 0 | 0 | 0 | 0 | 0 | 0 | 0
OASIS_6_AR8SR2 |  | Solar_1Axis | Solar Tracking | CISO | South | Socal |  | 1.5 | 0 | 0 | 0 | 0 | 0 | 0 | 0 | 0.17 | 0.61 | 0.79 | 0.82 | 0.84 | 0.83 | 0.78 | 0.72 | 0.45 | 0.09 | 0 | 0 | 0 | 0 | 0 | 0 | 0 | 0 | 0 | 0 | 0 | 0 | 0 | 0.01 | 0.38 | 0.94 | 1 | 0.99 | 0.96 | 0.93 | 0.91 | 0.89 | 0.8 | 0.35 | 0.01 | 0 | 0 | 0 | 0 | 0 | 0 | 0 | 0 | 0 | 0 | 0 | 0 | 0.12 | 0.69 | 0.95 | 0.98 | 0.97 | 0.94 | 0.94 | 0.85 | 0.77 | 0.7 | 0.5 | 0.07 | 0 | 0 | 0 | 0 | 0 | 0 | 0 | 0 | 0 | 0 | 0 | 0.07 | 0.64 | 1.13 | 1.19 | 1.22 | 1.21 | 1.22 | 1.21 | 1.21 | 1.17 | 1.11 | 0.91 | 0.3 | 0.01 | 0 | 0 | 0 | 0 | 0 | 0 | 0 | 0 | 0 | 0 | 0.25 | 0.86 | 1.17 | 1.25 | 1.28 | 1.28 | 1.29 | 1.29 | 1.27 | 1.24 | 1.19 | 1.04 | 0.51 | 0.05 | 0 | 0 | 0 | 0 | 0 | 0 | 0 | 0 | 0 | 0 | 0.29 | 0.86 | 1.13 | 1.22 | 1.26 | 1.27 | 1.28 | 1.28 | 1.26 | 1.23 | 1.19 | 1.06 | 0.64 | 0.11 | 0 | 0 | 0 | 0 | 0 | 0 | 0 | 0 | 0 | 0 | 0.14 | 0.67 | 1.05 | 1.19 | 1.25 | 1.26 | 1.26 | 1.25 | 1.23 | 1.2 | 1.15 | 1.01 | 0.58 | 0.09 | 0 | 0 | 0 | 0 | 0 | 0 | 0 | 0 | 0 | 0 | 0.05 | 0.5 | 0.94 | 1.12 | 1.2 | 1.23 | 1.22 | 1.2 | 1.17 | 1.12 | 1.03 | 0.82 | 0.3 | 0.01 | 0 | 0 | 0 | 0 | 0 | 0 | 0 | 0 | 0 | 0 | 0.01 | 0.37 | 0.97 | 1.13 | 1.19 | 1.19 | 1.19 | 1.19 | 1.17 | 1.16 | 1.04 | 0.58 | 0.07 | 0 | 0 | 0 | 0 | 0 | 0 | 0 | 0 | 0 | 0 | 0 | 0 | 0.21 | 0.84 | 1.07 | 1.1 | 1.09 | 1.09 | 1.1 | 1.11 | 1.08 | 0.85 | 0.24 | 0 | 0 | 0 | 0 | 0 | 0 | 0 | 0 | 0 | 0 | 0 | 0 | 0 | 0.04 | 0.49 | 0.92 | 1 | 0.97 | 0.94 | 0.96 | 0.96 | 0.91 | 0.53 | 0.05 | 0 | 0 | 0 | 0 | 0 | 0 | 0 | 0 | 0 | 0 | 0 | 0 | 0 | 0 | 0.18 | 0.58 | 0.7 | 0.74 | 0.72 | 0.75 | 0.71 | 0.64 | 0.37 | 0.03 | 0 | 0 | 0 | 0 | 0 | 0 | 0
OASIS_6_LPPSR1 |  | Solar_Fixed | Solar Fixed | CISO | South | Socal |  | 3 | 0 | 0 | 0 | 0 | 0 | 0 | 0 | 0.36 | 1.24 | 1.69 | 1.86 | 1.93 | 1.84 | 1.76 | 1.47 | 0.81 | 0.12 | 0 | 0 | 0 | 0 | 0 | 0 | 0 | 0 | 0 | 0 | 0 | 0 | 0 | 0.03 | 0.65 | 1.57 | 1.93 | 2.05 | 2.07 | 1.99 | 1.89 | 1.71 | 1.34 | 0.49 | 0.01 | 0 | 0 | 0 | 0 | 0 | 0 | 0 | 0 | 0 | 0 | 0 | 0 | 0.22 | 1.14 | 1.77 | 2.02 | 2.06 | 2.09 | 2 | 1.89 | 1.71 | 1.39 | 0.75 | 0.1 | 0 | 0 | 0 | 0 | 0 | 0 | 0 | 0 | 0 | 0 | 0 | 0.11 | 0.88 | 1.78 | 2.24 | 2.43 | 2.52 | 2.53 | 2.48 | 2.41 | 2.22 | 1.92 | 1.31 | 0.34 | 0.01 | 0 | 0 | 0 | 0 | 0 | 0 | 0 | 0 | 0 | 0.01 | 0.35 | 1.26 | 1.88 | 2.27 | 2.5 | 2.6 | 2.63 | 2.6 | 2.55 | 2.38 | 2.08 | 1.52 | 0.59 | 0.05 | 0 | 0 | 0 | 0 | 0 | 0 | 0 | 0 | 0 | 0.01 | 0.4 | 1.23 | 1.84 | 2.29 | 2.51 | 2.63 | 2.64 | 2.62 | 2.54 | 2.34 | 2.05 | 1.6 | 0.76 | 0.1 | 0 | 0 | 0 | 0 | 0 | 0 | 0 | 0 | 0 | 0 | 0.21 | 0.89 | 1.61 | 2.04 | 2.3 | 2.46 | 2.52 | 2.49 | 2.41 | 2.22 | 1.95 | 1.49 | 0.69 | 0.08 | 0 | 0 | 0 | 0 | 0 | 0 | 0 | 0 | 0 | 0 | 0.09 | 0.77 | 1.62 | 2.04 | 2.33 | 2.53 | 2.59 | 2.48 | 2.4 | 2.2 | 1.88 | 1.26 | 0.37 | 0.01 | 0 | 0 | 0 | 0 | 0 | 0 | 0 | 0 | 0 | 0 | 0.03 | 0.61 | 1.57 | 2.07 | 2.32 | 2.47 | 2.5 | 2.5 | 2.39 | 2.16 | 1.72 | 0.8 | 0.08 | 0 | 0 | 0 | 0 | 0 | 0 | 0 | 0 | 0 | 0 | 0 | 0 | 0.38 | 1.4 | 2 | 2.25 | 2.4 | 2.43 | 2.39 | 2.27 | 2.03 | 1.35 | 0.32 | 0 | 0 | 0 | 0 | 0 | 0 | 0 | 0 | 0 | 0 | 0 | 0 | 0 | 0.1 | 0.89 | 1.75 | 2.04 | 2.16 | 2.19 | 2.13 | 2.01 | 1.65 | 0.77 | 0.06 | 0 | 0 | 0 | 0 | 0 | 0 | 0 | 0 | 0 | 0 | 0 | 0 | 0 | 0.01 | 0.4 | 1.16 | 1.56 | 1.7 | 1.79 | 1.77 | 1.62 | 1.27 | 0.59 | 0.04 | 0 | 0 | 0 | 0 | 0 | 0 | 0
OASIS_6_VINSR1 |  | Solar_1Axis | Solar Tracking | CISO | South | Socal |  | 1.5 | 0 | 0 | 0 | 0 | 0 | 0 | 0 | 0.17 | 0.61 | 0.79 | 0.82 | 0.84 | 0.83 | 0.78 | 0.72 | 0.45 | 0.09 | 0 | 0 | 0 | 0 | 0 | 0 | 0 | 0 | 0 | 0 | 0 | 0 | 0 | 0.01 | 0.38 | 0.94 | 1 | 0.99 | 0.96 | 0.93 | 0.91 | 0.89 | 0.8 | 0.35 | 0.01 | 0 | 0 | 0 | 0 | 0 | 0 | 0 | 0 | 0 | 0 | 0 | 0 | 0.12 | 0.69 | 0.95 | 0.98 | 0.97 | 0.94 | 0.94 | 0.85 | 0.77 | 0.7 | 0.5 | 0.07 | 0 | 0 | 0 | 0 | 0 | 0 | 0 | 0 | 0 | 0 | 0 | 0.07 | 0.64 | 1.13 | 1.19 | 1.22 | 1.21 | 1.22 | 1.21 | 1.21 | 1.17 | 1.11 | 0.91 | 0.3 | 0.01 | 0 | 0 | 0 | 0 | 0 | 0 | 0 | 0 | 0 | 0 | 0.25 | 0.86 | 1.17 | 1.25 | 1.28 | 1.28 | 1.29 | 1.29 | 1.27 | 1.24 | 1.19 | 1.04 | 0.51 | 0.05 | 0 | 0 | 0 | 0 | 0 | 0 | 0 | 0 | 0 | 0 | 0.29 | 0.86 | 1.13 | 1.22 | 1.26 | 1.27 | 1.28 | 1.28 | 1.26 | 1.23 | 1.19 | 1.06 | 0.64 | 0.11 | 0 | 0 | 0 | 0 | 0 | 0 | 0 | 0 | 0 | 0 | 0.14 | 0.67 | 1.05 | 1.19 | 1.25 | 1.26 | 1.26 | 1.25 | 1.23 | 1.2 | 1.15 | 1.01 | 0.58 | 0.09 | 0 | 0 | 0 | 0 | 0 | 0 | 0 | 0 | 0 | 0 | 0.05 | 0.5 | 0.94 | 1.12 | 1.2 | 1.23 | 1.22 | 1.2 | 1.17 | 1.12 | 1.03 | 0.82 | 0.3 | 0.01 | 0 | 0 | 0 | 0 | 0 | 0 | 0 | 0 | 0 | 0 | 0.01 | 0.37 | 0.97 | 1.13 | 1.19 | 1.19 | 1.19 | 1.19 | 1.17 | 1.16 | 1.04 | 0.58 | 0.07 | 0 | 0 | 0 | 0 | 0 | 0 | 0 | 0 | 0 | 0 | 0 | 0 | 0.21 | 0.84 | 1.07 | 1.1 | 1.09 | 1.09 | 1.1 | 1.11 | 1.08 | 0.85 | 0.24 | 0 | 0 | 0 | 0 | 0 | 0 | 0 | 0 | 0 | 0 | 0 | 0 | 0 | 0.04 | 0.49 | 0.92 | 1 | 0.97 | 0.94 | 0.96 | 0.96 | 0.91 | 0.53 | 0.05 | 0 | 0 | 0 | 0 | 0 | 0 | 0 | 0 | 0 | 0 | 0 | 0 | 0 | 0 | 0.18 | 0.58 | 0.7 | 0.74 | 0.72 | 0.75 | 0.71 | 0.64 | 0.37 | 0.03 | 0 | 0 | 0 | 0 | 0 | 0 | 0
RDWAY_1_SCKSR1 |  | Solar_1Axis | Solar Tracking | CISO | South | Socal |  | 3 | 0 | 0 | 0 | 0 | 0 | 0 | 0 | 0.33 | 1.23 | 1.58 | 1.65 | 1.68 | 1.66 | 1.56 | 1.44 | 0.91 | 0.18 | 0 | 0 | 0 | 0 | 0 | 0 | 0 | 0 | 0 | 0 | 0 | 0 | 0 | 0.02 | 0.77 | 1.88 | 2 | 1.99 | 1.92 | 1.86 | 1.81 | 1.78 | 1.6 | 0.7 | 0.03 | 0 | 0 | 0 | 0 | 0 | 0 | 0 | 0 | 0 | 0 | 0 | 0 | 0.23 | 1.38 | 1.9 | 1.97 | 1.93 | 1.88 | 1.87 | 1.7 | 1.54 | 1.39 | 0.99 | 0.15 | 0 | 0 | 0 | 0 | 0 | 0 | 0 | 0 | 0 | 0 | 0 | 0.13 | 1.28 | 2.27 | 2.39 | 2.45 | 2.43 | 2.44 | 2.42 | 2.41 | 2.34 | 2.21 | 1.83 | 0.61 | 0.01 | 0 | 0 | 0 | 0 | 0 | 0 | 0 | 0 | 0 | 0 | 0.49 | 1.72 | 2.35 | 2.5 | 2.56 | 2.57 | 2.59 | 2.58 | 2.55 | 2.48 | 2.38 | 2.08 | 1.02 | 0.1 | 0 | 0 | 0 | 0 | 0 | 0 | 0 | 0 | 0 | 0.01 | 0.59 | 1.72 | 2.25 | 2.43 | 2.53 | 2.55 | 2.56 | 2.56 | 2.53 | 2.47 | 2.38 | 2.11 | 1.28 | 0.22 | 0 | 0 | 0 | 0 | 0 | 0 | 0 | 0 | 0 | 0 | 0.27 | 1.34 | 2.1 | 2.38 | 2.5 | 2.52 | 2.51 | 2.49 | 2.46 | 2.4 | 2.29 | 2.02 | 1.17 | 0.19 | 0 | 0 | 0 | 0 | 0 | 0 | 0 | 0 | 0 | 0 | 0.09 | 1 | 1.88 | 2.24 | 2.4 | 2.45 | 2.45 | 2.4 | 2.34 | 2.24 | 2.07 | 1.64 | 0.61 | 0.02 | 0 | 0 | 0 | 0 | 0 | 0 | 0 | 0 | 0 | 0 | 0.02 | 0.74 | 1.94 | 2.25 | 2.37 | 2.39 | 2.39 | 2.38 | 2.35 | 2.31 | 2.09 | 1.17 | 0.14 | 0 | 0 | 0 | 0 | 0 | 0 | 0 | 0 | 0 | 0 | 0 | 0 | 0.42 | 1.68 | 2.14 | 2.2 | 2.18 | 2.19 | 2.2 | 2.21 | 2.16 | 1.69 | 0.48 | 0.01 | 0 | 0 | 0 | 0 | 0 | 0 | 0 | 0 | 0 | 0 | 0 | 0 | 0.08 | 0.99 | 1.84 | 1.99 | 1.94 | 1.89 | 1.91 | 1.92 | 1.82 | 1.05 | 0.1 | 0 | 0 | 0 | 0 | 0 | 0 | 0 | 0 | 0 | 0 | 0 | 0 | 0 | 0 | 0.37 | 1.16 | 1.4 | 1.47 | 1.45 | 1.49 | 1.41 | 1.29 | 0.73 | 0.06 | 0 | 0 | 0 | 0 | 0 | 0 | 0
RDWAY_1_WA2SR3 |  | Solar_1Axis | Solar Tracking | CISO | South | Socal |  | 0.5 | 0 | 0 | 0 | 0 | 0 | 0 | 0 | 0.06 | 0.2 | 0.26 | 0.27 | 0.28 | 0.28 | 0.26 | 0.24 | 0.15 | 0.03 | 0 | 0 | 0 | 0 | 0 | 0 | 0 | 0 | 0 | 0 | 0 | 0 | 0 | 0 | 0.13 | 0.31 | 0.33 | 0.33 | 0.32 | 0.31 | 0.3 | 0.3 | 0.27 | 0.12 | 0 | 0 | 0 | 0 | 0 | 0 | 0 | 0 | 0 | 0 | 0 | 0 | 0 | 0.04 | 0.23 | 0.32 | 0.33 | 0.32 | 0.31 | 0.31 | 0.28 | 0.26 | 0.23 | 0.17 | 0.02 | 0 | 0 | 0 | 0 | 0 | 0 | 0 | 0 | 0 | 0 | 0 | 0.02 | 0.21 | 0.38 | 0.4 | 0.41 | 0.4 | 0.41 | 0.4 | 0.4 | 0.39 | 0.37 | 0.3 | 0.1 | 0 | 0 | 0 | 0 | 0 | 0 | 0 | 0 | 0 | 0 | 0 | 0.08 | 0.29 | 0.39 | 0.42 | 0.43 | 0.43 | 0.43 | 0.43 | 0.42 | 0.41 | 0.4 | 0.35 | 0.17 | 0.02 | 0 | 0 | 0 | 0 | 0 | 0 | 0 | 0 | 0 | 0 | 0.1 | 0.29 | 0.38 | 0.41 | 0.42 | 0.42 | 0.43 | 0.43 | 0.42 | 0.41 | 0.4 | 0.35 | 0.21 | 0.04 | 0 | 0 | 0 | 0 | 0 | 0 | 0 | 0 | 0 | 0 | 0.05 | 0.22 | 0.35 | 0.4 | 0.42 | 0.42 | 0.42 | 0.42 | 0.41 | 0.4 | 0.38 | 0.34 | 0.19 | 0.03 | 0 | 0 | 0 | 0 | 0 | 0 | 0 | 0 | 0 | 0 | 0.02 | 0.17 | 0.31 | 0.37 | 0.4 | 0.41 | 0.41 | 0.4 | 0.39 | 0.37 | 0.34 | 0.27 | 0.1 | 0 | 0 | 0 | 0 | 0 | 0 | 0 | 0 | 0 | 0 | 0 | 0 | 0.12 | 0.32 | 0.38 | 0.4 | 0.4 | 0.4 | 0.4 | 0.39 | 0.39 | 0.35 | 0.19 | 0.02 | 0 | 0 | 0 | 0 | 0 | 0 | 0 | 0 | 0 | 0 | 0 | 0 | 0.07 | 0.28 | 0.36 | 0.37 | 0.36 | 0.36 | 0.37 | 0.37 | 0.36 | 0.28 | 0.08 | 0 | 0 | 0 | 0 | 0 | 0 | 0 | 0 | 0 | 0 | 0 | 0 | 0 | 0.01 | 0.16 | 0.31 | 0.33 | 0.32 | 0.31 | 0.32 | 0.32 | 0.3 | 0.18 | 0.02 | 0 | 0 | 0 | 0 | 0 | 0 | 0 | 0 | 0 | 0 | 0 | 0 | 0 | 0 | 0.06 | 0.19 | 0.23 | 0.25 | 0.24 | 0.25 | 0.24 | 0.21 | 0.12 | 0.01 | 0 | 0 | 0 | 0 | 0 | 0 | 0
RECTOR_2_VISSR1 |  | Solar_1Axis | Solar Tracking | CISO | South | Socal |  | 3 | 0 | 0 | 0 | 0 | 0 | 0 | 0 | 0.33 | 1.23 | 1.58 | 1.65 | 1.68 | 1.66 | 1.56 | 1.44 | 0.91 | 0.18 | 0 | 0 | 0 | 0 | 0 | 0 | 0 | 0 | 0 | 0 | 0 | 0 | 0 | 0.02 | 0.77 | 1.88 | 2 | 1.99 | 1.92 | 1.86 | 1.81 | 1.78 | 1.6 | 0.7 | 0.03 | 0 | 0 | 0 | 0 | 0 | 0 | 0 | 0 | 0 | 0 | 0 | 0 | 0.23 | 1.38 | 1.9 | 1.97 | 1.93 | 1.88 | 1.87 | 1.7 | 1.54 | 1.39 | 0.99 | 0.15 | 0 | 0 | 0 | 0 | 0 | 0 | 0 | 0 | 0 | 0 | 0 | 0.13 | 1.28 | 2.27 | 2.39 | 2.45 | 2.43 | 2.44 | 2.42 | 2.41 | 2.34 | 2.21 | 1.83 | 0.61 | 0.01 | 0 | 0 | 0 | 0 | 0 | 0 | 0 | 0 | 0 | 0 | 0.49 | 1.72 | 2.35 | 2.5 | 2.56 | 2.57 | 2.59 | 2.58 | 2.55 | 2.48 | 2.38 | 2.08 | 1.02 | 0.1 | 0 | 0 | 0 | 0 | 0 | 0 | 0 | 0 | 0 | 0.01 | 0.59 | 1.72 | 2.25 | 2.43 | 2.53 | 2.55 | 2.56 | 2.56 | 2.53 | 2.47 | 2.38 | 2.11 | 1.28 | 0.22 | 0 | 0 | 0 | 0 | 0 | 0 | 0 | 0 | 0 | 0 | 0.27 | 1.34 | 2.1 | 2.38 | 2.5 | 2.52 | 2.51 | 2.49 | 2.46 | 2.4 | 2.29 | 2.02 | 1.17 | 0.19 | 0 | 0 | 0 | 0 | 0 | 0 | 0 | 0 | 0 | 0 | 0.09 | 1 | 1.88 | 2.24 | 2.4 | 2.45 | 2.45 | 2.4 | 2.34 | 2.24 | 2.07 | 1.64 | 0.61 | 0.02 | 0 | 0 | 0 | 0 | 0 | 0 | 0 | 0 | 0 | 0 | 0.02 | 0.74 | 1.94 | 2.25 | 2.37 | 2.39 | 2.39 | 2.38 | 2.35 | 2.31 | 2.09 | 1.17 | 0.14 | 0 | 0 | 0 | 0 | 0 | 0 | 0 | 0 | 0 | 0 | 0 | 0 | 0.42 | 1.68 | 2.14 | 2.2 | 2.18 | 2.19 | 2.2 | 2.21 | 2.16 | 1.69 | 0.48 | 0.01 | 0 | 0 | 0 | 0 | 0 | 0 | 0 | 0 | 0 | 0 | 0 | 0 | 0.08 | 0.99 | 1.84 | 1.99 | 1.94 | 1.89 | 1.91 | 1.92 | 1.82 | 1.05 | 0.1 | 0 | 0 | 0 | 0 | 0 | 0 | 0 | 0 | 0 | 0 | 0 | 0 | 0 | 0 | 0.37 | 1.16 | 1.4 | 1.47 | 1.45 | 1.49 | 1.41 | 1.29 | 0.73 | 0.06 | 0 | 0 | 0 | 0 | 0 | 0 | 0
SEARLS_1_TS3SR1 |  | Paired_Solar_1Axis | Solar Tracking | CISO | South | Socal |  | 2 | 0 | 0 | 0 | 0 | 0 | 0 | 0 | 0.22 | 0.82 | 1.06 | 1.1 | 1.12 | 1.11 | 1.04 | 0.96 | 0.61 | 0.12 | 0 | 0 | 0 | 0 | 0 | 0 | 0 | 0 | 0 | 0 | 0 | 0 | 0 | 0.01 | 0.51 | 1.25 | 1.34 | 1.32 | 1.28 | 1.24 | 1.21 | 1.19 | 1.07 | 0.47 | 0.02 | 0 | 0 | 0 | 0 | 0 | 0 | 0 | 0 | 0 | 0 | 0 | 0 | 0.15 | 0.92 | 1.26 | 1.31 | 1.29 | 1.25 | 1.25 | 1.13 | 1.03 | 0.93 | 0.66 | 0.1 | 0 | 0 | 0 | 0 | 0 | 0 | 0 | 0 | 0 | 0 | 0 | 0.09 | 0.85 | 1.51 | 1.59 | 1.63 | 1.62 | 1.63 | 1.61 | 1.61 | 1.56 | 1.48 | 1.22 | 0.4 | 0.01 | 0 | 0 | 0 | 0 | 0 | 0 | 0 | 0 | 0 | 0 | 0.33 | 1.15 | 1.56 | 1.67 | 1.71 | 1.71 | 1.72 | 1.72 | 1.7 | 1.66 | 1.59 | 1.39 | 0.68 | 0.06 | 0 | 0 | 0 | 0 | 0 | 0 | 0 | 0 | 0 | 0.01 | 0.39 | 1.15 | 1.5 | 1.62 | 1.69 | 1.7 | 1.71 | 1.71 | 1.69 | 1.64 | 1.59 | 1.41 | 0.85 | 0.15 | 0 | 0 | 0 | 0 | 0 | 0 | 0 | 0 | 0 | 0 | 0.18 | 0.89 | 1.4 | 1.59 | 1.66 | 1.68 | 1.68 | 1.66 | 1.64 | 1.6 | 1.53 | 1.35 | 0.78 | 0.12 | 0 | 0 | 0 | 0 | 0 | 0 | 0 | 0 | 0 | 0 | 0.06 | 0.67 | 1.26 | 1.49 | 1.6 | 1.64 | 1.63 | 1.6 | 1.56 | 1.49 | 1.38 | 1.1 | 0.41 | 0.01 | 0 | 0 | 0 | 0 | 0 | 0 | 0 | 0 | 0 | 0 | 0.01 | 0.49 | 1.29 | 1.5 | 1.58 | 1.59 | 1.59 | 1.58 | 1.57 | 1.54 | 1.39 | 0.78 | 0.09 | 0 | 0 | 0 | 0 | 0 | 0 | 0 | 0 | 0 | 0 | 0 | 0 | 0.28 | 1.12 | 1.43 | 1.47 | 1.46 | 1.46 | 1.47 | 1.47 | 1.44 | 1.13 | 0.32 | 0 | 0 | 0 | 0 | 0 | 0 | 0 | 0 | 0 | 0 | 0 | 0 | 0 | 0.05 | 0.66 | 1.23 | 1.33 | 1.29 | 1.26 | 1.27 | 1.28 | 1.22 | 0.7 | 0.07 | 0 | 0 | 0 | 0 | 0 | 0 | 0 | 0 | 0 | 0 | 0 | 0 | 0 | 0 | 0.24 | 0.78 | 0.93 | 0.98 | 0.96 | 0.99 | 0.94 | 0.86 | 0.49 | 0.04 | 0 | 0 | 0 | 0 | 0 | 0 | 0
VICPAS_2_SLOSR1 |  | Solar_1Axis | Solar Tracking | CISO | South | Socal |  | 49.5 | 0 | 0 | 0 | 0 | 0 | 0 | 0.02 | 5.52 | 20.23 | 26.12 | 27.15 | 27.73 | 27.39 | 25.72 | 23.8 | 15 | 2.95 | 0 | 0 | 0 | 0 | 0 | 0 | 0 | 0 | 0 | 0 | 0 | 0 | 0 | 0.34 | 12.64 | 30.94 | 33.06 | 32.78 | 31.67 | 30.63 | 29.92 | 29.39 | 26.43 | 11.53 | 0.42 | 0 | 0 | 0 | 0 | 0 | 0 | 0 | 0 | 0 | 0 | 0 | 0 | 3.82 | 22.72 | 31.3 | 32.44 | 31.85 | 31.05 | 30.87 | 28.03 | 25.49 | 23 | 16.34 | 2.47 | 0 | 0 | 0 | 0 | 0 | 0 | 0 | 0 | 0 | 0 | 0 | 2.19 | 21.12 | 37.39 | 39.41 | 40.36 | 40.07 | 40.33 | 39.89 | 39.81 | 38.56 | 36.53 | 30.12 | 10 | 0.24 | 0 | 0 | 0 | 0 | 0 | 0 | 0 | 0 | 0 | 0.07 | 8.15 | 28.34 | 38.7 | 41.33 | 42.25 | 42.34 | 42.68 | 42.62 | 42.05 | 41 | 39.35 | 34.37 | 16.91 | 1.59 | 0 | 0 | 0 | 0 | 0 | 0 | 0 | 0 | 0 | 0.15 | 9.66 | 28.36 | 37.19 | 40.1 | 41.71 | 42.04 | 42.27 | 42.2 | 41.72 | 40.69 | 39.28 | 34.84 | 21.05 | 3.6 | 0 | 0 | 0 | 0 | 0 | 0 | 0 | 0 | 0 | 0.01 | 4.53 | 22.08 | 34.59 | 39.23 | 41.2 | 41.61 | 41.49 | 41.13 | 40.63 | 39.52 | 37.83 | 33.31 | 19.27 | 3.07 | 0 | 0 | 0 | 0 | 0 | 0 | 0 | 0 | 0 | 0 | 1.52 | 16.53 | 31.09 | 36.99 | 39.66 | 40.51 | 40.41 | 39.62 | 38.55 | 36.99 | 34.1 | 27.12 | 10.05 | 0.31 | 0 | 0 | 0 | 0 | 0 | 0 | 0 | 0 | 0 | 0 | 0.34 | 12.22 | 31.93 | 37.19 | 39.12 | 39.43 | 39.42 | 39.21 | 38.75 | 38.18 | 34.48 | 19.28 | 2.31 | 0 | 0 | 0 | 0 | 0 | 0 | 0 | 0 | 0 | 0 | 0 | 0.02 | 6.98 | 27.77 | 35.28 | 36.35 | 36.03 | 36.13 | 36.32 | 36.48 | 35.69 | 27.93 | 7.88 | 0.09 | 0 | 0 | 0 | 0 | 0 | 0 | 0 | 0 | 0 | 0 | 0 | 0 | 1.29 | 16.29 | 30.41 | 32.9 | 32.01 | 31.14 | 31.53 | 31.6 | 30.09 | 17.36 | 1.73 | 0 | 0 | 0 | 0 | 0 | 0 | 0 | 0 | 0 | 0 | 0 | 0 | 0 | 0.06 | 6.04 | 19.2 | 23.09 | 24.32 | 23.84 | 24.62 | 23.27 | 21.25 | 12.07 | 1.04 | 0 | 0 | 0 | 0 | 0 | 0 | 0
VICPAS_2_SOCSR1 |  | Solar_1Axis | Solar Tracking | CISO | South | Socal |  | 100 | 0 | 0 | 0 | 0 | 0 | 0 | 0.05 | 11.15 | 40.86 | 52.77 | 54.85 | 56.02 | 55.33 | 51.96 | 48.09 | 30.31 | 5.97 | 0 | 0 | 0 | 0 | 0 | 0 | 0 | 0 | 0 | 0 | 0 | 0 | 0 | 0.69 | 25.55 | 62.5 | 66.78 | 66.22 | 63.98 | 61.88 | 60.45 | 59.37 | 53.39 | 23.3 | 0.86 | 0 | 0 | 0 | 0 | 0 | 0 | 0 | 0 | 0 | 0 | 0 | 0 | 7.72 | 45.9 | 63.23 | 65.54 | 64.35 | 62.73 | 62.36 | 56.62 | 51.49 | 46.46 | 33.01 | 4.98 | 0 | 0 | 0 | 0 | 0 | 0 | 0 | 0 | 0 | 0 | 0 | 4.42 | 42.67 | 75.53 | 79.61 | 81.54 | 80.94 | 81.48 | 80.59 | 80.42 | 77.9 | 73.79 | 60.86 | 20.21 | 0.48 | 0 | 0 | 0 | 0 | 0 | 0 | 0 | 0 | 0 | 0.13 | 16.46 | 57.26 | 78.18 | 83.49 | 85.35 | 85.54 | 86.23 | 86.1 | 84.95 | 82.83 | 79.49 | 69.44 | 34.16 | 3.22 | 0 | 0 | 0 | 0 | 0 | 0 | 0 | 0 | 0 | 0.3 | 19.51 | 57.3 | 75.13 | 81.02 | 84.26 | 84.93 | 85.39 | 85.25 | 84.29 | 82.21 | 79.35 | 70.38 | 42.52 | 7.28 | 0 | 0 | 0 | 0 | 0 | 0 | 0 | 0 | 0 | 0.03 | 9.15 | 44.6 | 69.89 | 79.26 | 83.24 | 84.05 | 83.81 | 83.08 | 82.09 | 79.83 | 76.43 | 67.29 | 38.93 | 6.2 | 0 | 0 | 0 | 0 | 0 | 0 | 0 | 0 | 0 | 0 | 3.08 | 33.4 | 62.81 | 74.72 | 80.11 | 81.83 | 81.64 | 80.04 | 77.87 | 74.72 | 68.89 | 54.8 | 20.3 | 0.62 | 0 | 0 | 0 | 0 | 0 | 0 | 0 | 0 | 0 | 0 | 0.68 | 24.69 | 64.51 | 75.13 | 79.03 | 79.66 | 79.64 | 79.2 | 78.28 | 77.14 | 69.65 | 38.96 | 4.67 | 0 | 0 | 0 | 0 | 0 | 0 | 0 | 0 | 0 | 0 | 0 | 0.05 | 14.09 | 56.11 | 71.27 | 73.43 | 72.79 | 73 | 73.37 | 73.71 | 72.11 | 56.42 | 15.91 | 0.18 | 0 | 0 | 0 | 0 | 0 | 0 | 0 | 0 | 0 | 0 | 0 | 0 | 2.6 | 32.9 | 61.44 | 66.46 | 64.67 | 62.92 | 63.69 | 63.84 | 60.79 | 35.07 | 3.49 | 0 | 0 | 0 | 0 | 0 | 0 | 0 | 0 | 0 | 0 | 0 | 0 | 0 | 0.12 | 12.2 | 38.79 | 46.64 | 49.14 | 48.17 | 49.74 | 47.01 | 42.92 | 24.39 | 2.09 | 0 | 0 | 0 | 0 | 0 | 0 | 0
VICPAS_2_SOCSR3 |  | Solar_1Axis | Solar Tracking | CISO | South | Socal |  | 20 | 0 | 0 | 0 | 0 | 0 | 0 | 0.01 | 2.23 | 8.17 | 10.55 | 10.97 | 11.2 | 11.07 | 10.39 | 9.62 | 6.06 | 1.19 | 0 | 0 | 0 | 0 | 0 | 0 | 0 | 0 | 0 | 0 | 0 | 0 | 0 | 0.14 | 5.11 | 12.5 | 13.36 | 13.24 | 12.8 | 12.38 | 12.09 | 11.87 | 10.68 | 4.66 | 0.17 | 0 | 0 | 0 | 0 | 0 | 0 | 0 | 0 | 0 | 0 | 0 | 0 | 1.54 | 9.18 | 12.65 | 13.11 | 12.87 | 12.55 | 12.47 | 11.32 | 10.3 | 9.29 | 6.6 | 1 | 0 | 0 | 0 | 0 | 0 | 0 | 0 | 0 | 0 | 0 | 0 | 0.88 | 8.53 | 15.11 | 15.92 | 16.31 | 16.19 | 16.3 | 16.12 | 16.08 | 15.58 | 14.76 | 12.17 | 4.04 | 0.1 | 0 | 0 | 0 | 0 | 0 | 0 | 0 | 0 | 0 | 0.03 | 3.29 | 11.45 | 15.64 | 16.7 | 17.07 | 17.11 | 17.25 | 17.22 | 16.99 | 16.57 | 15.9 | 13.89 | 6.83 | 0.64 | 0 | 0 | 0 | 0 | 0 | 0 | 0 | 0 | 0 | 0.06 | 3.9 | 11.46 | 15.03 | 16.2 | 16.85 | 16.99 | 17.08 | 17.05 | 16.86 | 16.44 | 15.87 | 14.08 | 8.5 | 1.46 | 0 | 0 | 0 | 0 | 0 | 0 | 0 | 0 | 0 | 0.01 | 1.83 | 8.92 | 13.98 | 15.85 | 16.65 | 16.81 | 16.76 | 16.62 | 16.42 | 15.97 | 15.29 | 13.46 | 7.79 | 1.24 | 0 | 0 | 0 | 0 | 0 | 0 | 0 | 0 | 0 | 0 | 0.62 | 6.68 | 12.56 | 14.94 | 16.02 | 16.37 | 16.33 | 16.01 | 15.57 | 14.94 | 13.78 | 10.96 | 4.06 | 0.12 | 0 | 0 | 0 | 0 | 0 | 0 | 0 | 0 | 0 | 0 | 0.14 | 4.94 | 12.9 | 15.03 | 15.81 | 15.93 | 15.93 | 15.84 | 15.66 | 15.43 | 13.93 | 7.79 | 0.93 | 0 | 0 | 0 | 0 | 0 | 0 | 0 | 0 | 0 | 0 | 0 | 0.01 | 2.82 | 11.22 | 14.25 | 14.69 | 14.56 | 14.6 | 14.67 | 14.74 | 14.42 | 11.28 | 3.18 | 0.04 | 0 | 0 | 0 | 0 | 0 | 0 | 0 | 0 | 0 | 0 | 0 | 0 | 0.52 | 6.58 | 12.29 | 13.29 | 12.93 | 12.58 | 12.74 | 12.77 | 12.16 | 7.01 | 0.7 | 0 | 0 | 0 | 0 | 0 | 0 | 0 | 0 | 0 | 0 | 0 | 0 | 0 | 0.02 | 2.44 | 7.76 | 9.33 | 9.83 | 9.63 | 9.95 | 9.4 | 8.58 | 4.88 | 0.42 | 0 | 0 | 0 | 0 | 0 | 0 | 0
VICPAS_2_VPSSR1 |  | Solar_1Axis | Solar Tracking | CISO | South | Socal |  | 200 | 0 | 0 | 0 | 0 | 0 | 0 | 0.1 | 22.31 | 81.73 | 105.54 | 109.69 | 112.04 | 110.65 | 103.93 | 96.18 | 60.62 | 11.93 | 0 | 0 | 0 | 0 | 0 | 0 | 0 | 0 | 0 | 0 | 0 | 0 | 0 | 1.38 | 51.09 | 125 | 133.56 | 132.45 | 127.96 | 123.76 | 120.9 | 118.75 | 106.78 | 46.59 | 1.72 | 0 | 0 | 0 | 0 | 0 | 0 | 0 | 0 | 0 | 0 | 0 | 0 | 15.45 | 91.8 | 126.46 | 131.08 | 128.7 | 125.46 | 124.73 | 113.23 | 102.99 | 92.92 | 66.02 | 9.97 | 0 | 0 | 0 | 0 | 0 | 0 | 0 | 0 | 0 | 0 | 0 | 8.85 | 85.34 | 151.07 | 159.22 | 163.09 | 161.89 | 162.96 | 161.19 | 160.84 | 155.8 | 147.58 | 121.72 | 40.41 | 0.95 | 0 | 0 | 0 | 0 | 0 | 0 | 0 | 0 | 0 | 0.27 | 32.93 | 114.51 | 156.35 | 166.98 | 170.71 | 171.08 | 172.46 | 172.2 | 169.9 | 165.66 | 158.98 | 138.88 | 68.33 | 6.43 | 0 | 0 | 0 | 0 | 0 | 0 | 0 | 0 | 0 | 0.6 | 39.02 | 114.61 | 150.27 | 162.04 | 168.52 | 169.86 | 170.78 | 170.5 | 168.57 | 164.42 | 158.7 | 140.75 | 85.05 | 14.56 | 0.01 | 0 | 0 | 0 | 0 | 0 | 0 | 0 | 0 | 0.05 | 18.29 | 89.2 | 139.78 | 158.52 | 166.48 | 168.1 | 167.62 | 166.17 | 164.18 | 159.67 | 152.87 | 134.59 | 77.85 | 12.4 | 0.01 | 0 | 0 | 0 | 0 | 0 | 0 | 0 | 0 | 0 | 6.16 | 66.79 | 125.62 | 149.44 | 160.23 | 163.67 | 163.28 | 160.07 | 155.74 | 149.45 | 137.78 | 109.59 | 40.59 | 1.24 | 0 | 0 | 0 | 0 | 0 | 0 | 0 | 0 | 0 | 0 | 1.37 | 49.37 | 129.03 | 150.26 | 158.06 | 159.33 | 159.28 | 158.41 | 156.55 | 154.27 | 139.31 | 77.91 | 9.35 | 0 | 0 | 0 | 0 | 0 | 0 | 0 | 0 | 0 | 0 | 0 | 0.09 | 28.18 | 112.21 | 142.54 | 146.86 | 145.58 | 145.99 | 146.75 | 147.41 | 144.22 | 112.84 | 31.83 | 0.35 | 0 | 0 | 0 | 0 | 0 | 0 | 0 | 0 | 0 | 0 | 0 | 0 | 5.21 | 65.8 | 122.88 | 132.91 | 129.34 | 125.83 | 127.38 | 127.68 | 121.58 | 70.13 | 6.98 | 0 | 0 | 0 | 0 | 0 | 0 | 0 | 0 | 0 | 0 | 0 | 0 | 0 | 0.24 | 24.4 | 77.57 | 93.28 | 98.27 | 96.34 | 99.48 | 94.03 | 85.84 | 48.78 | 4.19 | 0 | 0 | 0 | 0 | 0 | 0 | 0
RUSSELL_2_SOLANO1 |  | Wind | Wind | CISO | North | Norcal |  | 229.98 | 16.01 | 17.27 | 14.25 | 14.56 | 14.12 | 14.18 | 14.61 | 15.91 | 14.4 | 12.29 | 12.57 | 11.67 | 11.37 | 10.56 | 9.53 | 9.17 | 9.64 | 10.73 | 13.05 | 16.01 | 16.52 | 17.52 | 16.79 | 16.63 | 33.56 | 33.53 | 30.93 | 29.84 | 27.74 | 26.74 | 27.21 | 30.05 | 26.44 | 24.55 | 24.36 | 21.75 | 20.96 | 21.99 | 22.72 | 19.48 | 16.58 | 17.19 | 19.53 | 26.9 | 29.11 | 28.66 | 34.31 | 35.56 | 41.37 | 37.72 | 36.28 | 34.26 | 27.9 | 22.72 | 24.46 | 24.07 | 19.59 | 17.47 | 16.38 | 17.92 | 17.81 | 22.22 | 22.63 | 24.97 | 28.44 | 32.38 | 40.75 | 43.12 | 43.14 | 42.74 | 42.51 | 43.53 | 92.25 | 85.47 | 73.94 | 68.33 | 60.06 | 54.94 | 44.27 | 36.83 | 31.78 | 30.37 | 25.81 | 22.9 | 24.21 | 31.04 | 37.62 | 53.08 | 63.57 | 78.33 | 80.78 | 85.94 | 90.44 | 94.78 | 96.74 | 99.01 | 102.32 | 105.52 | 104.71 | 89.63 | 77.23 | 71.64 | 58.31 | 58.16 | 48.39 | 39.93 | 31.43 | 33.83 | 40.89 | 46.83 | 66.25 | 83.09 | 97.77 | 104.58 | 106.09 | 110.15 | 114.91 | 110.89 | 109 | 108.1 | 110.83 | 111.56 | 104.52 | 100.65 | 90.75 | 76.25 | 61.84 | 55.74 | 46.14 | 34.45 | 23.29 | 23.23 | 23.65 | 34.21 | 56 | 77.59 | 90.92 | 98.13 | 101.1 | 107.39 | 117.76 | 117.52 | 120.12 | 117.98 | 136.76 | 130.95 | 128.84 | 122.57 | 112.43 | 106.61 | 90.32 | 70.2 | 52.56 | 42.73 | 32.65 | 29.5 | 37.65 | 52.68 | 74.68 | 87.72 | 98.76 | 107.16 | 116.04 | 120.08 | 127.41 | 132.74 | 139.48 | 142.17 | 115.66 | 105.98 | 95.48 | 83.59 | 72.55 | 63.06 | 55.93 | 38.34 | 25.36 | 18.59 | 13.67 | 11.43 | 11.61 | 14.36 | 22.28 | 39.21 | 57.87 | 69.88 | 84.55 | 104.44 | 111.26 | 114.01 | 115.81 | 114.74 | 108.8 | 99.4 | 89.51 | 79.55 | 70.43 | 63.2 | 59.97 | 52.88 | 46.35 | 36.04 | 24.97 | 18.15 | 19.51 | 21.55 | 28.92 | 44.49 | 56.59 | 68.32 | 83.33 | 91.66 | 97.09 | 98 | 106.13 | 105.12 | 47.31 | 46.15 | 41.31 | 37.86 | 34.47 | 25.64 | 24.45 | 19.14 | 16.21 | 16.29 | 13.05 | 12.19 | 11.12 | 11.04 | 11.95 | 13.47 | 16.49 | 25.14 | 28.16 | 33.5 | 42.25 | 47.27 | 52.75 | 52.88 | 14.54 | 13.54 | 15.33 | 15.09 | 12.86 | 13.65 | 13.25 | 13.06 | 10.28 | 8.56 | 7.81 | 7.1 | 7.72 | 6.98 | 7.98 | 8.93 | 8.1 | 9.26 | 10.48 | 10.95 | 13.87 | 15.19 | 16.43 | 16.84 | 15.54 | 16.96 | 14.28 | 14.36 | 14.61 | 15.79 | 15.11 | 14.75 | 14.99 | 12.7 | 11.01 | 11.04 | 10.57 | 9.25 | 10.83 | 10.8 | 10.07 | 12.71 | 14.37 | 16.7 | 18.29 | 17.16 | 17.45 | 16.07
OASIS_6_AR4SR1 |  | Solar_1Axis | Solar Tracking | CISO | South | Socal |  | 1 | 0 | 0 | 0 | 0 | 0 | 0 | 0 | 0.11 | 0.41 | 0.53 | 0.55 | 0.56 | 0.55 | 0.52 | 0.48 | 0.3 | 0.06 | 0 | 0 | 0 | 0 | 0 | 0 | 0 | 0 | 0 | 0 | 0 | 0 | 0 | 0.01 | 0.26 | 0.63 | 0.67 | 0.66 | 0.64 | 0.62 | 0.6 | 0.59 | 0.53 | 0.23 | 0.01 | 0 | 0 | 0 | 0 | 0 | 0 | 0 | 0 | 0 | 0 | 0 | 0 | 0.08 | 0.46 | 0.63 | 0.66 | 0.64 | 0.63 | 0.62 | 0.57 | 0.51 | 0.46 | 0.33 | 0.05 | 0 | 0 | 0 | 0 | 0 | 0 | 0 | 0 | 0 | 0 | 0 | 0.04 | 0.43 | 0.76 | 0.8 | 0.82 | 0.81 | 0.81 | 0.81 | 0.8 | 0.78 | 0.74 | 0.61 | 0.2 | 0 | 0 | 0 | 0 | 0 | 0 | 0 | 0 | 0 | 0 | 0 | 0.16 | 0.57 | 0.78 | 0.83 | 0.85 | 0.86 | 0.86 | 0.86 | 0.85 | 0.83 | 0.79 | 0.69 | 0.34 | 0.03 | 0 | 0 | 0 | 0 | 0 | 0 | 0 | 0 | 0 | 0 | 0.2 | 0.57 | 0.75 | 0.81 | 0.84 | 0.85 | 0.85 | 0.85 | 0.84 | 0.82 | 0.79 | 0.7 | 0.43 | 0.07 | 0 | 0 | 0 | 0 | 0 | 0 | 0 | 0 | 0 | 0 | 0.09 | 0.45 | 0.7 | 0.79 | 0.83 | 0.84 | 0.84 | 0.83 | 0.82 | 0.8 | 0.76 | 0.67 | 0.39 | 0.06 | 0 | 0 | 0 | 0 | 0 | 0 | 0 | 0 | 0 | 0 | 0.03 | 0.33 | 0.63 | 0.75 | 0.8 | 0.82 | 0.82 | 0.8 | 0.78 | 0.75 | 0.69 | 0.55 | 0.2 | 0.01 | 0 | 0 | 0 | 0 | 0 | 0 | 0 | 0 | 0 | 0 | 0.01 | 0.25 | 0.65 | 0.75 | 0.79 | 0.8 | 0.8 | 0.79 | 0.78 | 0.77 | 0.7 | 0.39 | 0.05 | 0 | 0 | 0 | 0 | 0 | 0 | 0 | 0 | 0 | 0 | 0 | 0 | 0.14 | 0.56 | 0.71 | 0.73 | 0.73 | 0.73 | 0.73 | 0.74 | 0.72 | 0.56 | 0.16 | 0 | 0 | 0 | 0 | 0 | 0 | 0 | 0 | 0 | 0 | 0 | 0 | 0 | 0.03 | 0.33 | 0.61 | 0.66 | 0.65 | 0.63 | 0.64 | 0.64 | 0.61 | 0.35 | 0.03 | 0 | 0 | 0 | 0 | 0 | 0 | 0 | 0 | 0 | 0 | 0 | 0 | 0 | 0 | 0.12 | 0.39 | 0.47 | 0.49 | 0.48 | 0.5 | 0.47 | 0.43 | 0.24 | 0.02 | 0 | 0 | 0 | 0 | 0 | 0 | 0
VALTNE_2_TBBBT1 | VALTNE_2_TBBBT1_SUN | Hybrid_Solar1Axis | Solar Tracking | CISO | South | Socal | ID | 58 | 0 | 0 | 0 | 0 | 0 | 0 | 0.03 | 6.47 | 23.7 | 30.61 | 31.81 | 32.49 | 32.09 | 30.14 | 27.89 | 17.58 | 3.46 | 0 | 0 | 0 | 0 | 0 | 0 | 0 | 0 | 0 | 0 | 0 | 0 | 0 | 0.4 | 14.82 | 36.25 | 38.73 | 38.41 | 37.11 | 35.89 | 35.06 | 34.44 | 30.97 | 13.51 | 0.5 | 0 | 0 | 0 | 0 | 0 | 0 | 0 | 0 | 0 | 0 | 0 | 0 | 4.48 | 26.62 | 36.67 | 38.01 | 37.32 | 36.38 | 36.17 | 32.84 | 29.87 | 26.95 | 19.15 | 2.89 | 0 | 0 | 0 | 0 | 0 | 0 | 0 | 0 | 0 | 0 | 0 | 2.57 | 24.75 | 43.81 | 46.17 | 47.3 | 46.95 | 47.26 | 46.74 | 46.64 | 45.18 | 42.8 | 35.3 | 11.72 | 0.28 | 0 | 0 | 0 | 0 | 0 | 0 | 0 | 0 | 0 | 0.08 | 9.55 | 33.21 | 45.34 | 48.42 | 49.5 | 49.61 | 50.01 | 49.94 | 49.27 | 48.04 | 46.1 | 40.28 | 19.82 | 1.87 | 0 | 0 | 0 | 0 | 0 | 0 | 0 | 0 | 0 | 0.17 | 11.32 | 33.24 | 43.58 | 46.99 | 48.87 | 49.26 | 49.53 | 49.45 | 48.89 | 47.68 | 46.02 | 40.82 | 24.66 | 4.22 | 0 | 0 | 0 | 0 | 0 | 0 | 0 | 0 | 0 | 0.02 | 5.3 | 25.87 | 40.54 | 45.97 | 48.28 | 48.75 | 48.61 | 48.19 | 47.61 | 46.3 | 44.33 | 39.03 | 22.58 | 3.6 | 0 | 0 | 0 | 0 | 0 | 0 | 0 | 0 | 0 | 0 | 1.79 | 19.37 | 36.43 | 43.34 | 46.47 | 47.46 | 47.35 | 46.42 | 45.17 | 43.34 | 39.96 | 31.78 | 11.77 | 0.36 | 0 | 0 | 0 | 0 | 0 | 0 | 0 | 0 | 0 | 0 | 0.4 | 14.32 | 37.42 | 43.57 | 45.84 | 46.21 | 46.19 | 45.94 | 45.4 | 44.74 | 40.4 | 22.59 | 2.71 | 0 | 0 | 0 | 0 | 0 | 0 | 0 | 0 | 0 | 0 | 0 | 0.03 | 8.17 | 32.54 | 41.34 | 42.59 | 42.22 | 42.34 | 42.56 | 42.75 | 41.82 | 32.72 | 9.23 | 0.1 | 0 | 0 | 0 | 0 | 0 | 0 | 0 | 0 | 0 | 0 | 0 | 0 | 1.51 | 19.08 | 35.63 | 38.54 | 37.51 | 36.49 | 36.94 | 37.03 | 35.26 | 20.34 | 2.02 | 0 | 0 | 0 | 0 | 0 | 0 | 0 | 0 | 0 | 0 | 0 | 0 | 0 | 0.07 | 7.08 | 22.5 | 27.05 | 28.5 | 27.94 | 28.85 | 27.27 | 24.89 | 14.15 | 1.21 | 0 | 0 | 0 | 0 | 0 | 0 | 0
PROXSR_2_PS1SR2 |  | Paired_Solar_1Axis | Solar Tracking | CISO | North | Norcal |  | 69.74 | 0 | 0 | 0 | 0 | 0 | 0 | 0 | 1.48 | 11.43 | 21.78 | 26.93 | 29.66 | 29.67 | 28 | 26.21 | 17.9 | 3.9 | 0 | 0 | 0 | 0 | 0 | 0 | 0 | 0 | 0 | 0 | 0 | 0 | 0 | 0.02 | 8.61 | 35.81 | 44.64 | 45.6 | 43.21 | 42.59 | 42.31 | 43.22 | 36.87 | 19.35 | 1.06 | 0 | 0 | 0 | 0 | 0 | 0 | 0 | 0 | 0 | 0 | 0 | 0 | 1.81 | 22.27 | 41.8 | 44.78 | 42.03 | 43.17 | 42.53 | 39.14 | 36.15 | 33.67 | 23.7 | 5.48 | 0.01 | 0 | 0 | 0 | 0 | 0 | 0 | 0 | 0 | 0 | 0 | 0.97 | 20.8 | 45.92 | 50.51 | 50.22 | 49.34 | 50.53 | 50.64 | 49.88 | 50.7 | 48.61 | 44.34 | 20.58 | 0.95 | 0 | 0 | 0 | 0 | 0 | 0 | 0 | 0 | 0 | 0.01 | 7.67 | 36.19 | 51.04 | 53.37 | 53.44 | 52.95 | 54.08 | 54.07 | 55.32 | 55.31 | 54.09 | 50.98 | 31.55 | 4.9 | 0 | 0 | 0 | 0 | 0 | 0 | 0 | 0 | 0 | 0.05 | 11.01 | 39.99 | 54.19 | 58.03 | 58.75 | 59.19 | 59.53 | 59.36 | 58.83 | 58.82 | 57.53 | 53.37 | 39.55 | 11.15 | 0.13 | 0 | 0 | 0 | 0 | 0 | 0 | 0 | 0 | 0 | 5 | 32.09 | 51.75 | 57.11 | 57.89 | 58.31 | 58.08 | 57.96 | 57.33 | 57.22 | 54.89 | 50.89 | 35.69 | 8.39 | 0.05 | 0 | 0 | 0 | 0 | 0 | 0 | 0 | 0 | 0 | 0.71 | 18.8 | 43.45 | 52.54 | 54.98 | 55.22 | 55.66 | 55.23 | 54.78 | 54.4 | 51.19 | 41.98 | 18.63 | 1.03 | 0 | 0 | 0 | 0 | 0 | 0 | 0 | 0 | 0 | 0 | 0.07 | 11.49 | 40.96 | 51.6 | 53.34 | 52.95 | 52.36 | 52.45 | 53.18 | 53.42 | 50.34 | 33.14 | 6.51 | 0.01 | 0 | 0 | 0 | 0 | 0 | 0 | 0 | 0 | 0 | 0 | 0 | 3.43 | 27.19 | 44.97 | 46.33 | 45.4 | 44.26 | 44.6 | 45.4 | 45.23 | 38.07 | 12.66 | 0.26 | 0 | 0 | 0 | 0 | 0 | 0 | 0 | 0 | 0 | 0 | 0 | 0 | 0.12 | 10.6 | 31.91 | 37.6 | 36.89 | 35.7 | 36.75 | 37.84 | 35.54 | 22.27 | 2.64 | 0 | 0 | 0 | 0 | 0 | 0 | 0 | 0 | 0 | 0 | 0 | 0 | 0 | 0 | 2.08 | 14.27 | 23.42 | 28.47 | 29.9 | 29.12 | 28.19 | 26.07 | 14.58 | 1.57 | 0 | 0 | 0 | 0 | 0 | 0 | 0
PANERO_2_MWPWD1 |  | Wind | Wind | CISO | South | Socal | FC | 30 | 2.79 | 2.89 | 3.31 | 3.11 | 3.08 | 2.87 | 2.35 | 2.03 | 2.14 | 2.14 | 2.12 | 2.22 | 2.45 | 2.81 | 2.8 | 3.06 | 2.69 | 2.69 | 2.52 | 2.56 | 2.46 | 2.41 | 2.5 | 2.39 | 3.71 | 4.11 | 4.25 | 4.02 | 3.55 | 3.35 | 3.5 | 3.54 | 3.42 | 3.82 | 3.96 | 4.04 | 4.71 | 4.39 | 5.04 | 4.46 | 5.33 | 5.27 | 6.08 | 5.85 | 5.91 | 5.35 | 4.82 | 4.06 | 6.07 | 6.32 | 5.9 | 5.55 | 5.11 | 4.38 | 4.2 | 4.02 | 4.38 | 3.85 | 3.93 | 4.39 | 4.9 | 5.72 | 6.01 | 6.71 | 6.87 | 7.02 | 6.81 | 6.73 | 6.61 | 6.68 | 7.11 | 6.4 | 10.85 | 9.72 | 8.47 | 7.21 | 6.21 | 5.35 | 3.73 | 2.81 | 2.63 | 2.47 | 2.29 | 2.47 | 2.7 | 4.1 | 6.14 | 8.13 | 9.77 | 10.68 | 10.98 | 11.29 | 11.92 | 11.27 | 10.88 | 10.99 | 12.14 | 11.43 | 11.18 | 10.08 | 8.31 | 6.85 | 5.12 | 3.95 | 2.75 | 2.22 | 1.95 | 1.83 | 2.55 | 4.2 | 6.85 | 9.9 | 11.49 | 12.68 | 12.38 | 12.37 | 12.63 | 12.83 | 13.15 | 12.33 | 12.1 | 11.36 | 10.44 | 8.84 | 7.69 | 6.03 | 4.26 | 2.85 | 2.25 | 1.51 | 1.78 | 1.86 | 2.29 | 3.55 | 5.73 | 7.92 | 9.68 | 11.27 | 12.53 | 13.74 | 13.44 | 13.38 | 13.27 | 12.75 | 13.56 | 12.52 | 11.06 | 9.96 | 8.73 | 6.8 | 4.98 | 3.06 | 1.92 | 1.4 | 1.7 | 2.33 | 3.33 | 4.96 | 6.81 | 9.22 | 11.23 | 12.78 | 13.85 | 14.18 | 14.76 | 14.67 | 14.42 | 13.92 | 11.14 | 10.02 | 8.65 | 7.01 | 6.17 | 4.96 | 3.43 | 2.16 | 1.57 | 1.28 | 1.46 | 1.85 | 2.68 | 3.75 | 5.34 | 7.08 | 9 | 10.37 | 11.75 | 12.56 | 12.61 | 12.21 | 11.94 | 11.47 | 7.57 | 7.33 | 6.78 | 5.21 | 4.49 | 3.81 | 2.87 | 2.06 | 1.57 | 1.71 | 2.1 | 2.45 | 3.01 | 3.74 | 4.9 | 5.72 | 6.37 | 7.52 | 8.69 | 9.15 | 9.03 | 8.5 | 7.94 | 7.53 | 3.38 | 3.27 | 3.12 | 2.78 | 2.56 | 2.46 | 1.75 | 1.28 | 1.08 | 1.18 | 1.51 | 1.64 | 1.51 | 1.71 | 1.81 | 2.24 | 3.02 | 3.41 | 3.89 | 4.46 | 4.02 | 3.65 | 3.35 | 3.3 | 1.74 | 1.93 | 1.86 | 1.95 | 1.8 | 1.76 | 1.67 | 1.45 | 1.52 | 1.71 | 1.88 | 2.17 | 2.07 | 2.13 | 2.25 | 2.31 | 2.03 | 1.98 | 2.4 | 2.47 | 2.45 | 2.19 | 2 | 1.84 | 1.97 | 2.01 | 2.13 | 2.03 | 2.13 | 2.02 | 1.78 | 2.14 | 1.99 | 1.8 | 1.77 | 1.88 | 2.14 | 2.38 | 2.2 | 1.86 | 1.91 | 1.94 | 2.02 | 1.96 | 2.12 | 2.28 | 2.34 | 2.17
SCARLT_2_SSBSR1 |  | Paired_Solar_1Axis | Solar Tracking | CISO | North | Norcal | FC | 100 | 0 | 0 | 0 | 0 | 0 | 0 | 0 | 2.12 | 16.38 | 31.23 | 38.62 | 42.52 | 42.54 | 40.15 | 37.58 | 25.67 | 5.59 | 0 | 0 | 0 | 0 | 0 | 0 | 0 | 0 | 0 | 0 | 0 | 0 | 0 | 0.02 | 12.34 | 51.35 | 64.01 | 65.38 | 61.96 | 61.07 | 60.67 | 61.98 | 52.87 | 27.74 | 1.53 | 0 | 0 | 0 | 0 | 0 | 0 | 0 | 0 | 0 | 0 | 0 | 0 | 2.59 | 31.94 | 59.93 | 64.21 | 60.27 | 61.91 | 60.99 | 56.13 | 51.84 | 48.28 | 33.98 | 7.86 | 0.01 | 0 | 0 | 0 | 0 | 0 | 0 | 0 | 0 | 0 | 0 | 1.38 | 29.83 | 65.84 | 72.42 | 72.02 | 70.75 | 72.45 | 72.61 | 71.53 | 72.69 | 69.7 | 63.57 | 29.5 | 1.36 | 0 | 0 | 0 | 0 | 0 | 0 | 0 | 0 | 0 | 0.01 | 11 | 51.9 | 73.18 | 76.52 | 76.62 | 75.93 | 77.54 | 77.53 | 79.32 | 79.3 | 77.55 | 73.1 | 45.23 | 7.03 | 0 | 0 | 0 | 0 | 0 | 0 | 0 | 0 | 0 | 0.07 | 15.79 | 57.35 | 77.7 | 83.2 | 84.23 | 84.87 | 85.35 | 85.11 | 84.36 | 84.34 | 82.49 | 76.53 | 56.7 | 15.99 | 0.19 | 0 | 0 | 0 | 0 | 0 | 0 | 0 | 0 | 0 | 7.17 | 46.01 | 74.2 | 81.89 | 83.01 | 83.61 | 83.27 | 83.11 | 82.2 | 82.05 | 78.71 | 72.97 | 51.18 | 12.04 | 0.07 | 0 | 0 | 0 | 0 | 0 | 0 | 0 | 0 | 0 | 1.01 | 26.96 | 62.3 | 75.33 | 78.83 | 79.19 | 79.8 | 79.19 | 78.55 | 78 | 73.41 | 60.2 | 26.72 | 1.48 | 0 | 0 | 0 | 0 | 0 | 0 | 0 | 0 | 0 | 0 | 0.11 | 16.47 | 58.73 | 73.99 | 76.48 | 75.93 | 75.07 | 75.21 | 76.26 | 76.6 | 72.19 | 47.51 | 9.34 | 0.01 | 0 | 0 | 0 | 0 | 0 | 0 | 0 | 0 | 0 | 0 | 0 | 4.91 | 38.99 | 64.48 | 66.43 | 65.11 | 63.47 | 63.94 | 65.1 | 64.85 | 54.59 | 18.15 | 0.38 | 0 | 0 | 0 | 0 | 0 | 0 | 0 | 0 | 0 | 0 | 0 | 0 | 0.18 | 15.2 | 45.76 | 53.91 | 52.89 | 51.19 | 52.69 | 54.26 | 50.97 | 31.93 | 3.79 | 0 | 0 | 0 | 0 | 0 | 0 | 0 | 0 | 0 | 0 | 0 | 0 | 0 | 0 | 2.99 | 20.46 | 33.59 | 40.82 | 42.88 | 41.75 | 40.43 | 37.39 | 20.91 | 2.25 | 0 | 0 | 0 | 0 | 0 | 0 | 0
SCARLT_2_SSASR1 |  | Paired_Solar_1Axis | Solar Tracking | CISO | North | Norcal | FC | 100 | 0 | 0 | 0 | 0 | 0 | 0 | 0 | 2.12 | 16.38 | 31.23 | 38.62 | 42.52 | 42.54 | 40.15 | 37.58 | 25.67 | 5.59 | 0 | 0 | 0 | 0 | 0 | 0 | 0 | 0 | 0 | 0 | 0 | 0 | 0 | 0.02 | 12.34 | 51.35 | 64.01 | 65.38 | 61.96 | 61.07 | 60.67 | 61.98 | 52.87 | 27.74 | 1.53 | 0 | 0 | 0 | 0 | 0 | 0 | 0 | 0 | 0 | 0 | 0 | 0 | 2.59 | 31.94 | 59.93 | 64.21 | 60.27 | 61.91 | 60.99 | 56.13 | 51.84 | 48.28 | 33.98 | 7.86 | 0.01 | 0 | 0 | 0 | 0 | 0 | 0 | 0 | 0 | 0 | 0 | 1.38 | 29.83 | 65.84 | 72.42 | 72.02 | 70.75 | 72.45 | 72.61 | 71.53 | 72.69 | 69.7 | 63.57 | 29.5 | 1.36 | 0 | 0 | 0 | 0 | 0 | 0 | 0 | 0 | 0 | 0.01 | 11 | 51.9 | 73.18 | 76.52 | 76.62 | 75.93 | 77.54 | 77.53 | 79.32 | 79.3 | 77.55 | 73.1 | 45.23 | 7.03 | 0 | 0 | 0 | 0 | 0 | 0 | 0 | 0 | 0 | 0.07 | 15.79 | 57.35 | 77.7 | 83.2 | 84.23 | 84.87 | 85.35 | 85.11 | 84.36 | 84.34 | 82.49 | 76.53 | 56.7 | 15.99 | 0.19 | 0 | 0 | 0 | 0 | 0 | 0 | 0 | 0 | 0 | 7.17 | 46.01 | 74.2 | 81.89 | 83.01 | 83.61 | 83.27 | 83.11 | 82.2 | 82.05 | 78.71 | 72.97 | 51.18 | 12.04 | 0.07 | 0 | 0 | 0 | 0 | 0 | 0 | 0 | 0 | 0 | 1.01 | 26.96 | 62.3 | 75.33 | 78.83 | 79.19 | 79.8 | 79.19 | 78.55 | 78 | 73.41 | 60.2 | 26.72 | 1.48 | 0 | 0 | 0 | 0 | 0 | 0 | 0 | 0 | 0 | 0 | 0.11 | 16.47 | 58.73 | 73.99 | 76.48 | 75.93 | 75.07 | 75.21 | 76.26 | 76.6 | 72.19 | 47.51 | 9.34 | 0.01 | 0 | 0 | 0 | 0 | 0 | 0 | 0 | 0 | 0 | 0 | 0 | 4.91 | 38.99 | 64.48 | 66.43 | 65.11 | 63.47 | 63.94 | 65.1 | 64.85 | 54.59 | 18.15 | 0.38 | 0 | 0 | 0 | 0 | 0 | 0 | 0 | 0 | 0 | 0 | 0 | 0 | 0.18 | 15.2 | 45.76 | 53.91 | 52.89 | 51.19 | 52.69 | 54.26 | 50.97 | 31.93 | 3.79 | 0 | 0 | 0 | 0 | 0 | 0 | 0 | 0 | 0 | 0 | 0 | 0 | 0 | 0 | 2.99 | 20.46 | 33.59 | 40.82 | 42.88 | 41.75 | 40.43 | 37.39 | 20.91 | 2.25 | 0 | 0 | 0 | 0 | 0 | 0 | 0
PALSEL_6_PLSSR1 |  | Paired_Solar_1Axis | Solar Tracking | CISO | North | Norcal | FC | 20 | 0 | 0 | 0 | 0 | 0 | 0 | 0 | 0.42 | 3.28 | 6.25 | 7.72 | 8.5 | 8.51 | 8.03 | 7.52 | 5.13 | 1.12 | 0 | 0 | 0 | 0 | 0 | 0 | 0 | 0 | 0 | 0 | 0 | 0 | 0 | 0 | 2.47 | 10.27 | 12.8 | 13.08 | 12.39 | 12.21 | 12.13 | 12.4 | 10.57 | 5.55 | 0.31 | 0 | 0 | 0 | 0 | 0 | 0 | 0 | 0 | 0 | 0 | 0 | 0 | 0.52 | 6.39 | 11.99 | 12.84 | 12.05 | 12.38 | 12.2 | 11.23 | 10.37 | 9.66 | 6.8 | 1.57 | 0 | 0 | 0 | 0 | 0 | 0 | 0 | 0 | 0 | 0 | 0 | 0.28 | 5.97 | 13.17 | 14.48 | 14.4 | 14.15 | 14.49 | 14.52 | 14.31 | 14.54 | 13.94 | 12.71 | 5.9 | 0.27 | 0 | 0 | 0 | 0 | 0 | 0 | 0 | 0 | 0 | 0 | 2.2 | 10.38 | 14.64 | 15.3 | 15.32 | 15.19 | 15.51 | 15.51 | 15.86 | 15.86 | 15.51 | 14.62 | 9.05 | 1.41 | 0 | 0 | 0 | 0 | 0 | 0 | 0 | 0 | 0 | 0.01 | 3.16 | 11.47 | 15.54 | 16.64 | 16.85 | 16.97 | 17.07 | 17.02 | 16.87 | 16.87 | 16.5 | 15.31 | 11.34 | 3.2 | 0.04 | 0 | 0 | 0 | 0 | 0 | 0 | 0 | 0 | 0 | 1.43 | 9.2 | 14.84 | 16.38 | 16.6 | 16.72 | 16.65 | 16.62 | 16.44 | 16.41 | 15.74 | 14.59 | 10.24 | 2.41 | 0.01 | 0 | 0 | 0 | 0 | 0 | 0 | 0 | 0 | 0 | 0.2 | 5.39 | 12.46 | 15.07 | 15.77 | 15.84 | 15.96 | 15.84 | 15.71 | 15.6 | 14.68 | 12.04 | 5.34 | 0.3 | 0 | 0 | 0 | 0 | 0 | 0 | 0 | 0 | 0 | 0 | 0.02 | 3.29 | 11.75 | 14.8 | 15.3 | 15.19 | 15.01 | 15.04 | 15.25 | 15.32 | 14.44 | 9.5 | 1.87 | 0 | 0 | 0 | 0 | 0 | 0 | 0 | 0 | 0 | 0 | 0 | 0 | 0.98 | 7.8 | 12.9 | 13.29 | 13.02 | 12.69 | 12.79 | 13.02 | 12.97 | 10.92 | 3.63 | 0.08 | 0 | 0 | 0 | 0 | 0 | 0 | 0 | 0 | 0 | 0 | 0 | 0 | 0.04 | 3.04 | 9.15 | 10.78 | 10.58 | 10.24 | 10.54 | 10.85 | 10.19 | 6.39 | 0.76 | 0 | 0 | 0 | 0 | 0 | 0 | 0 | 0 | 0 | 0 | 0 | 0 | 0 | 0 | 0.6 | 4.09 | 6.72 | 8.16 | 8.58 | 8.35 | 8.09 | 7.48 | 4.18 | 0.45 | 0 | 0 | 0 | 0 | 0 | 0 | 0
YELPIN_2_YP2SR2 |  | Paired_Solar_1Axis | Solar Tracking | CISO | South | Socal | FC | 60 | 0 | 0 | 0 | 0 | 0 | 0 | 0.03 | 6.69 | 24.52 | 31.66 | 32.91 | 33.61 | 33.2 | 31.18 | 28.85 | 18.19 | 3.58 | 0 | 0 | 0 | 0 | 0 | 0 | 0 | 0 | 0 | 0 | 0 | 0 | 0 | 0.41 | 15.33 | 37.5 | 40.07 | 39.73 | 38.39 | 37.13 | 36.27 | 35.62 | 32.03 | 13.98 | 0.52 | 0 | 0 | 0 | 0 | 0 | 0 | 0 | 0 | 0 | 0 | 0 | 0 | 4.63 | 27.54 | 37.94 | 39.32 | 38.61 | 37.64 | 37.42 | 33.97 | 30.9 | 27.88 | 19.81 | 2.99 | 0 | 0 | 0 | 0 | 0 | 0 | 0 | 0 | 0 | 0 | 0 | 2.65 | 25.6 | 45.32 | 47.77 | 48.93 | 48.57 | 48.89 | 48.36 | 48.25 | 46.74 | 44.28 | 36.51 | 12.12 | 0.29 | 0 | 0 | 0 | 0 | 0 | 0 | 0 | 0 | 0 | 0.08 | 9.88 | 34.35 | 46.91 | 50.09 | 51.21 | 51.32 | 51.74 | 51.66 | 50.97 | 49.7 | 47.69 | 41.67 | 20.5 | 1.93 | 0 | 0 | 0 | 0 | 0 | 0 | 0 | 0 | 0 | 0.18 | 11.71 | 34.38 | 45.08 | 48.61 | 50.55 | 50.96 | 51.23 | 51.15 | 50.57 | 49.33 | 47.61 | 42.23 | 25.51 | 4.37 | 0 | 0 | 0 | 0 | 0 | 0 | 0 | 0 | 0 | 0.02 | 5.49 | 26.76 | 41.93 | 47.56 | 49.94 | 50.43 | 50.29 | 49.85 | 49.25 | 47.9 | 45.86 | 40.38 | 23.36 | 3.72 | 0 | 0 | 0 | 0 | 0 | 0 | 0 | 0 | 0 | 0 | 1.85 | 20.04 | 37.69 | 44.83 | 48.07 | 49.1 | 48.98 | 48.02 | 46.72 | 44.83 | 41.34 | 32.88 | 12.18 | 0.37 | 0 | 0 | 0 | 0 | 0 | 0 | 0 | 0 | 0 | 0 | 0.41 | 14.81 | 38.71 | 45.08 | 47.42 | 47.8 | 47.79 | 47.52 | 46.97 | 46.28 | 41.79 | 23.37 | 2.8 | 0 | 0 | 0 | 0 | 0 | 0 | 0 | 0 | 0 | 0 | 0 | 0.03 | 8.45 | 33.66 | 42.76 | 44.06 | 43.67 | 43.8 | 44.02 | 44.22 | 43.27 | 33.85 | 9.55 | 0.11 | 0 | 0 | 0 | 0 | 0 | 0 | 0 | 0 | 0 | 0 | 0 | 0 | 1.56 | 19.74 | 36.86 | 39.87 | 38.8 | 37.75 | 38.21 | 38.3 | 36.47 | 21.04 | 2.09 | 0 | 0 | 0 | 0 | 0 | 0 | 0 | 0 | 0 | 0 | 0 | 0 | 0 | 0.07 | 7.32 | 23.27 | 27.98 | 29.48 | 28.9 | 29.84 | 28.21 | 25.75 | 14.63 | 1.26 | 0 | 0 | 0 | 0 | 0 | 0 | 0
YELPIN_2_YP2SR3 |  | Paired_Solar_1Axis | Solar Tracking | CISO | South | Socal | FC | 65 | 0 | 0 | 0 | 0 | 0 | 0 | 0.03 | 7.25 | 26.56 | 34.3 | 35.65 | 36.41 | 35.96 | 33.78 | 31.26 | 19.7 | 3.88 | 0 | 0 | 0 | 0 | 0 | 0 | 0 | 0 | 0 | 0 | 0 | 0 | 0 | 0.45 | 16.6 | 40.63 | 43.41 | 43.04 | 41.59 | 40.22 | 39.29 | 38.59 | 34.7 | 15.14 | 0.56 | 0 | 0 | 0 | 0 | 0 | 0 | 0 | 0 | 0 | 0 | 0 | 0 | 5.02 | 29.83 | 41.1 | 42.6 | 41.83 | 40.78 | 40.54 | 36.8 | 33.47 | 30.2 | 21.46 | 3.24 | 0 | 0 | 0 | 0 | 0 | 0 | 0 | 0 | 0 | 0 | 0 | 2.88 | 27.74 | 49.1 | 51.75 | 53 | 52.61 | 52.96 | 52.39 | 52.27 | 50.64 | 47.96 | 39.56 | 13.13 | 0.31 | 0 | 0 | 0 | 0 | 0 | 0 | 0 | 0 | 0 | 0.09 | 10.7 | 37.22 | 50.81 | 54.27 | 55.48 | 55.6 | 56.05 | 55.97 | 55.22 | 53.84 | 51.67 | 45.14 | 22.21 | 2.09 | 0 | 0 | 0 | 0 | 0 | 0 | 0 | 0 | 0 | 0.19 | 12.68 | 37.25 | 48.84 | 52.66 | 54.77 | 55.2 | 55.5 | 55.41 | 54.79 | 53.44 | 51.58 | 45.74 | 27.64 | 4.73 | 0 | 0 | 0 | 0 | 0 | 0 | 0 | 0 | 0 | 0.02 | 5.94 | 28.99 | 45.43 | 51.52 | 54.11 | 54.63 | 54.48 | 54 | 53.36 | 51.89 | 49.68 | 43.74 | 25.3 | 4.03 | 0 | 0 | 0 | 0 | 0 | 0 | 0 | 0 | 0 | 0 | 2 | 21.71 | 40.83 | 48.57 | 52.07 | 53.19 | 53.07 | 52.02 | 50.62 | 48.57 | 44.78 | 35.62 | 13.19 | 0.4 | 0 | 0 | 0 | 0 | 0 | 0 | 0 | 0 | 0 | 0 | 0.44 | 16.05 | 41.93 | 48.83 | 51.37 | 51.78 | 51.77 | 51.48 | 50.88 | 50.14 | 45.27 | 25.32 | 3.04 | 0 | 0 | 0 | 0 | 0 | 0 | 0 | 0 | 0 | 0 | 0 | 0.03 | 9.16 | 36.47 | 46.32 | 47.73 | 47.31 | 47.45 | 47.69 | 47.91 | 46.87 | 36.67 | 10.34 | 0.11 | 0 | 0 | 0 | 0 | 0 | 0 | 0 | 0 | 0 | 0 | 0 | 0 | 1.69 | 21.39 | 39.94 | 43.2 | 42.03 | 40.9 | 41.4 | 41.5 | 39.51 | 22.79 | 2.27 | 0 | 0 | 0 | 0 | 0 | 0 | 0 | 0 | 0 | 0 | 0 | 0 | 0 | 0.08 | 7.93 | 25.21 | 30.32 | 31.94 | 31.31 | 32.33 | 30.56 | 27.9 | 15.85 | 1.36 | 0 | 0 | 0 | 0 | 0 | 0 | 0
PROXSR_2_PROSR1 |  | Paired_Solar_1Axis | Solar Tracking | CISO | North | Norcal | PD | 120 | 0 | 0 | 0 | 0 | 0 | 0 | 0 | 2.55 | 19.66 | 37.47 | 46.34 | 51.03 | 51.05 | 48.18 | 45.1 | 30.8 | 6.71 | 0 | 0 | 0 | 0 | 0 | 0 | 0 | 0 | 0 | 0 | 0 | 0 | 0 | 0.03 | 14.81 | 61.62 | 76.81 | 78.45 | 74.35 | 73.28 | 72.8 | 74.37 | 63.44 | 33.29 | 1.83 | 0 | 0 | 0 | 0 | 0 | 0 | 0 | 0 | 0 | 0 | 0 | 0 | 3.11 | 38.33 | 71.92 | 77.05 | 72.33 | 74.29 | 73.19 | 67.36 | 62.21 | 57.94 | 40.78 | 9.43 | 0.01 | 0 | 0 | 0 | 0 | 0 | 0 | 0 | 0 | 0 | 0 | 1.66 | 35.79 | 79.01 | 86.91 | 86.42 | 84.9 | 86.95 | 87.13 | 85.83 | 87.23 | 83.64 | 76.29 | 35.4 | 1.63 | 0 | 0 | 0 | 0 | 0 | 0 | 0 | 0 | 0 | 0.01 | 13.2 | 62.28 | 87.82 | 91.83 | 91.95 | 91.11 | 93.05 | 93.04 | 95.18 | 95.16 | 93.06 | 87.71 | 54.28 | 8.44 | 0 | 0 | 0 | 0 | 0 | 0 | 0 | 0 | 0 | 0.09 | 18.95 | 68.81 | 93.24 | 99.84 | 101.08 | 101.85 | 102.42 | 102.13 | 101.23 | 101.2 | 98.99 | 91.84 | 68.04 | 19.18 | 0.22 | 0 | 0 | 0 | 0 | 0 | 0 | 0 | 0 | 0 | 8.6 | 55.21 | 89.05 | 98.26 | 99.61 | 100.33 | 99.93 | 99.73 | 98.64 | 98.46 | 94.45 | 87.56 | 61.42 | 14.44 | 0.08 | 0 | 0 | 0 | 0 | 0 | 0 | 0 | 0 | 0 | 1.22 | 32.35 | 74.76 | 90.4 | 94.6 | 95.02 | 95.77 | 95.03 | 94.26 | 93.6 | 88.09 | 72.23 | 32.06 | 1.77 | 0 | 0 | 0 | 0 | 0 | 0 | 0 | 0 | 0 | 0 | 0.13 | 19.77 | 70.47 | 88.78 | 91.78 | 91.11 | 90.09 | 90.25 | 91.51 | 91.92 | 86.62 | 57.02 | 11.2 | 0.01 | 0 | 0 | 0 | 0 | 0 | 0 | 0 | 0 | 0 | 0 | 0 | 5.9 | 46.79 | 77.37 | 79.71 | 78.13 | 76.17 | 76.73 | 78.12 | 77.82 | 65.5 | 21.78 | 0.45 | 0 | 0 | 0 | 0 | 0 | 0 | 0 | 0 | 0 | 0 | 0 | 0 | 0.21 | 18.24 | 54.91 | 64.69 | 63.47 | 61.43 | 63.23 | 65.11 | 61.16 | 38.31 | 4.54 | 0 | 0 | 0 | 0 | 0 | 0 | 0 | 0 | 0 | 0 | 0 | 0 | 0 | 0 | 3.58 | 24.56 | 40.31 | 48.99 | 51.45 | 50.1 | 48.51 | 44.86 | 25.09 | 2.7 | 0 | 0 | 0 | 0 | 0 | 0 | 0
VALTNE_2_TRSBT1 | VALTNE_2_TRSBT1_SUN | Hybrid_Solar1Axis | Solar Tracking | CISO | South | Socal | ID | 70 | 0 | 0 | 0 | 0 | 0 | 0 | 0.03 | 7.81 | 28.6 | 36.94 | 38.39 | 39.21 | 38.73 | 36.37 | 33.66 | 21.22 | 4.18 | 0 | 0 | 0 | 0 | 0 | 0 | 0 | 0 | 0 | 0 | 0 | 0 | 0 | 0.48 | 17.88 | 43.75 | 46.75 | 46.36 | 44.79 | 43.32 | 42.31 | 41.56 | 37.37 | 16.31 | 0.6 | 0 | 0 | 0 | 0 | 0 | 0 | 0 | 0 | 0 | 0 | 0 | 0 | 5.41 | 32.13 | 44.26 | 45.88 | 45.05 | 43.91 | 43.65 | 39.63 | 36.05 | 32.52 | 23.11 | 3.49 | 0 | 0 | 0 | 0 | 0 | 0 | 0 | 0 | 0 | 0 | 0 | 3.1 | 29.87 | 52.87 | 55.73 | 57.08 | 56.66 | 57.04 | 56.42 | 56.29 | 54.53 | 51.65 | 42.6 | 14.14 | 0.33 | 0 | 0 | 0 | 0 | 0 | 0 | 0 | 0 | 0 | 0.09 | 11.52 | 40.08 | 54.72 | 58.44 | 59.75 | 59.88 | 60.36 | 60.27 | 59.46 | 57.98 | 55.64 | 48.61 | 23.92 | 2.25 | 0 | 0 | 0 | 0 | 0 | 0 | 0 | 0 | 0 | 0.21 | 13.66 | 40.11 | 52.59 | 56.71 | 58.98 | 59.45 | 59.77 | 59.68 | 59 | 57.55 | 55.54 | 49.26 | 29.77 | 5.1 | 0 | 0 | 0 | 0 | 0 | 0 | 0 | 0 | 0 | 0.02 | 6.4 | 31.22 | 48.92 | 55.48 | 58.27 | 58.84 | 58.67 | 58.16 | 57.46 | 55.88 | 53.5 | 47.11 | 27.25 | 4.34 | 0 | 0 | 0 | 0 | 0 | 0 | 0 | 0 | 0 | 0 | 2.16 | 23.38 | 43.97 | 52.31 | 56.08 | 57.28 | 57.15 | 56.03 | 54.51 | 52.31 | 48.22 | 38.36 | 14.21 | 0.44 | 0 | 0 | 0 | 0 | 0 | 0 | 0 | 0 | 0 | 0 | 0.48 | 17.28 | 45.16 | 52.59 | 55.32 | 55.76 | 55.75 | 55.44 | 54.79 | 53.99 | 48.76 | 27.27 | 3.27 | 0 | 0 | 0 | 0 | 0 | 0 | 0 | 0 | 0 | 0 | 0 | 0.03 | 9.86 | 39.27 | 49.89 | 51.4 | 50.95 | 51.1 | 51.36 | 51.59 | 50.48 | 39.49 | 11.14 | 0.12 | 0 | 0 | 0 | 0 | 0 | 0 | 0 | 0 | 0 | 0 | 0 | 0 | 1.82 | 23.03 | 43.01 | 46.52 | 45.27 | 44.04 | 44.58 | 44.69 | 42.55 | 24.55 | 2.44 | 0 | 0 | 0 | 0 | 0 | 0 | 0 | 0 | 0 | 0 | 0 | 0 | 0 | 0.08 | 8.54 | 27.15 | 32.65 | 34.4 | 33.72 | 34.82 | 32.91 | 30.04 | 17.07 | 1.47 | 0 | 0 | 0 | 0 | 0 | 0 | 0
VIKING_2_VCSSR1 |  | Paired_Solar_1Axis | Solar Tracking | IID | South | Socal | 0 | 132.1 | 0 | 0 | 0 | 0 | 0 | 0 | 0.07 | 14.73 | 53.98 | 69.71 | 72.45 | 74 | 73.09 | 68.64 | 63.53 | 40.04 | 7.88 | 0 | 0 | 0 | 0 | 0 | 0 | 0 | 0 | 0 | 0 | 0 | 0 | 0 | 0.91 | 33.75 | 82.56 | 88.22 | 87.48 | 84.52 | 81.75 | 79.85 | 78.43 | 70.53 | 30.77 | 1.13 | 0 | 0 | 0 | 0 | 0 | 0 | 0 | 0 | 0 | 0 | 0 | 0 | 10.2 | 60.63 | 83.52 | 86.58 | 85.01 | 82.87 | 82.38 | 74.79 | 68.02 | 61.37 | 43.61 | 6.58 | 0 | 0 | 0 | 0 | 0 | 0 | 0 | 0 | 0 | 0 | 0 | 5.84 | 56.37 | 99.78 | 105.16 | 107.72 | 106.93 | 107.64 | 106.46 | 106.23 | 102.91 | 97.48 | 80.39 | 26.69 | 0.63 | 0 | 0 | 0 | 0 | 0 | 0 | 0 | 0 | 0 | 0.18 | 21.75 | 75.64 | 103.27 | 110.29 | 112.75 | 113 | 113.91 | 113.74 | 112.22 | 109.42 | 105.01 | 91.73 | 45.13 | 4.25 | 0 | 0 | 0 | 0 | 0 | 0 | 0 | 0 | 0 | 0.4 | 25.77 | 75.7 | 99.25 | 107.03 | 111.31 | 112.19 | 112.8 | 112.62 | 111.34 | 108.6 | 104.82 | 92.97 | 56.17 | 9.62 | 0.01 | 0 | 0 | 0 | 0 | 0 | 0 | 0 | 0 | 0.03 | 12.08 | 58.92 | 92.32 | 104.7 | 109.96 | 111.03 | 110.71 | 109.75 | 108.44 | 105.46 | 100.97 | 88.9 | 51.42 | 8.19 | 0 | 0 | 0 | 0 | 0 | 0 | 0 | 0 | 0 | 0 | 4.07 | 44.12 | 82.97 | 98.71 | 105.83 | 108.1 | 107.84 | 105.73 | 102.87 | 98.71 | 91.01 | 72.38 | 26.81 | 0.82 | 0 | 0 | 0 | 0 | 0 | 0 | 0 | 0 | 0 | 0 | 0.9 | 32.61 | 85.22 | 99.24 | 104.4 | 105.24 | 105.21 | 104.63 | 103.4 | 101.9 | 92.01 | 51.46 | 6.17 | 0 | 0 | 0 | 0 | 0 | 0 | 0 | 0 | 0 | 0 | 0 | 0.06 | 18.61 | 74.12 | 94.14 | 97 | 96.16 | 96.43 | 96.93 | 97.36 | 95.26 | 74.53 | 21.02 | 0.23 | 0 | 0 | 0 | 0 | 0 | 0 | 0 | 0 | 0 | 0 | 0 | 0 | 3.44 | 43.46 | 81.16 | 87.79 | 85.43 | 83.11 | 84.13 | 84.33 | 80.3 | 46.32 | 4.61 | 0 | 0 | 0 | 0 | 0 | 0 | 0 | 0 | 0 | 0 | 0 | 0 | 0 | 0.16 | 16.12 | 51.24 | 61.61 | 64.91 | 63.63 | 65.7 | 62.11 | 56.7 | 32.22 | 2.77 | 0 | 0 | 0 | 0 | 0 | 0 | 0
SANDRN_2_SS2SR2 |  | Solar_1Axis | Solar Tracking | CISO | North | Norcal |  | 200 | 0 | 0 | 0 | 0 | 0 | 0 | 0 | 4.25 | 32.77 | 62.45 | 77.24 | 85.04 | 85.08 | 80.29 | 75.16 | 51.34 | 11.19 | 0.01 | 0 | 0 | 0 | 0 | 0 | 0 | 0 | 0 | 0 | 0 | 0 | 0 | 0.05 | 24.69 | 102.7 | 128.02 | 130.76 | 123.92 | 122.13 | 121.33 | 123.96 | 105.74 | 55.48 | 3.05 | 0 | 0 | 0 | 0 | 0 | 0 | 0 | 0 | 0 | 0 | 0 | 0 | 5.18 | 63.88 | 119.86 | 128.42 | 120.54 | 123.81 | 121.98 | 112.26 | 103.68 | 96.56 | 67.97 | 15.72 | 0.02 | 0 | 0 | 0 | 0 | 0 | 0 | 0 | 0 | 0 | 0 | 2.77 | 59.66 | 131.68 | 144.84 | 144.03 | 141.49 | 144.91 | 145.22 | 143.05 | 145.39 | 139.39 | 127.15 | 59.01 | 2.72 | 0 | 0 | 0 | 0 | 0 | 0 | 0 | 0 | 0 | 0.02 | 21.99 | 103.79 | 146.36 | 153.05 | 153.25 | 151.85 | 155.08 | 155.06 | 158.64 | 158.6 | 155.11 | 146.19 | 90.46 | 14.06 | 0.01 | 0 | 0 | 0 | 0 | 0 | 0 | 0 | 0 | 0.14 | 31.58 | 114.69 | 155.41 | 166.4 | 168.47 | 169.74 | 170.71 | 170.22 | 168.72 | 168.67 | 164.99 | 153.06 | 113.41 | 31.97 | 0.37 | 0 | 0 | 0 | 0 | 0 | 0 | 0 | 0 | 0 | 14.34 | 92.02 | 148.41 | 163.77 | 166.02 | 167.22 | 166.55 | 166.22 | 164.41 | 164.09 | 157.42 | 145.93 | 102.36 | 24.07 | 0.14 | 0 | 0 | 0 | 0 | 0 | 0 | 0 | 0 | 0 | 2.03 | 53.92 | 124.61 | 150.66 | 157.66 | 158.37 | 159.61 | 158.38 | 157.1 | 156 | 146.81 | 120.39 | 53.44 | 2.95 | 0 | 0 | 0 | 0 | 0 | 0 | 0 | 0 | 0 | 0 | 0.21 | 32.94 | 117.46 | 147.97 | 152.96 | 151.86 | 150.15 | 150.41 | 152.52 | 153.2 | 144.37 | 95.03 | 18.67 | 0.02 | 0 | 0 | 0 | 0 | 0 | 0 | 0 | 0 | 0 | 0 | 0 | 9.83 | 77.98 | 128.96 | 132.85 | 130.21 | 126.94 | 127.89 | 130.19 | 129.7 | 109.17 | 36.29 | 0.75 | 0 | 0 | 0 | 0 | 0 | 0 | 0 | 0 | 0 | 0 | 0 | 0 | 0.36 | 30.4 | 91.52 | 107.82 | 105.78 | 102.39 | 105.39 | 108.51 | 101.93 | 63.86 | 7.57 | 0 | 0 | 0 | 0 | 0 | 0 | 0 | 0 | 0 | 0 | 0 | 0 | 0 | 0 | 5.97 | 40.93 | 67.18 | 81.65 | 85.76 | 83.5 | 80.85 | 74.77 | 41.81 | 4.5 | 0 | 0 | 0 | 0 | 0 | 0 | 0
FILIPPI_2_QZSSRX |  | Solar_1Axis | Solar Tracking | CISO | South | Socal |  | 300 | 0 | 0 | 0 | 0 | 0 | 0 | 0.15 | 33.46 | 122.59 | 158.32 | 164.54 | 168.06 | 165.98 | 155.89 | 144.27 | 90.93 | 17.9 | 0 | 0 | 0 | 0 | 0 | 0 | 0 | 0 | 0 | 0 | 0 | 0 | 0 | 2.07 | 76.64 | 187.5 | 200.34 | 198.67 | 191.94 | 185.65 | 181.35 | 178.12 | 160.17 | 69.89 | 2.58 | 0 | 0 | 0 | 0 | 0 | 0 | 0 | 0 | 0 | 0 | 0 | 0 | 23.17 | 137.7 | 189.69 | 196.62 | 193.05 | 188.19 | 187.09 | 169.85 | 154.48 | 139.38 | 99.03 | 14.95 | 0 | 0 | 0 | 0 | 0 | 0 | 0 | 0 | 0 | 0 | 0 | 13.27 | 128.01 | 226.6 | 238.83 | 244.63 | 242.83 | 244.44 | 241.78 | 241.26 | 233.7 | 221.38 | 182.57 | 60.62 | 1.43 | 0 | 0 | 0 | 0 | 0 | 0 | 0 | 0 | 0 | 0.4 | 49.39 | 171.77 | 234.53 | 250.47 | 256.06 | 256.62 | 258.69 | 258.31 | 254.85 | 248.48 | 238.47 | 208.33 | 102.49 | 9.65 | 0 | 0 | 0 | 0 | 0 | 0 | 0 | 0 | 0 | 0.9 | 58.53 | 171.91 | 225.4 | 243.05 | 252.77 | 254.79 | 256.17 | 255.75 | 252.86 | 246.63 | 238.04 | 211.13 | 127.57 | 21.84 | 0.01 | 0 | 0 | 0 | 0 | 0 | 0 | 0 | 0 | 0.08 | 27.44 | 133.8 | 209.67 | 237.78 | 249.72 | 252.15 | 251.43 | 249.25 | 246.26 | 239.5 | 229.3 | 201.88 | 116.78 | 18.6 | 0.01 | 0 | 0 | 0 | 0 | 0 | 0 | 0 | 0 | 0 | 9.24 | 100.19 | 188.43 | 224.17 | 240.34 | 245.5 | 244.92 | 240.11 | 233.62 | 224.17 | 206.68 | 164.39 | 60.89 | 1.86 | 0 | 0 | 0 | 0 | 0 | 0 | 0 | 0 | 0 | 0 | 2.05 | 74.06 | 193.54 | 225.38 | 237.09 | 238.99 | 238.93 | 237.61 | 234.83 | 231.41 | 208.96 | 116.87 | 14.02 | 0 | 0 | 0 | 0 | 0 | 0 | 0 | 0 | 0 | 0 | 0 | 0.14 | 42.27 | 168.32 | 213.8 | 220.29 | 218.37 | 218.99 | 220.12 | 221.12 | 216.33 | 169.25 | 47.74 | 0.53 | 0 | 0 | 0 | 0 | 0 | 0 | 0 | 0 | 0 | 0 | 0 | 0 | 7.81 | 98.7 | 184.32 | 199.37 | 194.01 | 188.75 | 191.07 | 191.52 | 182.37 | 105.2 | 10.47 | 0 | 0 | 0 | 0 | 0 | 0 | 0 | 0 | 0 | 0 | 0 | 0 | 0 | 0.36 | 36.6 | 116.36 | 139.92 | 147.41 | 144.51 | 149.21 | 141.04 | 128.76 | 73.17 | 6.28 | 0 | 0 | 0 | 0 | 0 | 0 | 0
SCARLT_2_SS2SR1 |  | Solar_1Axis | Solar Tracking | CISO | South | Socal |  | 200 | 0 | 0 | 0 | 0 | 0 | 0 | 0.1 | 22.31 | 81.73 | 105.54 | 109.69 | 112.04 | 110.65 | 103.93 | 96.18 | 60.62 | 11.93 | 0 | 0 | 0 | 0 | 0 | 0 | 0 | 0 | 0 | 0 | 0 | 0 | 0 | 1.38 | 51.09 | 125 | 133.56 | 132.45 | 127.96 | 123.76 | 120.9 | 118.75 | 106.78 | 46.59 | 1.72 | 0 | 0 | 0 | 0 | 0 | 0 | 0 | 0 | 0 | 0 | 0 | 0 | 15.45 | 91.8 | 126.46 | 131.08 | 128.7 | 125.46 | 124.73 | 113.23 | 102.99 | 92.92 | 66.02 | 9.97 | 0 | 0 | 0 | 0 | 0 | 0 | 0 | 0 | 0 | 0 | 0 | 8.85 | 85.34 | 151.07 | 159.22 | 163.09 | 161.89 | 162.96 | 161.19 | 160.84 | 155.8 | 147.58 | 121.72 | 40.41 | 0.95 | 0 | 0 | 0 | 0 | 0 | 0 | 0 | 0 | 0 | 0.27 | 32.93 | 114.51 | 156.35 | 166.98 | 170.71 | 171.08 | 172.46 | 172.2 | 169.9 | 165.66 | 158.98 | 138.88 | 68.33 | 6.43 | 0 | 0 | 0 | 0 | 0 | 0 | 0 | 0 | 0 | 0.6 | 39.02 | 114.61 | 150.27 | 162.04 | 168.52 | 169.86 | 170.78 | 170.5 | 168.57 | 164.42 | 158.7 | 140.75 | 85.05 | 14.56 | 0.01 | 0 | 0 | 0 | 0 | 0 | 0 | 0 | 0 | 0.05 | 18.29 | 89.2 | 139.78 | 158.52 | 166.48 | 168.1 | 167.62 | 166.17 | 164.18 | 159.67 | 152.87 | 134.59 | 77.85 | 12.4 | 0.01 | 0 | 0 | 0 | 0 | 0 | 0 | 0 | 0 | 0 | 6.16 | 66.79 | 125.62 | 149.44 | 160.23 | 163.67 | 163.28 | 160.07 | 155.74 | 149.45 | 137.78 | 109.59 | 40.59 | 1.24 | 0 | 0 | 0 | 0 | 0 | 0 | 0 | 0 | 0 | 0 | 1.37 | 49.37 | 129.03 | 150.26 | 158.06 | 159.33 | 159.28 | 158.41 | 156.55 | 154.27 | 139.31 | 77.91 | 9.35 | 0 | 0 | 0 | 0 | 0 | 0 | 0 | 0 | 0 | 0 | 0 | 0.09 | 28.18 | 112.21 | 142.54 | 146.86 | 145.58 | 145.99 | 146.75 | 147.41 | 144.22 | 112.84 | 31.83 | 0.35 | 0 | 0 | 0 | 0 | 0 | 0 | 0 | 0 | 0 | 0 | 0 | 0 | 5.21 | 65.8 | 122.88 | 132.91 | 129.34 | 125.83 | 127.38 | 127.68 | 121.58 | 70.13 | 6.98 | 0 | 0 | 0 | 0 | 0 | 0 | 0 | 0 | 0 | 0 | 0 | 0 | 0 | 0.24 | 24.4 | 77.57 | 93.28 | 98.27 | 96.34 | 99.48 | 94.03 | 85.84 | 48.78 | 4.19 | 0 | 0 | 0 | 0 | 0 | 0 | 0
SANDRN_2_SS1SR1 |  | Solar_1Axis | Solar Tracking | CISO | North | Norcal |  | 100 | 0 | 0 | 0 | 0 | 0 | 0 | 0 | 2.12 | 16.38 | 31.23 | 38.62 | 42.52 | 42.54 | 40.15 | 37.58 | 25.67 | 5.59 | 0 | 0 | 0 | 0 | 0 | 0 | 0 | 0 | 0 | 0 | 0 | 0 | 0 | 0.02 | 12.34 | 51.35 | 64.01 | 65.38 | 61.96 | 61.07 | 60.67 | 61.98 | 52.87 | 27.74 | 1.53 | 0 | 0 | 0 | 0 | 0 | 0 | 0 | 0 | 0 | 0 | 0 | 0 | 2.59 | 31.94 | 59.93 | 64.21 | 60.27 | 61.91 | 60.99 | 56.13 | 51.84 | 48.28 | 33.98 | 7.86 | 0.01 | 0 | 0 | 0 | 0 | 0 | 0 | 0 | 0 | 0 | 0 | 1.38 | 29.83 | 65.84 | 72.42 | 72.02 | 70.75 | 72.45 | 72.61 | 71.53 | 72.69 | 69.7 | 63.57 | 29.5 | 1.36 | 0 | 0 | 0 | 0 | 0 | 0 | 0 | 0 | 0 | 0.01 | 11 | 51.9 | 73.18 | 76.52 | 76.62 | 75.93 | 77.54 | 77.53 | 79.32 | 79.3 | 77.55 | 73.1 | 45.23 | 7.03 | 0 | 0 | 0 | 0 | 0 | 0 | 0 | 0 | 0 | 0.07 | 15.79 | 57.35 | 77.7 | 83.2 | 84.23 | 84.87 | 85.35 | 85.11 | 84.36 | 84.34 | 82.49 | 76.53 | 56.7 | 15.99 | 0.19 | 0 | 0 | 0 | 0 | 0 | 0 | 0 | 0 | 0 | 7.17 | 46.01 | 74.2 | 81.89 | 83.01 | 83.61 | 83.27 | 83.11 | 82.2 | 82.05 | 78.71 | 72.97 | 51.18 | 12.04 | 0.07 | 0 | 0 | 0 | 0 | 0 | 0 | 0 | 0 | 0 | 1.01 | 26.96 | 62.3 | 75.33 | 78.83 | 79.19 | 79.8 | 79.19 | 78.55 | 78 | 73.41 | 60.2 | 26.72 | 1.48 | 0 | 0 | 0 | 0 | 0 | 0 | 0 | 0 | 0 | 0 | 0.11 | 16.47 | 58.73 | 73.99 | 76.48 | 75.93 | 75.07 | 75.21 | 76.26 | 76.6 | 72.19 | 47.51 | 9.34 | 0.01 | 0 | 0 | 0 | 0 | 0 | 0 | 0 | 0 | 0 | 0 | 0 | 4.91 | 38.99 | 64.48 | 66.43 | 65.11 | 63.47 | 63.94 | 65.1 | 64.85 | 54.59 | 18.15 | 0.38 | 0 | 0 | 0 | 0 | 0 | 0 | 0 | 0 | 0 | 0 | 0 | 0 | 0.18 | 15.2 | 45.76 | 53.91 | 52.89 | 51.19 | 52.69 | 54.26 | 50.97 | 31.93 | 3.79 | 0 | 0 | 0 | 0 | 0 | 0 | 0 | 0 | 0 | 0 | 0 | 0 | 0 | 0 | 2.99 | 20.46 | 33.59 | 40.82 | 42.88 | 41.75 | 40.43 | 37.39 | 20.91 | 2.25 | 0 | 0 | 0 | 0 | 0 | 0 | 0
HAMLIN_1_BMSBT2 | HAMLIN_1_BMSBT2_SUN | Solar_1Axis | Solar Tracking | CISO | South | Socal |  | 50 | 0 | 0 | 0 | 0 | 0 | 0 | 0.02 | 5.58 | 20.43 | 26.39 | 27.42 | 28.01 | 27.66 | 25.98 | 24.04 | 15.15 | 2.98 | 0 | 0 | 0 | 0 | 0 | 0 | 0 | 0 | 0 | 0 | 0 | 0 | 0 | 0.34 | 12.77 | 31.25 | 33.39 | 33.11 | 31.99 | 30.94 | 30.22 | 29.69 | 26.7 | 11.65 | 0.43 | 0 | 0 | 0 | 0 | 0 | 0 | 0 | 0 | 0 | 0 | 0 | 0 | 3.86 | 22.95 | 31.61 | 32.77 | 32.18 | 31.37 | 31.18 | 28.31 | 25.75 | 23.23 | 16.5 | 2.49 | 0 | 0 | 0 | 0 | 0 | 0 | 0 | 0 | 0 | 0 | 0 | 2.21 | 21.34 | 37.77 | 39.8 | 40.77 | 40.47 | 40.74 | 40.3 | 40.21 | 38.95 | 36.9 | 30.43 | 10.1 | 0.24 | 0 | 0 | 0 | 0 | 0 | 0 | 0 | 0 | 0 | 0.07 | 8.23 | 28.63 | 39.09 | 41.75 | 42.68 | 42.77 | 43.12 | 43.05 | 42.47 | 41.41 | 39.75 | 34.72 | 17.08 | 1.61 | 0 | 0 | 0 | 0 | 0 | 0 | 0 | 0 | 0 | 0.15 | 9.76 | 28.65 | 37.57 | 40.51 | 42.13 | 42.46 | 42.69 | 42.63 | 42.14 | 41.11 | 39.67 | 35.19 | 21.26 | 3.64 | 0 | 0 | 0 | 0 | 0 | 0 | 0 | 0 | 0 | 0.01 | 4.57 | 22.3 | 34.94 | 39.63 | 41.62 | 42.03 | 41.9 | 41.54 | 41.04 | 39.92 | 38.22 | 33.65 | 19.46 | 3.1 | 0 | 0 | 0 | 0 | 0 | 0 | 0 | 0 | 0 | 0 | 1.54 | 16.7 | 31.4 | 37.36 | 40.06 | 40.92 | 40.82 | 40.02 | 38.94 | 37.36 | 34.45 | 27.4 | 10.15 | 0.31 | 0 | 0 | 0 | 0 | 0 | 0 | 0 | 0 | 0 | 0 | 0.34 | 12.34 | 32.26 | 37.56 | 39.52 | 39.83 | 39.82 | 39.6 | 39.14 | 38.57 | 34.83 | 19.48 | 2.34 | 0 | 0 | 0 | 0 | 0 | 0 | 0 | 0 | 0 | 0 | 0 | 0.02 | 7.05 | 28.05 | 35.63 | 36.72 | 36.4 | 36.5 | 36.69 | 36.85 | 36.05 | 28.21 | 7.96 | 0.09 | 0 | 0 | 0 | 0 | 0 | 0 | 0 | 0 | 0 | 0 | 0 | 0 | 1.3 | 16.45 | 30.72 | 33.23 | 32.33 | 31.46 | 31.84 | 31.92 | 30.39 | 17.53 | 1.74 | 0 | 0 | 0 | 0 | 0 | 0 | 0 | 0 | 0 | 0 | 0 | 0 | 0 | 0.06 | 6.1 | 19.39 | 23.32 | 24.57 | 24.09 | 24.87 | 23.51 | 21.46 | 12.19 | 1.05 | 0 | 0 | 0 | 0 | 0 | 0 | 0
DSFLWR_2_W9CSB1 | DSFLWR_2_W9CSB1_SUN | Hybrid_Solar1Axis | Solar Tracking | CISO | South | Socal |  | 102 | [18 empty] | 0 | 0 | 0 | 0 | 0 | 0 | 0 | 0 | 0 | 0 | 0 | 0 | 0.7 | 26.06 | 63.75 | 68.12 | 67.55 | 65.26 | 63.12 | 61.66 | 60.56 | 54.46 | 23.76 | 0.88 | 0 | 0 | 0 | 0 | 0 | 0 | 0 | 0 | 0 | 0 | 0 | 0 | 7.88 | 46.82 | 64.49 | 66.85 | 65.64 | 63.99 | 63.61 | 57.75 | 52.52 | 47.39 | 33.67 | 5.08 | 0 | 0 | 0 | 0 | 0 | 0 | 0 | 0 | 0 | 0 | 0 | 4.51 | 43.52 | 77.04 | 81.2 | 83.17 | 82.56 | 83.11 | 82.21 | 82.03 | 79.46 | 75.27 | 62.07 | 20.61 | 0.49 | 0 | 0 | 0 | 0 | 0 | 0 | 0 | 0 | 0 | 0.14 | 16.79 | 58.4 | 79.74 | 85.16 | 87.06 | 87.25 | 87.95 | 87.82 | 86.65 | 84.48 | 81.08 | 70.83 | 34.85 | 3.28 | 0 | 0 | 0 | 0 | 0 | 0 | 0 | 0 | 0 | 0.31 | 19.9 | 58.45 | 76.64 | 82.64 | 85.94 | 86.63 | 87.1 | 86.96 | 85.97 | 83.85 | 80.94 | 71.78 | 43.37 | 7.42 | 0 | 0 | 0 | 0 | 0 | 0 | 0 | 0 | 0 | 0.03 | 9.33 | 45.49 | 71.29 | 80.84 | 84.9 | 85.73 | 85.49 | 84.75 | 83.73 | 81.43 | 77.96 | 68.64 | 39.71 | 6.32 | 0 | 0 | 0 | 0 | 0 | 0 | 0 | 0 | 0 | 0 | 3.14 | 34.07 | 64.06 | 76.22 | 81.72 | 83.47 | 83.27 | 81.64 | 79.43 | 76.22 | 70.27 | 55.89 | 20.7 | 0.63 | 0 | 0 | 0 | 0 | 0 | 0 | 0 | 0 | 0 | 0 | 0.7 | 25.18 | 65.8 | 76.63 | 80.61 | 81.26 | 81.23 | 80.79 | 79.84 | 78.68 | 71.05 | 39.73 | 4.77 | 0 | 0 | 0 | 0 | 0 | 0 | 0 | 0 | 0 | 0 | 0 | 0.05 | 14.37 | 57.23 | 72.69 | 74.9 | 74.25 | 74.46 | 74.84 | 75.18 | 73.55 | 57.55 | 16.23 | 0.18 | 0 | 0 | 0 | 0 | 0 | 0 | 0 | 0 | 0 | 0 | 0 | 0 | 2.66 | 33.56 | 62.67 | 67.79 | 65.96 | 64.17 | 64.96 | 65.12 | 62 | 35.77 | 3.56 | 0 | 0 | 0 | 0 | 0 | 0 | 0 | 0 | 0 | 0 | 0 | 0 | 0 | 0.12 | 12.44 | 39.56 | 47.57 | 50.12 | 49.13 | 50.73 | 47.95 | 43.78 | 24.88 | 2.14 | 0 | 0 | 0 | 0 | 0 | 0 | 0
SLATE_2_SLASR2 | SLATE_2_SLASR2_SUN | Hybrid_Solar1Axis | Solar Tracking | CISO | North | Norcal |  | 93 | [18 empty] | 0 | 0 | 0 | 0 | 0 | 0 | 0 | 0 | 0 | 0 | 0 | 0 | 0.02 | 11.48 | 47.76 | 59.53 | 60.8 | 57.62 | 56.79 | 56.42 | 57.64 | 49.17 | 25.8 | 1.42 | 0 | 0 | 0 | 0 | 0 | 0 | 0 | 0 | 0 | 0 | 0 | 0 | 2.41 | 29.7 | 55.74 | 59.72 | 56.05 | 57.57 | 56.72 | 52.2 | 48.21 | 44.9 | 31.61 | 7.31 | 0.01 | 0 | 0 | 0 | 0 | 0 | 0 | 0 | 0 | 0 | 0 | 1.29 | 27.74 | 61.23 | 67.35 | 66.97 | 65.79 | 67.38 | 67.53 | 66.52 | 67.61 | 64.82 | 59.12 | 27.44 | 1.27 | 0 | 0 | 0 | 0 | 0 | 0 | 0 | 0 | 0 | 0.01 | 10.23 | 48.26 | 68.06 | 71.17 | 71.26 | 70.61 | 72.11 | 72.1 | 73.77 | 73.75 | 72.13 | 67.98 | 42.07 | 6.54 | 0 | 0 | 0 | 0 | 0 | 0 | 0 | 0 | 0 | 0.07 | 14.68 | 53.33 | 72.26 | 77.38 | 78.34 | 78.93 | 79.38 | 79.15 | 78.45 | 78.43 | 76.72 | 71.17 | 52.73 | 14.87 | 0.17 | 0 | 0 | 0 | 0 | 0 | 0 | 0 | 0 | 0 | 6.67 | 42.79 | 69.01 | 76.15 | 77.2 | 77.76 | 77.45 | 77.29 | 76.45 | 76.3 | 73.2 | 67.86 | 47.6 | 11.19 | 0.07 | 0 | 0 | 0 | 0 | 0 | 0 | 0 | 0 | 0 | 0.94 | 25.07 | 57.94 | 70.06 | 73.31 | 73.64 | 74.22 | 73.65 | 73.05 | 72.54 | 68.27 | 55.98 | 24.85 | 1.37 | 0 | 0 | 0 | 0 | 0 | 0 | 0 | 0 | 0 | 0 | 0.1 | 15.32 | 54.62 | 68.81 | 71.13 | 70.61 | 69.82 | 69.94 | 70.92 | 71.24 | 67.13 | 44.19 | 8.68 | 0.01 | 0 | 0 | 0 | 0 | 0 | 0 | 0 | 0 | 0 | 0 | 0 | 4.57 | 36.26 | 59.97 | 61.78 | 60.55 | 59.03 | 59.47 | 60.54 | 60.31 | 50.76 | 16.88 | 0.35 | 0 | 0 | 0 | 0 | 0 | 0 | 0 | 0 | 0 | 0 | 0 | 0 | 0.17 | 14.14 | 42.56 | 50.13 | 49.19 | 47.61 | 49.01 | 50.46 | 47.4 | 29.69 | 3.52 | 0 | 0 | 0 | 0 | 0 | 0 | 0 | 0 | 0 | 0 | 0 | 0 | 0 | 0 | 2.78 | 19.03 | 31.24 | 37.97 | 39.88 | 38.83 | 37.6 | 34.77 | 19.44 | 2.09 | 0 | 0 | 0 | 0 | 0 | 0 | 0
MANZNA_2_CAMSR1 |  | Solar_1Axis | Solar Tracking | CISO | South | Socal |  | 44 | [18 empty] | 0 | 0 | 0 | 0 | 0 | 0 | 0 | 0 | 0 | 0 | 0 | 0 | 0.3 | 11.24 | 27.5 | 29.38 | 29.14 | 28.15 | 27.23 | 26.6 | 26.12 | 23.49 | 10.25 | 0.38 | 0 | 0 | 0 | 0 | 0 | 0 | 0 | 0 | 0 | 0 | 0 | 0 | 3.4 | 20.2 | 27.82 | 28.84 | 28.31 | 27.6 | 27.44 | 24.91 | 22.66 | 20.44 | 14.52 | 2.19 | 0 | 0 | 0 | 0 | 0 | 0 | 0 | 0 | 0 | 0 | 0 | 1.95 | 18.77 | 33.24 | 35.03 | 35.88 | 35.62 | 35.85 | 35.46 | 35.38 | 34.28 | 32.47 | 26.78 | 8.89 | 0.21 | 0 | 0 | 0 | 0 | 0 | 0 | 0 | 0 | 0 | 0.06 | 7.24 | 25.19 | 34.4 | 36.74 | 37.56 | 37.64 | 37.94 | 37.88 | 37.38 | 36.44 | 34.98 | 30.55 | 15.03 | 1.42 | 0 | 0 | 0 | 0 | 0 | 0 | 0 | 0 | 0 | 0.13 | 8.58 | 25.21 | 33.06 | 35.65 | 37.07 | 37.37 | 37.57 | 37.51 | 37.09 | 36.17 | 34.91 | 30.97 | 18.71 | 3.2 | 0 | 0 | 0 | 0 | 0 | 0 | 0 | 0 | 0 | 0.01 | 4.02 | 19.62 | 30.75 | 34.87 | 36.63 | 36.98 | 36.88 | 36.56 | 36.12 | 35.13 | 33.63 | 29.61 | 17.13 | 2.73 | 0 | 0 | 0 | 0 | 0 | 0 | 0 | 0 | 0 | 0 | 1.36 | 14.69 | 27.64 | 32.88 | 35.25 | 36.01 | 35.92 | 35.22 | 34.26 | 32.88 | 30.31 | 24.11 | 8.93 | 0.27 | 0 | 0 | 0 | 0 | 0 | 0 | 0 | 0 | 0 | 0 | 0.3 | 10.86 | 28.39 | 33.06 | 34.77 | 35.05 | 35.04 | 34.85 | 34.44 | 33.94 | 30.65 | 17.14 | 2.06 | 0 | 0 | 0 | 0 | 0 | 0 | 0 | 0 | 0 | 0 | 0 | 0.02 | 6.2 | 24.69 | 31.36 | 32.31 | 32.03 | 32.12 | 32.28 | 32.43 | 31.73 | 24.82 | 7 | 0.08 | 0 | 0 | 0 | 0 | 0 | 0 | 0 | 0 | 0 | 0 | 0 | 0 | 1.15 | 14.48 | 27.03 | 29.24 | 28.45 | 27.68 | 28.02 | 28.09 | 26.75 | 15.43 | 1.54 | 0 | 0 | 0 | 0 | 0 | 0 | 0 | 0 | 0 | 0 | 0 | 0 | 0 | 0.05 | 5.37 | 17.07 | 20.52 | 21.62 | 21.19 | 21.88 | 20.69 | 18.89 | 10.73 | 0.92 | 0 | 0 | 0 | 0 | 0 | 0 | 0
DLN_5_HARQSCEDYN |  | Solar_1Axis | Solar Tracking | AZPS |  | AZ |  | 150 | [18 empty] | 0 | 0 | 0 | 0 | 0 | 0 | 0 | 0 | 0 | 0 | 0 | 0 | 1.03 | 38.32 | 93.75 | 100.17 | 99.33 | 95.97 | 92.82 | 90.67 | 89.06 | 80.09 | 34.94 | 1.29 | 0 | 0 | 0 | 0 | 0 | 0 | 0 | 0 | 0 | 0 | 0 | 0 | 11.59 | 68.85 | 94.84 | 98.31 | 96.53 | 94.1 | 93.54 | 84.92 | 77.24 | 69.69 | 49.51 | 7.47 | 0 | 0 | 0 | 0 | 0 | 0 | 0 | 0 | 0 | 0 | 0 | 6.63 | 64.01 | 113.3 | 119.41 | 122.31 | 121.41 | 122.22 | 120.89 | 120.63 | 116.85 | 110.69 | 91.29 | 30.31 | 0.71 | 0 | 0 | 0 | 0 | 0 | 0 | 0 | 0 | 0 | 0.2 | 24.69 | 85.88 | 117.26 | 125.24 | 128.03 | 128.31 | 129.35 | 129.15 | 127.42 | 124.24 | 119.24 | 104.16 | 51.25 | 4.83 | 0 | 0 | 0 | 0 | 0 | 0 | 0 | 0 | 0 | 0.45 | 29.27 | 85.95 | 112.7 | 121.53 | 126.39 | 127.39 | 128.08 | 127.88 | 126.43 | 123.32 | 119.02 | 105.56 | 63.79 | 10.92 | 0.01 | 0 | 0 | 0 | 0 | 0 | 0 | 0 | 0 | 0.04 | 13.72 | 66.9 | 104.83 | 118.89 | 124.86 | 126.08 | 125.71 | 124.63 | 123.13 | 119.75 | 114.65 | 100.94 | 58.39 | 9.3 | 0 | 0 | 0 | 0 | 0 | 0 | 0 | 0 | 0 | 0 | 4.62 | 50.1 | 94.21 | 112.08 | 120.17 | 122.75 | 122.46 | 120.05 | 116.81 | 112.09 | 103.34 | 82.19 | 30.45 | 0.93 | 0 | 0 | 0 | 0 | 0 | 0 | 0 | 0 | 0 | 0 | 1.03 | 37.03 | 96.77 | 112.69 | 118.55 | 119.5 | 119.46 | 118.81 | 117.41 | 115.7 | 104.48 | 58.43 | 7.01 | 0 | 0 | 0 | 0 | 0 | 0 | 0 | 0 | 0 | 0 | 0 | 0.07 | 21.14 | 84.16 | 106.9 | 110.15 | 109.19 | 109.49 | 110.06 | 110.56 | 108.16 | 84.63 | 23.87 | 0.26 | 0 | 0 | 0 | 0 | 0 | 0 | 0 | 0 | 0 | 0 | 0 | 0 | 3.91 | 49.35 | 92.16 | 99.68 | 97 | 94.37 | 95.53 | 95.76 | 91.18 | 52.6 | 5.23 | 0 | 0 | 0 | 0 | 0 | 0 | 0 | 0 | 0 | 0 | 0 | 0 | 0 | 0.18 | 18.3 | 58.18 | 69.96 | 73.71 | 72.26 | 74.61 | 70.52 | 64.38 | 36.58 | 3.14 | 0
VALTNE_2_TSASR1 |  | Paired_Solar_1Axis | Solar Tracking | CISO | South | Socal |  | 58 | [18 empty] | 0 | 0 | 0 | 0 | 0 | 0 | 0 | 0 | 0 | 0 | 0 | 0 | 0.4 | 14.82 | 36.25 | 38.73 | 38.41 | 37.11 | 35.89 | 35.06 | 34.44 | 30.97 | 13.51 | 0.5 | 0 | 0 | 0 | 0 | 0 | 0 | 0 | 0 | 0 | 0 | 0 | 0 | 4.48 | 26.62 | 36.67 | 38.01 | 37.32 | 36.38 | 36.17 | 32.84 | 29.87 | 26.95 | 19.15 | 2.89 | 0 | 0 | 0 | 0 | 0 | 0 | 0 | 0 | 0 | 0 | 0 | 2.57 | 24.75 | 43.81 | 46.17 | 47.3 | 46.95 | 47.26 | 46.74 | 46.64 | 45.18 | 42.8 | 35.3 | 11.72 | 0.28 | 0 | 0 | 0 | 0 | 0 | 0 | 0 | 0 | 0 | 0.08 | 9.55 | 33.21 | 45.34 | 48.42 | 49.5 | 49.61 | 50.01 | 49.94 | 49.27 | 48.04 | 46.1 | 40.28 | 19.82 | 1.87 | 0 | 0 | 0 | 0 | 0 | 0 | 0 | 0 | 0 | 0.17 | 11.32 | 33.24 | 43.58 | 46.99 | 48.87 | 49.26 | 49.53 | 49.45 | 48.89 | 47.68 | 46.02 | 40.82 | 24.66 | 4.22 | 0 | 0 | 0 | 0 | 0 | 0 | 0 | 0 | 0 | 0.02 | 5.3 | 25.87 | 40.54 | 45.97 | 48.28 | 48.75 | 48.61 | 48.19 | 47.61 | 46.3 | 44.33 | 39.03 | 22.58 | 3.6 | 0 | 0 | 0 | 0 | 0 | 0 | 0 | 0 | 0 | 0 | 1.79 | 19.37 | 36.43 | 43.34 | 46.47 | 47.46 | 47.35 | 46.42 | 45.17 | 43.34 | 39.96 | 31.78 | 11.77 | 0.36 | 0 | 0 | 0 | 0 | 0 | 0 | 0 | 0 | 0 | 0 | 0.4 | 14.32 | 37.42 | 43.57 | 45.84 | 46.21 | 46.19 | 45.94 | 45.4 | 44.74 | 40.4 | 22.59 | 2.71 | 0 | 0 | 0 | 0 | 0 | 0 | 0 | 0 | 0 | 0 | 0 | 0.03 | 8.17 | 32.54 | 41.34 | 42.59 | 42.22 | 42.34 | 42.56 | 42.75 | 41.82 | 32.72 | 9.23 | 0.1 | 0 | 0 | 0 | 0 | 0 | 0 | 0 | 0 | 0 | 0 | 0 | 0 | 1.51 | 19.08 | 35.63 | 38.54 | 37.51 | 36.49 | 36.94 | 37.03 | 35.26 | 20.34 | 2.02 | 0 | 0 | 0 | 0 | 0 | 0 | 0 | 0 | 0 | 0 | 0 | 0 | 0 | 0.07 | 7.08 | 22.5 | 27.05 | 28.5 | 27.94 | 28.85 | 27.27 | 24.89 | 14.15 | 1.21 | 0
VALTNE_2_TSASR2 |  | Paired_Solar_1Axis | Solar Tracking | CISO | South | Socal |  | 70 | [18 empty] | 0 | 0 | 0 | 0 | 0 | 0 | 0 | 0 | 0 | 0 | 0 | 0 | 0.48 | 17.88 | 43.75 | 46.75 | 46.36 | 44.79 | 43.32 | 42.31 | 41.56 | 37.37 | 16.31 | 0.6 | 0 | 0 | 0 | 0 | 0 | 0 | 0 | 0 | 0 | 0 | 0 | 0 | 5.41 | 32.13 | 44.26 | 45.88 | 45.05 | 43.91 | 43.65 | 39.63 | 36.05 | 32.52 | 23.11 | 3.49 | 0 | 0 | 0 | 0 | 0 | 0 | 0 | 0 | 0 | 0 | 0 | 3.1 | 29.87 | 52.87 | 55.73 | 57.08 | 56.66 | 57.04 | 56.42 | 56.29 | 54.53 | 51.65 | 42.6 | 14.14 | 0.33 | 0 | 0 | 0 | 0 | 0 | 0 | 0 | 0 | 0 | 0.09 | 11.52 | 40.08 | 54.72 | 58.44 | 59.75 | 59.88 | 60.36 | 60.27 | 59.46 | 57.98 | 55.64 | 48.61 | 23.92 | 2.25 | 0 | 0 | 0 | 0 | 0 | 0 | 0 | 0 | 0 | 0.21 | 13.66 | 40.11 | 52.59 | 56.71 | 58.98 | 59.45 | 59.77 | 59.68 | 59 | 57.55 | 55.54 | 49.26 | 29.77 | 5.1 | 0 | 0 | 0 | 0 | 0 | 0 | 0 | 0 | 0 | 0.02 | 6.4 | 31.22 | 48.92 | 55.48 | 58.27 | 58.84 | 58.67 | 58.16 | 57.46 | 55.88 | 53.5 | 47.11 | 27.25 | 4.34 | 0 | 0 | 0 | 0 | 0 | 0 | 0 | 0 | 0 | 0 | 2.16 | 23.38 | 43.97 | 52.31 | 56.08 | 57.28 | 57.15 | 56.03 | 54.51 | 52.31 | 48.22 | 38.36 | 14.21 | 0.44 | 0 | 0 | 0 | 0 | 0 | 0 | 0 | 0 | 0 | 0 | 0.48 | 17.28 | 45.16 | 52.59 | 55.32 | 55.76 | 55.75 | 55.44 | 54.79 | 53.99 | 48.76 | 27.27 | 3.27 | 0 | 0 | 0 | 0 | 0 | 0 | 0 | 0 | 0 | 0 | 0 | 0.03 | 9.86 | 39.27 | 49.89 | 51.4 | 50.95 | 51.1 | 51.36 | 51.59 | 50.48 | 39.49 | 11.14 | 0.12 | 0 | 0 | 0 | 0 | 0 | 0 | 0 | 0 | 0 | 0 | 0 | 0 | 1.82 | 23.03 | 43.01 | 46.52 | 45.27 | 44.04 | 44.58 | 44.69 | 42.55 | 24.55 | 2.44 | 0 | 0 | 0 | 0 | 0 | 0 | 0 | 0 | 0 | 0 | 0 | 0 | 0 | 0.08 | 8.54 | 27.15 | 32.65 | 34.4 | 33.72 | 34.82 | 32.91 | 30.04 | 17.07 | 1.47 | 0
REXFRD_2_RSFSX2 |  | Paired_Solar_1Axis | Solar Tracking | CISO | North | Norcal |  | 300 | [18 empty] | 0 | 0 | 0 | 0 | 0 | 0 | 0 | 0 | 0 | 0 | 0 | 0 | 0.07 | 37.03 | 154.05 | 192.03 | 196.14 | 185.89 | 183.2 | 182 | 185.93 | 158.61 | 83.22 | 4.58 | 0 | 0 | 0 | 0 | 0 | 0 | 0 | 0 | 0 | 0 | 0 | 0 | 7.77 | 95.82 | 179.79 | 192.63 | 180.81 | 185.72 | 182.97 | 168.39 | 155.52 | 144.84 | 101.95 | 23.58 | 0.03 | 0 | 0 | 0 | 0 | 0 | 0 | 0 | 0 | 0 | 0 | 4.15 | 89.48 | 197.52 | 217.27 | 216.05 | 212.24 | 217.36 | 217.84 | 214.58 | 218.08 | 209.09 | 190.72 | 88.51 | 4.09 | 0 | 0 | 0 | 0 | 0 | 0 | 0 | 0 | 0 | 0.03 | 32.99 | 155.69 | 219.54 | 229.57 | 229.87 | 227.78 | 232.63 | 232.59 | 237.96 | 237.91 | 232.66 | 219.29 | 135.7 | 21.09 | 0.01 | 0 | 0 | 0 | 0 | 0 | 0 | 0 | 0 | 0.22 | 47.36 | 172.04 | 233.11 | 249.61 | 252.7 | 254.62 | 256.06 | 255.33 | 253.08 | 253.01 | 247.48 | 229.6 | 170.11 | 47.96 | 0.56 | 0 | 0 | 0 | 0 | 0 | 0 | 0 | 0 | 0 | 21.51 | 138.03 | 222.61 | 245.66 | 249.03 | 250.82 | 249.82 | 249.32 | 246.61 | 246.14 | 236.13 | 218.9 | 153.54 | 36.11 | 0.21 | 0 | 0 | 0 | 0 | 0 | 0 | 0 | 0 | 0 | 3.04 | 80.88 | 186.91 | 226 | 236.5 | 237.56 | 239.41 | 237.57 | 235.65 | 234 | 220.22 | 180.59 | 80.16 | 4.43 | 0 | 0 | 0 | 0 | 0 | 0 | 0 | 0 | 0 | 0 | 0.32 | 49.42 | 176.19 | 221.96 | 229.44 | 227.78 | 225.22 | 225.62 | 228.79 | 229.81 | 216.56 | 142.54 | 28.01 | 0.03 | 0 | 0 | 0 | 0 | 0 | 0 | 0 | 0 | 0 | 0 | 0.01 | 14.74 | 116.96 | 193.44 | 199.28 | 195.32 | 190.41 | 191.83 | 195.29 | 194.55 | 163.76 | 54.44 | 1.13 | 0 | 0 | 0 | 0 | 0 | 0 | 0 | 0 | 0 | 0 | 0 | 0 | 0.54 | 45.6 | 137.29 | 161.72 | 158.67 | 153.58 | 158.08 | 162.77 | 152.9 | 95.78 | 11.36 | 0 | 0 | 0 | 0 | 0 | 0 | 0 | 0 | 0 | 0 | 0 | 0 | 0 | 0 | 8.96 | 61.39 | 100.76 | 122.47 | 128.64 | 125.25 | 121.28 | 112.16 | 62.72 | 6.75 | 0
SEAWND_2_AMWWD1 |  | Wind | Wind | CISO | South | Socal |  | 27 | [18 empty] | 2.27 | 2.3 | 2.21 | 2.17 | 2.25 | 2.15 | 3.34 | 3.7 | 3.83 | 3.61 | 3.19 | 3.01 | 3.15 | 3.18 | 3.07 | 3.44 | 3.57 | 3.64 | 4.24 | 3.95 | 4.54 | 4.01 | 4.8 | 4.75 | 5.48 | 5.26 | 5.32 | 4.82 | 4.34 | 3.66 | 5.46 | 5.69 | 5.31 | 4.99 | 4.6 | 3.94 | 3.78 | 3.61 | 3.94 | 3.47 | 3.53 | 3.95 | 4.41 | 5.15 | 5.41 | 6.04 | 6.19 | 6.32 | 6.13 | 6.06 | 5.95 | 6.02 | 6.4 | 5.76 | 9.77 | 8.75 | 7.62 | 6.49 | 5.59 | 4.82 | 3.36 | 2.53 | 2.37 | 2.22 | 2.06 | 2.22 | 2.43 | 3.69 | 5.52 | 7.31 | 8.8 | 9.61 | 9.88 | 10.16 | 10.73 | 10.14 | 9.79 | 9.9 | 10.93 | 10.29 | 10.06 | 9.08 | 7.48 | 6.17 | 4.61 | 3.55 | 2.48 | 2 | 1.75 | 1.65 | 2.29 | 3.78 | 6.17 | 8.91 | 10.34 | 11.41 | 11.14 | 11.14 | 11.36 | 11.54 | 11.84 | 11.1 | 10.89 | 10.22 | 9.4 | 7.95 | 6.92 | 5.43 | 3.84 | 2.57 | 2.02 | 1.36 | 1.6 | 1.67 | 2.06 | 3.19 | 5.16 | 7.13 | 8.71 | 10.15 | 11.27 | 12.37 | 12.1 | 12.04 | 11.94 | 11.47 | 12.21 | 11.26 | 9.95 | 8.97 | 7.86 | 6.12 | 4.48 | 2.75 | 1.73 | 1.26 | 1.53 | 2.1 | 3 | 4.46 | 6.13 | 8.3 | 10.11 | 11.5 | 12.47 | 12.77 | 13.28 | 13.21 | 12.97 | 12.53 | 10.02 | 9.02 | 7.78 | 6.31 | 5.55 | 4.46 | 3.09 | 1.95 | 1.41 | 1.16 | 1.31 | 1.66 | 2.41 | 3.38 | 4.81 | 6.37 | 8.1 | 9.34 | 10.58 | 11.3 | 11.35 | 10.99 | 10.75 | 10.32 | 6.81 | 6.6 | 6.1 | 4.69 | 4.04 | 3.43 | 2.58 | 1.85 | 1.41 | 1.54 | 1.89 | 2.21 | 2.71 | 3.36 | 4.41 | 5.15 | 5.73 | 6.77 | 7.82 | 8.24 | 8.13 | 7.65 | 7.15 | 6.78 | 3.04 | 2.95 | 2.81 | 2.5 | 2.3 | 2.21 | 1.57 | 1.15 | 0.97 | 1.06 | 1.36 | 1.47 | 1.36 | 1.53 | 1.63 | 2.02 | 2.72 | 3.07 | 3.5 | 4.01 | 3.62 | 3.29 | 3.01 | 2.97 | 1.57 | 1.73 | 1.67 | 1.75 | 1.62 | 1.59 | 1.5 | 1.31 | 1.37 | 1.54 | 1.69 | 1.95 | 1.87 | 1.91 | 2.03 | 2.08 | 1.83 | 1.78 | 2.16 | 2.22 | 2.21 | 1.97 | 1.8 | 1.66 | 1.77 | 1.81 | 1.92 | 1.82 | 1.91 | 1.82 | 1.6 | 1.93 | 1.79 | 1.62 | 1.59 | 1.69 | 1.92 | 2.14 | 1.98 | 1.68 | 1.72 | 1.75
RSMNDS_2_CSRSR1 |  | Paired_Solar_1Axis | Solar Tracking | CISO | South | Socal |  | 30 | [18 empty] | 0 | 0 | 0 | 0 | 0 | 0 | 0 | 0 | 0 | 0 | 0 | 0 | 0.21 | 7.66 | 18.75 | 20.03 | 19.87 | 19.19 | 18.56 | 18.13 | 17.81 | 16.02 | 6.99 | 0.26 | 0 | 0 | 0 | 0 | 0 | 0 | 0 | 0 | 0 | 0 | 0 | 0 | 2.32 | 13.77 | 18.97 | 19.66 | 19.31 | 18.82 | 18.71 | 16.98 | 15.45 | 13.94 | 9.9 | 1.49 | 0 | 0 | 0 | 0 | 0 | 0 | 0 | 0 | 0 | 0 | 0 | 1.33 | 12.8 | 22.66 | 23.88 | 24.46 | 24.28 | 24.44 | 24.18 | 24.13 | 23.37 | 22.14 | 18.26 | 6.06 | 0.14 | 0 | 0 | 0 | 0 | 0 | 0 | 0 | 0 | 0 | 0.04 | 4.94 | 17.18 | 23.45 | 25.05 | 25.61 | 25.66 | 25.87 | 25.83 | 25.48 | 24.85 | 23.85 | 20.83 | 10.25 | 0.97 | 0 | 0 | 0 | 0 | 0 | 0 | 0 | 0 | 0 | 0.09 | 5.85 | 17.19 | 22.54 | 24.31 | 25.28 | 25.48 | 25.62 | 25.58 | 25.29 | 24.66 | 23.8 | 21.11 | 12.76 | 2.18 | 0 | 0 | 0 | 0 | 0 | 0 | 0 | 0 | 0 | 0.01 | 2.74 | 13.38 | 20.97 | 23.78 | 24.97 | 25.22 | 25.14 | 24.93 | 24.63 | 23.95 | 22.93 | 20.19 | 11.68 | 1.86 | 0 | 0 | 0 | 0 | 0 | 0 | 0 | 0 | 0 | 0 | 0.92 | 10.02 | 18.84 | 22.42 | 24.03 | 24.55 | 24.49 | 24.01 | 23.36 | 22.42 | 20.67 | 16.44 | 6.09 | 0.19 | 0 | 0 | 0 | 0 | 0 | 0 | 0 | 0 | 0 | 0 | 0.21 | 7.41 | 19.35 | 22.54 | 23.71 | 23.9 | 23.89 | 23.76 | 23.48 | 23.14 | 20.9 | 11.69 | 1.4 | 0 | 0 | 0 | 0 | 0 | 0 | 0 | 0 | 0 | 0 | 0 | 0.01 | 4.23 | 16.83 | 21.38 | 22.03 | 21.84 | 21.9 | 22.01 | 22.11 | 21.63 | 16.93 | 4.77 | 0.05 | 0 | 0 | 0 | 0 | 0 | 0 | 0 | 0 | 0 | 0 | 0 | 0 | 0.78 | 9.87 | 18.43 | 19.94 | 19.4 | 18.87 | 19.11 | 19.15 | 18.24 | 10.52 | 1.05 | 0 | 0 | 0 | 0 | 0 | 0 | 0 | 0 | 0 | 0 | 0 | 0 | 0 | 0.04 | 3.66 | 11.64 | 13.99 | 14.74 | 14.45 | 14.92 | 14.1 | 12.88 | 7.32 | 0.63 | 0
RSMNDS_2_CSRSR2 |  | Paired_Solar_1Axis | Solar Tracking | CISO | South | Socal |  | 10 | [18 empty] | 0 | 0 | 0 | 0 | 0 | 0 | 0 | 0 | 0 | 0 | 0 | 0 | 0.07 | 2.55 | 6.25 | 6.68 | 6.62 | 6.4 | 6.19 | 6.04 | 5.94 | 5.34 | 2.33 | 0.09 | 0 | 0 | 0 | 0 | 0 | 0 | 0 | 0 | 0 | 0 | 0 | 0 | 0.77 | 4.59 | 6.32 | 6.55 | 6.44 | 6.27 | 6.24 | 5.66 | 5.15 | 4.65 | 3.3 | 0.5 | 0 | 0 | 0 | 0 | 0 | 0 | 0 | 0 | 0 | 0 | 0 | 0.44 | 4.27 | 7.55 | 7.96 | 8.15 | 8.09 | 8.15 | 8.06 | 8.04 | 7.79 | 7.38 | 6.09 | 2.02 | 0.05 | 0 | 0 | 0 | 0 | 0 | 0 | 0 | 0 | 0 | 0.01 | 1.65 | 5.73 | 7.82 | 8.35 | 8.54 | 8.55 | 8.62 | 8.61 | 8.49 | 8.28 | 7.95 | 6.94 | 3.42 | 0.32 | 0 | 0 | 0 | 0 | 0 | 0 | 0 | 0 | 0 | 0.03 | 1.95 | 5.73 | 7.51 | 8.1 | 8.43 | 8.49 | 8.54 | 8.53 | 8.43 | 8.22 | 7.93 | 7.04 | 4.25 | 0.73 | 0 | 0 | 0 | 0 | 0 | 0 | 0 | 0 | 0 | 0 | 0.91 | 4.46 | 6.99 | 7.93 | 8.32 | 8.41 | 8.38 | 8.31 | 8.21 | 7.98 | 7.64 | 6.73 | 3.89 | 0.62 | 0 | 0 | 0 | 0 | 0 | 0 | 0 | 0 | 0 | 0 | 0.31 | 3.34 | 6.28 | 7.47 | 8.01 | 8.18 | 8.16 | 8 | 7.79 | 7.47 | 6.89 | 5.48 | 2.03 | 0.06 | 0 | 0 | 0 | 0 | 0 | 0 | 0 | 0 | 0 | 0 | 0.07 | 2.47 | 6.45 | 7.51 | 7.9 | 7.97 | 7.96 | 7.92 | 7.83 | 7.71 | 6.97 | 3.9 | 0.47 | 0 | 0 | 0 | 0 | 0 | 0 | 0 | 0 | 0 | 0 | 0 | 0 | 1.41 | 5.61 | 7.13 | 7.34 | 7.28 | 7.3 | 7.34 | 7.37 | 7.21 | 5.64 | 1.59 | 0.02 | 0 | 0 | 0 | 0 | 0 | 0 | 0 | 0 | 0 | 0 | 0 | 0 | 0.26 | 3.29 | 6.14 | 6.65 | 6.47 | 6.29 | 6.37 | 6.38 | 6.08 | 3.51 | 0.35 | 0 | 0 | 0 | 0 | 0 | 0 | 0 | 0 | 0 | 0 | 0 | 0 | 0 | 0.01 | 1.22 | 3.88 | 4.66 | 4.91 | 4.82 | 4.97 | 4.7 | 4.29 | 2.44 | 0.21 | 0
VALTNE_2_TSASR1 |  | Paired_Solar_1Axis | Solar Tracking | CISO | South | Socal |  | 58 | [18 empty] | 0 | 0 | 0 | 0 | 0 | 0 | 0 | 0 | 0 | 0 | 0 | 0 | 0.4 | 14.82 | 36.25 | 38.73 | 38.41 | 37.11 | 35.89 | 35.06 | 34.44 | 30.97 | 13.51 | 0.5 | 0 | 0 | 0 | 0 | 0 | 0 | 0 | 0 | 0 | 0 | 0 | 0 | 4.48 | 26.62 | 36.67 | 38.01 | 37.32 | 36.38 | 36.17 | 32.84 | 29.87 | 26.95 | 19.15 | 2.89 | 0 | 0 | 0 | 0 | 0 | 0 | 0 | 0 | 0 | 0 | 0 | 2.57 | 24.75 | 43.81 | 46.17 | 47.3 | 46.95 | 47.26 | 46.74 | 46.64 | 45.18 | 42.8 | 35.3 | 11.72 | 0.28 | 0 | 0 | 0 | 0 | 0 | 0 | 0 | 0 | 0 | 0.08 | 9.55 | 33.21 | 45.34 | 48.42 | 49.5 | 49.61 | 50.01 | 49.94 | 49.27 | 48.04 | 46.1 | 40.28 | 19.82 | 1.87 | 0 | 0 | 0 | 0 | 0 | 0 | 0 | 0 | 0 | 0.17 | 11.32 | 33.24 | 43.58 | 46.99 | 48.87 | 49.26 | 49.53 | 49.45 | 48.89 | 47.68 | 46.02 | 40.82 | 24.66 | 4.22 | 0 | 0 | 0 | 0 | 0 | 0 | 0 | 0 | 0 | 0.02 | 5.3 | 25.87 | 40.54 | 45.97 | 48.28 | 48.75 | 48.61 | 48.19 | 47.61 | 46.3 | 44.33 | 39.03 | 22.58 | 3.6 | 0 | 0 | 0 | 0 | 0 | 0 | 0 | 0 | 0 | 0 | 1.79 | 19.37 | 36.43 | 43.34 | 46.47 | 47.46 | 47.35 | 46.42 | 45.17 | 43.34 | 39.96 | 31.78 | 11.77 | 0.36 | 0 | 0 | 0 | 0 | 0 | 0 | 0 | 0 | 0 | 0 | 0.4 | 14.32 | 37.42 | 43.57 | 45.84 | 46.21 | 46.19 | 45.94 | 45.4 | 44.74 | 40.4 | 22.59 | 2.71 | 0 | 0 | 0 | 0 | 0 | 0 | 0 | 0 | 0 | 0 | 0 | 0.03 | 8.17 | 32.54 | 41.34 | 42.59 | 42.22 | 42.34 | 42.56 | 42.75 | 41.82 | 32.72 | 9.23 | 0.1 | 0 | 0 | 0 | 0 | 0 | 0 | 0 | 0 | 0 | 0 | 0 | 0 | 1.51 | 19.08 | 35.63 | 38.54 | 37.51 | 36.49 | 36.94 | 37.03 | 35.26 | 20.34 | 2.02 | 0 | 0 | 0 | 0 | 0 | 0 | 0 | 0 | 0 | 0 | 0 | 0 | 0 | 0.07 | 7.08 | 22.5 | 27.05 | 28.5 | 27.94 | 28.85 | 27.27 | 24.89 | 14.15 | 1.21 | 0
VALTNE_2_TSASR2 |  | Paired_Solar_1Axis | Solar Tracking | CISO | South | Socal |  | 70 | [18 empty] | 0 | 0 | 0 | 0 | 0 | 0 | 0 | 0 | 0 | 0 | 0 | 0 | 0.48 | 17.88 | 43.75 | 46.75 | 46.36 | 44.79 | 43.32 | 42.31 | 41.56 | 37.37 | 16.31 | 0.6 | 0 | 0 | 0 | 0 | 0 | 0 | 0 | 0 | 0 | 0 | 0 | 0 | 5.41 | 32.13 | 44.26 | 45.88 | 45.05 | 43.91 | 43.65 | 39.63 | 36.05 | 32.52 | 23.11 | 3.49 | 0 | 0 | 0 | 0 | 0 | 0 | 0 | 0 | 0 | 0 | 0 | 3.1 | 29.87 | 52.87 | 55.73 | 57.08 | 56.66 | 57.04 | 56.42 | 56.29 | 54.53 | 51.65 | 42.6 | 14.14 | 0.33 | 0 | 0 | 0 | 0 | 0 | 0 | 0 | 0 | 0 | 0.09 | 11.52 | 40.08 | 54.72 | 58.44 | 59.75 | 59.88 | 60.36 | 60.27 | 59.46 | 57.98 | 55.64 | 48.61 | 23.92 | 2.25 | 0 | 0 | 0 | 0 | 0 | 0 | 0 | 0 | 0 | 0.21 | 13.66 | 40.11 | 52.59 | 56.71 | 58.98 | 59.45 | 59.77 | 59.68 | 59 | 57.55 | 55.54 | 49.26 | 29.77 | 5.1 | 0 | 0 | 0 | 0 | 0 | 0 | 0 | 0 | 0 | 0.02 | 6.4 | 31.22 | 48.92 | 55.48 | 58.27 | 58.84 | 58.67 | 58.16 | 57.46 | 55.88 | 53.5 | 47.11 | 27.25 | 4.34 | 0 | 0 | 0 | 0 | 0 | 0 | 0 | 0 | 0 | 0 | 2.16 | 23.38 | 43.97 | 52.31 | 56.08 | 57.28 | 57.15 | 56.03 | 54.51 | 52.31 | 48.22 | 38.36 | 14.21 | 0.44 | 0 | 0 | 0 | 0 | 0 | 0 | 0 | 0 | 0 | 0 | 0.48 | 17.28 | 45.16 | 52.59 | 55.32 | 55.76 | 55.75 | 55.44 | 54.79 | 53.99 | 48.76 | 27.27 | 3.27 | 0 | 0 | 0 | 0 | 0 | 0 | 0 | 0 | 0 | 0 | 0 | 0.03 | 9.86 | 39.27 | 49.89 | 51.4 | 50.95 | 51.1 | 51.36 | 51.59 | 50.48 | 39.49 | 11.14 | 0.12 | 0 | 0 | 0 | 0 | 0 | 0 | 0 | 0 | 0 | 0 | 0 | 0 | 1.82 | 23.03 | 43.01 | 46.52 | 45.27 | 44.04 | 44.58 | 44.69 | 42.55 | 24.55 | 2.44 | 0 | 0 | 0 | 0 | 0 | 0 | 0 | 0 | 0 | 0 | 0 | 0 | 0 | 0.08 | 8.54 | 27.15 | 32.65 | 34.4 | 33.72 | 34.82 | 32.91 | 30.04 | 17.07 | 1.47 | 0
Path | BAA | Region
North | CISO | Norcal
South | CISO | Socal
| IID | Socal
| SRP | AZ
| AZPS | AZ
| PNM | NM
| WALC | AZ
| BPAT | WA/OR
| LADWP | Socal

## 2026 Other
Resources on this tab have not yet declared COD. NQC values for resources listed on this tab are not final and are subject to change based on the status of transmission upgrades, Unit Capability at time of COD, and declaration of COD. Month ahead NQC may be decreased per actual Pmax test.
Resource ID | Area_Name | Generator Name | Jan | Feb | Mar | Apr | May | Jun | Jul | Aug | Sep | Oct | Nov | Dec | Path 26 | Deliverability | Dispatchability | Comment
ANGELA_1_ANGBT1 | CAISO System | Angela BESS | 20 | 20 | 20 | 20 | 20 | 20 | 20 | 20 | 20 | 20 | 20 | 20 | North | ID to 100% | Y | Q1443 - Group name ANGELA_1443_0 - Max to grid 40 MW. 20 MW 80 MWhs battery FCDS. C11 - Waiting for RNUs and DNUs per LGIA, Gates and Midway 230 kV buses and CBs mitigation and possibly other.
ANGELA_1_ANGSR1 | CAISO System | Angela | 0.1 | 0.1 | 0.1 | 0.54 | 0.1 | 20 | 20 | 10.69 | 19.01 | 7.26 | 0.1 | 0.1 | North | ID to 20 | N | Q1443 - Group name ANGELA_1443_0 - Max to grid 40 MW. 40 MW solar assumed tracking. (Normal FC) At CPUC - hourly FC - C11 - Waiting for RNUs and DNUs per LGIA, Gates and Midway 230 kV buses and CBs mitigation and possibly other.
ARCATA_6_FCPSB1 | Humboldt | Foster Clean Power A | 0 | 0 | 0 | 0 | 0 | 0 | 0 | 0 | 0 | 0 | 0 | 0 | North | EO | Y | PGEWD2622-WD - Hybrid 3 MW solar and 1.25 MW 5.22 MWh battery with 3 MW Max at POI - EO.
ARCATA_6_FCPSB2 | Humboldt | Foster Clean Power B | 0 | 0 | 0 | 0 | 0 | 0 | 0 | 0 | 0 | 0 | 0 | 0 | North | EO | Y | PGEWD3258-WD - Hybrid 4 MW solar and 1.25 MW 5.22 MWh battery with 4 MW Max at POI - EO.
BELLEF_2_BSFBX3 | CAISO System | Bellefield Solar Farm BESS | 500 | 500 | 500 | 500 | 500 | 500 | 500 | 500 | 500 | 500 | 500 | 500 | South | ID to 100% | Y | Q1510 - Group name BELLEFIELD_1510 Max to grid 500 MWs. 500 MW battery FCDS - Waiting for Windhub CRAS and Techachapi CRAS.
BELLEF_2_BSFSX3 | CAISO System | Bellefield Solar Farm | [12 empty] | South | EO | N | Q1510 - Group name BELLEFIELD_1510 Max to grid 500 MWs. 500 MW solar EO - Waiting for Windhub CRAS and Techachapi CRAS. | bar: Jan to Dec
BLYTHE_1_CREST | CAISO System | Venable Solar, LLC (North) | [12 empty] | South | EO | N | SCEGFID5828 - Eligible for DG deliverability allocation process Blythe, CA 92225 | bar: Jan to Dec
BLYTHE_1_CREST | CAISO System | Venable Solar, LLC (South) | [12 empty] | South | EO | N | SCEGFID5829 - Eligible for DG deliverability allocation process Blythe, CA 92225 | bar: Jan to Dec
BORDER_6_LTMCT1 | San Diego-IV | CalPeak Power Border Unit 1 | 51.25 | ♦ | 51.25 | 51.25 | 51.25 | 51.25 | 51.25 | 51.25 | 51.25 | 51.25 | 51.25 | 51.25 | South | FC | Y | 0124CONV - Group name BORDER_0124CONV_0 - Max to grid 52 MW. 51.25 MW CT FC. Co-located with BORDER_6_LTMBT1 52 MW battery EO.
BURNEY_6_HCCTG1 | CAISO System | Hat Creek Bioenergy, LLC | [12 empty] | North | EO | Y | PGEWD3126-RD | bar: Jan to Dec
CAMDEN_6_RDDBM1 | Fresno | RuAnn Dairy Digester | [12 empty] | North | EO |  | PGEWD1864 | bar: Jan to Dec
CHERRY_2_POMBT1 | CAISO System | Pomegranate 1 BESS | 40 | 40 | 40 | 40 | 40 | 40 | 40 | 40 | 40 | 40 | 40 | 40 | North | FC | Y | Q1243 - 40 MW 160 MWh battery part of (249.7 MWs solar with 225 MW battery - Max at POI 249.7 MWs FCDS).
DINUBA_6_UNIT | Fresno | Dinuba | [12 empty] | North | FC | Y | EXISTING
ELCAJN_6_NJEBT1 | San Diego-IV | North Johnson Energy Center | - | - | - | 50 | 50 | 50 | 50 | 50 | 50 | 50 | 50 | 50 | South | ID to 100% | Y | Q1047 - 50 MW 200 MWh battery FC. C7 - Waiting for RNUs and DNUs per LGIA, 2022-2023 TPP upgrades and possibly other.
GOOSLK_1_FGDSR1 | CAISO System | Flying Goose Deuce | 0 | 0 | 0 | 0 | 0 | 0 | 0 | 0 | 0 | 0 | 0 | 0 | North | EO | N | PGEWD3497-WD - Resource not found in PG&E provided list
GWFPWR_1_HPPBT1 | Fresno | Lead BESS 1 | [12 empty] | North | EO | Y | Addition/Repower - 99.4 MW battery - Co-located with Lead Unit 1 - GWFPWR_1_LDCTG1 and Lead Unit 2 - GWFPWR_1_LDCTG2 - Max to POI 99.4 MW. | bar: Jan to Dec
GWFPWR_1_LEDBT1 | Fresno | Lead BESS 2 | 32 | 32 | 32 | 32 | 32 | 32 | 32 | 32 | 32 | 32 | 32 | 32 | North | ID to 100% | Y | Q1713 - Waiting for Bellota-Warnerville reconductoring, Reconductor Borden-Gregg 230 kV Lines, Reconductor Dos Amigos-Panoche 230 kV Line, QC8RAS-08 and possibly other.
LCKHT1_2_LSCBT1 | CAISO System | Lockhart CL ESS IA | 69 | 69 | 69 | 69 | 69 | 69 | 69 | 69 | 69 | 69 | 69 | 69 | South | ID to 100% | Y | 0043CONV-Q1617-Q1775 - 69 MWs battery FC - Waiting for Mojave Desert RAS and Nort of Lugo C-RAS.
LCKHT1_2_LSCBT2 | CAISO System | Lockhart CL ESS IIA | 59.7 | 59.7 | 59.7 | 59.7 | 59.7 | 59.7 | 59.7 | 59.7 | 59.7 | 59.7 | 59.7 | 59.7 | South | ID to 100% | Y | 0043CONV-Q1617-Q1775 - 59.7 MWs battery FC - Waiting for Mojave Desert RAS and Nort of Lugo C-RAS.
LUNAVL_2_LVSSR1 | Fresno | Luna Valley Solar 1 | 0.1 | 0.1 | 0.1 | 1.54 | 0.1 | 64.35 | 82.85 | 30.33 | 53.93 | 20.6 | 0.1 | 0.1 | North | ID to 100% | N | Q1129 - 113.5 MW solar (QC assumes tracking) part of (200 MW solar FC with 168.5 MW battery PD to 138.5 MWs - Max at POI 200 MW) - Waiting for GatesQC8RAS08, Reconductor Q779-Panoche, Reconductor Los Banos-Quinto, Reconductor Borden-Gregg#1 and #2 and other
LUNAVL_2_LVSSR2 | Fresno | Luna Valley Solar 2 | 0.1 | 0.1 | 0.1 | 0.1 | 0.1 | 1.13 | 1.46 | 0.53 | 0.95 | 0.36 | 0.1 | 0.1 | North | ID to 100% | N | Q1129 - 2 MW solar (QC assumes tracking) part of (200 MW solar FC with 168.5 MW battery PD to 138.5 MWs - Max at POI 200 MW) - Waiting for GatesQC8RAS08, Reconductor Q779-Panoche, Reconductor Los Banos-Quinto, Reconductor Borden-Gregg#1 and #2 and other
LUNAVL_2_LVSSR3 | Fresno | Luna Valley Sollar 3 | 0.1 | 0.1 | 0.1 | 1.15 | 0.1 | 47.91 | 61.68 | 22.58 | 40.15 | 15.33 | 0.1 | 0.1 | North | ID to 100% | N | Q1129 - 84.5 MW solar (QC assumes tracking) part of (200 MW solar FC with 168.5 MW battery PD to 138.5 MWs - Max at POI 200 MW) - Waiting for GatesQC8RAS08, Reconductor Q779-Panoche, Reconductor Los Banos-Quinto, Reconductor Borden-Gregg#1 and #2 and other
OTAY_6_CVEBT3 | San Diego-IV | Chula Vista Energy Center 2 BESS | - | - | - | 49.7 | 49.7 | 49.7 | 49.7 | 49.7 | 49.7 | 49.7 | 49.7 | 49.7 | South | ID to 100% | Y | Q1045 - 49.7 MW 198.8 MWh battery FC. C7 - Waiting for RNUs and DNUs per LGIA, 2022-2023 TPP upgrades and possibly other.
PASTSR_2_PSESR1 | Big Creek-Ventura | Pastoria Solar | [12 empty] | South | ID to 37.36% | N | Q1335 - Group name PASTORIASOLAR_1335_0 - Max to grid 105.2 MWs. 105.2 MW (PD to 37.36%) solar. At CPUC - hourly PD to 37.36 percent. Co-located with 80 MW FC battery. C9 - Waiting for Pardee-Sylmar line rating increase and maybe other.
POME_6_POMBT1 | San Diego-IV | Pome BESS | - | - | - | 100 | 100 | 100 | 100 | 100 | 100 | 100 | 100 | 100 | South | FC | Y | Q1669 - 100 MW (400 MWh) FCDS.
ROMOLA_5_MPBBT5 | LA Basin | Menifee Power Bank 5 | 55 | 55 | 55 | 55 | 55 | 55 | 55 | 55 | 55 | 55 | 55 | 55 | South | FC | Y | Q1645 - 55 MW battery part of (680 MW battery FCDS).
SHANDN_2_SBBBM1 | LA Basin | San Bernardino Biogas | 0 | 0 | 0 | 0 | 0 | 0 | 0 | 0 | 0 | 0 | 0 | 0 | South | EO |  | SCEWD1247-WD
SJOAQN_6_NFCBM1 | Fresno | North Fork Community Power | [12 empty] | North | EO |  | PGEWD2007 | bar: Jan to Dec
SNCLRA_2_BWEBT1 | Big Creek-Ventura | Black Walnut Energy Storage | 15 | 15 | 15 | 15 | 15 | 15 | 15 | 15 | 15 | 15 | 15 | 15 | South | ID to 100% | Y | SCEWD1701 - 15 MW 60 MWh battery FC. Waiting for RNUs and DNUs per LGIA and possibly other.
SRAPTA_5_DECBT1 | CAISO System | Dataland Energy Complex Sierra | 112.5 | 112.5 | 112.5 | 112.5 | 112.5 | 112.5 | 112.5 | 112.5 | 112.5 | 112.5 | 112.5 | 112.5 | South | FC | Y | Q1812 - 112.5 MW Battery FC
TBD | CAISO System | Beard | [12 empty] | North | EO | N | PGEWD1888 | bar: Jan to Dec
TBD | LA Basin | Chiquito Grid | [12 empty] | South | FC | Y | SCEWD1635
TBD | CAISO System | Corby | 300 | 300 | 300 | 300 | 300 | 300 | 300 | 300 | 300 | 300 | 300 | 300 | North | ID to 100% | Y | Q1270 - 300 MWs battery FC - Waiting for RNUs and DNUs per LGIA.
TBD | LA Basin | Desert Storage 1 | [12 empty] | South | FC | Y | SCEWD1551
TBD | CAISO System | Humidor Storage 1 | 300 | 300 | 300 | 300 | 300 | 300 | 300 | 300 | 300 | 300 | 300 | 300 | South | ID to 100% | Y | AgreQ1629 - 300 MW battery FC - Waiting for Mesa-Laguna Bell 230 kV line upgrade project
TBD | Bay Area | Hummingbird Energy Storage | 75 | 75 | 75 | 75 | 75 | 75 | 75 | 75 | 75 | 75 | 75 | 75 | North | ID to 100% | Y | Q1454 - 75 MW battery FC - Waiting for Pre-cursor projects, RNUs and DNUs per LGIA.
TBD | San Diego-IV | Nighthawk Storage | 300 | 300 | 300 | 300 | 300 | 300 | 300 | 300 | 300 | 300 | 300 | 300 | South | FC | Y | Q1673 - 300 MW battery FC
TBD | LA Basin | Ortega Grid | [12 empty] | South | FC | Y | SCEWD1636
TBD | Big Creek-Ventura | Painter Energy Storage | 5 | 5 | 5 | 5 | 5 | 5 | 5 | 5 | 5 | 5 | 5 | 5 | South | FC | Y | SCEWD1539
TBD | LA Basin | San Jacinto Grid | [12 empty] | South | EO | Y | SCEWD1558 | bar: Jan to Dec
TBD | San Diego-IV | Ventasso Energy Storage | 50 | 50 | 50 | 50 | 50 | 50 | 50 | 50 | 50 | 50 | 50 | 50 | South | FC | Y | Q1662 - 50 MW battery FC.
TBD | CAISO System | Victorville Energy Center | [12 empty] | South | EO |  | SCEWD1655 | bar: Jan to Dec
TBD | Fresno | Sonrisa | 184 | 184 | 184 | 184 | 184 | 184 | 184 | 184 | 184 | 184 | 184 | 184 | North | PD to 184 | Y | Q1391- 184 MW battery FCDS co-located or hybrid with 200 MW of solar EO - Max 200 MWs at POI.
TBD | CAISO System | Las Camas 1 Solar | 0.1 | 0.1 | 0.1 | 1.36 | 0.1 | 56.7 | 73 | 26.72 | 47.51 | 18.15 | 0.1 | 0.1 | North | FC | N | Q1382 - 100 MWs solar FCDS assumed trackig.
TBD | CAISO System | Las Camas 1 BESS | 0 | 0 | 0 | 0 | 0 | 0 | 0 | 0 | 0 | 0 | 0 | 0 | North | EO | N | Q1382 - 50 MWs BESS EO.
TBD | CAISO System | Las Camas 3 Solar | 0.1 | 0.1 | 0.1 | 1.36 | 0.1 | 56.7 | 73 | 26.72 | 47.51 | 18.15 | 0.1 | 0.1 | North | FC | N | Q1456 - 100 MWs solar FCDS assumed tracking.
TBD | CAISO System | Las Camas 3 BESS | 0 | 0 | 0 | 0 | 0 | 0 | 0 | 0 | 0 | 0 | 0 | 0 | North | EO | N | Q1456 - 50 MWs BESS EO.
TBD | CAISO System | Solar Star 3 Solar | 0.1 | 0.1 | 0.1 | 0.1 | 0.1 | 1 | 1 | 1 | 1 | 1 | 0.1 | 0.1 | South | ID to 1 | N | Q1322 - Group name SOLARSTAR3_1322 Max to gird 24 MWs. 24 MW solar PD to 32.05 percent at CPUC - hourly PD to 32.05 percent co-located with 24 MW battery PD to 23 MW - Waiting for Whirldwind CRAS and Techachapi CRAS.
TBD | CAISO System | Solar Star 3 Storage | 23 | 23 | 23 | 23 | 23 | 23 | 23 | 23 | 23 | 23 | 23 | 23 | South | ID to 23 | Y | Q1322 - Group name SOLARSTAR3_1322 Max to gird 24 MWs. 24 MW battery PD to 23 MW co-located with 24 MW solar PD to 32.05 percent at CPUC - hourly PD to 32.05 percent - Waiting for Whirldwind CRAS and Techachapi CRAS.
TBD | CAISO System | Solar Star 4 Solar | 0.1 | 0.1 | 0.1 | 0.1 | 0.1 | 1 | 1 | 1 | 1 | 1 | 0.1 | 0.1 | South | ID to 1 | N | Q1323 - Group name SOLARSTAR4_1323 Max to gird 24 MWs. 24 MW solar PD to 32.05 percent at CPUC - hourly PD to 32.05 percent co-located with 24 MW battery PD to 23 MW - Waiting for Whirldwind CRAS and Techachapi CRAS.
TBD | CAISO System | Solar Star 4 Storage | 23 | 23 | 23 | 23 | 23 | 23 | 23 | 23 | 23 | 23 | 23 | 23 | South | ID to 23 | Y | Q1323 - Group name SOLARSTAR4_1323 Max to gird 24 MWs. 24 MW battery PD to 23 MW co-located with 24 MW solar PD to 32.05 percent at CPUC - hourly PD to 32.05 percent - Waiting for Whirldwind CRAS and Techachapi CRAS.
TBD | CAISO System | Pomegranate Solar | [12 empty] | North | FC | N | Q1243 - 249.7 MW solar part of (249.7 MWs solar with 225 MW battery - Max at POI 249.7 MWs FCDS).
TBD | CAISO System | Pomegranate 2 BESS | - | - | - | - | - | 185 | 185 | 185 | 185 | 185 | 185 | 185 | North | FC | Y | Q1243 - 185 MW battery part of (249.7 MWs solar with 225 MW battery - Max at POI 249.7 MWs FCDS).
TBD | CAISO System | Atlas Complex 9 BESS | 0 | 0 | 0 | 0 | 0 | 0 | 0 | 0 | 0 | 0 | 0 | 0 | South | ID to 0% | Y | Q1402 - 150 MW battery part of (3200 MW solar and 1920 MW battery - Max at POI 3200 MW - 66% deliberable?) - Not modeled due to the in-service date. Waiting for Cielo Azul substation and potentially other Pre-cursor projects, RNUs and DNUs per LGIA.
TBD | CAISO System | Atlas Complex 7A BESS | 0 | 0 | 0 | 0 | 0 | 0 | 0 | 0 | 0 | 0 | 0 | 0 | South | ID to 0% | Y | Q1402 - 180 MW battery part of (3200 MW solar and 1920 MW battery - Max at POI 3200 MW - 66% deliberable?) - Not modeled due to the in-service date. Waiting for Cielo Azul substation and potentially other Pre-cursor projects, RNUs and DNUs per LGIA.
TBD | CAISO System | Atlas Complex 7B BESS | 0 | 0 | 0 | 0 | 0 | 0 | 0 | 0 | 0 | 0 | 0 | 0 | South | ID to 0% | Y | Q1402 - 120 MW battery part of (3200 MW solar and 1920 MW battery - Max at POI 3200 MW - 66% deliberable?) - Not modeled due to the in-service date. Waiting for Cielo Azul substation and potentially other Pre-cursor projects, RNUs and DNUs per LGIA.
TBD | CAISO System | Atlas Complex 4A BESS | 0 | 0 | 0 | 0 | 0 | 0 | 0 | 0 | 0 | 0 | 0 | 0 | South | ID to 0% | Y | Q1402 - 150 MW battery part of (3200 MW solar and 1920 MW battery - Max at POI 3200 MW - 66% deliberable?) - Not modeled due to the in-service date. Waiting for Cielo Azul substation and potentially other Pre-cursor projects, RNUs and DNUs per LGIA.
TBD | CAISO System | Atlas Complex 8A BESS | 0 | 0 | 0 | 0 | 0 | 0 | 0 | 0 | 0 | 0 | 0 | 0 | South | ID to 0% | Y | Q1402 - 210 MW battery part of (3200 MW solar and 1920 MW battery - Max at POI 3200 MW - 66% deliberable?) - Not modeled due to the in-service date. Waiting for Cielo Azul substation and potentially other Pre-cursor projects, RNUs and DNUs per LGIA.
TBD | CAISO System | Atlas Complex 8B BESS | 0 | 0 | 0 | 0 | 0 | 0 | 0 | 0 | 0 | 0 | 0 | 0 | South | ID to 0% | Y | Q1402 - 172 MW battery part of (3200 MW solar and 1920 MW battery - Max at POI 3200 MW - 66% deliberable?) - Not modeled due to the in-service date. Waiting for Cielo Azul substation and potentially other Pre-cursor projects, RNUs and DNUs per LGIA.
TBD | CAISO System | Daggett Solar 1 BESS | 113.5 | 113.5 | 113.5 | 113.5 | 113.5 | 113.5 | 113.5 | 113.5 | 113.5 | 113.5 | 113.5 | 113.5 | South | ID to 100% | Y | Q1312 - 113.5 MW battery part of (144 MW solar EO and 113.5 MW battery FC - Max at POI 144 MW). Waiting for Mojave RAS. Co-located with solar EO.
TBD | CAISO System | Rosamond South East PV 2 | [12 empty] | South | EO | N | Q1211 - Group name ROSAMOND_SOUTH_EAST_1211 Max to gird 100 MWs. 100 MW solar EO part of (100 MW solar (EO) and 94 MW battery (FC) - Waiting for Whirldwind CRAS and Techachapi CRAS. | bar: Jan to Dec
TBD | CAISO System | Rosamond South East BESS 2 | 92 | 92 | 92 | 92 | 92 | 92 | 92 | 92 | 92 | 92 | 92 | 92 | South | ID to 100% | Y | Q1211 - Group name ROSAMOND_SOUTH_EAST_1211 Max to gird 100 MWs. 92 MW battery FC part of (100 MW solar (EO) and 94 MW battery (FC) - Waiting for Whirldwind CRAS and Techachapi CRAS.
TBD | CAISO System | Sandrini BESS 1 | 92 | 92 | 92 | 92 | 92 | 92 | 92 | 92 | 92 | 92 | 92 | 92 | North | FC | Y | Q1397 - 92 MW battery FC part of (100 MW EO solar with 92 MW battery FC - Max at POI 100 MW).
TBD | CAISO System | Athos Power Plant | - | - | - | - | - | - | - | - | - | - | 402.3 | 402.3 | South | ID to 100% | Y | Q1405 - Group name ATHOS_1405_0 - Max to grid 450 MW. 402.3 MW 1609.2 MWh battery part of the (450 MW solar FC and 450 MW battery - PD to 402.3 MW - Max at POI 450 MW) - Waiting for 2022-2023 TPP approved upgrades.
TBD | Stockton | Tracy Desalination Project | [12 empty] | North | EO |  | PGEWD2187-RD | bar: Jan to Dec
TBD | CAISO System | Pistachio Road | [12 empty] | North | EO | N | PGEWD1726-WD | bar: Jan to Dec
TBD |  | Engeman SVRC Energy | [12 empty] | North | EO |  | PGEWD3507-RD - Resource not found in PG&E provided list | bar: Jan to Dec
TBD | Fresno | Jaton LLC (Utica Avenue Solar Facility) | [12 empty] | North | EO | N | PGEWD2554-WD | bar: Jan to Dec
TBD |  | RPCA Solar 6, LLC | [12 empty] | North | EO |  | PGEWD3042-WD - Resource not found in PG&E provided list | bar: Jan to Dec
TBD |  | RPCA Solar 8, LLC | [12 empty] | North | EO |  | PGEWD3170-WD - Resource not found in PG&E provided list | bar: Jan to Dec
TBD |  | Pittsburg RV and Boat Storage | [12 empty] | North | EO |  | PGEWD3187-RD - Resource not found in PG&E provided list | bar: Jan to Dec
TBD |  | Tesoro Commons LLC | [12 empty] | North | EO |  | PGEWD3098-WD - Resource not found in PG&E provided list | bar: Jan to Dec
TBD | CAISO System | Blue Mountain Electric Company | [12 empty] | North | EO | N | PGEWD2008-RD | bar: Jan to Dec
TBD |  | Godinho Dairy Digester | [12 empty] | North | EO |  | PGEWD3281-RD - Resource not found in PG&E provided list | bar: Jan to Dec
TBD |  | Gateway Solar RV & Boat Storage, LLC | [12 empty] | North | EO |  | PGEWD3238-RD - Resource not found in PG&E provided list | bar: Jan to Dec
TBD | NCNB | Scotts Valley Indian Energy | [12 empty] | North | EO |  | PGEWD2371-RD | bar: Jan to Dec
TBD | CAISO System | Pelicans Jaw Hybrid Solar Phase 1 | - | - | - | - | - | - | 238.5 | 238.5 | 238.5 | 238.5 | 238.5 | 238.5 | North | ID to 100% | Y | Q1593 - Group name PELICANJAW_1593_0 - Max to grid 500 MW. Hybrid 238.5 MW 954 MWhs battery FCDS and 440 MW solar EO. C12 - Waiting for RNUs and DNUs per LGIA, Gates and Midway 230 kV buses and CBs mitigation, New Manning 500 kV substaion, QC8RAS-08 RAS and possibly other.
TBD | Bay Area | Aramis Power Plant | [12 empty] | North | EO | N | Q1349 - Group name ARAMIS_1349_0 - Max to grid 100 MW. 75 MWs solar EO. 4 co-located resources. C10 - Waiting for RNUs and DNUs per LGIA, North Dublin-Cayetano 230 kV Line series reactor, Re-conductor Contra Costa-Brentwood 230 kV Line and possibly other. | bar: Jan to Dec
TBD | Bay Area | Aramis Power Plant PV2 | [12 empty] | North | EO | N | Q1349 - Group name ARAMIS_1349_0 - Max to grid 100 MW. 25 MWs solar EO. 4 co-located resources. C10 - Waiting for RNUs and DNUs per LGIA, North Dublin-Cayetano 230 kV Line series reactor, Re-conductor Contra Costa-Brentwood 230 kV Line and possibly other. | bar: Jan to Dec
TBD | Bay Area | Aramis Power Plant BESS 1 | - | - | - | - | - | - | - | 75 | 75 | 75 | 75 | 75 | North | ID to 100% | Y | Q1349 - Group name ARAMIS_1349_0 - Max to grid 100 MW. 75 MWs 300 MWh BESS FC. 4 co-located resources. C10 - Waiting for RNUs and DNUs per LGIA, North Dublin-Cayetano 230 kV Line series reactor, Re-conductor Contra Costa-Brentwood 230 kV Line and possibly other.
TBD | Bay Area | Aramis Power Plant BESS 2 | - | - | - | - | - | - | - | 25 | 25 | 25 | 25 | 25 | North | ID to 100% | Y | Q1349 - Group name ARAMIS_1349_0 - Max to grid 100 MW. 25 MWs 100 MWh BESS FC. 4 co-located resources. C10 - Waiting for RNUs and DNUs per LGIA, North Dublin-Cayetano 230 kV Line series reactor, Re-conductor Contra Costa-Brentwood 230 kV Line and possibly other.
TBD | CAISO System | Easley | - | - | - | - | - | - | 353 | 353 | 353 | 353 | 353 | 353 | South | ID to 100% | Y | Q2042 - Hybrid 353 MW 1412 MWh battery and 350 MW solar - Max at POI 353 MWs FC. (200 MWs with C12 priority) The rest C14 - Waiting for RNUs and DNUs per LGIA, 2022-23 Southern California TPP approved upgrades and possibly other.
TBD | CAISO System | Overnight Solar | 0 | 0 | 0 | 0 | 0 | 0 | 0 | 0 | 0 | 0 | 0 | 0 | South | ID to 0% | Y | Q1774 - Hybrid 150 MW 600 MWh battery and 150 MW solar - Max at POI 150 MWs FC. Not included in the 2026 NQC study due to COD past 8/31/26. C13 - Waiting for RNUs and DNUs per LGIA and possibly other.
TBD | Stockton | Noosa Energy Storage | - | - | - | 99 | 99 | 99 | 99 | 99 | 99 | 99 | 99 | 99 | North | ID to 100% | Y | Q1557 - 99 MW 396 MWh battery FC. C7 - Waiting for RNUs and DNUs per LGIA, Re-conductor Ripon-Manteca 115 kV Line, Stanislaus-Melones Sw Sta-Manteca #1 115 kV Line Reconductor, Bellota-Riverbank-Melones Sw Sta 115 kV Line 115 kV Line Reconductor, Stanislaus-Melones SW STA-Riverbank Jct Sw Sta 115 kV Line Reconductor, Tesla Substation 230 kV Bus Sec. D Overstress: Upgrade 230 kV Bus Reactors and possibly other.
TBD | LA Basin | Circle City Energy Storage | - | - | 85 | 85 | 85 | 85 | 85 | 85 | 85 | 85 | 85 | 85 | South | ID to 100% | Y | SCEWD1719 - 85 MW 340 MWh battery FC. Waiting for RNUs and DNUs per LGIA and possibly other.
TBD | Fresno | Scarlet Solar 2 BESS 2 (incremental) | 0 | 0 | 0 | 0 | 0 | 0 | 0 | 0 | 0 | 0 | 0 | 50 | North | ID to 100% | Y | Q1135 - Group name SCARLET_1135_3 - Max to grid 200 MW. 50 MWs 200 MWhs BESS. C8 - Waiting for Reconductor Panoche-Padre Flat 230 kV, QC8RAS-08 RAS and possibly other. Co-located with SCARLT_2_SS2SR1 and SCARLT_2_SS2BT1.
TBD | Fresno | Scarlet Solar CA 1A 2 (incremental) | 0 | 0 | 0 | 0 | 0 | 0 | 0 | 0 | 0 | 0 | 0 | 90 | North | ID to 100% | Y | Q1135 - Group name SCARLET_1135_1 - Max to grid 100 MW. 90 MW 360 MWhs BESS. C8 - Waiting for Reconductor Panoche-Padre Flat 230 kV, QC8RAS-08 RAS and possibly other. Co-located with SCARLT_2_SSASR1 and SCARLT_2_SSABT1.
TBD | Fresno | Scarlet Solar CA 1B 2 (incremental) | 0 | 0 | 0 | 0 | 0 | 0 | 0 | 0 | 0 | 0 | 0 | 70 | North | ID to 100% | Y | Q1135 - Group name SCARLET_1135_2 - Max to grid 100 MW. 70 MW 280 MWhs BESS. C8 - Waiting for Reconductor Panoche-Padre Flat 230 kV, QC8RAS-08 RAS and possibly other. Co-located with SCARLT_2_SSBSSR1 and SCARLT_2_SSBBT1.
TBD | Big Creek-Ventura | Pastoria Solar BESS | 0 | 0 | 0 | 0 | 0 | 0 | 0 | 0 | 0 | 0 | 0 | 0 | South | ID to 0% | Y | Q1335 - Group name PASTORIASOLAR_1335_0 - Max to grid 105.2 MWs. 80 MW 320 MWh battery FC. Co-located with PASTSR_2_PSESR1. Not modeled in the 2026 NQC deliverability study due to COD past 8/31/26. C9 - Waiting for Pardee-Sylmar line rating increase and maybe other.
TBD | CAISO System | Pluot BESS | - | - | - | - | - | - | 145.6 | 145.6 | 145.6 | 145.6 | 145.6 | 145.6 | North | ID to 100% | Y | Q1242 - 145.6 MW battery FC part of 246.4 solar EO with 225 MW battery PCDS to 145.6 MW - Max to POI 246.4 MW - Waiting for RNUs, DNUs, PNUS per LGIA, Numerous transmission project including Manning 500 kV and possibly other
TBD |  | American Canyon RV Boat Storage | 0 | 0 | 0 | 0 | 0 | 0 | 0 | 0 | 0 | 0 | 0 | 0 |  | EO |  | Unknown Resource
TBD |  | Camptonville Biopower 1 | 0 | 0 | 0 | 0 | 0 | 0 | 0 | 0 | 0 | 0 | 0 | 0 |  | EO |  | Unknown Resource
TBD |  | Arlington Valley Solar Energy | 0 | 0 | 0 | 0 | 0 | 0 | 0 | 0 | 0 | 0 | 0 | 0 |  | EO |  | Unknown Resource
TBD |  | Atlas South | 0 | 0 | 0 | 0 | 0 | 0 | 0 | 0 | 0 | 0 | 0 | 0 |  | EO |  | Unknown Resource
TBD |  | Atlas North 1 Solar | 0 | 0 | 0 | 0 | 0 | 0 | 0 | 0 | 0 | 0 | 0 | 0 |  | EO |  | Unknown Resource
TBD |  | Atlas North 2 Solar | 0 | 0 | 0 | 0 | 0 | 0 | 0 | 0 | 0 | 0 | 0 | 0 |  | EO |  | Unknown Resource
TBD | CAISO System | Stockton 1 | 0 | 0 | 0 | 0 | 0 | 0 | 0 | 0 | 0 | 0 | 0 | 0 | North | EO | N | PGEWD3204-WD - Resource not found in PG&E provided list
TBD | CAISO System | Stockton 9 | 0 | 0 | 0 | 0 | 0 | 0 | 0 | 0 | 0 | 0 | 0 | 0 | North | EO | N | PGEWD3206-WD - Resource not found in PG&E provided list
TBD |  | VERO Geothermal | 0 | 0 | 0 | 0 | 0 | 0 | 0 | 0 | 0 | 0 | 0 | 0 |  | EO |  | Unknown Resource
TBD | LA Basin | Gabriel Storage | 0 | 0 | 0 | 0 | 0 | 0 | 0 | 0 | 0 | 0 | 0 | 0 | South | ID to 0% | Y | Q2113 - 400 MW Battery FC - Not modeled due to the in-service date. Waiting for RNUs, DNUs, PNUs per LGIA and possibly other.
TBD | LA Basin | Marici Project | 0 | 0 | 0 | 0 | 0 | 0 | 0 | 0 | 0 | 0 | 0 | 0 | South | ID to 0% | Y | Q2116 - 400 MW Battery FC - Not modeled due to the in-service date. Waiting for RNUs, DNUs, PNUs per LGIA and possibly other.
TBD | LA Basin | Dirac Project | 0 | 0 | 0 | 0 | 0 | 0 | 0 | 0 | 0 | 0 | 0 | 0 | South | ID to 0% | Y | Q2114 - 400 MW Battery FC - Not modeled due to the in-service date. Waiting for RNUs, DNUs, PNUs per LGIA and possibly other.
TBD |  | Pastoria Power Bank | 0 | 0 | 0 | 0 | 0 | 0 | 0 | 0 | 0 | 0 | 0 | 0 |  | EO |  | Unknown Resource
TBD | Fresno | Althea Avenue Solar Phase II | 0 | 0 | 0 | 0 | 0 | 0 | 0 | 0 | 0 | 0 | 0 | 0 | North | EO | N | PGEWD3179-WD - Resource not found in PG&E provided list
TBD |  | Atlas North 1 Battery Storage | 0 | 0 | 0 | 0 | 0 | 0 | 0 | 0 | 0 | 0 | 0 | 0 |  | EO |  | Unknown Resource
TBD |  | Atlas North 2 Battery Storage | 0 | 0 | 0 | 0 | 0 | 0 | 0 | 0 | 0 | 0 | 0 | 0 |  | EO |  | Unknown Resource
TBD | CAISO System | Key Storage 1 | 0 | 0 | 0 | 0 | 0 | 0 | 0 | 0 | 0 | 0 | 0 | 0 | North | ID to 0% | Y | Q1479 - 300.1 MW battery FC - Not modeled due to the in-service date - Waiting for RNUs, DNUs, PNUs per LGIA, Midway overstressed breakers and possibly other
TBD | LA Basin | Westminster Reliability Project | 0 | 0 | 0 | 0 | 0 | 0 | 0 | 0 | 0 | 110 | 110 | 110 | South | FC | Y | SCEWD1816-WD - 110 MW battery FC.
TBD | CAISO System | Centennial Phase 1 BESS | 0 | 0 | 0 | 0 | 0 | 89.12 | 89.12 | 89.12 | 89.12 | 89.12 | 89.12 | 89.12 | South | ID to 100% | Y | Q1529 - 89.12 MW battery FC - part of 267.35 MW battery FC and 500 MW solar EO with Max at POI 500 MWs - Waiting for RNUs, DNUs, PNUs per LGIA, West of the Colorado River CRAS and possibly more
TBD | CAISO System | Centennial Phase 2 BESS | 0 | 0 | 0 | 0 | 0 | 0 | 0 | 89.12 | 89.12 | 89.12 | 89.12 | 89.12 | South | ID to 100% | Y | Q1529 - 89.12 MW battery FC - part of 267.35 MW battery FC and 500 MW solar EO with Max at POI 500 MWs - Waiting for RNUs, DNUs, PNUs per LGIA, West of the Colorado River CRAS and possibly more
TBD | CAISO System | Centennial Phase 3 BESS | 0 | 0 | 0 | 0 | 0 | 0 | 0 | 0 | 89.11 | 89.11 | 89.11 | 89.11 | South | ID to 100% | Y | Q1529 - 89.11 MW battery FC - part of 267.35 MW battery FC and 500 MW solar EO with Max at POI 500 MWs - Waiting for RNUs, DNUs, PNUs per LGIA, West of the Colorado River CRAS and possibly more
TBD | CAISO System | Atlas COMPLEX 5 PV | 0 | 0 | 0 | 0 | 0 | 0 | 0 | 0 | 0 | 0 | 0 | 0 | South | ID to 0% | N | Q1402 - 200 MW solar part of (3200 MW solar and 1920 MW battery - Max at POI 3200 MW - 66% deliberable?) - Not modeled due to the in-service date. Waiting for Cielo Azul substation and potentially other Pre-cursor projects, RNUs and DNUs per LGIA.
TBD | CAISO System | Atlas COMPLEX 6 PV | 0 | 0 | 0 | 0 | 0 | 0 | 0 | 0 | 0 | 0 | 0 | 0 | South | ID to 0% | N | Q1402 - 100 MW solar part of (3200 MW solar and 1920 MW battery - Max at POI 3200 MW - 66% deliberable?) - Not modeled due to the in-service date. Waiting for Cielo Azul substation and potentially other Pre-cursor projects, RNUs and DNUs per LGIA.
TBD | CAISO System | Atlas COMPLEX 10 PV | 0 | 0 | 0 | 0 | 0 | 0 | 0 | 0 | 0 | 0 | 0 | 0 | South | ID to 0% | N | Q1402 - 225 MW solar part of (3200 MW solar and 1920 MW battery - Max at POI 3200 MW - 66% deliberable?) - Not modeled due to the in-service date. Waiting for Cielo Azul substation and potentially other Pre-cursor projects, RNUs and DNUs per LGIA.
TBD | CAISO System | Centennial Phase 1 Solar | 0 | 0 | 0 | 0 | 0 | 0 | 0 | 0 | 0 | 0 | 0 | 0 | South | EO | N | Q1529 - Unknown MWs of solar EO - part of 267.35 MW battery FC and 500 MW solar EO with Max at POI 500 MWs
TBD | CAISO System | Centennial Phase 2 Solar | 0 | 0 | 0 | 0 | 0 | 0 | 0 | 0 | 0 | 0 | 0 | 0 | South | EO | N | Q1529 - Unknown MWs of solar EO - part of 267.35 MW battery FC and 500 MW solar EO with Max at POI 500 MWs
TBD | CAISO System | Centennial Phase 3 Solar | 0 | 0 | 0 | 0 | 0 | 0 | 0 | 0 | 0 | 0 | 0 | 0 | South | EO | N | Q1529 - Unknown MWs of solar EO - part of 267.35 MW battery FC and 500 MW solar EO with Max at POI 500 MWs
TBD | CAISO System | Windhub Solar B | 0 | 0 | 0 | 0 | 0 | 0 | 0 | 0 | 0 | 0 | 0 | 0 | South | EO | N | SCEWD1515-WD
TBD | Big Creek-Ventura | 230th Street Solar | 0 | 0 | 0 | 0 | 0 | 0 | 0 | 0 | 0 | 0 | 0 | 0 | South | EO | N | SCEWD1938-WD
TBD | CAISO System | Sunrise Road Solar | 0 | 0 | 0 | 0 | 0 | 0 | 0 | 0 | 0 | 0 | 0 | 0 | South | EO | N | SCEWD1813-WD
TBD | LA Basin | Lear Avenue Solar | 0 | 0 | 0 | 0 | 0 | 0 | 0 | 0 | 0 | 0 | 0 | 0 | South | EO | N | SCEWD1806-WD
ULTPCH_1_USCBT1 | Stockton | Ultrapower Chinese Station BESS | 10 | 10 | 10 | 10 | 10 | 10 | 10 | 10 | 10 | 10 | 10 | 10 | North | ID to 100% | Y | Q1116 - 10 MW battery FC - Waiting for Pre-cursor projects, RNUs and DNUs per LGIA

## 2026 Tech Factors
2026 Technology Factors
Non-Dispatchable Solar Fixed, Solar Tracking, Wind and Hydro plus
Geothermal, Cogeneration and Biomass Technology Factors for Compliance Year 2025
Solar Fixed Exceedance |  |  |  | Solar Tracking Exceedance |  |  | Solar Thermal Exceedance
Month | Norcal | Socal |  | Month | Norcal | Socal | Month | Socal
1 | 0.1 | 0.1 |  | 1 | 0.1 | 0.1 | 1 | 0.1
2 | 0.1 | 0.1 |  | 2 | 0.1 | 0.1 | 2 | 0.1
3 | 0.1 | 0.1 |  | 3 | 0.1 | 0.1 | 3 | 0.1
4 | 1.34% | 0.29% |  | 4 | 1.36% | 0.48% | 4 | 3.43%
5 | 0.1 | 0.1 |  | 5 | 0.1 | 0.1 | 5 | 0.1
6 | 38.31% | 25.3% |  | 6 | 56.7% | 42.52% | 6 | 43.66%
7 | 59.91% | 49.65% |  | 7 | 72.97% | 67.29% | 7 | 53.55%
8 | 20.1% | 12.26% |  | 8 | 26.72% | 20.3% | 8 | 28.57%
9 | 40.07% | 26.75% |  | 9 | 47.51% | 38.96% | 9 | 45.18%
10 | 17.36% | 10.52% |  | 10 | 18.15% | 15.91% | 10 | 24.83%
11 | 0.1 | 0.1 |  | 11 | 0.1 | 0.1 | 11 | 0.1
12 | 0.1 | 0.1 |  | 12 | 0.1 | 0.1 | 12 | 0.1
Wind Exceedance
Month | Norcal | Socal | AZ | NM | WA/OR
1 | 5.68% | 8.4% | 23% | 42% | 10%
2 | 8.49% | 20.28% | 32% | 49% | 22.5%
3 | 17.72% | 22.72% | 47% | 52% | 17%
4 | 35.13% | 36.59% | 44% | 52% | 45%
5 | 47.89% | 41.25% | 37% | 40.9% | 35.5%
6 | 42.67% | 37.58% | 39% | 44% | 36%
7 | 42.94% | 37.44% | 34% | 34% | 13%
8 | 30.38% | 34.58% | 24% | 31% | 15%
9 | 24.61% | 21.23% | 25% | 30% | 13.5%
10 | 7.168% | 10.08% | 24% | 33% | 12.5%
11 | 4.03% | 6.6% | 20% | 31% | 9%
12 | 5.53% | 6.47% | 21% | 38% | 9%
Non-dispatchable Hydro
Month | 2022 | 2023 | 2024 | Average
1 | 63.29% | 65.97% | 63.51% | 64.26%
2 | 64.79% | 62.4% | 77.02% | 68.07%
3 | 62.8% | 56.02% | 71.48% | 63.44%
4 | 68.3% | 77.17% | 76.26% | 73.91%
5 | 69.6% | 80.92% | 80.79% | 77.1%
6 | 64.21% | 73.88% | 77.82% | 71.97%
7 | 71.59% | 82.03% | 73.55% | 75.72%
8 | 71.1% | 78.19% | 74.52% | 74.6%
9 | 62.23% | 78.97% | 68.77% | 69.99%
10 | 45.52% | 61.73% | 55.44% | 54.23%
11 | 63.74% | 72.7% | 41.75% | 59.4%
12 | 40.99% | 69.59% | 62.54% | 57.71%
Geothermal
Month | 2022 | 2023 | 2024 | Average
1 | 95.79% | 98.48% | 96.69% | 96.99%
2 | 96.73% | 98.22% | 93.73% | 96.23%
3 | 96.11% | 89.07% | 98.46% | 94.55%
4 | 40.04% | 93.8% | 94.16% | 76%
5 | 57.96% | 89.09% | 35.95% | 61%
6 | 93.25% | 75.73% | 62.73% | 77.24%
7 | 94.19% | 93.72% | 89.31% | 92.41%
8 | 91.8% | 88.34% | 78.5% | 86.21%
9 | 91.74% | 88.72% | 85.77% | 88.75%
10 | 62.59% | 88.13% | 84.74% | 78.49%
11 | 97.12% | 97.41% | 70.04% | 88.19%
12 | 98.26% | 96.38% | 89.45% | 94.7%
Cogeneration
Month | 2022 | 2023 | 2024 | Average
1 | 91.74% | 83.16% | 83.67% | 86.19%
2 | 89.17% | 75.22% | 80.98% | 81.79%
3 | 74.17% | 64.5% | 80.16% | 72.95%
4 | 80.08% | 66.98% | 87.54% | 78.2%
5 | 68.53% | 77.76% | 80.19% | 75.49%
6 | 76.29% | 85.18% | 81.32% | 80.93%
7 | 84.08% | 79.22% | 68.89% | 77.4%
8 | 80.91% | 84.78% | 84.72% | 83.47%
9 | 84.95% | 84.47% | 83.14% | 84.19%
10 | 88.49% | 73.15% | 82.39% | 81.34%
11 | 69.49% | 61.23% | 50.98% | 60.57%
12 | 58.75% | 78.89% | 70.8% | 69.48%
Biomass
Month | 2022 | 2023 | 2024 | Average
1 | 92.2% | 89.6% | 90.85% | 90.88%
2 | 93.18% | 88.61% | 90.67% | 90.82%
3 | 86.21% | 81.17% | 83.96% | 83.78%
4 | 80.14% | 75.89% | 74.39% | 76.81%
5 | 79.11% | 88.02% | 87.81% | 84.98%
6 | 89.75% | 87.74% | 89.15% | 88.88%
7 | 94.67% | 87.35% | 86.79% | 89.61%
8 | 89.81% | 88.39% | 91.72% | 89.97%
9 | 90.28% | 89.54% | 91.7% | 90.51%
10 | 82.76% | 75.88% | 79.24% | 79.29%
11 | 84.56% | 85.18% | 82.54% | 84.09%
12 | 91.78% | 94.43% | 90.71% | 92.31%
Please refer any questions regarding these tables to:
the MRD Inbox at MRDinbox@cpuc.ca.gov, and CC
Elijah Cohen, CPUC, elijah.cohen@cpuc.ca.gov and
Allyson DiLorenzo, CPUC, allyson.dilorenzo@cpuc.ca.gov

## Specified Imports
This tab contains all of the specified imports listed on the CAISO Master Control Area Generating Capability List. They may be shown for resource adequacy with an accompanying maximum import capability (MIC) allocation for the associated scheduling branch group.
Resource ID | Generator Name | BAA ID | JAN | FEB | MAR | APR | MAY | JUN | JUL | AUG | SEP | OCT | NOV | DEC | Hourly QC? | Resource Type | Indices?
ALHMBR_1_ALHSLR | SG Alhambra | IID | 0.1 | 0.1 | 0.1 | 0.24 | 0.1 | 21.26 | 33.65 | 10.15 | 19.48 | 7.96 | 0.1 | 0.1 | 1 | SUN | #REF!
ANZA_6_SOLAR1 | Seville Solar One | IID | 0.1 | 0.1 | 0.1 | 0.1 | 0.1 | 8.5 | 13.46 | 4.06 | 7.79 | 3.18 | 0.1 | 0.1 | 1 | SUN | #REF!
ARKANS_1_ARKSLR | SG Arkansas | IID | 0.1 | 0.1 | 0.1 | 0.24 | 0.1 | 21.26 | 33.65 | 10.15 | 19.48 | 7.96 | 0.1 | 0.1 | 1 | SUN | #REF!
ARLINT_5_SCEDYN | Arlington Valley CC | AZPS | 565 | 565 | 565 | 565 | 565 | 565 | 565 | 565 | 565 | 565 | 565 | 565 | 0 | NATURAL GAS | #REF!
ARLVAL_5_SOLAR | Arlington Valley Solar Energy II | SRP | 0.1 | 0.1 | 3.43 | 13.76 | 0.1 | 68.89 | 85.21 | 55.08 | 73.85 | 13.36 | 0.1 | 0.1 | 1 | SUN | #REF!
BCTSYS_5_PWXDYN | BCTSYS_5_PWXDYN | BPAT | 428 | 428 | 428 | 428 | 428 | 428 | 428 | 428 | 428 | 428 | 428 | 428 | 0 | WATER | #REF!
BEJNLS_5_BV2SCEDYN | Broadview 2 | AZPS | 68.89 | 82.1 | 86.84 | 85.17 | 68.3 | 73.91 | 56.78 | 51.77 | 50.1 | 55.11 | 51.37 | 63.46 | 1 | WIND | #REF!
BEKWJS_5_BV1SCEDYN | Broadview 1 | AZPS | 53.63 | 63.91 | 67.6 | 66.3 | 53.17 | 57.54 | 44.2 | 40.3 | 39 | 42.9 | 39.99 | 49.4 | 1 | WIND | #REF!
CALPSS_6_SOLAR1 | Calipatria Solar Farm | IID | 0.1 | 0.1 | 0.1 | 0.1 | 0.1 | 8.46 | 13.39 | 4.04 | 7.75 | 3.17 | 0.1 | 0.1 | 1 | SUN | #REF!
CLINESCO_3_PVDYN | CLINES CORNERS | PNM | 53.6 | 63.88 | 67.57 | 66.27 | 53.15 | 57.51 | 44.18 | 40.28 | 38.98 | 42.88 | 39.97 | 49.38 | 1 | WIND | #REF!
CLINESCO_3_WBDYN | CLINES CORNERS B | PNM | 80.14 | 95.51 | 101.03 | 99.08 | 79.46 | 85.99 | 66.06 | 60.23 | 58.28 | 64.11 | 59.76 | 73.83 | 1 | WIND | #REF!
COLGNS_2_CNSSR1 | ColGreen North Shore | IID | 0.1 | 0.1 | 0.1 | 0.36 | 0.1 | 31.81 | 50.34 | 15.18 | 29.14 | 11.9 | 0.1 | 0.1 | 1 | SUN | #REF!
DLN_5_HARQSCEDYN | Harq | AZPS | 0.1 | 0.1 | 0.1 | 0.71 | 0.1 | 63.79 | 100.94 | 30.45 | 58.43 | 23.87 | 0.1 | 0.1 | 1 | SUN | #REF!
DURNMESA_3_WBDYN | DURAN MESA | PNM | 43.35 | 51.66 | 54.64 | 53.59 | 42.98 | 46.51 | 35.73 | 32.57 | 31.52 | 34.68 | 32.32 | 39.93 | 1 | WIND | #REF!
ELCABO_5_ECWSCEDYN | El Cabo Wind | PNM | 122.93 | 146.5 | 154.96 | 151.98 | 121.88 | 131.89 | 101.32 | 92.38 | 89.4 | 98.34 | 91.66 | 113.24 | 1 | WIND | #REF!
GRADYW_5_GDYWD1 | Grady Wind | AZPS | 82.5 | 98.32 | 104 | 102 | 81.8 | 88.52 | 68 | 62 | 60 | 66 | 61.52 | 76 | 1 | WIND | #REF!
GRIFFI_2_LSPDYN | Griffith Energy | WALC | 570 | 570 | 570 | 570 | 570 | 570 | 570 | 570 | 570 | 570 | 570 | 570 | 0 | NATURAL GAS | #REF!
HOOV_2_ANAPT | Hoover Power Plant | WALC | 40.39 | 40.39 | 40.39 | 40.39 | 40.39 | 40.39 | 40.39 | 40.39 | 40.39 | 40.39 | 40.39 | 40.39 | 0 | WATER | #REF!
HOOVER_2_MWDPT | HOOVER MWD | WALC | 249 | 249 | 249 | 249 | 249 | 249 | 249 | 249 | 249 | 249 | 249 | 249 | 0 | WATER | #REF!
HOOVER_2_SCEPT | Hoover DAM - SCE Share | WALC | 287 | 287 | 287 | 287 | 287 | 287 | 287 | 287 | 287 | 287 | 287 | 287 | 0 | WATER | #REF!
HOOVER_2_VEAPT | HOOVER VEA | WALC | 16 | 16 | 16 | 16 | 16 | 16 | 16 | 16 | 16 | 16 | 16 | 16 | 0 | WATER | #REF!
INTMNT_3_ANAHEIM | Intermountain Power Project | LADWP | 234 | 234 | 234 | 234 | 234 | 234 | 234 | 234 | 234 | 234 | 234 | 234 | 0 | COAL | #REF!
INTMNT_3_PASADENA | Intermountain Power Project | LADWP | 107 | 107 | 107 | 107 | 107 | 107 | 107 | 107 | 107 | 107 | 107 | 107 | 0 | COAL | #REF!
INTMNT_3_RIVERSIDE | IPPDYN | LADWP | 136 | 136 | 136 | 136 | 136 | 136 | 136 | 136 | 136 | 136 | 136 | 136 | 0 | COAL | #REF!
MAGNLA_6_ANAHEIM | Magnolia Power Plant Anaheim | LADWP | 109 | 109 | 109 | 109 | 109 | 109 | 109 | 109 | 109 | 109 | 109 | 109 | 0 | NATURAL GAS | #REF!
MAGNLA_6_CERRITOS | Magnolia Power Plant Cerritos | LADWP | 12 | 12 | 12 | 12 | 12 | 12 | 12 | 12 | 12 | 12 | 12 | 12 | 0 | NATURAL GAS | #REF!
MAGNLA_6_COLTON | Magnolia Power Project | LADWP | 12 | 12 | 12 | 12 | 12 | 12 | 12 | 12 | 12 | 12 | 12 | 12 | 0 | NATURAL GAS | #REF!
MAGNLA_6_PASADENA | Magnolia Power Plant - PASADENA | LADWP | 18 | 18 | 18 | 18 | 18 | 18 | 18 | 18 | 18 | 18 | 18 | 18 | 0 | NATURAL GAS | #REF!
MALIN_5_BPADYN | MALIN_5_BPADYN | BPAT | 700 | 700 | 700 | 700 | 700 | 700 | 700 | 700 | 700 | 700 | 700 | 700 | 0 | WATER | #REF!
MALIN_5_GCPDDYN | Grant County Hydro Facilities | BPAT | 125 | 125 | 125 | 125 | 125 | 125 | 125 | 125 | 125 | 125 | 125 | 125 | 0 | WATER | #REF!
MALIN_5_HERMDYN | MALIN_5_HERMDYN | BPAT | 308 | 308 | 308 | 308 | 308 | 308 | 308 | 308 | 308 | 308 | 308 | 308 | 0 | NATURAL GAS | #REF!
MALIN_5_IBERDR | Iberdrola Centroid Sytem Resource | BPAT | 10 | 22.5 | 17 | 44.71 | 35.5 | 36 | 9 | 12 | 13.5 | 12.5 | 9 | 9 | 1 | WIND | #REF!
MALIN_5_INHRED | CSF Columbia Gorge | BPAT | 5 | 11.25 | 8.5 | 22.36 | 17.75 | 18 | 4.5 | 6 | 6.75 | 6.25 | 4.5 | 4.5 | 1 | WIND | #REF!
MALIN_5_INHRPG | BIGLOW CANYON | BPAT | 5 | 11.25 | 8.5 | 22.36 | 17.75 | 18 | 4.5 | 6 | 6.75 | 6.25 | 4.5 | 4.5 | 1 | WIND | #REF!
MIDWY3_2_MDSSR1 | Midway South Solar Farm | IID | 0.1 | 0.1 | 0.1 | 0.06 | 0.1 | 5.06 | 9.93 | 2.45 | 5.35 | 2.1 | 0.1 | 0.1 | 1 | SUN | #REF!
MIDWYS_2_MIDSL1 | Midway Solar Farm | IID | 0.1 | 0.1 | 0.1 | 0.15 | 0.1 | 12.63 | 24.78 | 6.12 | 13.35 | 5.25 | 0.1 | 0.1 | 1 | SUN | #REF!
MILFRD_7_PASADENA | Milford I | LADWP | 0.42 | 1.01 | 1.14 | 1.83 | 2.06 | 1.88 | 1.87 | 1.73 | 1.06 | 0.5 | 0.33 | 0.32 | 1 | WIND | #REF!
MSQUIT_5_SERDYN | MSQUIT_5_SERDYN | AZPS | 625 | 625 | 625 | 625 | 625 | 625 | 625 | 625 | 625 | 625 | 625 | 625 | 0 | NATURAL GAS | #REF!
NGILAA_5_SDGDYN | NGILAA_5_SDGDYN | AZPS | 57 | 57 | 57 | 57 | 57 | 57 | 57 | 57 | 57 | 57 | 57 | 57 | 0 | NATURAL GAS | #REF!
OCOTLO_6_OCWSB1 | Ocotillo Wells Solar and BESS | IID | 49.89 | 49.89 | 49.89 | 49.89 | 49.89 | 49.89 | 49.89 | 49.89 | 49.89 | 49.89 | 49.89 | 49.89 | 1 | HYBD | #REF!
PVERDE_5_SCEDYN | PVERDE_5_SCEDYN | SRP | 635 | 635 | 635 | 635 | 635 | 635 | 635 | 635 | 635 | 635 | 635 | 635 | 0 | URANIUM | #REF!
RAMON_2_SCEDYN | RAMON_2_SCEDYN | IID | 106.18 | 106.18 | 106.18 | 106.18 | 106.18 | 106.18 | 106.18 | 106.18 | 106.18 | 106.18 | 106.18 | 106.18 | 0 | GEOTHERMAL | #REF!
RANCHO_2_SMUDSYSDYN | SMUD Regulation Market | BANC | 124 | 124 | 124 | 124 | 124 | 124 | 124 | 124 | 124 | 124 | 124 | 124 | 0 | OTHER | #REF!
SIGHEB_6_HE2SCEDYN | Heber 2 | IID | 28 | 28 | 28 | 28 | 28 | 28 | 28 | 28 | 28 | 28 | 28 | 28 | 0 | GEOTHERMAL | #REF!
SIGHEB_6_MIRDYN | Heber South | IID | 17 | 17 | 17 | 17 | 17 | 17 | 17 | 17 | 17 | 17 | 17 | 17 | 0 | GEOTHERMAL | #REF!
SNORA_2_SNRSLR | SG Sorrento | IID | 0.1 | 0.1 | 0.1 | 0.24 | 0.1 | 21.26 | 33.65 | 10.15 | 19.48 | 7.96 | 0.1 | 0.1 | 1 | SUN | #REF!
SUNSTR_5_SS1SCEDYN | Sunstream Solar 1 | AZPS | 0.1 | 0.1 | 0.1 | 0.71 | 0.1 | 63.79 | 100.94 | 30.45 | 58.43 | 23.87 | 0.1 | 0.1 | 1 | SUN | #REF!
SUTTER_2_CISO | Sutter Power Plant Pseudo-CISO | BANC | 275 | 275 | 275 | 275 | 275 | 275 | 275 | 275 | 275 | 275 | 275 | 275 | 0 | NATURAL GAS | #REF!
TECOLOTE_3_WBDYN | TECOLOTE WIND | PNM | 112.07 | 133.56 | 141.27 | 138.56 | 111.12 | 120.25 | 92.37 | 84.22 | 81.5 | 89.65 | 83.57 | 103.24 | 1 | WIND | #REF!
TITANS_2_TTSSR1 | Titan Solar 1 Pseudo | IID | 0.1 | 0.1 | 0.1 | 0.33 | 0.1 | 29.77 | 47.11 | 14.21 | 27.27 | 11.14 | 0.1 | 0.1 | 1 | SUN | #REF!
TOWNSITE_2_MEADDYN | Townsite Solar BESS | WALC | 90.1 | 90.1 | 90.1 | 90.86 | 90.1 | 166.54 | 180 | 126.53 | 160.12 | 118.65 | 90.1 | 90.1 | 1 | HYBD | #REF!
VIKING_2_VCSSR1 | Vikings Co-located PV | IID | 0.1 | 0.1 | 0.1 | 0.62 | 0.1 | 55.28 | 87.48 | 26.39 | 50.64 | 21.02 | 0.1 | 0.1 | 1 | SUN | #REF!
VIKING_2_VCBBT1 | Vikings Co-located BESS | IID | 150 | 150 | 150 | 150 | 150 | 150 | 150 | 150 | 150 | 150 | 150 | 150 | 0 | LESR | #REF!
WHITEH_2_MEADDYN1 | White Hills A | WALC | 11.5 | 16 | 23.5 | 22 | 18.5 | 19.5 | 17 | 12 | 12.5 | 12 | 10 | 10.5 | 1 | WIND | #REF!
WHITEH_2_MEADDYN2 | White Hills B | WALC | 69 | 96 | 141 | 132 | 111 | 117 | 102 | 72 | 75 | 72 | 60 | 63 | 1 | WIND | #REF!
WISTER_2_WISSR1 | Wister Solar | IID | 0.1 | 0.1 | 0.1 | 0.1 | 0.1 | 5.06 | 9.93 | 2.45 | 5.35 | 2.1 | 0.1 | 0.1 | 1 | SUN | #REF!
WSNR_2_CVPDYN | Central Valley 1 | BANC | 10 | 10 | 10 | 10 | 10 | 10 | 10 | 10 | 10 | 10 | 10 | 10 | 0 | WATER | #REF!
WSNR_2_TESLADYN | Central Valley Tesla | BANC | 10 | 10 | 10 | 10 | 10 | 10 | 10 | 10 | 10 | 10 | 10 | 10 | 0 | WATER | #REF!
WSNR_5_TRCYDYN | Central Valley Tracy | BANC | 10 | 10 | 10 | 10 | 10 | 10 | 10 | 10 | 10 | 10 | 10 | 10 | 0 | WATER | #REF!

## VER Exceedance Profiles
Technology | Region | Month | Month Number | Hour Ending | Exceedance Profile
Wind | AZ | January | 1 | 1 | 0.3
Wind | AZ | January | 1 | 2 | 0.3
Wind | AZ | January | 1 | 3 | 0.305
Wind | AZ | January | 1 | 4 | 0.31
Wind | AZ | January | 1 | 5 | 0.325
Wind | AZ | January | 1 | 6 | 0.33
Wind | AZ | January | 1 | 7 | 0.33
Wind | AZ | January | 1 | 8 | 0.31
Wind | AZ | January | 1 | 9 | 0.3
Wind | AZ | January | 1 | 10 | 0.29
Wind | AZ | January | 1 | 11 | 0.28
Wind | AZ | January | 1 | 12 | 0.28
Wind | AZ | January | 1 | 13 | 0.265
Wind | AZ | January | 1 | 14 | 0.27
Wind | AZ | January | 1 | 15 | 0.28
Wind | AZ | January | 1 | 16 | 0.28
Wind | AZ | January | 1 | 17 | 0.255
Wind | AZ | January | 1 | 18 | 0.22
Wind | AZ | January | 1 | 19 | 0.23
Wind | AZ | January | 1 | 20 | 0.22
Wind | AZ | January | 1 | 21 | 0.24
Wind | AZ | January | 1 | 22 | 0.26
Wind | AZ | January | 1 | 23 | 0.28
Wind | AZ | January | 1 | 24 | 0.285
Wind | AZ | February | 2 | 1 | 0.31
Wind | AZ | February | 2 | 2 | 0.31
Wind | AZ | February | 2 | 3 | 0.31
Wind | AZ | February | 2 | 4 | 0.3
Wind | AZ | February | 2 | 5 | 0.31
Wind | AZ | February | 2 | 6 | 0.32
Wind | AZ | February | 2 | 7 | 0.32
Wind | AZ | February | 2 | 8 | 0.31
Wind | AZ | February | 2 | 9 | 0.3
Wind | AZ | February | 2 | 10 | 0.29
Wind | AZ | February | 2 | 11 | 0.265
Wind | AZ | February | 2 | 12 | 0.295
Wind | AZ | February | 2 | 13 | 0.31
Wind | AZ | February | 2 | 14 | 0.36
Wind | AZ | February | 2 | 15 | 0.365
Wind | AZ | February | 2 | 16 | 0.405
Wind | AZ | February | 2 | 17 | 0.385
Wind | AZ | February | 2 | 18 | 0.355
Wind | AZ | February | 2 | 19 | 0.32
Wind | AZ | February | 2 | 20 | 0.3
Wind | AZ | February | 2 | 21 | 0.29
Wind | AZ | February | 2 | 22 | 0.27
Wind | AZ | February | 2 | 23 | 0.3
Wind | AZ | February | 2 | 24 | 0.315
Wind | AZ | March | 3 | 1 | 0.33
Wind | AZ | March | 3 | 2 | 0.31
Wind | AZ | March | 3 | 3 | 0.315
Wind | AZ | March | 3 | 4 | 0.3
Wind | AZ | March | 3 | 5 | 0.29
Wind | AZ | March | 3 | 6 | 0.295
Wind | AZ | March | 3 | 7 | 0.29
Wind | AZ | March | 3 | 8 | 0.28
Wind | AZ | March | 3 | 9 | 0.29
Wind | AZ | March | 3 | 10 | 0.3
Wind | AZ | March | 3 | 11 | 0.33
Wind | AZ | March | 3 | 12 | 0.35
Wind | AZ | March | 3 | 13 | 0.36
Wind | AZ | March | 3 | 14 | 0.39
Wind | AZ | March | 3 | 15 | 0.435
Wind | AZ | March | 3 | 16 | 0.44
Wind | AZ | March | 3 | 17 | 0.49
Wind | AZ | March | 3 | 18 | 0.5
Wind | AZ | March | 3 | 19 | 0.47
Wind | AZ | March | 3 | 20 | 0.41
Wind | AZ | March | 3 | 21 | 0.365
Wind | AZ | March | 3 | 22 | 0.36
Wind | AZ | March | 3 | 23 | 0.33
Wind | AZ | March | 3 | 24 | 0.325
Wind | AZ | April | 4 | 1 | 0.2818
Wind | AZ | April | 4 | 2 | 0.2718
Wind | AZ | April | 4 | 3 | 0.28
Wind | AZ | April | 4 | 4 | 0.2618
Wind | AZ | April | 4 | 5 | 0.26
Wind | AZ | April | 4 | 6 | 0.25
Wind | AZ | April | 4 | 7 | 0.23
Wind | AZ | April | 4 | 8 | 0.21
Wind | AZ | April | 4 | 9 | 0.2218
Wind | AZ | April | 4 | 10 | 0.24
Wind | AZ | April | 4 | 11 | 0.29
Wind | AZ | April | 4 | 12 | 0.32
Wind | AZ | April | 4 | 13 | 0.3418
Wind | AZ | April | 4 | 14 | 0.39
Wind | AZ | April | 4 | 15 | 0.41
Wind | AZ | April | 4 | 16 | 0.4418
Wind | AZ | April | 4 | 17 | 0.46
Wind | AZ | April | 4 | 18 | 0.47
Wind | AZ | April | 4 | 19 | 0.44
Wind | AZ | April | 4 | 20 | 0.41
Wind | AZ | April | 4 | 21 | 0.37
Wind | AZ | April | 4 | 22 | 0.32
Wind | AZ | April | 4 | 23 | 0.3
Wind | AZ | April | 4 | 24 | 0.2918
Wind | AZ | May | 5 | 1 | 0.236
Wind | AZ | May | 5 | 2 | 0.24
Wind | AZ | May | 5 | 3 | 0.24
Wind | AZ | May | 5 | 4 | 0.246
Wind | AZ | May | 5 | 5 | 0.25
Wind | AZ | May | 5 | 6 | 0.236
Wind | AZ | May | 5 | 7 | 0.21
Wind | AZ | May | 5 | 8 | 0.19
Wind | AZ | May | 5 | 9 | 0.19
Wind | AZ | May | 5 | 10 | 0.206
Wind | AZ | May | 5 | 11 | 0.21
Wind | AZ | May | 5 | 12 | 0.22
Wind | AZ | May | 5 | 13 | 0.226
Wind | AZ | May | 5 | 14 | 0.25
Wind | AZ | May | 5 | 15 | 0.316
Wind | AZ | May | 5 | 16 | 0.36
Wind | AZ | May | 5 | 17 | 0.386
Wind | AZ | May | 5 | 18 | 0.392
Wind | AZ | May | 5 | 19 | 0.4
Wind | AZ | May | 5 | 20 | 0.37
Wind | AZ | May | 5 | 21 | 0.36
Wind | AZ | May | 5 | 22 | 0.306
Wind | AZ | May | 5 | 23 | 0.28
Wind | AZ | May | 5 | 24 | 0.246
Wind | AZ | June | 6 | 1 | 0.29
Wind | AZ | June | 6 | 2 | 0.2613
Wind | AZ | June | 6 | 3 | 0.2513
Wind | AZ | June | 6 | 4 | 0.26
Wind | AZ | June | 6 | 5 | 0.26
Wind | AZ | June | 6 | 6 | 0.2513
Wind | AZ | June | 6 | 7 | 0.2213
Wind | AZ | June | 6 | 8 | 0.23
Wind | AZ | June | 6 | 9 | 0.21
Wind | AZ | June | 6 | 10 | 0.2113
Wind | AZ | June | 6 | 11 | 0.2213
Wind | AZ | June | 6 | 12 | 0.2113
Wind | AZ | June | 6 | 13 | 0.23
Wind | AZ | June | 6 | 14 | 0.2613
Wind | AZ | June | 6 | 15 | 0.29
Wind | AZ | June | 6 | 16 | 0.3213
Wind | AZ | June | 6 | 17 | 0.3613
Wind | AZ | June | 6 | 18 | 0.39
Wind | AZ | June | 6 | 19 | 0.41
Wind | AZ | June | 6 | 20 | 0.39
Wind | AZ | June | 6 | 21 | 0.3513
Wind | AZ | June | 6 | 22 | 0.3113
Wind | AZ | June | 6 | 23 | 0.3
Wind | AZ | June | 6 | 24 | 0.29
Wind | AZ | July | 7 | 1 | 0.19
Wind | AZ | July | 7 | 2 | 0.18
Wind | AZ | July | 7 | 3 | 0.195
Wind | AZ | July | 7 | 4 | 0.19
Wind | AZ | July | 7 | 5 | 0.19
Wind | AZ | July | 7 | 6 | 0.195
Wind | AZ | July | 7 | 7 | 0.18
Wind | AZ | July | 7 | 8 | 0.17
Wind | AZ | July | 7 | 9 | 0.15
Wind | AZ | July | 7 | 10 | 0.135
Wind | AZ | July | 7 | 11 | 0.13
Wind | AZ | July | 7 | 12 | 0.115
Wind | AZ | July | 7 | 13 | 0.15
Wind | AZ | July | 7 | 14 | 0.185
Wind | AZ | July | 7 | 15 | 0.24
Wind | AZ | July | 7 | 16 | 0.28
Wind | AZ | July | 7 | 17 | 0.34
Wind | AZ | July | 7 | 18 | 0.39
Wind | AZ | July | 7 | 19 | 0.38
Wind | AZ | July | 7 | 20 | 0.37
Wind | AZ | July | 7 | 21 | 0.34
Wind | AZ | July | 7 | 22 | 0.32
Wind | AZ | July | 7 | 23 | 0.25
Wind | AZ | July | 7 | 24 | 0.23
Wind | AZ | August | 8 | 1 | 0.17
Wind | AZ | August | 8 | 2 | 0.15
Wind | AZ | August | 8 | 3 | 0.17
Wind | AZ | August | 8 | 4 | 0.16
Wind | AZ | August | 8 | 5 | 0.15
Wind | AZ | August | 8 | 6 | 0.15
Wind | AZ | August | 8 | 7 | 0.13
Wind | AZ | August | 8 | 8 | 0.12
Wind | AZ | August | 8 | 9 | 0.105
Wind | AZ | August | 8 | 10 | 0.1
Wind | AZ | August | 8 | 11 | 0.09
Wind | AZ | August | 8 | 12 | 0.09
Wind | AZ | August | 8 | 13 | 0.1
Wind | AZ | August | 8 | 14 | 0.11
Wind | AZ | August | 8 | 15 | 0.145
Wind | AZ | August | 8 | 16 | 0.19
Wind | AZ | August | 8 | 17 | 0.215
Wind | AZ | August | 8 | 18 | 0.24
Wind | AZ | August | 8 | 19 | 0.26
Wind | AZ | August | 8 | 20 | 0.26
Wind | AZ | August | 8 | 21 | 0.255
Wind | AZ | August | 8 | 22 | 0.225
Wind | AZ | August | 8 | 23 | 0.21
Wind | AZ | August | 8 | 24 | 0.2
Wind | AZ | September | 9 | 1 | 0.23
Wind | AZ | September | 9 | 2 | 0.22
Wind | AZ | September | 9 | 3 | 0.22
Wind | AZ | September | 9 | 4 | 0.215
Wind | AZ | September | 9 | 5 | 0.2
Wind | AZ | September | 9 | 6 | 0.2
Wind | AZ | September | 9 | 7 | 0.19
Wind | AZ | September | 9 | 8 | 0.17
Wind | AZ | September | 9 | 9 | 0.16
Wind | AZ | September | 9 | 10 | 0.16
Wind | AZ | September | 9 | 11 | 0.135
Wind | AZ | September | 9 | 12 | 0.135
Wind | AZ | September | 9 | 13 | 0.145
Wind | AZ | September | 9 | 14 | 0.14
Wind | AZ | September | 9 | 15 | 0.18
Wind | AZ | September | 9 | 16 | 0.22
Wind | AZ | September | 9 | 17 | 0.25
Wind | AZ | September | 9 | 18 | 0.27
Wind | AZ | September | 9 | 19 | 0.285
Wind | AZ | September | 9 | 20 | 0.285
Wind | AZ | September | 9 | 21 | 0.28
Wind | AZ | September | 9 | 22 | 0.27
Wind | AZ | September | 9 | 23 | 0.25
Wind | AZ | September | 9 | 24 | 0.24
Wind | AZ | October | 10 | 1 | 0.175
Wind | AZ | October | 10 | 2 | 0.17
Wind | AZ | October | 10 | 3 | 0.18
Wind | AZ | October | 10 | 4 | 0.18
Wind | AZ | October | 10 | 5 | 0.19
Wind | AZ | October | 10 | 6 | 0.19
Wind | AZ | October | 10 | 7 | 0.18
Wind | AZ | October | 10 | 8 | 0.17
Wind | AZ | October | 10 | 9 | 0.15
Wind | AZ | October | 10 | 10 | 0.16
Wind | AZ | October | 10 | 11 | 0.145
Wind | AZ | October | 10 | 12 | 0.16
Wind | AZ | October | 10 | 13 | 0.16
Wind | AZ | October | 10 | 14 | 0.165
Wind | AZ | October | 10 | 15 | 0.21
Wind | AZ | October | 10 | 16 | 0.23
Wind | AZ | October | 10 | 17 | 0.24
Wind | AZ | October | 10 | 18 | 0.23
Wind | AZ | October | 10 | 19 | 0.225
Wind | AZ | October | 10 | 20 | 0.21
Wind | AZ | October | 10 | 21 | 0.185
Wind | AZ | October | 10 | 22 | 0.19
Wind | AZ | October | 10 | 23 | 0.19
Wind | AZ | October | 10 | 24 | 0.205
Wind | AZ | November | 11 | 1 | 0.285
Wind | AZ | November | 11 | 2 | 0.28
Wind | AZ | November | 11 | 3 | 0.28
Wind | AZ | November | 11 | 4 | 0.29
Wind | AZ | November | 11 | 5 | 0.27
Wind | AZ | November | 11 | 6 | 0.28
Wind | AZ | November | 11 | 7 | 0.29
Wind | AZ | November | 11 | 8 | 0.28
Wind | AZ | November | 11 | 9 | 0.26
Wind | AZ | November | 11 | 10 | 0.25
Wind | AZ | November | 11 | 11 | 0.23
Wind | AZ | November | 11 | 12 | 0.23
Wind | AZ | November | 11 | 13 | 0.22
Wind | AZ | November | 11 | 14 | 0.21
Wind | AZ | November | 11 | 15 | 0.215
Wind | AZ | November | 11 | 16 | 0.215
Wind | AZ | November | 11 | 17 | 0.2
Wind | AZ | November | 11 | 18 | 0.2
Wind | AZ | November | 11 | 19 | 0.2
Wind | AZ | November | 11 | 20 | 0.22
Wind | AZ | November | 11 | 21 | 0.215
Wind | AZ | November | 11 | 22 | 0.24
Wind | AZ | November | 11 | 23 | 0.27
Wind | AZ | November | 11 | 24 | 0.275
Wind | AZ | December | 12 | 1 | 0.26
Wind | AZ | December | 12 | 2 | 0.28
Wind | AZ | December | 12 | 3 | 0.275
Wind | AZ | December | 12 | 4 | 0.27
Wind | AZ | December | 12 | 5 | 0.28
Wind | AZ | December | 12 | 6 | 0.29
Wind | AZ | December | 12 | 7 | 0.29
Wind | AZ | December | 12 | 8 | 0.29
Wind | AZ | December | 12 | 9 | 0.28
Wind | AZ | December | 12 | 10 | 0.26
Wind | AZ | December | 12 | 11 | 0.26
Wind | AZ | December | 12 | 12 | 0.26
Wind | AZ | December | 12 | 13 | 0.275
Wind | AZ | December | 12 | 14 | 0.26
Wind | AZ | December | 12 | 15 | 0.26
Wind | AZ | December | 12 | 16 | 0.25
Wind | AZ | December | 12 | 17 | 0.23
Wind | AZ | December | 12 | 18 | 0.21
Wind | AZ | December | 12 | 19 | 0.205
Wind | AZ | December | 12 | 20 | 0.23
Wind | AZ | December | 12 | 21 | 0.22
Wind | AZ | December | 12 | 22 | 0.24
Wind | AZ | December | 12 | 23 | 0.26
Wind | AZ | December | 12 | 24 | 0.27
Wind | NM | January | 1 | 1 | 0.5025
Wind | NM | January | 1 | 2 | 0.52
Wind | NM | January | 1 | 3 | 0.53
Wind | NM | January | 1 | 4 | 0.55
Wind | NM | January | 1 | 5 | 0.56
Wind | NM | January | 1 | 6 | 0.5525
Wind | NM | January | 1 | 7 | 0.5525
Wind | NM | January | 1 | 8 | 0.5325
Wind | NM | January | 1 | 9 | 0.52
Wind | NM | January | 1 | 10 | 0.48
Wind | NM | January | 1 | 11 | 0.4825
Wind | NM | January | 1 | 12 | 0.4625
Wind | NM | January | 1 | 13 | 0.4625
Wind | NM | January | 1 | 14 | 0.46
Wind | NM | January | 1 | 15 | 0.47
Wind | NM | January | 1 | 16 | 0.44
Wind | NM | January | 1 | 17 | 0.4325
Wind | NM | January | 1 | 18 | 0.42
Wind | NM | January | 1 | 19 | 0.4125
Wind | NM | January | 1 | 20 | 0.39
Wind | NM | January | 1 | 21 | 0.43
Wind | NM | January | 1 | 22 | 0.48
Wind | NM | January | 1 | 23 | 0.5
Wind | NM | January | 1 | 24 | 0.5025
Wind | NM | February | 2 | 1 | 0.47
Wind | NM | February | 2 | 2 | 0.4732
Wind | NM | February | 2 | 3 | 0.47
Wind | NM | February | 2 | 4 | 0.4616
Wind | NM | February | 2 | 5 | 0.4816
Wind | NM | February | 2 | 6 | 0.5016
Wind | NM | February | 2 | 7 | 0.49
Wind | NM | February | 2 | 8 | 0.4816
Wind | NM | February | 2 | 9 | 0.46
Wind | NM | February | 2 | 10 | 0.4516
Wind | NM | February | 2 | 11 | 0.42
Wind | NM | February | 2 | 12 | 0.4232
Wind | NM | February | 2 | 13 | 0.4816
Wind | NM | February | 2 | 14 | 0.54
Wind | NM | February | 2 | 15 | 0.5416
Wind | NM | February | 2 | 16 | 0.5816
Wind | NM | February | 2 | 17 | 0.56
Wind | NM | February | 2 | 18 | 0.5316
Wind | NM | February | 2 | 19 | 0.4916
Wind | NM | February | 2 | 20 | 0.4616
Wind | NM | February | 2 | 21 | 0.45
Wind | NM | February | 2 | 22 | 0.42
Wind | NM | February | 2 | 23 | 0.45
Wind | NM | February | 2 | 24 | 0.49
Wind | NM | March | 3 | 1 | 0.39
Wind | NM | March | 3 | 2 | 0.38
Wind | NM | March | 3 | 3 | 0.37
Wind | NM | March | 3 | 4 | 0.36
Wind | NM | March | 3 | 5 | 0.321
Wind | NM | March | 3 | 6 | 0.35
Wind | NM | March | 3 | 7 | 0.34
Wind | NM | March | 3 | 8 | 0.33
Wind | NM | March | 3 | 9 | 0.331
Wind | NM | March | 3 | 10 | 0.34
Wind | NM | March | 3 | 11 | 0.38
Wind | NM | March | 3 | 12 | 0.42
Wind | NM | March | 3 | 13 | 0.42
Wind | NM | March | 3 | 14 | 0.451
Wind | NM | March | 3 | 15 | 0.471
Wind | NM | March | 3 | 16 | 0.491
Wind | NM | March | 3 | 17 | 0.53
Wind | NM | March | 3 | 18 | 0.54
Wind | NM | March | 3 | 19 | 0.52
Wind | NM | March | 3 | 20 | 0.48
Wind | NM | March | 3 | 21 | 0.41
Wind | NM | March | 3 | 22 | 0.411
Wind | NM | March | 3 | 23 | 0.39
Wind | NM | March | 3 | 24 | 0.38
Wind | NM | April | 4 | 1 | 0.3223
Wind | NM | April | 4 | 2 | 0.33
Wind | NM | April | 4 | 3 | 0.31
Wind | NM | April | 4 | 4 | 0.32
Wind | NM | April | 4 | 5 | 0.3223
Wind | NM | April | 4 | 6 | 0.3
Wind | NM | April | 4 | 7 | 0.27
Wind | NM | April | 4 | 8 | 0.24
Wind | NM | April | 4 | 9 | 0.2346
Wind | NM | April | 4 | 10 | 0.2646
Wind | NM | April | 4 | 11 | 0.2923
Wind | NM | April | 4 | 12 | 0.36
Wind | NM | April | 4 | 13 | 0.39
Wind | NM | April | 4 | 14 | 0.43
Wind | NM | April | 4 | 15 | 0.46
Wind | NM | April | 4 | 16 | 0.4846
Wind | NM | April | 4 | 17 | 0.52
Wind | NM | April | 4 | 18 | 0.5323
Wind | NM | April | 4 | 19 | 0.51
Wind | NM | April | 4 | 20 | 0.48
Wind | NM | April | 4 | 21 | 0.43
Wind | NM | April | 4 | 22 | 0.38
Wind | NM | April | 4 | 23 | 0.37
Wind | NM | April | 4 | 24 | 0.33
Wind | NM | May | 5 | 1 | 0.249
Wind | NM | May | 5 | 2 | 0.239
Wind | NM | May | 5 | 3 | 0.239
Wind | NM | May | 5 | 4 | 0.259
Wind | NM | May | 5 | 5 | 0.27
Wind | NM | May | 5 | 6 | 0.239
Wind | NM | May | 5 | 7 | 0.209
Wind | NM | May | 5 | 8 | 0.17
Wind | NM | May | 5 | 9 | 0.17
Wind | NM | May | 5 | 10 | 0.2
Wind | NM | May | 5 | 11 | 0.219
Wind | NM | May | 5 | 12 | 0.21
Wind | NM | May | 5 | 13 | 0.21
Wind | NM | May | 5 | 14 | 0.26
Wind | NM | May | 5 | 15 | 0.339
Wind | NM | May | 5 | 16 | 0.37
Wind | NM | May | 5 | 17 | 0.409
Wind | NM | May | 5 | 18 | 0.43
Wind | NM | May | 5 | 19 | 0.42
Wind | NM | May | 5 | 20 | 0.409
Wind | NM | May | 5 | 21 | 0.389
Wind | NM | May | 5 | 22 | 0.32
Wind | NM | May | 5 | 23 | 0.28
Wind | NM | May | 5 | 24 | 0.259
Wind | NM | June | 6 | 1 | 0.3113
Wind | NM | June | 6 | 2 | 0.29
Wind | NM | June | 6 | 3 | 0.28
Wind | NM | June | 6 | 4 | 0.29
Wind | NM | June | 6 | 5 | 0.28
Wind | NM | June | 6 | 6 | 0.28
Wind | NM | June | 6 | 7 | 0.2513
Wind | NM | June | 6 | 8 | 0.25
Wind | NM | June | 6 | 9 | 0.24
Wind | NM | June | 6 | 10 | 0.23
Wind | NM | June | 6 | 11 | 0.2413
Wind | NM | June | 6 | 12 | 0.24
Wind | NM | June | 6 | 13 | 0.25
Wind | NM | June | 6 | 14 | 0.29
Wind | NM | June | 6 | 15 | 0.33
Wind | NM | June | 6 | 16 | 0.3613
Wind | NM | June | 6 | 17 | 0.41
Wind | NM | June | 6 | 18 | 0.4426
Wind | NM | June | 6 | 19 | 0.4726
Wind | NM | June | 6 | 20 | 0.4513
Wind | NM | June | 6 | 21 | 0.4
Wind | NM | June | 6 | 22 | 0.35
Wind | NM | June | 6 | 23 | 0.34
Wind | NM | June | 6 | 24 | 0.33
Wind | NM | July | 7 | 1 | 0.175
Wind | NM | July | 7 | 2 | 0.15
Wind | NM | July | 7 | 3 | 0.17
Wind | NM | July | 7 | 4 | 0.16
Wind | NM | July | 7 | 5 | 0.165
Wind | NM | July | 7 | 6 | 0.17
Wind | NM | July | 7 | 7 | 0.16
Wind | NM | July | 7 | 8 | 0.15
Wind | NM | July | 7 | 9 | 0.135
Wind | NM | July | 7 | 10 | 0.12
Wind | NM | July | 7 | 11 | 0.11
Wind | NM | July | 7 | 12 | 0.09
Wind | NM | July | 7 | 13 | 0.12
Wind | NM | July | 7 | 14 | 0.16
Wind | NM | July | 7 | 15 | 0.215
Wind | NM | July | 7 | 16 | 0.26
Wind | NM | July | 7 | 17 | 0.34
Wind | NM | July | 7 | 18 | 0.39
Wind | NM | July | 7 | 19 | 0.375
Wind | NM | July | 7 | 20 | 0.36
Wind | NM | July | 7 | 21 | 0.33
Wind | NM | July | 7 | 22 | 0.3
Wind | NM | July | 7 | 23 | 0.24
Wind | NM | July | 7 | 24 | 0.21
Wind | NM | August | 8 | 1 | 0.205
Wind | NM | August | 8 | 2 | 0.19
Wind | NM | August | 8 | 3 | 0.205
Wind | NM | August | 8 | 4 | 0.2
Wind | NM | August | 8 | 5 | 0.19
Wind | NM | August | 8 | 6 | 0.18
Wind | NM | August | 8 | 7 | 0.16
Wind | NM | August | 8 | 8 | 0.145
Wind | NM | August | 8 | 9 | 0.14
Wind | NM | August | 8 | 10 | 0.12
Wind | NM | August | 8 | 11 | 0.115
Wind | NM | August | 8 | 12 | 0.12
Wind | NM | August | 8 | 13 | 0.125
Wind | NM | August | 8 | 14 | 0.135
Wind | NM | August | 8 | 15 | 0.185
Wind | NM | August | 8 | 16 | 0.23
Wind | NM | August | 8 | 17 | 0.27
Wind | NM | August | 8 | 18 | 0.31
Wind | NM | August | 8 | 19 | 0.325
Wind | NM | August | 8 | 20 | 0.325
Wind | NM | August | 8 | 21 | 0.32
Wind | NM | August | 8 | 22 | 0.28
Wind | NM | August | 8 | 23 | 0.27
Wind | NM | August | 8 | 24 | 0.25
Wind | NM | September | 9 | 1 | 0.28
Wind | NM | September | 9 | 2 | 0.27
Wind | NM | September | 9 | 3 | 0.27
Wind | NM | September | 9 | 4 | 0.27
Wind | NM | September | 9 | 5 | 0.25
Wind | NM | September | 9 | 6 | 0.25
Wind | NM | September | 9 | 7 | 0.23
Wind | NM | September | 9 | 8 | 0.22
Wind | NM | September | 9 | 9 | 0.1971
Wind | NM | September | 9 | 10 | 0.1971
Wind | NM | September | 9 | 11 | 0.1671
Wind | NM | September | 9 | 12 | 0.16
Wind | NM | September | 9 | 13 | 0.17
Wind | NM | September | 9 | 14 | 0.17
Wind | NM | September | 9 | 15 | 0.22
Wind | NM | September | 9 | 16 | 0.27
Wind | NM | September | 9 | 17 | 0.3
Wind | NM | September | 9 | 18 | 0.33
Wind | NM | September | 9 | 19 | 0.34
Wind | NM | September | 9 | 20 | 0.34
Wind | NM | September | 9 | 21 | 0.3371
Wind | NM | September | 9 | 22 | 0.32
Wind | NM | September | 9 | 23 | 0.3071
Wind | NM | September | 9 | 24 | 0.28
Wind | NM | October | 10 | 1 | 0.23
Wind | NM | October | 10 | 2 | 0.225
Wind | NM | October | 10 | 3 | 0.22
Wind | NM | October | 10 | 4 | 0.24
Wind | NM | October | 10 | 5 | 0.25
Wind | NM | October | 10 | 6 | 0.25
Wind | NM | October | 10 | 7 | 0.25
Wind | NM | October | 10 | 8 | 0.215
Wind | NM | October | 10 | 9 | 0.2
Wind | NM | October | 10 | 10 | 0.195
Wind | NM | October | 10 | 11 | 0.175
Wind | NM | October | 10 | 12 | 0.2
Wind | NM | October | 10 | 13 | 0.2
Wind | NM | October | 10 | 14 | 0.215
Wind | NM | October | 10 | 15 | 0.285
Wind | NM | October | 10 | 16 | 0.3
Wind | NM | October | 10 | 17 | 0.33
Wind | NM | October | 10 | 18 | 0.335
Wind | NM | October | 10 | 19 | 0.325
Wind | NM | October | 10 | 20 | 0.3
Wind | NM | October | 10 | 21 | 0.26
Wind | NM | October | 10 | 22 | 0.26
Wind | NM | October | 10 | 23 | 0.255
Wind | NM | October | 10 | 24 | 0.26
Wind | NM | November | 11 | 1 | 0.42
Wind | NM | November | 11 | 2 | 0.42
Wind | NM | November | 11 | 3 | 0.42
Wind | NM | November | 11 | 4 | 0.43
Wind | NM | November | 11 | 5 | 0.4176
Wind | NM | November | 11 | 6 | 0.4176
Wind | NM | November | 11 | 7 | 0.42
Wind | NM | November | 11 | 8 | 0.41
Wind | NM | November | 11 | 9 | 0.39
Wind | NM | November | 11 | 10 | 0.3876
Wind | NM | November | 11 | 11 | 0.3476
Wind | NM | November | 11 | 12 | 0.3276
Wind | NM | November | 11 | 13 | 0.3076
Wind | NM | November | 11 | 14 | 0.3
Wind | NM | November | 11 | 15 | 0.2976
Wind | NM | November | 11 | 16 | 0.3
Wind | NM | November | 11 | 17 | 0.29
Wind | NM | November | 11 | 18 | 0.3076
Wind | NM | November | 11 | 19 | 0.3176
Wind | NM | November | 11 | 20 | 0.3
Wind | NM | November | 11 | 21 | 0.33
Wind | NM | November | 11 | 22 | 0.36
Wind | NM | November | 11 | 23 | 0.38
Wind | NM | November | 11 | 24 | 0.3976
Wind | NM | December | 12 | 1 | 0.47
Wind | NM | December | 12 | 2 | 0.4755
Wind | NM | December | 12 | 3 | 0.48
Wind | NM | December | 12 | 4 | 0.5
Wind | NM | December | 12 | 5 | 0.5
Wind | NM | December | 12 | 6 | 0.51
Wind | NM | December | 12 | 7 | 0.5055
Wind | NM | December | 12 | 8 | 0.49
Wind | NM | December | 12 | 9 | 0.49
Wind | NM | December | 12 | 10 | 0.48
Wind | NM | December | 12 | 11 | 0.44
Wind | NM | December | 12 | 12 | 0.4455
Wind | NM | December | 12 | 13 | 0.46
Wind | NM | December | 12 | 14 | 0.46
Wind | NM | December | 12 | 15 | 0.46
Wind | NM | December | 12 | 16 | 0.4265
Wind | NM | December | 12 | 17 | 0.42
Wind | NM | December | 12 | 18 | 0.38
Wind | NM | December | 12 | 19 | 0.391
Wind | NM | December | 12 | 20 | 0.4155
Wind | NM | December | 12 | 21 | 0.42
Wind | NM | December | 12 | 22 | 0.4455
Wind | NM | December | 12 | 23 | 0.46
Wind | NM | December | 12 | 24 | 0.47
Solar Fixed | Norcal | January | 1 | 1 | 0
Solar Fixed | Norcal | January | 1 | 2 | 0
Solar Fixed | Norcal | January | 1 | 3 | 0
Solar Fixed | Norcal | January | 1 | 4 | 0
Solar Fixed | Norcal | January | 1 | 5 | 0
Solar Fixed | Norcal | January | 1 | 6 | 0
Solar Fixed | Norcal | January | 1 | 7 | 0
Solar Fixed | Norcal | January | 1 | 8 | 0.023331
Solar Fixed | Norcal | January | 1 | 9 | 0.17511
Solar Fixed | Norcal | January | 1 | 10 | 0.36293
Solar Fixed | Norcal | January | 1 | 11 | 0.45173
Solar Fixed | Norcal | January | 1 | 12 | 0.4853
Solar Fixed | Norcal | January | 1 | 13 | 0.47877
Solar Fixed | Norcal | January | 1 | 14 | 0.44197
Solar Fixed | Norcal | January | 1 | 15 | 0.38084
Solar Fixed | Norcal | January | 1 | 16 | 0.25879
Solar Fixed | Norcal | January | 1 | 17 | 0.06005
Solar Fixed | Norcal | January | 1 | 18 | 3.9647e-05
Solar Fixed | Norcal | January | 1 | 19 | 0
Solar Fixed | Norcal | January | 1 | 20 | 0
Solar Fixed | Norcal | January | 1 | 21 | 0
Solar Fixed | Norcal | January | 1 | 22 | 0
Solar Fixed | Norcal | January | 1 | 23 | 0
Solar Fixed | Norcal | January | 1 | 24 | 0
Solar Fixed | Norcal | February | 2 | 1 | 0
Solar Fixed | Norcal | February | 2 | 2 | 0
Solar Fixed | Norcal | February | 2 | 3 | 0
Solar Fixed | Norcal | February | 2 | 4 | 0
Solar Fixed | Norcal | February | 2 | 5 | 0
Solar Fixed | Norcal | February | 2 | 6 | 0
Solar Fixed | Norcal | February | 2 | 7 | 4.4922e-05
Solar Fixed | Norcal | February | 2 | 8 | 0.10084
Solar Fixed | Norcal | February | 2 | 9 | 0.42069
Solar Fixed | Norcal | February | 2 | 10 | 0.58487
Solar Fixed | Norcal | February | 2 | 11 | 0.64455
Solar Fixed | Norcal | February | 2 | 12 | 0.65048
Solar Fixed | Norcal | February | 2 | 13 | 0.65519
Solar Fixed | Norcal | February | 2 | 14 | 0.63806
Solar Fixed | Norcal | February | 2 | 15 | 0.59886
Solar Fixed | Norcal | February | 2 | 16 | 0.47174
Solar Fixed | Norcal | February | 2 | 17 | 0.22245
Solar Fixed | Norcal | February | 2 | 18 | 0.016618
Solar Fixed | Norcal | February | 2 | 19 | 0
Solar Fixed | Norcal | February | 2 | 20 | 0
Solar Fixed | Norcal | February | 2 | 21 | 0
Solar Fixed | Norcal | February | 2 | 22 | 0
Solar Fixed | Norcal | February | 2 | 23 | 0
Solar Fixed | Norcal | February | 2 | 24 | 0
Solar Fixed | Norcal | March | 3 | 1 | 0
Solar Fixed | Norcal | March | 3 | 2 | 0
Solar Fixed | Norcal | March | 3 | 3 | 0
Solar Fixed | Norcal | March | 3 | 4 | 0
Solar Fixed | Norcal | March | 3 | 5 | 0
Solar Fixed | Norcal | March | 3 | 6 | 0
Solar Fixed | Norcal | March | 3 | 7 | 0.023902
Solar Fixed | Norcal | March | 3 | 8 | 0.2602
Solar Fixed | Norcal | March | 3 | 9 | 0.49692
Solar Fixed | Norcal | March | 3 | 10 | 0.58137
Solar Fixed | Norcal | March | 3 | 11 | 0.59747
Solar Fixed | Norcal | March | 3 | 12 | 0.58491
Solar Fixed | Norcal | March | 3 | 13 | 0.60083
Solar Fixed | Norcal | March | 3 | 14 | 0.58479
Solar Fixed | Norcal | March | 3 | 15 | 0.53034
Solar Fixed | Norcal | March | 3 | 16 | 0.43882
Solar Fixed | Norcal | March | 3 | 17 | 0.30047
Solar Fixed | Norcal | March | 3 | 18 | 0.073729
Solar Fixed | Norcal | March | 3 | 19 | 0.00020457
Solar Fixed | Norcal | March | 3 | 20 | 0
Solar Fixed | Norcal | March | 3 | 21 | 0
Solar Fixed | Norcal | March | 3 | 22 | 0
Solar Fixed | Norcal | March | 3 | 23 | 0
Solar Fixed | Norcal | March | 3 | 24 | 0
Solar Fixed | Norcal | April | 4 | 1 | 0
Solar Fixed | Norcal | April | 4 | 2 | 0
Solar Fixed | Norcal | April | 4 | 3 | 0
Solar Fixed | Norcal | April | 4 | 4 | 0
Solar Fixed | Norcal | April | 4 | 5 | 0
Solar Fixed | Norcal | April | 4 | 6 | 0.010183
Solar Fixed | Norcal | April | 4 | 7 | 0.20129
Solar Fixed | Norcal | April | 4 | 8 | 0.5217
Solar Fixed | Norcal | April | 4 | 9 | 0.67534
Solar Fixed | Norcal | April | 4 | 10 | 0.7504
Solar Fixed | Norcal | April | 4 | 11 | 0.77745
Solar Fixed | Norcal | April | 4 | 12 | 0.81021
Solar Fixed | Norcal | April | 4 | 13 | 0.79506
Solar Fixed | Norcal | April | 4 | 14 | 0.78623
Solar Fixed | Norcal | April | 4 | 15 | 0.76196
Solar Fixed | Norcal | April | 4 | 16 | 0.67485
Solar Fixed | Norcal | April | 4 | 17 | 0.51857
Solar Fixed | Norcal | April | 4 | 18 | 0.21399
Solar Fixed | Norcal | April | 4 | 19 | 0.013408
Solar Fixed | Norcal | April | 4 | 20 | 0
Solar Fixed | Norcal | April | 4 | 21 | 0
Solar Fixed | Norcal | April | 4 | 22 | 0
Solar Fixed | Norcal | April | 4 | 23 | 0
Solar Fixed | Norcal | April | 4 | 24 | 0
Solar Fixed | Norcal | May | 5 | 1 | 0
Solar Fixed | Norcal | May | 5 | 2 | 0
Solar Fixed | Norcal | May | 5 | 3 | 0
Solar Fixed | Norcal | May | 5 | 4 | 0
Solar Fixed | Norcal | May | 5 | 5 | 9.2675e-06
Solar Fixed | Norcal | May | 5 | 6 | 0.063877
Solar Fixed | Norcal | May | 5 | 7 | 0.35201
Solar Fixed | Norcal | May | 5 | 8 | 0.59476
Solar Fixed | Norcal | May | 5 | 9 | 0.71996
Solar Fixed | Norcal | May | 5 | 10 | 0.79275
Solar Fixed | Norcal | May | 5 | 11 | 0.81319
Solar Fixed | Norcal | May | 5 | 12 | 0.82004
Solar Fixed | Norcal | May | 5 | 13 | 0.82346
Solar Fixed | Norcal | May | 5 | 14 | 0.82157
Solar Fixed | Norcal | May | 5 | 15 | 0.79175
Solar Fixed | Norcal | May | 5 | 16 | 0.70986
Solar Fixed | Norcal | May | 5 | 17 | 0.58547
Solar Fixed | Norcal | May | 5 | 18 | 0.31621
Solar Fixed | Norcal | May | 5 | 19 | 0.052416
Solar Fixed | Norcal | May | 5 | 20 | 8.7281e-05
Solar Fixed | Norcal | May | 5 | 21 | 0
Solar Fixed | Norcal | May | 5 | 22 | 0
Solar Fixed | Norcal | May | 5 | 23 | 0
Solar Fixed | Norcal | May | 5 | 24 | 0
Solar Fixed | Norcal | June | 6 | 1 | 0
Solar Fixed | Norcal | June | 6 | 2 | 0
Solar Fixed | Norcal | June | 6 | 3 | 0
Solar Fixed | Norcal | June | 6 | 4 | 0
Solar Fixed | Norcal | June | 6 | 5 | 0.00033389
Solar Fixed | Norcal | June | 6 | 6 | 0.089182
Solar Fixed | Norcal | June | 6 | 7 | 0.36939
Solar Fixed | Norcal | June | 6 | 8 | 0.60431
Solar Fixed | Norcal | June | 6 | 9 | 0.73024
Solar Fixed | Norcal | June | 6 | 10 | 0.79111
Solar Fixed | Norcal | June | 6 | 11 | 0.83131
Solar Fixed | Norcal | June | 6 | 12 | 0.84282
Solar Fixed | Norcal | June | 6 | 13 | 0.85649
Solar Fixed | Norcal | June | 6 | 14 | 0.84277
Solar Fixed | Norcal | June | 6 | 15 | 0.80471
Solar Fixed | Norcal | June | 6 | 16 | 0.73453
Solar Fixed | Norcal | June | 6 | 17 | 0.60883
Solar Fixed | Norcal | June | 6 | 18 | 0.38312
Solar Fixed | Norcal | June | 6 | 19 | 0.10378
Solar Fixed | Norcal | June | 6 | 20 | 0.0013113
Solar Fixed | Norcal | June | 6 | 21 | 0
Solar Fixed | Norcal | June | 6 | 22 | 0
Solar Fixed | Norcal | June | 6 | 23 | 0
Solar Fixed | Norcal | June | 6 | 24 | 0
Solar Fixed | Norcal | July | 7 | 1 | 0
Solar Fixed | Norcal | July | 7 | 2 | 0
Solar Fixed | Norcal | July | 7 | 3 | 0
Solar Fixed | Norcal | July | 7 | 4 | 0
Solar Fixed | Norcal | July | 7 | 5 | 0
Solar Fixed | Norcal | July | 7 | 6 | 0.04274
Solar Fixed | Norcal | July | 7 | 7 | 0.3074
Solar Fixed | Norcal | July | 7 | 8 | 0.57507
Solar Fixed | Norcal | July | 7 | 9 | 0.72455
Solar Fixed | Norcal | July | 7 | 10 | 0.79871
Solar Fixed | Norcal | July | 7 | 11 | 0.84866
Solar Fixed | Norcal | July | 7 | 12 | 0.85963
Solar Fixed | Norcal | July | 7 | 13 | 0.8542
Solar Fixed | Norcal | July | 7 | 14 | 0.84054
Solar Fixed | Norcal | July | 7 | 15 | 0.80152
Solar Fixed | Norcal | July | 7 | 16 | 0.73223
Solar Fixed | Norcal | July | 7 | 17 | 0.59913
Solar Fixed | Norcal | July | 7 | 18 | 0.37028
Solar Fixed | Norcal | July | 7 | 19 | 0.081931
Solar Fixed | Norcal | July | 7 | 20 | 0.00055543
Solar Fixed | Norcal | July | 7 | 21 | 0
Solar Fixed | Norcal | July | 7 | 22 | 0
Solar Fixed | Norcal | July | 7 | 23 | 0
Solar Fixed | Norcal | July | 7 | 24 | 0
Solar Fixed | Norcal | August | 8 | 1 | 0
Solar Fixed | Norcal | August | 8 | 2 | 0
Solar Fixed | Norcal | August | 8 | 3 | 0
Solar Fixed | Norcal | August | 8 | 4 | 0
Solar Fixed | Norcal | August | 8 | 5 | 0
Solar Fixed | Norcal | August | 8 | 6 | 0.0067141
Solar Fixed | Norcal | August | 8 | 7 | 0.18564
Solar Fixed | Norcal | August | 8 | 8 | 0.48945
Solar Fixed | Norcal | August | 8 | 9 | 0.65856
Solar Fixed | Norcal | August | 8 | 10 | 0.73841
Solar Fixed | Norcal | August | 8 | 11 | 0.79282
Solar Fixed | Norcal | August | 8 | 12 | 0.81793
Solar Fixed | Norcal | August | 8 | 13 | 0.81433
Solar Fixed | Norcal | August | 8 | 14 | 0.80992
Solar Fixed | Norcal | August | 8 | 15 | 0.76814
Solar Fixed | Norcal | August | 8 | 16 | 0.6732
Solar Fixed | Norcal | August | 8 | 17 | 0.50117
Solar Fixed | Norcal | August | 8 | 18 | 0.20095
Solar Fixed | Norcal | August | 8 | 19 | 0.012085
Solar Fixed | Norcal | August | 8 | 20 | 0
Solar Fixed | Norcal | August | 8 | 21 | 0
Solar Fixed | Norcal | August | 8 | 22 | 0
Solar Fixed | Norcal | August | 8 | 23 | 0
Solar Fixed | Norcal | August | 8 | 24 | 0
Solar Fixed | Norcal | September | 9 | 1 | 0
Solar Fixed | Norcal | September | 9 | 2 | 0
Solar Fixed | Norcal | September | 9 | 3 | 0
Solar Fixed | Norcal | September | 9 | 4 | 0
Solar Fixed | Norcal | September | 9 | 5 | 0
Solar Fixed | Norcal | September | 9 | 6 | 0.00069662
Solar Fixed | Norcal | September | 9 | 7 | 0.12439
Solar Fixed | Norcal | September | 9 | 8 | 0.47576
Solar Fixed | Norcal | September | 9 | 9 | 0.68402
Solar Fixed | Norcal | September | 9 | 10 | 0.76641
Solar Fixed | Norcal | September | 9 | 11 | 0.80912
Solar Fixed | Norcal | September | 9 | 12 | 0.82132
Solar Fixed | Norcal | September | 9 | 13 | 0.81552
Solar Fixed | Norcal | September | 9 | 14 | 0.80225
Solar Fixed | Norcal | September | 9 | 15 | 0.76149
Solar Fixed | Norcal | September | 9 | 16 | 0.65723
Solar Fixed | Norcal | September | 9 | 17 | 0.40072
Solar Fixed | Norcal | September | 9 | 18 | 0.086576
Solar Fixed | Norcal | September | 9 | 19 | 0.00023646
Solar Fixed | Norcal | September | 9 | 20 | 0
Solar Fixed | Norcal | September | 9 | 21 | 0
Solar Fixed | Norcal | September | 9 | 22 | 0
Solar Fixed | Norcal | September | 9 | 23 | 0
Solar Fixed | Norcal | September | 9 | 24 | 0
Solar Fixed | Norcal | October | 10 | 1 | 0
Solar Fixed | Norcal | October | 10 | 2 | 0
Solar Fixed | Norcal | October | 10 | 3 | 0
Solar Fixed | Norcal | October | 10 | 4 | 0
Solar Fixed | Norcal | October | 10 | 5 | 0
Solar Fixed | Norcal | October | 10 | 6 | 0
Solar Fixed | Norcal | October | 10 | 7 | 0.044627
Solar Fixed | Norcal | October | 10 | 8 | 0.33706
Solar Fixed | Norcal | October | 10 | 9 | 0.59595
Solar Fixed | Norcal | October | 10 | 10 | 0.69148
Solar Fixed | Norcal | October | 10 | 11 | 0.70969
Solar Fixed | Norcal | October | 10 | 12 | 0.71503
Solar Fixed | Norcal | October | 10 | 13 | 0.71131
Solar Fixed | Norcal | October | 10 | 14 | 0.70431
Solar Fixed | Norcal | October | 10 | 15 | 0.64838
Solar Fixed | Norcal | October | 10 | 16 | 0.48917
Solar Fixed | Norcal | October | 10 | 17 | 0.17364
Solar Fixed | Norcal | October | 10 | 18 | 0.0064843
Solar Fixed | Norcal | October | 10 | 19 | 0
Solar Fixed | Norcal | October | 10 | 20 | 0
Solar Fixed | Norcal | October | 10 | 21 | 0
Solar Fixed | Norcal | October | 10 | 22 | 0
Solar Fixed | Norcal | October | 10 | 23 | 0
Solar Fixed | Norcal | October | 10 | 24 | 0
Solar Fixed | Norcal | November | 11 | 1 | 0
Solar Fixed | Norcal | November | 11 | 2 | 0
Solar Fixed | Norcal | November | 11 | 3 | 0
Solar Fixed | Norcal | November | 11 | 4 | 0
Solar Fixed | Norcal | November | 11 | 5 | 0
Solar Fixed | Norcal | November | 11 | 6 | 0
Solar Fixed | Norcal | November | 11 | 7 | 0.0021094
Solar Fixed | Norcal | November | 11 | 8 | 0.14285
Solar Fixed | Norcal | November | 11 | 9 | 0.45856
Solar Fixed | Norcal | November | 11 | 10 | 0.59276
Solar Fixed | Norcal | November | 11 | 11 | 0.62922
Solar Fixed | Norcal | November | 11 | 12 | 0.62372
Solar Fixed | Norcal | November | 11 | 13 | 0.62154
Solar Fixed | Norcal | November | 11 | 14 | 0.60124
Solar Fixed | Norcal | November | 11 | 15 | 0.52757
Solar Fixed | Norcal | November | 11 | 16 | 0.30347
Solar Fixed | Norcal | November | 11 | 17 | 0.041397
Solar Fixed | Norcal | November | 11 | 18 | 0
Solar Fixed | Norcal | November | 11 | 19 | 0
Solar Fixed | Norcal | November | 11 | 20 | 0
Solar Fixed | Norcal | November | 11 | 21 | 0
Solar Fixed | Norcal | November | 11 | 22 | 0
Solar Fixed | Norcal | November | 11 | 23 | 0
Solar Fixed | Norcal | November | 11 | 24 | 0
Solar Fixed | Norcal | December | 12 | 1 | 0
Solar Fixed | Norcal | December | 12 | 2 | 0
Solar Fixed | Norcal | December | 12 | 3 | 0
Solar Fixed | Norcal | December | 12 | 4 | 0
Solar Fixed | Norcal | December | 12 | 5 | 0
Solar Fixed | Norcal | December | 12 | 6 | 0
Solar Fixed | Norcal | December | 12 | 7 | 0
Solar Fixed | Norcal | December | 12 | 8 | 0.033895
Solar Fixed | Norcal | December | 12 | 9 | 0.17618
Solar Fixed | Norcal | December | 12 | 10 | 0.34191
Solar Fixed | Norcal | December | 12 | 11 | 0.43314
Solar Fixed | Norcal | December | 12 | 12 | 0.47442
Solar Fixed | Norcal | December | 12 | 13 | 0.46255
Solar Fixed | Norcal | December | 12 | 14 | 0.42713
Solar Fixed | Norcal | December | 12 | 15 | 0.36854
Solar Fixed | Norcal | December | 12 | 16 | 0.20804
Solar Fixed | Norcal | December | 12 | 17 | 0.02647
Solar Fixed | Norcal | December | 12 | 18 | 0
Solar Fixed | Norcal | December | 12 | 19 | 0
Solar Fixed | Norcal | December | 12 | 20 | 0
Solar Fixed | Norcal | December | 12 | 21 | 0
Solar Fixed | Norcal | December | 12 | 22 | 0
Solar Fixed | Norcal | December | 12 | 23 | 0
Solar Fixed | Norcal | December | 12 | 24 | 0
Solar Tracking | Norcal | January | 1 | 1 | 0
Solar Tracking | Norcal | January | 1 | 2 | 0
Solar Tracking | Norcal | January | 1 | 3 | 0
Solar Tracking | Norcal | January | 1 | 4 | 0
Solar Tracking | Norcal | January | 1 | 5 | 0
Solar Tracking | Norcal | January | 1 | 6 | 0
Solar Tracking | Norcal | January | 1 | 7 | 6.146e-07
Solar Tracking | Norcal | January | 1 | 8 | 0.021247
Solar Tracking | Norcal | January | 1 | 9 | 0.16383
Solar Tracking | Norcal | January | 1 | 10 | 0.31226
Solar Tracking | Norcal | January | 1 | 11 | 0.3862
Solar Tracking | Norcal | January | 1 | 12 | 0.42522
Solar Tracking | Norcal | January | 1 | 13 | 0.42538
Solar Tracking | Norcal | January | 1 | 14 | 0.40147
Solar Tracking | Norcal | January | 1 | 15 | 0.3758
Solar Tracking | Norcal | January | 1 | 16 | 0.25669
Solar Tracking | Norcal | January | 1 | 17 | 0.055929
Solar Tracking | Norcal | January | 1 | 18 | 3.0847e-05
Solar Tracking | Norcal | January | 1 | 19 | 0
Solar Tracking | Norcal | January | 1 | 20 | 0
Solar Tracking | Norcal | January | 1 | 21 | 0
Solar Tracking | Norcal | January | 1 | 22 | 0
Solar Tracking | Norcal | January | 1 | 23 | 0
Solar Tracking | Norcal | January | 1 | 24 | 0
Solar Tracking | Norcal | February | 2 | 1 | 0
Solar Tracking | Norcal | February | 2 | 2 | 0
Solar Tracking | Norcal | February | 2 | 3 | 0
Solar Tracking | Norcal | February | 2 | 4 | 0
Solar Tracking | Norcal | February | 2 | 5 | 0
Solar Tracking | Norcal | February | 2 | 6 | 0
Solar Tracking | Norcal | February | 2 | 7 | 0.000248
Solar Tracking | Norcal | February | 2 | 8 | 0.12343
Solar Tracking | Norcal | February | 2 | 9 | 0.5135
Solar Tracking | Norcal | February | 2 | 10 | 0.6401
Solar Tracking | Norcal | February | 2 | 11 | 0.65379
Solar Tracking | Norcal | February | 2 | 12 | 0.61962
Solar Tracking | Norcal | February | 2 | 13 | 0.61065
Solar Tracking | Norcal | February | 2 | 14 | 0.60666
Solar Tracking | Norcal | February | 2 | 15 | 0.61978
Solar Tracking | Norcal | February | 2 | 16 | 0.5287
Solar Tracking | Norcal | February | 2 | 17 | 0.27741
Solar Tracking | Norcal | February | 2 | 18 | 0.015266
Solar Tracking | Norcal | February | 2 | 19 | 0
Solar Tracking | Norcal | February | 2 | 20 | 0
Solar Tracking | Norcal | February | 2 | 21 | 0
Solar Tracking | Norcal | February | 2 | 22 | 0
Solar Tracking | Norcal | February | 2 | 23 | 0
Solar Tracking | Norcal | February | 2 | 24 | 0
Solar Tracking | Norcal | March | 3 | 1 | 0
Solar Tracking | Norcal | March | 3 | 2 | 0
Solar Tracking | Norcal | March | 3 | 3 | 0
Solar Tracking | Norcal | March | 3 | 4 | 0
Solar Tracking | Norcal | March | 3 | 5 | 0
Solar Tracking | Norcal | March | 3 | 6 | 8.8682e-08
Solar Tracking | Norcal | March | 3 | 7 | 0.025886
Solar Tracking | Norcal | March | 3 | 8 | 0.3194
Solar Tracking | Norcal | March | 3 | 9 | 0.59931
Solar Tracking | Norcal | March | 3 | 10 | 0.6421
Solar Tracking | Norcal | March | 3 | 11 | 0.60271
Solar Tracking | Norcal | March | 3 | 12 | 0.61907
Solar Tracking | Norcal | March | 3 | 13 | 0.60989
Solar Tracking | Norcal | March | 3 | 14 | 0.56129
Solar Tracking | Norcal | March | 3 | 15 | 0.51842
Solar Tracking | Norcal | March | 3 | 16 | 0.48281
Solar Tracking | Norcal | March | 3 | 17 | 0.33985
Solar Tracking | Norcal | March | 3 | 18 | 0.078584
Solar Tracking | Norcal | March | 3 | 19 | 0.00010647
Solar Tracking | Norcal | March | 3 | 20 | 0
Solar Tracking | Norcal | March | 3 | 21 | 0
Solar Tracking | Norcal | March | 3 | 22 | 0
Solar Tracking | Norcal | March | 3 | 23 | 0
Solar Tracking | Norcal | March | 3 | 24 | 0
Solar Tracking | Norcal | April | 4 | 1 | 0
Solar Tracking | Norcal | April | 4 | 2 | 0
Solar Tracking | Norcal | April | 4 | 3 | 0
Solar Tracking | Norcal | April | 4 | 4 | 0
Solar Tracking | Norcal | April | 4 | 5 | 0
Solar Tracking | Norcal | April | 4 | 6 | 0.013838
Solar Tracking | Norcal | April | 4 | 7 | 0.29828
Solar Tracking | Norcal | April | 4 | 8 | 0.65842
Solar Tracking | Norcal | April | 4 | 9 | 0.72422
Solar Tracking | Norcal | April | 4 | 10 | 0.72015
Solar Tracking | Norcal | April | 4 | 11 | 0.70746
Solar Tracking | Norcal | April | 4 | 12 | 0.72454
Solar Tracking | Norcal | April | 4 | 13 | 0.72612
Solar Tracking | Norcal | April | 4 | 14 | 0.71525
Solar Tracking | Norcal | April | 4 | 15 | 0.72694
Solar Tracking | Norcal | April | 4 | 16 | 0.69696
Solar Tracking | Norcal | April | 4 | 17 | 0.63575
Solar Tracking | Norcal | April | 4 | 18 | 0.29504
Solar Tracking | Norcal | April | 4 | 19 | 0.013619
Solar Tracking | Norcal | April | 4 | 20 | 0
Solar Tracking | Norcal | April | 4 | 21 | 0
Solar Tracking | Norcal | April | 4 | 22 | 0
Solar Tracking | Norcal | April | 4 | 23 | 0
Solar Tracking | Norcal | April | 4 | 24 | 0
Solar Tracking | Norcal | May | 5 | 1 | 0
Solar Tracking | Norcal | May | 5 | 2 | 0
Solar Tracking | Norcal | May | 5 | 3 | 0
Solar Tracking | Norcal | May | 5 | 4 | 0
Solar Tracking | Norcal | May | 5 | 5 | 0.00010053
Solar Tracking | Norcal | May | 5 | 6 | 0.10996
Solar Tracking | Norcal | May | 5 | 7 | 0.51896
Solar Tracking | Norcal | May | 5 | 8 | 0.73179
Solar Tracking | Norcal | May | 5 | 9 | 0.76524
Solar Tracking | Norcal | May | 5 | 10 | 0.76623
Solar Tracking | Norcal | May | 5 | 11 | 0.75927
Solar Tracking | Norcal | May | 5 | 12 | 0.77542
Solar Tracking | Norcal | May | 5 | 13 | 0.77531
Solar Tracking | Norcal | May | 5 | 14 | 0.79321
Solar Tracking | Norcal | May | 5 | 15 | 0.79302
Solar Tracking | Norcal | May | 5 | 16 | 0.77554
Solar Tracking | Norcal | May | 5 | 17 | 0.73095
Solar Tracking | Norcal | May | 5 | 18 | 0.45232
Solar Tracking | Norcal | May | 5 | 19 | 0.070295
Solar Tracking | Norcal | May | 5 | 20 | 2.8145e-05
Solar Tracking | Norcal | May | 5 | 21 | 0
Solar Tracking | Norcal | May | 5 | 22 | 0
Solar Tracking | Norcal | May | 5 | 23 | 0
Solar Tracking | Norcal | May | 5 | 24 | 0
Solar Tracking | Norcal | June | 6 | 1 | 0
Solar Tracking | Norcal | June | 6 | 2 | 0
Solar Tracking | Norcal | June | 6 | 3 | 0
Solar Tracking | Norcal | June | 6 | 4 | 0
Solar Tracking | Norcal | June | 6 | 5 | 0.00072313
Solar Tracking | Norcal | June | 6 | 6 | 0.15788
Solar Tracking | Norcal | June | 6 | 7 | 0.57345
Solar Tracking | Norcal | June | 6 | 8 | 0.77704
Solar Tracking | Norcal | June | 6 | 9 | 0.83202
Solar Tracking | Norcal | June | 6 | 10 | 0.84235
Solar Tracking | Norcal | June | 6 | 11 | 0.84872
Solar Tracking | Norcal | June | 6 | 12 | 0.85353
Solar Tracking | Norcal | June | 6 | 13 | 0.8511
Solar Tracking | Norcal | June | 6 | 14 | 0.8436
Solar Tracking | Norcal | June | 6 | 15 | 0.84336
Solar Tracking | Norcal | June | 6 | 16 | 0.82493
Solar Tracking | Norcal | June | 6 | 17 | 0.76532
Solar Tracking | Norcal | June | 6 | 18 | 0.56704
Solar Tracking | Norcal | June | 6 | 19 | 0.15987
Solar Tracking | Norcal | June | 6 | 20 | 0.0018684
Solar Tracking | Norcal | June | 6 | 21 | 0
Solar Tracking | Norcal | June | 6 | 22 | 0
Solar Tracking | Norcal | June | 6 | 23 | 0
Solar Tracking | Norcal | June | 6 | 24 | 0
Solar Tracking | Norcal | July | 7 | 1 | 0
Solar Tracking | Norcal | July | 7 | 2 | 0
Solar Tracking | Norcal | July | 7 | 3 | 0
Solar Tracking | Norcal | July | 7 | 4 | 0
Solar Tracking | Norcal | July | 7 | 5 | 1.4651e-05
Solar Tracking | Norcal | July | 7 | 6 | 0.071702
Solar Tracking | Norcal | July | 7 | 7 | 0.4601
Solar Tracking | Norcal | July | 7 | 8 | 0.74204
Solar Tracking | Norcal | July | 7 | 9 | 0.81886
Solar Tracking | Norcal | July | 7 | 10 | 0.83011
Solar Tracking | Norcal | July | 7 | 11 | 0.83608
Solar Tracking | Norcal | July | 7 | 12 | 0.83274
Solar Tracking | Norcal | July | 7 | 13 | 0.83108
Solar Tracking | Norcal | July | 7 | 14 | 0.82203
Solar Tracking | Norcal | July | 7 | 15 | 0.82046
Solar Tracking | Norcal | July | 7 | 16 | 0.78709
Solar Tracking | Norcal | July | 7 | 17 | 0.72965
Solar Tracking | Norcal | July | 7 | 18 | 0.51181
Solar Tracking | Norcal | July | 7 | 19 | 0.12037
Solar Tracking | Norcal | July | 7 | 20 | 0.00070819
Solar Tracking | Norcal | July | 7 | 21 | 0
Solar Tracking | Norcal | July | 7 | 22 | 0
Solar Tracking | Norcal | July | 7 | 23 | 0
Solar Tracking | Norcal | July | 7 | 24 | 0
Solar Tracking | Norcal | August | 8 | 1 | 0
Solar Tracking | Norcal | August | 8 | 2 | 0
Solar Tracking | Norcal | August | 8 | 3 | 0
Solar Tracking | Norcal | August | 8 | 4 | 0
Solar Tracking | Norcal | August | 8 | 5 | 0
Solar Tracking | Norcal | August | 8 | 6 | 0.010128
Solar Tracking | Norcal | August | 8 | 7 | 0.26959
Solar Tracking | Norcal | August | 8 | 8 | 0.62303
Solar Tracking | Norcal | August | 8 | 9 | 0.75332
Solar Tracking | Norcal | August | 8 | 10 | 0.78832
Solar Tracking | Norcal | August | 8 | 11 | 0.79186
Solar Tracking | Norcal | August | 8 | 12 | 0.79804
Solar Tracking | Norcal | August | 8 | 13 | 0.7919
Solar Tracking | Norcal | August | 8 | 14 | 0.78549
Solar Tracking | Norcal | August | 8 | 15 | 0.77999
Solar Tracking | Norcal | August | 8 | 16 | 0.73407
Solar Tracking | Norcal | August | 8 | 17 | 0.60195
Solar Tracking | Norcal | August | 8 | 18 | 0.26721
Solar Tracking | Norcal | August | 8 | 19 | 0.014773
Solar Tracking | Norcal | August | 8 | 20 | 0
Solar Tracking | Norcal | August | 8 | 21 | 0
Solar Tracking | Norcal | August | 8 | 22 | 0
Solar Tracking | Norcal | August | 8 | 23 | 0
Solar Tracking | Norcal | August | 8 | 24 | 0
Solar Tracking | Norcal | September | 9 | 1 | 0
Solar Tracking | Norcal | September | 9 | 2 | 0
Solar Tracking | Norcal | September | 9 | 3 | 0
Solar Tracking | Norcal | September | 9 | 4 | 0
Solar Tracking | Norcal | September | 9 | 5 | 0
Solar Tracking | Norcal | September | 9 | 6 | 0.0010723
Solar Tracking | Norcal | September | 9 | 7 | 0.16472
Solar Tracking | Norcal | September | 9 | 8 | 0.58729
Solar Tracking | Norcal | September | 9 | 9 | 0.73986
Solar Tracking | Norcal | September | 9 | 10 | 0.76479
Solar Tracking | Norcal | September | 9 | 11 | 0.75928
Solar Tracking | Norcal | September | 9 | 12 | 0.75073
Solar Tracking | Norcal | September | 9 | 13 | 0.75206
Solar Tracking | Norcal | September | 9 | 14 | 0.76262
Solar Tracking | Norcal | September | 9 | 15 | 0.76602
Solar Tracking | Norcal | September | 9 | 16 | 0.72186
Solar Tracking | Norcal | September | 9 | 17 | 0.47513
Solar Tracking | Norcal | September | 9 | 18 | 0.09337
Solar Tracking | Norcal | September | 9 | 19 | 9.8944e-05
Solar Tracking | Norcal | September | 9 | 20 | 0
Solar Tracking | Norcal | September | 9 | 21 | 0
Solar Tracking | Norcal | September | 9 | 22 | 0
Solar Tracking | Norcal | September | 9 | 23 | 0
Solar Tracking | Norcal | September | 9 | 24 | 0
Solar Tracking | Norcal | October | 10 | 1 | 0
Solar Tracking | Norcal | October | 10 | 2 | 0
Solar Tracking | Norcal | October | 10 | 3 | 0
Solar Tracking | Norcal | October | 10 | 4 | 0
Solar Tracking | Norcal | October | 10 | 5 | 0
Solar Tracking | Norcal | October | 10 | 6 | 1.9474e-05
Solar Tracking | Norcal | October | 10 | 7 | 0.049127
Solar Tracking | Norcal | October | 10 | 8 | 0.38988
Solar Tracking | Norcal | October | 10 | 9 | 0.64478
Solar Tracking | Norcal | October | 10 | 10 | 0.66427
Solar Tracking | Norcal | October | 10 | 11 | 0.65105
Solar Tracking | Norcal | October | 10 | 12 | 0.63471
Solar Tracking | Norcal | October | 10 | 13 | 0.63945
Solar Tracking | Norcal | October | 10 | 14 | 0.65097
Solar Tracking | Norcal | October | 10 | 15 | 0.64851
Solar Tracking | Norcal | October | 10 | 16 | 0.54586
Solar Tracking | Norcal | October | 10 | 17 | 0.18147
Solar Tracking | Norcal | October | 10 | 18 | 0.0037743
Solar Tracking | Norcal | October | 10 | 19 | 0
Solar Tracking | Norcal | October | 10 | 20 | 0
Solar Tracking | Norcal | October | 10 | 21 | 0
Solar Tracking | Norcal | October | 10 | 22 | 0
Solar Tracking | Norcal | October | 10 | 23 | 0
Solar Tracking | Norcal | October | 10 | 24 | 0
Solar Tracking | Norcal | November | 11 | 1 | 0
Solar Tracking | Norcal | November | 11 | 2 | 0
Solar Tracking | Norcal | November | 11 | 3 | 0
Solar Tracking | Norcal | November | 11 | 4 | 0
Solar Tracking | Norcal | November | 11 | 5 | 0
Solar Tracking | Norcal | November | 11 | 6 | 0
Solar Tracking | Norcal | November | 11 | 7 | 0.0017869
Solar Tracking | Norcal | November | 11 | 8 | 0.15199
Solar Tracking | Norcal | November | 11 | 9 | 0.45762
Solar Tracking | Norcal | November | 11 | 10 | 0.53908
Solar Tracking | Norcal | November | 11 | 11 | 0.52891
Solar Tracking | Norcal | November | 11 | 12 | 0.51195
Solar Tracking | Norcal | November | 11 | 13 | 0.52694
Solar Tracking | Norcal | November | 11 | 14 | 0.54257
Solar Tracking | Norcal | November | 11 | 15 | 0.50967
Solar Tracking | Norcal | November | 11 | 16 | 0.31928
Solar Tracking | Norcal | November | 11 | 17 | 0.037869
Solar Tracking | Norcal | November | 11 | 18 | 0
Solar Tracking | Norcal | November | 11 | 19 | 0
Solar Tracking | Norcal | November | 11 | 20 | 0
Solar Tracking | Norcal | November | 11 | 21 | 0
Solar Tracking | Norcal | November | 11 | 22 | 0
Solar Tracking | Norcal | November | 11 | 23 | 0
Solar Tracking | Norcal | November | 11 | 24 | 0
Solar Tracking | Norcal | December | 12 | 1 | 0
Solar Tracking | Norcal | December | 12 | 2 | 0
Solar Tracking | Norcal | December | 12 | 3 | 0
Solar Tracking | Norcal | December | 12 | 4 | 0
Solar Tracking | Norcal | December | 12 | 5 | 0
Solar Tracking | Norcal | December | 12 | 6 | 1.5787e-06
Solar Tracking | Norcal | December | 12 | 7 | 7.2279e-06
Solar Tracking | Norcal | December | 12 | 8 | 0.029875
Solar Tracking | Norcal | December | 12 | 9 | 0.20463
Solar Tracking | Norcal | December | 12 | 10 | 0.33588
Solar Tracking | Norcal | December | 12 | 11 | 0.40823
Solar Tracking | Norcal | December | 12 | 12 | 0.42878
Solar Tracking | Norcal | December | 12 | 13 | 0.41749
Solar Tracking | Norcal | December | 12 | 14 | 0.40425
Solar Tracking | Norcal | December | 12 | 15 | 0.37387
Solar Tracking | Norcal | December | 12 | 16 | 0.20907
Solar Tracking | Norcal | December | 12 | 17 | 0.02249
Solar Tracking | Norcal | December | 12 | 18 | 0
Solar Tracking | Norcal | December | 12 | 19 | 0
Solar Tracking | Norcal | December | 12 | 20 | 0
Solar Tracking | Norcal | December | 12 | 21 | 0
Solar Tracking | Norcal | December | 12 | 22 | 0
Solar Tracking | Norcal | December | 12 | 23 | 0
Solar Tracking | Norcal | December | 12 | 24 | 0
Wind | Norcal | January | 1 | 1 | 0.069618
Wind | Norcal | January | 1 | 2 | 0.075079
Wind | Norcal | January | 1 | 3 | 0.061964
Wind | Norcal | January | 1 | 4 | 0.063293
Wind | Norcal | January | 1 | 5 | 0.061414
Wind | Norcal | January | 1 | 6 | 0.061641
Wind | Norcal | January | 1 | 7 | 0.063521
Wind | Norcal | January | 1 | 8 | 0.069197
Wind | Norcal | January | 1 | 9 | 0.062614
Wind | Norcal | January | 1 | 10 | 0.053439
Wind | Norcal | January | 1 | 11 | 0.054645
Wind | Norcal | January | 1 | 12 | 0.050731
Wind | Norcal | January | 1 | 13 | 0.049451
Wind | Norcal | January | 1 | 14 | 0.045899
Wind | Norcal | January | 1 | 15 | 0.041421
Wind | Norcal | January | 1 | 16 | 0.039877
Wind | Norcal | January | 1 | 17 | 0.041897
Wind | Norcal | January | 1 | 18 | 0.046651
Wind | Norcal | January | 1 | 19 | 0.056761
Wind | Norcal | January | 1 | 20 | 0.069616
Wind | Norcal | January | 1 | 21 | 0.071842
Wind | Norcal | January | 1 | 22 | 0.076174
Wind | Norcal | January | 1 | 23 | 0.072989
Wind | Norcal | January | 1 | 24 | 0.072325
Wind | Norcal | February | 2 | 1 | 0.14592
Wind | Norcal | February | 2 | 2 | 0.14581
Wind | Norcal | February | 2 | 3 | 0.13449
Wind | Norcal | February | 2 | 4 | 0.12974
Wind | Norcal | February | 2 | 5 | 0.1206
Wind | Norcal | February | 2 | 6 | 0.11628
Wind | Norcal | February | 2 | 7 | 0.11832
Wind | Norcal | February | 2 | 8 | 0.13066
Wind | Norcal | February | 2 | 9 | 0.11495
Wind | Norcal | February | 2 | 10 | 0.10675
Wind | Norcal | February | 2 | 11 | 0.10592
Wind | Norcal | February | 2 | 12 | 0.094569
Wind | Norcal | February | 2 | 13 | 0.091155
Wind | Norcal | February | 2 | 14 | 0.095625
Wind | Norcal | February | 2 | 15 | 0.09879
Wind | Norcal | February | 2 | 16 | 0.084695
Wind | Norcal | February | 2 | 17 | 0.072106
Wind | Norcal | February | 2 | 18 | 0.07476
Wind | Norcal | February | 2 | 19 | 0.084913
Wind | Norcal | February | 2 | 20 | 0.11698
Wind | Norcal | February | 2 | 21 | 0.12656
Wind | Norcal | February | 2 | 22 | 0.12461
Wind | Norcal | February | 2 | 23 | 0.14919
Wind | Norcal | February | 2 | 24 | 0.15462
Wind | Norcal | March | 3 | 1 | 0.1799
Wind | Norcal | March | 3 | 2 | 0.16401
Wind | Norcal | March | 3 | 3 | 0.15777
Wind | Norcal | March | 3 | 4 | 0.14898
Wind | Norcal | March | 3 | 5 | 0.12131
Wind | Norcal | March | 3 | 6 | 0.098781
Wind | Norcal | March | 3 | 7 | 0.10635
Wind | Norcal | March | 3 | 8 | 0.10467
Wind | Norcal | March | 3 | 9 | 0.085201
Wind | Norcal | March | 3 | 10 | 0.075975
Wind | Norcal | March | 3 | 11 | 0.071217
Wind | Norcal | March | 3 | 12 | 0.077927
Wind | Norcal | March | 3 | 13 | 0.077431
Wind | Norcal | March | 3 | 14 | 0.096617
Wind | Norcal | March | 3 | 15 | 0.09841
Wind | Norcal | March | 3 | 16 | 0.10859
Wind | Norcal | March | 3 | 17 | 0.12367
Wind | Norcal | March | 3 | 18 | 0.14077
Wind | Norcal | March | 3 | 19 | 0.17718
Wind | Norcal | March | 3 | 20 | 0.18749
Wind | Norcal | March | 3 | 21 | 0.18756
Wind | Norcal | March | 3 | 22 | 0.18583
Wind | Norcal | March | 3 | 23 | 0.18486
Wind | Norcal | March | 3 | 24 | 0.18926
Wind | Norcal | April | 4 | 1 | 0.40112
Wind | Norcal | April | 4 | 2 | 0.37165
Wind | Norcal | April | 4 | 3 | 0.32149
Wind | Norcal | April | 4 | 4 | 0.29712
Wind | Norcal | April | 4 | 5 | 0.26116
Wind | Norcal | April | 4 | 6 | 0.23888
Wind | Norcal | April | 4 | 7 | 0.19251
Wind | Norcal | April | 4 | 8 | 0.16015
Wind | Norcal | April | 4 | 9 | 0.13816
Wind | Norcal | April | 4 | 10 | 0.13207
Wind | Norcal | April | 4 | 11 | 0.11223
Wind | Norcal | April | 4 | 12 | 0.099588
Wind | Norcal | April | 4 | 13 | 0.10525
Wind | Norcal | April | 4 | 14 | 0.13496
Wind | Norcal | April | 4 | 15 | 0.16356
Wind | Norcal | April | 4 | 16 | 0.23082
Wind | Norcal | April | 4 | 17 | 0.27643
Wind | Norcal | April | 4 | 18 | 0.34058
Wind | Norcal | April | 4 | 19 | 0.35126
Wind | Norcal | April | 4 | 20 | 0.37369
Wind | Norcal | April | 4 | 21 | 0.39324
Wind | Norcal | April | 4 | 22 | 0.41213
Wind | Norcal | April | 4 | 23 | 0.42064
Wind | Norcal | April | 4 | 24 | 0.4305
Wind | Norcal | May | 5 | 1 | 0.44492
Wind | Norcal | May | 5 | 2 | 0.45883
Wind | Norcal | May | 5 | 3 | 0.45529
Wind | Norcal | May | 5 | 4 | 0.38973
Wind | Norcal | May | 5 | 5 | 0.33582
Wind | Norcal | May | 5 | 6 | 0.31151
Wind | Norcal | May | 5 | 7 | 0.25357
Wind | Norcal | May | 5 | 8 | 0.25291
Wind | Norcal | May | 5 | 9 | 0.2104
Wind | Norcal | May | 5 | 10 | 0.17361
Wind | Norcal | May | 5 | 11 | 0.13665
Wind | Norcal | May | 5 | 12 | 0.14709
Wind | Norcal | May | 5 | 13 | 0.1778
Wind | Norcal | May | 5 | 14 | 0.20361
Wind | Norcal | May | 5 | 15 | 0.28805
Wind | Norcal | May | 5 | 16 | 0.36128
Wind | Norcal | May | 5 | 17 | 0.42514
Wind | Norcal | May | 5 | 18 | 0.45472
Wind | Norcal | May | 5 | 19 | 0.46129
Wind | Norcal | May | 5 | 20 | 0.47894
Wind | Norcal | May | 5 | 21 | 0.49966
Wind | Norcal | May | 5 | 22 | 0.48216
Wind | Norcal | May | 5 | 23 | 0.47395
Wind | Norcal | May | 5 | 24 | 0.47003
Wind | Norcal | June | 6 | 1 | 0.48191
Wind | Norcal | June | 6 | 2 | 0.48507
Wind | Norcal | June | 6 | 3 | 0.45447
Wind | Norcal | June | 6 | 4 | 0.43765
Wind | Norcal | June | 6 | 5 | 0.3946
Wind | Norcal | June | 6 | 6 | 0.33154
Wind | Norcal | June | 6 | 7 | 0.2689
Wind | Norcal | June | 6 | 8 | 0.24237
Wind | Norcal | June | 6 | 9 | 0.20062
Wind | Norcal | June | 6 | 10 | 0.1498
Wind | Norcal | June | 6 | 11 | 0.10128
Wind | Norcal | June | 6 | 12 | 0.10103
Wind | Norcal | June | 6 | 13 | 0.10282
Wind | Norcal | June | 6 | 14 | 0.14875
Wind | Norcal | June | 6 | 15 | 0.24348
Wind | Norcal | June | 6 | 16 | 0.33739
Wind | Norcal | June | 6 | 17 | 0.39534
Wind | Norcal | June | 6 | 18 | 0.4267
Wind | Norcal | June | 6 | 19 | 0.43961
Wind | Norcal | June | 6 | 20 | 0.46695
Wind | Norcal | June | 6 | 21 | 0.51204
Wind | Norcal | June | 6 | 22 | 0.51102
Wind | Norcal | June | 6 | 23 | 0.52231
Wind | Norcal | June | 6 | 24 | 0.51299
Wind | Norcal | July | 7 | 1 | 0.59465
Wind | Norcal | July | 7 | 2 | 0.56942
Wind | Norcal | July | 7 | 3 | 0.56023
Wind | Norcal | July | 7 | 4 | 0.53296
Wind | Norcal | July | 7 | 5 | 0.48885
Wind | Norcal | July | 7 | 6 | 0.46356
Wind | Norcal | July | 7 | 7 | 0.39272
Wind | Norcal | July | 7 | 8 | 0.30525
Wind | Norcal | July | 7 | 9 | 0.22853
Wind | Norcal | July | 7 | 10 | 0.18579
Wind | Norcal | July | 7 | 11 | 0.14198
Wind | Norcal | July | 7 | 12 | 0.12827
Wind | Norcal | July | 7 | 13 | 0.16371
Wind | Norcal | July | 7 | 14 | 0.22907
Wind | Norcal | July | 7 | 15 | 0.32472
Wind | Norcal | July | 7 | 16 | 0.38141
Wind | Norcal | July | 7 | 17 | 0.42944
Wind | Norcal | July | 7 | 18 | 0.46597
Wind | Norcal | July | 7 | 19 | 0.50456
Wind | Norcal | July | 7 | 20 | 0.52212
Wind | Norcal | July | 7 | 21 | 0.554
Wind | Norcal | July | 7 | 22 | 0.57716
Wind | Norcal | July | 7 | 23 | 0.60649
Wind | Norcal | July | 7 | 24 | 0.61817
Wind | Norcal | August | 8 | 1 | 0.50293
Wind | Norcal | August | 8 | 2 | 0.46083
Wind | Norcal | August | 8 | 3 | 0.41517
Wind | Norcal | August | 8 | 4 | 0.36345
Wind | Norcal | August | 8 | 5 | 0.31544
Wind | Norcal | August | 8 | 6 | 0.27422
Wind | Norcal | August | 8 | 7 | 0.24321
Wind | Norcal | August | 8 | 8 | 0.16672
Wind | Norcal | August | 8 | 9 | 0.11027
Wind | Norcal | August | 8 | 10 | 0.080854
Wind | Norcal | August | 8 | 11 | 0.05946
Wind | Norcal | August | 8 | 12 | 0.049698
Wind | Norcal | August | 8 | 13 | 0.050489
Wind | Norcal | August | 8 | 14 | 0.062435
Wind | Norcal | August | 8 | 15 | 0.096874
Wind | Norcal | August | 8 | 16 | 0.17051
Wind | Norcal | August | 8 | 17 | 0.25161
Wind | Norcal | August | 8 | 18 | 0.30383
Wind | Norcal | August | 8 | 19 | 0.36764
Wind | Norcal | August | 8 | 20 | 0.45415
Wind | Norcal | August | 8 | 21 | 0.48378
Wind | Norcal | August | 8 | 22 | 0.49573
Wind | Norcal | August | 8 | 23 | 0.50356
Wind | Norcal | August | 8 | 24 | 0.49892
Wind | Norcal | September | 9 | 1 | 0.47308
Wind | Norcal | September | 9 | 2 | 0.43223
Wind | Norcal | September | 9 | 3 | 0.3892
Wind | Norcal | September | 9 | 4 | 0.34591
Wind | Norcal | September | 9 | 5 | 0.30625
Wind | Norcal | September | 9 | 6 | 0.27482
Wind | Norcal | September | 9 | 7 | 0.26076
Wind | Norcal | September | 9 | 8 | 0.22991
Wind | Norcal | September | 9 | 9 | 0.20154
Wind | Norcal | September | 9 | 10 | 0.15669
Wind | Norcal | September | 9 | 11 | 0.10855
Wind | Norcal | September | 9 | 12 | 0.078939
Wind | Norcal | September | 9 | 13 | 0.08482
Wind | Norcal | September | 9 | 14 | 0.093724
Wind | Norcal | September | 9 | 15 | 0.12573
Wind | Norcal | September | 9 | 16 | 0.19345
Wind | Norcal | September | 9 | 17 | 0.24606
Wind | Norcal | September | 9 | 18 | 0.29708
Wind | Norcal | September | 9 | 19 | 0.36232
Wind | Norcal | September | 9 | 20 | 0.39856
Wind | Norcal | September | 9 | 21 | 0.42215
Wind | Norcal | September | 9 | 22 | 0.42612
Wind | Norcal | September | 9 | 23 | 0.46146
Wind | Norcal | September | 9 | 24 | 0.4571
Wind | Norcal | October | 10 | 1 | 0.20571
Wind | Norcal | October | 10 | 2 | 0.20065
Wind | Norcal | October | 10 | 3 | 0.17964
Wind | Norcal | October | 10 | 4 | 0.1646
Wind | Norcal | October | 10 | 5 | 0.14989
Wind | Norcal | October | 10 | 6 | 0.11147
Wind | Norcal | October | 10 | 7 | 0.10631
Wind | Norcal | October | 10 | 8 | 0.083208
Wind | Norcal | October | 10 | 9 | 0.070487
Wind | Norcal | October | 10 | 10 | 0.07082
Wind | Norcal | October | 10 | 11 | 0.056747
Wind | Norcal | October | 10 | 12 | 0.053024
Wind | Norcal | October | 10 | 13 | 0.04837
Wind | Norcal | October | 10 | 14 | 0.048009
Wind | Norcal | October | 10 | 15 | 0.051967
Wind | Norcal | October | 10 | 16 | 0.058566
Wind | Norcal | October | 10 | 17 | 0.071684
Wind | Norcal | October | 10 | 18 | 0.10932
Wind | Norcal | October | 10 | 19 | 0.12244
Wind | Norcal | October | 10 | 20 | 0.14565
Wind | Norcal | October | 10 | 21 | 0.18372
Wind | Norcal | October | 10 | 22 | 0.20552
Wind | Norcal | October | 10 | 23 | 0.22937
Wind | Norcal | October | 10 | 24 | 0.22995
Wind | Norcal | November | 11 | 1 | 0.063236
Wind | Norcal | November | 11 | 2 | 0.05886
Wind | Norcal | November | 11 | 3 | 0.066675
Wind | Norcal | November | 11 | 4 | 0.06563
Wind | Norcal | November | 11 | 5 | 0.055911
Wind | Norcal | November | 11 | 6 | 0.05937
Wind | Norcal | November | 11 | 7 | 0.05763
Wind | Norcal | November | 11 | 8 | 0.056774
Wind | Norcal | November | 11 | 9 | 0.044707
Wind | Norcal | November | 11 | 10 | 0.037227
Wind | Norcal | November | 11 | 11 | 0.03397
Wind | Norcal | November | 11 | 12 | 0.030879
Wind | Norcal | November | 11 | 13 | 0.033551
Wind | Norcal | November | 11 | 14 | 0.030366
Wind | Norcal | November | 11 | 15 | 0.034712
Wind | Norcal | November | 11 | 16 | 0.038818
Wind | Norcal | November | 11 | 17 | 0.035231
Wind | Norcal | November | 11 | 18 | 0.040267
Wind | Norcal | November | 11 | 19 | 0.045582
Wind | Norcal | November | 11 | 20 | 0.047626
Wind | Norcal | November | 11 | 21 | 0.0603
Wind | Norcal | November | 11 | 22 | 0.066058
Wind | Norcal | November | 11 | 23 | 0.071447
Wind | Norcal | November | 11 | 24 | 0.073245
Wind | Norcal | December | 12 | 1 | 0.06755
Wind | Norcal | December | 12 | 2 | 0.073754
Wind | Norcal | December | 12 | 3 | 0.062097
Wind | Norcal | December | 12 | 4 | 0.062423
Wind | Norcal | December | 12 | 5 | 0.063509
Wind | Norcal | December | 12 | 6 | 0.06864
Wind | Norcal | December | 12 | 7 | 0.065686
Wind | Norcal | December | 12 | 8 | 0.064142
Wind | Norcal | December | 12 | 9 | 0.065167
Wind | Norcal | December | 12 | 10 | 0.055236
Wind | Norcal | December | 12 | 11 | 0.047856
Wind | Norcal | December | 12 | 12 | 0.048015
Wind | Norcal | December | 12 | 13 | 0.045966
Wind | Norcal | December | 12 | 14 | 0.040204
Wind | Norcal | December | 12 | 15 | 0.047073
Wind | Norcal | December | 12 | 16 | 0.046945
Wind | Norcal | December | 12 | 17 | 0.043765
Wind | Norcal | December | 12 | 18 | 0.055271
Wind | Norcal | December | 12 | 19 | 0.062473
Wind | Norcal | December | 12 | 20 | 0.072629
Wind | Norcal | December | 12 | 21 | 0.079529
Wind | Norcal | December | 12 | 22 | 0.074622
Wind | Norcal | December | 12 | 23 | 0.075866
Wind | Norcal | December | 12 | 24 | 0.069859
Solar Fixed | Socal | January | 1 | 1 | -3.8687e-07
Solar Fixed | Socal | January | 1 | 2 | -9.5004e-07
Solar Fixed | Socal | January | 1 | 3 | -1.2577e-06
Solar Fixed | Socal | January | 1 | 4 | -1.4458e-06
Solar Fixed | Socal | January | 1 | 5 | -1.602e-06
Solar Fixed | Socal | January | 1 | 6 | -8.5573e-07
Solar Fixed | Socal | January | 1 | 7 | 0.0015377
Solar Fixed | Socal | January | 1 | 8 | 0.11963
Solar Fixed | Socal | January | 1 | 9 | 0.41294
Solar Fixed | Socal | January | 1 | 10 | 0.56223
Solar Fixed | Socal | January | 1 | 11 | 0.61886
Solar Fixed | Socal | January | 1 | 12 | 0.6432
Solar Fixed | Socal | January | 1 | 13 | 0.6139
Solar Fixed | Socal | January | 1 | 14 | 0.58622
Solar Fixed | Socal | January | 1 | 15 | 0.49027
Solar Fixed | Socal | January | 1 | 16 | 0.27158
Solar Fixed | Socal | January | 1 | 17 | 0.039606
Solar Fixed | Socal | January | 1 | 18 | 1.0236e-05
Solar Fixed | Socal | January | 1 | 19 | 4.0715e-06
Solar Fixed | Socal | January | 1 | 20 | 4.3781e-06
Solar Fixed | Socal | January | 1 | 21 | 4.1693e-06
Solar Fixed | Socal | January | 1 | 22 | 3.3992e-06
Solar Fixed | Socal | January | 1 | 23 | 1.9376e-06
Solar Fixed | Socal | January | 1 | 24 | 3.9428e-07
Solar Fixed | Socal | February | 2 | 1 | -5.3809e-07
Solar Fixed | Socal | February | 2 | 2 | -1.1991e-06
Solar Fixed | Socal | February | 2 | 3 | -1.7494e-06
Solar Fixed | Socal | February | 2 | 4 | -1.8874e-06
Solar Fixed | Socal | February | 2 | 5 | -1.8979e-06
Solar Fixed | Socal | February | 2 | 6 | -8.3882e-07
Solar Fixed | Socal | February | 2 | 7 | 0.0094596
Solar Fixed | Socal | February | 2 | 8 | 0.21748
Solar Fixed | Socal | February | 2 | 9 | 0.52472
Solar Fixed | Socal | February | 2 | 10 | 0.64183
Solar Fixed | Socal | February | 2 | 11 | 0.68274
Solar Fixed | Socal | February | 2 | 12 | 0.69046
Solar Fixed | Socal | February | 2 | 13 | 0.66306
Solar Fixed | Socal | February | 2 | 14 | 0.62987
Solar Fixed | Socal | February | 2 | 15 | 0.56922
Solar Fixed | Socal | February | 2 | 16 | 0.44652
Solar Fixed | Socal | February | 2 | 17 | 0.16253
Solar Fixed | Socal | February | 2 | 18 | 0.0041607
Solar Fixed | Socal | February | 2 | 19 | 4.1424e-06
Solar Fixed | Socal | February | 2 | 20 | 3.9764e-06
Solar Fixed | Socal | February | 2 | 21 | 3.9476e-06
Solar Fixed | Socal | February | 2 | 22 | 2.922e-06
Solar Fixed | Socal | February | 2 | 23 | 1.6411e-06
Solar Fixed | Socal | February | 2 | 24 | 1.2679e-07
Solar Fixed | Socal | March | 3 | 1 | -1.1281e-06
Solar Fixed | Socal | March | 3 | 2 | -1.5284e-06
Solar Fixed | Socal | March | 3 | 3 | -1.8884e-06
Solar Fixed | Socal | March | 3 | 4 | -1.8387e-06
Solar Fixed | Socal | March | 3 | 5 | -1.8398e-06
Solar Fixed | Socal | March | 3 | 6 | 0.00012517
Solar Fixed | Socal | March | 3 | 7 | 0.07207
Solar Fixed | Socal | March | 3 | 8 | 0.38038
Solar Fixed | Socal | March | 3 | 9 | 0.58965
Solar Fixed | Socal | March | 3 | 10 | 0.67196
Solar Fixed | Socal | March | 3 | 11 | 0.68693
Solar Fixed | Socal | March | 3 | 12 | 0.6963
Solar Fixed | Socal | March | 3 | 13 | 0.66741
Solar Fixed | Socal | March | 3 | 14 | 0.6312
Solar Fixed | Socal | March | 3 | 15 | 0.56916
Solar Fixed | Socal | March | 3 | 16 | 0.46303
Solar Fixed | Socal | March | 3 | 17 | 0.24969
Solar Fixed | Socal | March | 3 | 18 | 0.033083
Solar Fixed | Socal | March | 3 | 19 | 1.9445e-05
Solar Fixed | Socal | March | 3 | 20 | 3.9344e-06
Solar Fixed | Socal | March | 3 | 21 | 3.5042e-06
Solar Fixed | Socal | March | 3 | 22 | 2.2766e-06
Solar Fixed | Socal | March | 3 | 23 | 9.0937e-07
Solar Fixed | Socal | March | 3 | 24 | -3.2096e-07
Solar Fixed | Socal | April | 4 | 1 | -4.9932e-07
Solar Fixed | Socal | April | 4 | 2 | -8.9268e-07
Solar Fixed | Socal | April | 4 | 3 | -1.1961e-06
Solar Fixed | Socal | April | 4 | 4 | -1.2135e-06
Solar Fixed | Socal | April | 4 | 5 | 2.5366e-06
Solar Fixed | Socal | April | 4 | 6 | 0.035185
Solar Fixed | Socal | April | 4 | 7 | 0.29453
Solar Fixed | Socal | April | 4 | 8 | 0.5949
Solar Fixed | Socal | April | 4 | 9 | 0.74637
Solar Fixed | Socal | April | 4 | 10 | 0.80942
Solar Fixed | Socal | April | 4 | 11 | 0.84145
Solar Fixed | Socal | April | 4 | 12 | 0.84195
Solar Fixed | Socal | April | 4 | 13 | 0.82631
Solar Fixed | Socal | April | 4 | 14 | 0.80428
Solar Fixed | Socal | April | 4 | 15 | 0.74006
Solar Fixed | Socal | April | 4 | 16 | 0.63881
Solar Fixed | Socal | April | 4 | 17 | 0.43612
Solar Fixed | Socal | April | 4 | 18 | 0.11406
Solar Fixed | Socal | April | 4 | 19 | 0.0029312
Solar Fixed | Socal | April | 4 | 20 | 9.8753e-06
Solar Fixed | Socal | April | 4 | 21 | 4.791e-06
Solar Fixed | Socal | April | 4 | 22 | 3.1183e-06
Solar Fixed | Socal | April | 4 | 23 | 1.2835e-06
Solar Fixed | Socal | April | 4 | 24 | -2.6893e-09
Solar Fixed | Socal | May | 5 | 1 | -4.6401e-07
Solar Fixed | Socal | May | 5 | 2 | -8.5345e-07
Solar Fixed | Socal | May | 5 | 3 | -1.1876e-06
Solar Fixed | Socal | May | 5 | 4 | -1.3675e-06
Solar Fixed | Socal | May | 5 | 5 | 0.0020778
Solar Fixed | Socal | May | 5 | 6 | 0.11753
Solar Fixed | Socal | May | 5 | 7 | 0.4196
Solar Fixed | Socal | May | 5 | 8 | 0.62821
Solar Fixed | Socal | May | 5 | 9 | 0.75506
Solar Fixed | Socal | May | 5 | 10 | 0.83229
Solar Fixed | Socal | May | 5 | 11 | 0.8677
Solar Fixed | Socal | May | 5 | 12 | 0.87561
Solar Fixed | Socal | May | 5 | 13 | 0.86714
Solar Fixed | Socal | May | 5 | 14 | 0.84921
Solar Fixed | Socal | May | 5 | 15 | 0.79355
Solar Fixed | Socal | May | 5 | 16 | 0.69381
Solar Fixed | Socal | May | 5 | 17 | 0.50573
Solar Fixed | Socal | May | 5 | 18 | 0.19617
Solar Fixed | Socal | May | 5 | 19 | 0.015184
Solar Fixed | Socal | May | 5 | 20 | 5.4812e-05
Solar Fixed | Socal | May | 5 | 21 | 6.1659e-06
Solar Fixed | Socal | May | 5 | 22 | 4.0588e-06
Solar Fixed | Socal | May | 5 | 23 | 1.9568e-06
Solar Fixed | Socal | May | 5 | 24 | 3.4407e-07
Solar Fixed | Socal | June | 6 | 1 | 4.0966e-07
Solar Fixed | Socal | June | 6 | 2 | -3.6548e-07
Solar Fixed | Socal | June | 6 | 3 | -7.7945e-07
Solar Fixed | Socal | June | 6 | 4 | -1.259e-06
Solar Fixed | Socal | June | 6 | 5 | 0.0039668
Solar Fixed | Socal | June | 6 | 6 | 0.13305
Solar Fixed | Socal | June | 6 | 7 | 0.4093
Solar Fixed | Socal | June | 6 | 8 | 0.61266
Solar Fixed | Socal | June | 6 | 9 | 0.76282
Solar Fixed | Socal | June | 6 | 10 | 0.83542
Solar Fixed | Socal | June | 6 | 11 | 0.87818
Solar Fixed | Socal | June | 6 | 12 | 0.87921
Solar Fixed | Socal | June | 6 | 13 | 0.87288
Solar Fixed | Socal | June | 6 | 14 | 0.84749
Solar Fixed | Socal | June | 6 | 15 | 0.78103
Solar Fixed | Socal | June | 6 | 16 | 0.68361
Solar Fixed | Socal | June | 6 | 17 | 0.53182
Solar Fixed | Socal | June | 6 | 18 | 0.25303
Solar Fixed | Socal | June | 6 | 19 | 0.034372
Solar Fixed | Socal | June | 6 | 20 | 6.3546e-05
Solar Fixed | Socal | June | 6 | 21 | 9.6958e-06
Solar Fixed | Socal | June | 6 | 22 | 7.1043e-06
Solar Fixed | Socal | June | 6 | 23 | 4.3244e-06
Solar Fixed | Socal | June | 6 | 24 | 1.8966e-06
Solar Fixed | Socal | July | 7 | 1 | 1.872e-06
Solar Fixed | Socal | July | 7 | 2 | 5.9733e-07
Solar Fixed | Socal | July | 7 | 3 | -1.611e-08
Solar Fixed | Socal | July | 7 | 4 | -4.4781e-07
Solar Fixed | Socal | July | 7 | 5 | 0.00023329
Solar Fixed | Socal | July | 7 | 6 | 0.070664
Solar Fixed | Socal | July | 7 | 7 | 0.29545
Solar Fixed | Socal | July | 7 | 8 | 0.53504
Solar Fixed | Socal | July | 7 | 9 | 0.67995
Solar Fixed | Socal | July | 7 | 10 | 0.76752
Solar Fixed | Socal | July | 7 | 11 | 0.81978
Solar Fixed | Socal | July | 7 | 12 | 0.83949
Solar Fixed | Socal | July | 7 | 13 | 0.83124
Solar Fixed | Socal | July | 7 | 14 | 0.804
Solar Fixed | Socal | July | 7 | 15 | 0.7415
Solar Fixed | Socal | July | 7 | 16 | 0.64907
Solar Fixed | Socal | July | 7 | 17 | 0.49655
Solar Fixed | Socal | July | 7 | 18 | 0.22837
Solar Fixed | Socal | July | 7 | 19 | 0.027242
Solar Fixed | Socal | July | 7 | 20 | 3.1763e-05
Solar Fixed | Socal | July | 7 | 21 | 1.488e-05
Solar Fixed | Socal | July | 7 | 22 | 1.1464e-05
Solar Fixed | Socal | July | 7 | 23 | 6.9056e-06
Solar Fixed | Socal | July | 7 | 24 | 3.9791e-06
Solar Fixed | Socal | August | 8 | 1 | 3.7261e-06
Solar Fixed | Socal | August | 8 | 2 | 2.5892e-06
Solar Fixed | Socal | August | 8 | 3 | 1.7537e-06
Solar Fixed | Socal | August | 8 | 4 | 9.7854e-07
Solar Fixed | Socal | August | 8 | 5 | 2.5028e-06
Solar Fixed | Socal | August | 8 | 6 | 0.029019
Solar Fixed | Socal | August | 8 | 7 | 0.25664
Solar Fixed | Socal | August | 8 | 8 | 0.53883
Solar Fixed | Socal | August | 8 | 9 | 0.68133
Solar Fixed | Socal | August | 8 | 10 | 0.77634
Solar Fixed | Socal | August | 8 | 11 | 0.84471
Solar Fixed | Socal | August | 8 | 12 | 0.86262
Solar Fixed | Socal | August | 8 | 13 | 0.82673
Solar Fixed | Socal | August | 8 | 14 | 0.80078
Solar Fixed | Socal | August | 8 | 15 | 0.73421
Solar Fixed | Socal | August | 8 | 16 | 0.62668
Solar Fixed | Socal | August | 8 | 17 | 0.42148
Solar Fixed | Socal | August | 8 | 18 | 0.12263
Solar Fixed | Socal | August | 8 | 19 | 0.0038437
Solar Fixed | Socal | August | 8 | 20 | 2.9489e-05
Solar Fixed | Socal | August | 8 | 21 | 1.8383e-05
Solar Fixed | Socal | August | 8 | 22 | 1.2349e-05
Solar Fixed | Socal | August | 8 | 23 | 8.3124e-06
Solar Fixed | Socal | August | 8 | 24 | 4.9911e-06
Solar Fixed | Socal | September | 9 | 1 | 1.9226e-06
Solar Fixed | Socal | September | 9 | 2 | 1.0927e-06
Solar Fixed | Socal | September | 9 | 3 | 4.4871e-07
Solar Fixed | Socal | September | 9 | 4 | -1.3785e-07
Solar Fixed | Socal | September | 9 | 5 | -1.4209e-07
Solar Fixed | Socal | September | 9 | 6 | 0.0089645
Solar Fixed | Socal | September | 9 | 7 | 0.20194
Solar Fixed | Socal | September | 9 | 8 | 0.52402
Solar Fixed | Socal | September | 9 | 9 | 0.68884
Solar Fixed | Socal | September | 9 | 10 | 0.77323
Solar Fixed | Socal | September | 9 | 11 | 0.82383
Solar Fixed | Socal | September | 9 | 12 | 0.83487
Solar Fixed | Socal | September | 9 | 13 | 0.83466
Solar Fixed | Socal | September | 9 | 14 | 0.79772
Solar Fixed | Socal | September | 9 | 15 | 0.71893
Solar Fixed | Socal | September | 9 | 16 | 0.57294
Solar Fixed | Socal | September | 9 | 17 | 0.26753
Solar Fixed | Socal | September | 9 | 18 | 0.028238
Solar Fixed | Socal | September | 9 | 19 | 0.00017183
Solar Fixed | Socal | September | 9 | 20 | 1.6142e-05
Solar Fixed | Socal | September | 9 | 21 | 1.2522e-05
Solar Fixed | Socal | September | 9 | 22 | 8.5841e-06
Solar Fixed | Socal | September | 9 | 23 | 5.4675e-06
Solar Fixed | Socal | September | 9 | 24 | 3.3924e-06
Solar Fixed | Socal | October | 10 | 1 | 2.2996e-07
Solar Fixed | Socal | October | 10 | 2 | -3.3592e-07
Solar Fixed | Socal | October | 10 | 3 | -6.8607e-07
Solar Fixed | Socal | October | 10 | 4 | -9.4989e-07
Solar Fixed | Socal | October | 10 | 5 | -4.2949e-07
Solar Fixed | Socal | October | 10 | 6 | 0.0016392
Solar Fixed | Socal | October | 10 | 7 | 0.12725
Solar Fixed | Socal | October | 10 | 8 | 0.46789
Solar Fixed | Socal | October | 10 | 9 | 0.66539
Solar Fixed | Socal | October | 10 | 10 | 0.74924
Solar Fixed | Socal | October | 10 | 11 | 0.8012
Solar Fixed | Socal | October | 10 | 12 | 0.8093
Solar Fixed | Socal | October | 10 | 13 | 0.79654
Solar Fixed | Socal | October | 10 | 14 | 0.7578
Solar Fixed | Socal | October | 10 | 15 | 0.67808
Solar Fixed | Socal | October | 10 | 16 | 0.44971
Solar Fixed | Socal | October | 10 | 17 | 0.10523
Solar Fixed | Socal | October | 10 | 18 | 0.0015488
Solar Fixed | Socal | October | 10 | 19 | 1.3256e-05
Solar Fixed | Socal | October | 10 | 20 | 8.7067e-06
Solar Fixed | Socal | October | 10 | 21 | 6.6205e-06
Solar Fixed | Socal | October | 10 | 22 | 4.6627e-06
Solar Fixed | Socal | October | 10 | 23 | 2.3046e-06
Solar Fixed | Socal | October | 10 | 24 | 1.0429e-06
Solar Fixed | Socal | November | 11 | 1 | -3.4209e-07
Solar Fixed | Socal | November | 11 | 2 | -9.5272e-07
Solar Fixed | Socal | November | 11 | 3 | -1.3481e-06
Solar Fixed | Socal | November | 11 | 4 | -1.5207e-06
Solar Fixed | Socal | November | 11 | 5 | -1.4617e-06
Solar Fixed | Socal | November | 11 | 6 | 0.0001498
Solar Fixed | Socal | November | 11 | 7 | 0.033028
Solar Fixed | Socal | November | 11 | 8 | 0.29701
Solar Fixed | Socal | November | 11 | 9 | 0.58387
Solar Fixed | Socal | November | 11 | 10 | 0.6789
Solar Fixed | Socal | November | 11 | 11 | 0.72131
Solar Fixed | Socal | November | 11 | 12 | 0.73089
Solar Fixed | Socal | November | 11 | 13 | 0.71103
Solar Fixed | Socal | November | 11 | 14 | 0.66949
Solar Fixed | Socal | November | 11 | 15 | 0.55123
Solar Fixed | Socal | November | 11 | 16 | 0.25776
Solar Fixed | Socal | November | 11 | 17 | 0.019304
Solar Fixed | Socal | November | 11 | 18 | 7.5573e-06
Solar Fixed | Socal | November | 11 | 19 | 4.5749e-06
Solar Fixed | Socal | November | 11 | 20 | 4.6184e-06
Solar Fixed | Socal | November | 11 | 21 | 4.0316e-06
Solar Fixed | Socal | November | 11 | 22 | 2.9608e-06
Solar Fixed | Socal | November | 11 | 23 | 1.7805e-06
Solar Fixed | Socal | November | 11 | 24 | 6.1854e-07
Solar Fixed | Socal | December | 12 | 1 | 5.8711e-07
Solar Fixed | Socal | December | 12 | 2 | -4.0486e-08
Solar Fixed | Socal | December | 12 | 3 | -6.3013e-07
Solar Fixed | Socal | December | 12 | 4 | -7.7526e-07
Solar Fixed | Socal | December | 12 | 5 | -4.4004e-07
Solar Fixed | Socal | December | 12 | 6 | -2.2588e-07
Solar Fixed | Socal | December | 12 | 7 | 0.0036804
Solar Fixed | Socal | December | 12 | 8 | 0.13221
Solar Fixed | Socal | December | 12 | 9 | 0.38501
Solar Fixed | Socal | December | 12 | 10 | 0.52035
Solar Fixed | Socal | December | 12 | 11 | 0.56648
Solar Fixed | Socal | December | 12 | 12 | 0.59737
Solar Fixed | Socal | December | 12 | 13 | 0.59073
Solar Fixed | Socal | December | 12 | 14 | 0.5407
Solar Fixed | Socal | December | 12 | 15 | 0.4245
Solar Fixed | Socal | December | 12 | 16 | 0.19581
Solar Fixed | Socal | December | 12 | 17 | 0.012402
Solar Fixed | Socal | December | 12 | 18 | 6.3777e-06
Solar Fixed | Socal | December | 12 | 19 | 5.8695e-06
Solar Fixed | Socal | December | 12 | 20 | 6.3401e-06
Solar Fixed | Socal | December | 12 | 21 | 5.9076e-06
Solar Fixed | Socal | December | 12 | 22 | 5.1366e-06
Solar Fixed | Socal | December | 12 | 23 | 3.4762e-06
Solar Fixed | Socal | December | 12 | 24 | 1.9185e-06
Solar Thermal | Socal | January | 1 | 1 | 0
Solar Thermal | Socal | January | 1 | 2 | 0
Solar Thermal | Socal | January | 1 | 3 | 0
Solar Thermal | Socal | January | 1 | 4 | 0
Solar Thermal | Socal | January | 1 | 5 | 0
Solar Thermal | Socal | January | 1 | 6 | 0
Solar Thermal | Socal | January | 1 | 7 | 0
Solar Thermal | Socal | January | 1 | 8 | 0
Solar Thermal | Socal | January | 1 | 9 | 0.059258
Solar Thermal | Socal | January | 1 | 10 | 0.20057
Solar Thermal | Socal | January | 1 | 11 | 0.26961
Solar Thermal | Socal | January | 1 | 12 | 0.30518
Solar Thermal | Socal | January | 1 | 13 | 0.28308
Solar Thermal | Socal | January | 1 | 14 | 0.28653
Solar Thermal | Socal | January | 1 | 15 | 0.27149
Solar Thermal | Socal | January | 1 | 16 | 0.20079
Solar Thermal | Socal | January | 1 | 17 | 0.058047
Solar Thermal | Socal | January | 1 | 18 | 0
Solar Thermal | Socal | January | 1 | 19 | 0
Solar Thermal | Socal | January | 1 | 20 | 0
Solar Thermal | Socal | January | 1 | 21 | 0
Solar Thermal | Socal | January | 1 | 22 | 0
Solar Thermal | Socal | January | 1 | 23 | 0
Solar Thermal | Socal | January | 1 | 24 | 0
Solar Thermal | Socal | February | 2 | 1 | 0
Solar Thermal | Socal | February | 2 | 2 | 0
Solar Thermal | Socal | February | 2 | 3 | 0
Solar Thermal | Socal | February | 2 | 4 | 0
Solar Thermal | Socal | February | 2 | 5 | 0
Solar Thermal | Socal | February | 2 | 6 | 0
Solar Thermal | Socal | February | 2 | 7 | 0
Solar Thermal | Socal | February | 2 | 8 | 0
Solar Thermal | Socal | February | 2 | 9 | 0.103
Solar Thermal | Socal | February | 2 | 10 | 0.26422
Solar Thermal | Socal | February | 2 | 11 | 0.32439
Solar Thermal | Socal | February | 2 | 12 | 0.28685
Solar Thermal | Socal | February | 2 | 13 | 0.26405
Solar Thermal | Socal | February | 2 | 14 | 0.25074
Solar Thermal | Socal | February | 2 | 15 | 0.25668
Solar Thermal | Socal | February | 2 | 16 | 0.24553
Solar Thermal | Socal | February | 2 | 17 | 0.14965
Solar Thermal | Socal | February | 2 | 18 | 0.017478
Solar Thermal | Socal | February | 2 | 19 | 0
Solar Thermal | Socal | February | 2 | 20 | 0
Solar Thermal | Socal | February | 2 | 21 | 0
Solar Thermal | Socal | February | 2 | 22 | 0
Solar Thermal | Socal | February | 2 | 23 | 0
Solar Thermal | Socal | February | 2 | 24 | 0
Solar Thermal | Socal | March | 3 | 1 | 0
Solar Thermal | Socal | March | 3 | 2 | 0
Solar Thermal | Socal | March | 3 | 3 | 0
Solar Thermal | Socal | March | 3 | 4 | 0
Solar Thermal | Socal | March | 3 | 5 | 0
Solar Thermal | Socal | March | 3 | 6 | 0
Solar Thermal | Socal | March | 3 | 7 | 0
Solar Thermal | Socal | March | 3 | 8 | 0.066982
Solar Thermal | Socal | March | 3 | 9 | 0.3413
Solar Thermal | Socal | March | 3 | 10 | 0.45117
Solar Thermal | Socal | March | 3 | 11 | 0.49274
Solar Thermal | Socal | March | 3 | 12 | 0.46222
Solar Thermal | Socal | March | 3 | 13 | 0.44279
Solar Thermal | Socal | March | 3 | 14 | 0.4616
Solar Thermal | Socal | March | 3 | 15 | 0.43262
Solar Thermal | Socal | March | 3 | 16 | 0.38404
Solar Thermal | Socal | March | 3 | 17 | 0.25979
Solar Thermal | Socal | March | 3 | 18 | 0.092628
Solar Thermal | Socal | March | 3 | 19 | 9.0903e-05
Solar Thermal | Socal | March | 3 | 20 | 0
Solar Thermal | Socal | March | 3 | 21 | 0
Solar Thermal | Socal | March | 3 | 22 | 0
Solar Thermal | Socal | March | 3 | 23 | 0
Solar Thermal | Socal | March | 3 | 24 | 0
Solar Thermal | Socal | April | 4 | 1 | 0
Solar Thermal | Socal | April | 4 | 2 | 0
Solar Thermal | Socal | April | 4 | 3 | 0
Solar Thermal | Socal | April | 4 | 4 | 0
Solar Thermal | Socal | April | 4 | 5 | 0
Solar Thermal | Socal | April | 4 | 6 | 0
Solar Thermal | Socal | April | 4 | 7 | 0.078136
Solar Thermal | Socal | April | 4 | 8 | 0.51047
Solar Thermal | Socal | April | 4 | 9 | 0.74012
Solar Thermal | Socal | April | 4 | 10 | 0.78492
Solar Thermal | Socal | April | 4 | 11 | 0.78844
Solar Thermal | Socal | April | 4 | 12 | 0.79655
Solar Thermal | Socal | April | 4 | 13 | 0.76948
Solar Thermal | Socal | April | 4 | 14 | 0.71942
Solar Thermal | Socal | April | 4 | 15 | 0.70543
Solar Thermal | Socal | April | 4 | 16 | 0.68252
Solar Thermal | Socal | April | 4 | 17 | 0.62156
Solar Thermal | Socal | April | 4 | 18 | 0.28733
Solar Thermal | Socal | April | 4 | 19 | 0.034287
Solar Thermal | Socal | April | 4 | 20 | 0
Solar Thermal | Socal | April | 4 | 21 | 0
Solar Thermal | Socal | April | 4 | 22 | 0
Solar Thermal | Socal | April | 4 | 23 | 0
Solar Thermal | Socal | April | 4 | 24 | 0
Solar Thermal | Socal | May | 5 | 1 | 0
Solar Thermal | Socal | May | 5 | 2 | 0
Solar Thermal | Socal | May | 5 | 3 | 0
Solar Thermal | Socal | May | 5 | 4 | 0
Solar Thermal | Socal | May | 5 | 5 | 0
Solar Thermal | Socal | May | 5 | 6 | 0.020194
Solar Thermal | Socal | May | 5 | 7 | 0.27952
Solar Thermal | Socal | May | 5 | 8 | 0.68276
Solar Thermal | Socal | May | 5 | 9 | 0.82696
Solar Thermal | Socal | May | 5 | 10 | 0.8447
Solar Thermal | Socal | May | 5 | 11 | 0.84006
Solar Thermal | Socal | May | 5 | 12 | 0.84358
Solar Thermal | Socal | May | 5 | 13 | 0.82693
Solar Thermal | Socal | May | 5 | 14 | 0.79482
Solar Thermal | Socal | May | 5 | 15 | 0.77684
Solar Thermal | Socal | May | 5 | 16 | 0.72859
Solar Thermal | Socal | May | 5 | 17 | 0.65164
Solar Thermal | Socal | May | 5 | 18 | 0.41639
Solar Thermal | Socal | May | 5 | 19 | 0.090471
Solar Thermal | Socal | May | 5 | 20 | 0
Solar Thermal | Socal | May | 5 | 21 | 0
Solar Thermal | Socal | May | 5 | 22 | 0
Solar Thermal | Socal | May | 5 | 23 | 0
Solar Thermal | Socal | May | 5 | 24 | 0
Solar Thermal | Socal | June | 6 | 1 | 0
Solar Thermal | Socal | June | 6 | 2 | 0
Solar Thermal | Socal | June | 6 | 3 | 0
Solar Thermal | Socal | June | 6 | 4 | 0
Solar Thermal | Socal | June | 6 | 5 | 0
Solar Thermal | Socal | June | 6 | 6 | 0.043545
Solar Thermal | Socal | June | 6 | 7 | 0.34146
Solar Thermal | Socal | June | 6 | 8 | 0.7199
Solar Thermal | Socal | June | 6 | 9 | 0.82668
Solar Thermal | Socal | June | 6 | 10 | 0.84428
Solar Thermal | Socal | June | 6 | 11 | 0.84359
Solar Thermal | Socal | June | 6 | 12 | 0.83877
Solar Thermal | Socal | June | 6 | 13 | 0.80836
Solar Thermal | Socal | June | 6 | 14 | 0.76474
Solar Thermal | Socal | June | 6 | 15 | 0.74642
Solar Thermal | Socal | June | 6 | 16 | 0.71818
Solar Thermal | Socal | June | 6 | 17 | 0.63679
Solar Thermal | Socal | June | 6 | 18 | 0.43656
Solar Thermal | Socal | June | 6 | 19 | 0.14401
Solar Thermal | Socal | June | 6 | 20 | 0.0044991
Solar Thermal | Socal | June | 6 | 21 | 0
Solar Thermal | Socal | June | 6 | 22 | 0
Solar Thermal | Socal | June | 6 | 23 | 0
Solar Thermal | Socal | June | 6 | 24 | 0
Solar Thermal | Socal | July | 7 | 1 | 0
Solar Thermal | Socal | July | 7 | 2 | 0
Solar Thermal | Socal | July | 7 | 3 | 0
Solar Thermal | Socal | July | 7 | 4 | 0
Solar Thermal | Socal | July | 7 | 5 | 0
Solar Thermal | Socal | July | 7 | 6 | 0
Solar Thermal | Socal | July | 7 | 7 | 0.097805
Solar Thermal | Socal | July | 7 | 8 | 0.42978
Solar Thermal | Socal | July | 7 | 9 | 0.64415
Solar Thermal | Socal | July | 7 | 10 | 0.72465
Solar Thermal | Socal | July | 7 | 11 | 0.75892
Solar Thermal | Socal | July | 7 | 12 | 0.71964
Solar Thermal | Socal | July | 7 | 13 | 0.67759
Solar Thermal | Socal | July | 7 | 14 | 0.63243
Solar Thermal | Socal | July | 7 | 15 | 0.5907
Solar Thermal | Socal | July | 7 | 16 | 0.59723
Solar Thermal | Socal | July | 7 | 17 | 0.5355
Solar Thermal | Socal | July | 7 | 18 | 0.38711
Solar Thermal | Socal | July | 7 | 19 | 0.11491
Solar Thermal | Socal | July | 7 | 20 | 0.0005463
Solar Thermal | Socal | July | 7 | 21 | 0
Solar Thermal | Socal | July | 7 | 22 | 0
Solar Thermal | Socal | July | 7 | 23 | 0
Solar Thermal | Socal | July | 7 | 24 | 0
Solar Thermal | Socal | August | 8 | 1 | 0
Solar Thermal | Socal | August | 8 | 2 | 0
Solar Thermal | Socal | August | 8 | 3 | 0
Solar Thermal | Socal | August | 8 | 4 | 0
Solar Thermal | Socal | August | 8 | 5 | 0
Solar Thermal | Socal | August | 8 | 6 | 0
Solar Thermal | Socal | August | 8 | 7 | 0.062273
Solar Thermal | Socal | August | 8 | 8 | 0.40656
Solar Thermal | Socal | August | 8 | 9 | 0.66229
Solar Thermal | Socal | August | 8 | 10 | 0.7307
Solar Thermal | Socal | August | 8 | 11 | 0.76844
Solar Thermal | Socal | August | 8 | 12 | 0.76096
Solar Thermal | Socal | August | 8 | 13 | 0.71566
Solar Thermal | Socal | August | 8 | 14 | 0.6901
Solar Thermal | Socal | August | 8 | 15 | 0.66231
Solar Thermal | Socal | August | 8 | 16 | 0.60429
Solar Thermal | Socal | August | 8 | 17 | 0.50232
Solar Thermal | Socal | August | 8 | 18 | 0.28569
Solar Thermal | Socal | August | 8 | 19 | 0.043463
Solar Thermal | Socal | August | 8 | 20 | 0
Solar Thermal | Socal | August | 8 | 21 | 0
Solar Thermal | Socal | August | 8 | 22 | 0
Solar Thermal | Socal | August | 8 | 23 | 0
Solar Thermal | Socal | August | 8 | 24 | 0
Solar Thermal | Socal | September | 9 | 1 | 0
Solar Thermal | Socal | September | 9 | 2 | 0
Solar Thermal | Socal | September | 9 | 3 | 0
Solar Thermal | Socal | September | 9 | 4 | 0
Solar Thermal | Socal | September | 9 | 5 | 0
Solar Thermal | Socal | September | 9 | 6 | 0
Solar Thermal | Socal | September | 9 | 7 | 0.02213
Solar Thermal | Socal | September | 9 | 8 | 0.3484
Solar Thermal | Socal | September | 9 | 9 | 0.63638
Solar Thermal | Socal | September | 9 | 10 | 0.72438
Solar Thermal | Socal | September | 9 | 11 | 0.71822
Solar Thermal | Socal | September | 9 | 12 | 0.70527
Solar Thermal | Socal | September | 9 | 13 | 0.69193
Solar Thermal | Socal | September | 9 | 14 | 0.70603
Solar Thermal | Socal | September | 9 | 15 | 0.66448
Solar Thermal | Socal | September | 9 | 16 | 0.6215
Solar Thermal | Socal | September | 9 | 17 | 0.45185
Solar Thermal | Socal | September | 9 | 18 | 0.10053
Solar Thermal | Socal | September | 9 | 19 | 0.001588
Solar Thermal | Socal | September | 9 | 20 | 0
Solar Thermal | Socal | September | 9 | 21 | 0
Solar Thermal | Socal | September | 9 | 22 | 0
Solar Thermal | Socal | September | 9 | 23 | 0
Solar Thermal | Socal | September | 9 | 24 | 0
Solar Thermal | Socal | October | 10 | 1 | 0
Solar Thermal | Socal | October | 10 | 2 | 0
Solar Thermal | Socal | October | 10 | 3 | 0
Solar Thermal | Socal | October | 10 | 4 | 0
Solar Thermal | Socal | October | 10 | 5 | 0
Solar Thermal | Socal | October | 10 | 6 | 0
Solar Thermal | Socal | October | 10 | 7 | 0.0031647
Solar Thermal | Socal | October | 10 | 8 | 0.20509
Solar Thermal | Socal | October | 10 | 9 | 0.60565
Solar Thermal | Socal | October | 10 | 10 | 0.73272
Solar Thermal | Socal | October | 10 | 11 | 0.7228
Solar Thermal | Socal | October | 10 | 12 | 0.72083
Solar Thermal | Socal | October | 10 | 13 | 0.73681
Solar Thermal | Socal | October | 10 | 14 | 0.73809
Solar Thermal | Socal | October | 10 | 15 | 0.73345
Solar Thermal | Socal | October | 10 | 16 | 0.61005
Solar Thermal | Socal | October | 10 | 17 | 0.24834
Solar Thermal | Socal | October | 10 | 18 | 0.021257
Solar Thermal | Socal | October | 10 | 19 | 0
Solar Thermal | Socal | October | 10 | 20 | 0
Solar Thermal | Socal | October | 10 | 21 | 0
Solar Thermal | Socal | October | 10 | 22 | 0
Solar Thermal | Socal | October | 10 | 23 | 0
Solar Thermal | Socal | October | 10 | 24 | 0
Solar Thermal | Socal | November | 11 | 1 | 0
Solar Thermal | Socal | November | 11 | 2 | 0
Solar Thermal | Socal | November | 11 | 3 | 0
Solar Thermal | Socal | November | 11 | 4 | 0
Solar Thermal | Socal | November | 11 | 5 | 0
Solar Thermal | Socal | November | 11 | 6 | 0
Solar Thermal | Socal | November | 11 | 7 | 0
Solar Thermal | Socal | November | 11 | 8 | 0.048053
Solar Thermal | Socal | November | 11 | 9 | 0.34274
Solar Thermal | Socal | November | 11 | 10 | 0.5453
Solar Thermal | Socal | November | 11 | 11 | 0.57884
Solar Thermal | Socal | November | 11 | 12 | 0.57467
Solar Thermal | Socal | November | 11 | 13 | 0.56639
Solar Thermal | Socal | November | 11 | 14 | 0.55982
Solar Thermal | Socal | November | 11 | 15 | 0.54992
Solar Thermal | Socal | November | 11 | 16 | 0.3868
Solar Thermal | Socal | November | 11 | 17 | 0.088197
Solar Thermal | Socal | November | 11 | 18 | 0
Solar Thermal | Socal | November | 11 | 19 | 0
Solar Thermal | Socal | November | 11 | 20 | 0
Solar Thermal | Socal | November | 11 | 21 | 0
Solar Thermal | Socal | November | 11 | 22 | 0
Solar Thermal | Socal | November | 11 | 23 | 0
Solar Thermal | Socal | November | 11 | 24 | 0
Solar Thermal | Socal | December | 12 | 1 | 0
Solar Thermal | Socal | December | 12 | 2 | 0
Solar Thermal | Socal | December | 12 | 3 | 0
Solar Thermal | Socal | December | 12 | 4 | 0
Solar Thermal | Socal | December | 12 | 5 | 0
Solar Thermal | Socal | December | 12 | 6 | 0
Solar Thermal | Socal | December | 12 | 7 | 0
Solar Thermal | Socal | December | 12 | 8 | 0
Solar Thermal | Socal | December | 12 | 9 | 0.041188
Solar Thermal | Socal | December | 12 | 10 | 0.171
Solar Thermal | Socal | December | 12 | 11 | 0.24873
Solar Thermal | Socal | December | 12 | 12 | 0.26111
Solar Thermal | Socal | December | 12 | 13 | 0.2864
Solar Thermal | Socal | December | 12 | 14 | 0.29489
Solar Thermal | Socal | December | 12 | 15 | 0.25917
Solar Thermal | Socal | December | 12 | 16 | 0.19011
Solar Thermal | Socal | December | 12 | 17 | 0.040728
Solar Thermal | Socal | December | 12 | 18 | 0
Solar Thermal | Socal | December | 12 | 19 | 0
Solar Thermal | Socal | December | 12 | 20 | 0
Solar Thermal | Socal | December | 12 | 21 | 0
Solar Thermal | Socal | December | 12 | 22 | 0
Solar Thermal | Socal | December | 12 | 23 | 0
Solar Thermal | Socal | December | 12 | 24 | 0
Solar Tracking | Socal | January | 1 | 1 | 0
Solar Tracking | Socal | January | 1 | 2 | 0
Solar Tracking | Socal | January | 1 | 3 | 0
Solar Tracking | Socal | January | 1 | 4 | 0
Solar Tracking | Socal | January | 1 | 5 | 0
Solar Tracking | Socal | January | 1 | 6 | 0
Solar Tracking | Socal | January | 1 | 7 | 0.00049637
Solar Tracking | Socal | January | 1 | 8 | 0.11154
Solar Tracking | Socal | January | 1 | 9 | 0.40863
Solar Tracking | Socal | January | 1 | 10 | 0.52772
Solar Tracking | Socal | January | 1 | 11 | 0.54846
Solar Tracking | Socal | January | 1 | 12 | 0.56018
Solar Tracking | Socal | January | 1 | 13 | 0.55326
Solar Tracking | Socal | January | 1 | 14 | 0.51963
Solar Tracking | Socal | January | 1 | 15 | 0.48089
Solar Tracking | Socal | January | 1 | 16 | 0.30309
Solar Tracking | Socal | January | 1 | 17 | 0.059664
Solar Tracking | Socal | January | 1 | 18 | 1.47e-05
Solar Tracking | Socal | January | 1 | 19 | 0
Solar Tracking | Socal | January | 1 | 20 | 0
Solar Tracking | Socal | January | 1 | 21 | 0
Solar Tracking | Socal | January | 1 | 22 | 0
Solar Tracking | Socal | January | 1 | 23 | 0
Solar Tracking | Socal | January | 1 | 24 | 0
Solar Tracking | Socal | February | 2 | 1 | 0
Solar Tracking | Socal | February | 2 | 2 | 0
Solar Tracking | Socal | February | 2 | 3 | 0
Solar Tracking | Socal | February | 2 | 4 | 0
Solar Tracking | Socal | February | 2 | 5 | 0
Solar Tracking | Socal | February | 2 | 6 | 0
Solar Tracking | Socal | February | 2 | 7 | 0.0068849
Solar Tracking | Socal | February | 2 | 8 | 0.25545
Solar Tracking | Socal | February | 2 | 9 | 0.62501
Solar Tracking | Socal | February | 2 | 10 | 0.66781
Solar Tracking | Socal | February | 2 | 11 | 0.66223
Solar Tracking | Socal | February | 2 | 12 | 0.6398
Solar Tracking | Socal | February | 2 | 13 | 0.61882
Solar Tracking | Socal | February | 2 | 14 | 0.60449
Solar Tracking | Socal | February | 2 | 15 | 0.59374
Solar Tracking | Socal | February | 2 | 16 | 0.53392
Solar Tracking | Socal | February | 2 | 17 | 0.23296
Solar Tracking | Socal | February | 2 | 18 | 0.0085851
Solar Tracking | Socal | February | 2 | 19 | 0
Solar Tracking | Socal | February | 2 | 20 | 0
Solar Tracking | Socal | February | 2 | 21 | 0
Solar Tracking | Socal | February | 2 | 22 | 0
Solar Tracking | Socal | February | 2 | 23 | 0
Solar Tracking | Socal | February | 2 | 24 | 0
Solar Tracking | Socal | March | 3 | 1 | 0
Solar Tracking | Socal | March | 3 | 2 | 0
Solar Tracking | Socal | March | 3 | 3 | 0
Solar Tracking | Socal | March | 3 | 4 | 0
Solar Tracking | Socal | March | 3 | 5 | 0
Solar Tracking | Socal | March | 3 | 6 | 9.7178e-06
Solar Tracking | Socal | March | 3 | 7 | 0.077249
Solar Tracking | Socal | March | 3 | 8 | 0.45899
Solar Tracking | Socal | March | 3 | 9 | 0.63228
Solar Tracking | Socal | March | 3 | 10 | 0.6554
Solar Tracking | Socal | March | 3 | 11 | 0.6435
Solar Tracking | Socal | March | 3 | 12 | 0.62731
Solar Tracking | Socal | March | 3 | 13 | 0.62363
Solar Tracking | Socal | March | 3 | 14 | 0.56617
Solar Tracking | Socal | March | 3 | 15 | 0.51493
Solar Tracking | Socal | March | 3 | 16 | 0.4646
Solar Tracking | Socal | March | 3 | 17 | 0.33009
Solar Tracking | Socal | March | 3 | 18 | 0.049829
Solar Tracking | Socal | March | 3 | 19 | 9.4182e-07
Solar Tracking | Socal | March | 3 | 20 | 0
Solar Tracking | Socal | March | 3 | 21 | 0
Solar Tracking | Socal | March | 3 | 22 | 0
Solar Tracking | Socal | March | 3 | 23 | 0
Solar Tracking | Socal | March | 3 | 24 | 0
Solar Tracking | Socal | April | 4 | 1 | 0
Solar Tracking | Socal | April | 4 | 2 | 0
Solar Tracking | Socal | April | 4 | 3 | 0
Solar Tracking | Socal | April | 4 | 4 | 0
Solar Tracking | Socal | April | 4 | 5 | 0
Solar Tracking | Socal | April | 4 | 6 | 0.044232
Solar Tracking | Socal | April | 4 | 7 | 0.4267
Solar Tracking | Socal | April | 4 | 8 | 0.75534
Solar Tracking | Socal | April | 4 | 9 | 0.79609
Solar Tracking | Socal | April | 4 | 10 | 0.81543
Solar Tracking | Socal | April | 4 | 11 | 0.80943
Solar Tracking | Socal | April | 4 | 12 | 0.81481
Solar Tracking | Socal | April | 4 | 13 | 0.80594
Solar Tracking | Socal | April | 4 | 14 | 0.80419
Solar Tracking | Socal | April | 4 | 15 | 0.77901
Solar Tracking | Socal | April | 4 | 16 | 0.73792
Solar Tracking | Socal | April | 4 | 17 | 0.60858
Solar Tracking | Socal | April | 4 | 18 | 0.20205
Solar Tracking | Socal | April | 4 | 19 | 0.0047606
Solar Tracking | Socal | April | 4 | 20 | 0
Solar Tracking | Socal | April | 4 | 21 | 0
Solar Tracking | Socal | April | 4 | 22 | 0
Solar Tracking | Socal | April | 4 | 23 | 0
Solar Tracking | Socal | April | 4 | 24 | 0
Solar Tracking | Socal | May | 5 | 1 | 0
Solar Tracking | Socal | May | 5 | 2 | 0
Solar Tracking | Socal | May | 5 | 3 | 0
Solar Tracking | Socal | May | 5 | 4 | 0
Solar Tracking | Socal | May | 5 | 5 | 0.0013388
Solar Tracking | Socal | May | 5 | 6 | 0.16463
Solar Tracking | Socal | May | 5 | 7 | 0.57256
Solar Tracking | Socal | May | 5 | 8 | 0.78175
Solar Tracking | Socal | May | 5 | 9 | 0.8349
Solar Tracking | Socal | May | 5 | 10 | 0.85353
Solar Tracking | Socal | May | 5 | 11 | 0.85541
Solar Tracking | Socal | May | 5 | 12 | 0.8623
Solar Tracking | Socal | May | 5 | 13 | 0.86102
Solar Tracking | Socal | May | 5 | 14 | 0.84949
Solar Tracking | Socal | May | 5 | 15 | 0.82828
Solar Tracking | Socal | May | 5 | 16 | 0.79491
Solar Tracking | Socal | May | 5 | 17 | 0.69442
Solar Tracking | Socal | May | 5 | 18 | 0.34164
Solar Tracking | Socal | May | 5 | 19 | 0.032171
Solar Tracking | Socal | May | 5 | 20 | 7.8768e-07
Solar Tracking | Socal | May | 5 | 21 | 0
Solar Tracking | Socal | May | 5 | 22 | 0
Solar Tracking | Socal | May | 5 | 23 | 0
Solar Tracking | Socal | May | 5 | 24 | 0
Solar Tracking | Socal | June | 6 | 1 | 0
Solar Tracking | Socal | June | 6 | 2 | 0
Solar Tracking | Socal | June | 6 | 3 | 0
Solar Tracking | Socal | June | 6 | 4 | 0
Solar Tracking | Socal | June | 6 | 5 | 0.0029966
Solar Tracking | Socal | June | 6 | 6 | 0.19511
Solar Tracking | Socal | June | 6 | 7 | 0.57303
Solar Tracking | Socal | June | 6 | 8 | 0.75134
Solar Tracking | Socal | June | 6 | 9 | 0.81018
Solar Tracking | Socal | June | 6 | 10 | 0.84258
Solar Tracking | Socal | June | 6 | 11 | 0.8493
Solar Tracking | Socal | June | 6 | 12 | 0.85389
Solar Tracking | Socal | June | 6 | 13 | 0.85252
Solar Tracking | Socal | June | 6 | 14 | 0.84287
Solar Tracking | Socal | June | 6 | 15 | 0.8221
Solar Tracking | Socal | June | 6 | 16 | 0.79348
Solar Tracking | Socal | June | 6 | 17 | 0.70376
Solar Tracking | Socal | June | 6 | 18 | 0.42524
Solar Tracking | Socal | June | 6 | 19 | 0.072794
Solar Tracking | Socal | June | 6 | 20 | 4.8264e-05
Solar Tracking | Socal | June | 6 | 21 | 0
Solar Tracking | Socal | June | 6 | 22 | 0
Solar Tracking | Socal | June | 6 | 23 | 0
Solar Tracking | Socal | June | 6 | 24 | 0
Solar Tracking | Socal | July | 7 | 1 | 0
Solar Tracking | Socal | July | 7 | 2 | 0
Solar Tracking | Socal | July | 7 | 3 | 0
Solar Tracking | Socal | July | 7 | 4 | 0
Solar Tracking | Socal | July | 7 | 5 | 0.00025939
Solar Tracking | Socal | July | 7 | 6 | 0.091455
Solar Tracking | Socal | July | 7 | 7 | 0.44601
Solar Tracking | Socal | July | 7 | 8 | 0.69888
Solar Tracking | Socal | July | 7 | 9 | 0.79259
Solar Tracking | Socal | July | 7 | 10 | 0.8324
Solar Tracking | Socal | July | 7 | 11 | 0.84051
Solar Tracking | Socal | July | 7 | 12 | 0.8381
Solar Tracking | Socal | July | 7 | 13 | 0.83084
Solar Tracking | Socal | July | 7 | 14 | 0.82088
Solar Tracking | Socal | July | 7 | 15 | 0.79834
Solar Tracking | Socal | July | 7 | 16 | 0.76433
Solar Tracking | Socal | July | 7 | 17 | 0.67295
Solar Tracking | Socal | July | 7 | 18 | 0.38927
Solar Tracking | Socal | July | 7 | 19 | 0.061998
Solar Tracking | Socal | July | 7 | 20 | 2.8819e-05
Solar Tracking | Socal | July | 7 | 21 | 0
Solar Tracking | Socal | July | 7 | 22 | 0
Solar Tracking | Socal | July | 7 | 23 | 0
Solar Tracking | Socal | July | 7 | 24 | 0
Solar Tracking | Socal | August | 8 | 1 | 0
Solar Tracking | Socal | August | 8 | 2 | 0
Solar Tracking | Socal | August | 8 | 3 | 0
Solar Tracking | Socal | August | 8 | 4 | 0
Solar Tracking | Socal | August | 8 | 5 | 0
Solar Tracking | Socal | August | 8 | 6 | 0.030804
Solar Tracking | Socal | August | 8 | 7 | 0.33397
Solar Tracking | Socal | August | 8 | 8 | 0.62809
Solar Tracking | Socal | August | 8 | 9 | 0.74722
Solar Tracking | Socal | August | 8 | 10 | 0.80114
Solar Tracking | Socal | August | 8 | 11 | 0.81833
Solar Tracking | Socal | August | 8 | 12 | 0.81639
Solar Tracking | Socal | August | 8 | 13 | 0.80036
Solar Tracking | Socal | August | 8 | 14 | 0.77872
Solar Tracking | Socal | August | 8 | 15 | 0.74725
Solar Tracking | Socal | August | 8 | 16 | 0.68892
Solar Tracking | Socal | August | 8 | 17 | 0.54795
Solar Tracking | Socal | August | 8 | 18 | 0.20297
Solar Tracking | Socal | August | 8 | 19 | 0.0062154
Solar Tracking | Socal | August | 8 | 20 | 0
Solar Tracking | Socal | August | 8 | 21 | 0
Solar Tracking | Socal | August | 8 | 22 | 0
Solar Tracking | Socal | August | 8 | 23 | 0
Solar Tracking | Socal | August | 8 | 24 | 0
Solar Tracking | Socal | September | 9 | 1 | 0
Solar Tracking | Socal | September | 9 | 2 | 0
Solar Tracking | Socal | September | 9 | 3 | 0
Solar Tracking | Socal | September | 9 | 4 | 0
Solar Tracking | Socal | September | 9 | 5 | 0
Solar Tracking | Socal | September | 9 | 6 | 0.0068347
Solar Tracking | Socal | September | 9 | 7 | 0.24686
Solar Tracking | Socal | September | 9 | 8 | 0.64515
Solar Tracking | Socal | September | 9 | 9 | 0.75128
Solar Tracking | Socal | September | 9 | 10 | 0.79031
Solar Tracking | Socal | September | 9 | 11 | 0.79664
Solar Tracking | Socal | September | 9 | 12 | 0.79642
Solar Tracking | Socal | September | 9 | 13 | 0.79205
Solar Tracking | Socal | September | 9 | 14 | 0.78276
Solar Tracking | Socal | September | 9 | 15 | 0.77136
Solar Tracking | Socal | September | 9 | 16 | 0.69654
Solar Tracking | Socal | September | 9 | 17 | 0.38955
Solar Tracking | Socal | September | 9 | 18 | 0.046734
Solar Tracking | Socal | September | 9 | 19 | 4.4344e-06
Solar Tracking | Socal | September | 9 | 20 | 0
Solar Tracking | Socal | September | 9 | 21 | 0
Solar Tracking | Socal | September | 9 | 22 | 0
Solar Tracking | Socal | September | 9 | 23 | 0
Solar Tracking | Socal | September | 9 | 24 | 0
Solar Tracking | Socal | October | 10 | 1 | 0
Solar Tracking | Socal | October | 10 | 2 | 0
Solar Tracking | Socal | October | 10 | 3 | 0
Solar Tracking | Socal | October | 10 | 4 | 0
Solar Tracking | Socal | October | 10 | 5 | 0
Solar Tracking | Socal | October | 10 | 6 | 0.00046485
Solar Tracking | Socal | October | 10 | 7 | 0.14091
Solar Tracking | Socal | October | 10 | 8 | 0.56107
Solar Tracking | Socal | October | 10 | 9 | 0.71268
Solar Tracking | Socal | October | 10 | 10 | 0.73431
Solar Tracking | Socal | October | 10 | 11 | 0.7279
Solar Tracking | Socal | October | 10 | 12 | 0.72996
Solar Tracking | Socal | October | 10 | 13 | 0.73375
Solar Tracking | Socal | October | 10 | 14 | 0.73705
Solar Tracking | Socal | October | 10 | 15 | 0.7211
Solar Tracking | Socal | October | 10 | 16 | 0.56418
Solar Tracking | Socal | October | 10 | 17 | 0.15914
Solar Tracking | Socal | October | 10 | 18 | 0.0017596
Solar Tracking | Socal | October | 10 | 19 | 0
Solar Tracking | Socal | October | 10 | 20 | 0
Solar Tracking | Socal | October | 10 | 21 | 0
Solar Tracking | Socal | October | 10 | 22 | 0
Solar Tracking | Socal | October | 10 | 23 | 0
Solar Tracking | Socal | October | 10 | 24 | 0
Solar Tracking | Socal | November | 11 | 1 | 0
Solar Tracking | Socal | November | 11 | 2 | 0
Solar Tracking | Socal | November | 11 | 3 | 0
Solar Tracking | Socal | November | 11 | 4 | 0
Solar Tracking | Socal | November | 11 | 5 | 0
Solar Tracking | Socal | November | 11 | 6 | 0
Solar Tracking | Socal | November | 11 | 7 | 0.026044
Solar Tracking | Socal | November | 11 | 8 | 0.32901
Solar Tracking | Socal | November | 11 | 9 | 0.61439
Solar Tracking | Socal | November | 11 | 10 | 0.66456
Solar Tracking | Socal | November | 11 | 11 | 0.64668
Solar Tracking | Socal | November | 11 | 12 | 0.62915
Solar Tracking | Socal | November | 11 | 13 | 0.63689
Solar Tracking | Socal | November | 11 | 14 | 0.63841
Solar Tracking | Socal | November | 11 | 15 | 0.60788
Solar Tracking | Socal | November | 11 | 16 | 0.35066
Solar Tracking | Socal | November | 11 | 17 | 0.034896
Solar Tracking | Socal | November | 11 | 18 | 1.1607e-07
Solar Tracking | Socal | November | 11 | 19 | 0
Solar Tracking | Socal | November | 11 | 20 | 0
Solar Tracking | Socal | November | 11 | 21 | 0
Solar Tracking | Socal | November | 11 | 22 | 0
Solar Tracking | Socal | November | 11 | 23 | 0
Solar Tracking | Socal | November | 11 | 24 | 0
Solar Tracking | Socal | December | 12 | 1 | 0
Solar Tracking | Socal | December | 12 | 2 | 0
Solar Tracking | Socal | December | 12 | 3 | 0
Solar Tracking | Socal | December | 12 | 4 | 0
Solar Tracking | Socal | December | 12 | 5 | 0
Solar Tracking | Socal | December | 12 | 6 | 0
Solar Tracking | Socal | December | 12 | 7 | 0.0012009
Solar Tracking | Socal | December | 12 | 8 | 0.122
Solar Tracking | Socal | December | 12 | 9 | 0.38786
Solar Tracking | Socal | December | 12 | 10 | 0.46641
Solar Tracking | Socal | December | 12 | 11 | 0.49137
Solar Tracking | Socal | December | 12 | 12 | 0.4817
Solar Tracking | Socal | December | 12 | 13 | 0.49738
Solar Tracking | Socal | December | 12 | 14 | 0.47014
Solar Tracking | Socal | December | 12 | 15 | 0.42921
Solar Tracking | Socal | December | 12 | 16 | 0.24389
Solar Tracking | Socal | December | 12 | 17 | 0.020938
Solar Tracking | Socal | December | 12 | 18 | 0
Solar Tracking | Socal | December | 12 | 19 | 0
Solar Tracking | Socal | December | 12 | 20 | 0
Solar Tracking | Socal | December | 12 | 21 | 0
Solar Tracking | Socal | December | 12 | 22 | 0
Solar Tracking | Socal | December | 12 | 23 | 0
Solar Tracking | Socal | December | 12 | 24 | 0
Wind | Socal | January | 1 | 1 | 0.092839
Wind | Socal | January | 1 | 2 | 0.096473
Wind | Socal | January | 1 | 3 | 0.11023
Wind | Socal | January | 1 | 4 | 0.10374
Wind | Socal | January | 1 | 5 | 0.10274
Wind | Socal | January | 1 | 6 | 0.095663
Wind | Socal | January | 1 | 7 | 0.078235
Wind | Socal | January | 1 | 8 | 0.067594
Wind | Socal | January | 1 | 9 | 0.07123
Wind | Socal | January | 1 | 10 | 0.071314
Wind | Socal | January | 1 | 11 | 0.070628
Wind | Socal | January | 1 | 12 | 0.073934
Wind | Socal | January | 1 | 13 | 0.081792
Wind | Socal | January | 1 | 14 | 0.093719
Wind | Socal | January | 1 | 15 | 0.093324
Wind | Socal | January | 1 | 16 | 0.10208
Wind | Socal | January | 1 | 17 | 0.089644
Wind | Socal | January | 1 | 18 | 0.089576
Wind | Socal | January | 1 | 19 | 0.08401
Wind | Socal | January | 1 | 20 | 0.085235
Wind | Socal | January | 1 | 21 | 0.081911
Wind | Socal | January | 1 | 22 | 0.080294
Wind | Socal | January | 1 | 23 | 0.083478
Wind | Socal | January | 1 | 24 | 0.079676
Wind | Socal | February | 2 | 1 | 0.1237
Wind | Socal | February | 2 | 2 | 0.13689
Wind | Socal | February | 2 | 3 | 0.14172
Wind | Socal | February | 2 | 4 | 0.13388
Wind | Socal | February | 2 | 5 | 0.11827
Wind | Socal | February | 2 | 6 | 0.1116
Wind | Socal | February | 2 | 7 | 0.11658
Wind | Socal | February | 2 | 8 | 0.11788
Wind | Socal | February | 2 | 9 | 0.11385
Wind | Socal | February | 2 | 10 | 0.12733
Wind | Socal | February | 2 | 11 | 0.13214
Wind | Socal | February | 2 | 12 | 0.13482
Wind | Socal | February | 2 | 13 | 0.15695
Wind | Socal | February | 2 | 14 | 0.14625
Wind | Socal | February | 2 | 15 | 0.16801
Wind | Socal | February | 2 | 16 | 0.14853
Wind | Socal | February | 2 | 17 | 0.17773
Wind | Socal | February | 2 | 18 | 0.17576
Wind | Socal | February | 2 | 19 | 0.20279
Wind | Socal | February | 2 | 20 | 0.19492
Wind | Socal | February | 2 | 21 | 0.19709
Wind | Socal | February | 2 | 22 | 0.17835
Wind | Socal | February | 2 | 23 | 0.1606
Wind | Socal | February | 2 | 24 | 0.13549
Wind | Socal | March | 3 | 1 | 0.20218
Wind | Socal | March | 3 | 2 | 0.21069
Wind | Socal | March | 3 | 3 | 0.19653
Wind | Socal | March | 3 | 4 | 0.18499
Wind | Socal | March | 3 | 5 | 0.1702
Wind | Socal | March | 3 | 6 | 0.146
Wind | Socal | March | 3 | 7 | 0.14016
Wind | Socal | March | 3 | 8 | 0.13385
Wind | Socal | March | 3 | 9 | 0.14587
Wind | Socal | March | 3 | 10 | 0.12842
Wind | Socal | March | 3 | 11 | 0.13087
Wind | Socal | March | 3 | 12 | 0.14638
Wind | Socal | March | 3 | 13 | 0.16326
Wind | Socal | March | 3 | 14 | 0.19066
Wind | Socal | March | 3 | 15 | 0.20034
Wind | Socal | March | 3 | 16 | 0.22353
Wind | Socal | March | 3 | 17 | 0.22916
Wind | Socal | March | 3 | 18 | 0.23392
Wind | Socal | March | 3 | 19 | 0.22715
Wind | Socal | March | 3 | 20 | 0.22439
Wind | Socal | March | 3 | 21 | 0.22038
Wind | Socal | March | 3 | 22 | 0.2228
Wind | Socal | March | 3 | 23 | 0.23688
Wind | Socal | March | 3 | 24 | 0.21324
Wind | Socal | April | 4 | 1 | 0.36178
Wind | Socal | April | 4 | 2 | 0.32392
Wind | Socal | April | 4 | 3 | 0.28225
Wind | Socal | April | 4 | 4 | 0.24043
Wind | Socal | April | 4 | 5 | 0.20686
Wind | Socal | April | 4 | 6 | 0.17838
Wind | Socal | April | 4 | 7 | 0.12445
Wind | Socal | April | 4 | 8 | 0.09372
Wind | Socal | April | 4 | 9 | 0.087698
Wind | Socal | April | 4 | 10 | 0.082285
Wind | Socal | April | 4 | 11 | 0.076327
Wind | Socal | April | 4 | 12 | 0.082328
Wind | Socal | April | 4 | 13 | 0.090154
Wind | Socal | April | 4 | 14 | 0.1366
Wind | Socal | April | 4 | 15 | 0.20454
Wind | Socal | April | 4 | 16 | 0.27086
Wind | Socal | April | 4 | 17 | 0.3258
Wind | Socal | April | 4 | 18 | 0.35589
Wind | Socal | April | 4 | 19 | 0.36586
Wind | Socal | April | 4 | 20 | 0.37626
Wind | Socal | April | 4 | 21 | 0.39743
Wind | Socal | April | 4 | 22 | 0.37562
Wind | Socal | April | 4 | 23 | 0.36262
Wind | Socal | April | 4 | 24 | 0.36649
Wind | Socal | May | 5 | 1 | 0.40473
Wind | Socal | May | 5 | 2 | 0.38096
Wind | Socal | May | 5 | 3 | 0.37268
Wind | Socal | May | 5 | 4 | 0.33615
Wind | Socal | May | 5 | 5 | 0.27697
Wind | Socal | May | 5 | 6 | 0.22844
Wind | Socal | May | 5 | 7 | 0.1707
Wind | Socal | May | 5 | 8 | 0.13154
Wind | Socal | May | 5 | 9 | 0.091717
Wind | Socal | May | 5 | 10 | 0.073909
Wind | Socal | May | 5 | 11 | 0.064977
Wind | Socal | May | 5 | 12 | 0.06104
Wind | Socal | May | 5 | 13 | 0.084908
Wind | Socal | May | 5 | 14 | 0.14013
Wind | Socal | May | 5 | 15 | 0.22849
Wind | Socal | May | 5 | 16 | 0.32995
Wind | Socal | May | 5 | 17 | 0.38304
Wind | Socal | May | 5 | 18 | 0.42256
Wind | Socal | May | 5 | 19 | 0.41255
Wind | Socal | May | 5 | 20 | 0.41247
Wind | Socal | May | 5 | 21 | 0.42092
Wind | Socal | May | 5 | 22 | 0.42758
Wind | Socal | May | 5 | 23 | 0.43837
Wind | Socal | May | 5 | 24 | 0.41104
Wind | Socal | June | 6 | 1 | 0.4033
Wind | Socal | June | 6 | 2 | 0.37868
Wind | Socal | June | 6 | 3 | 0.34809
Wind | Socal | June | 6 | 4 | 0.2946
Wind | Socal | June | 6 | 5 | 0.25623
Wind | Socal | June | 6 | 6 | 0.20102
Wind | Socal | June | 6 | 7 | 0.14214
Wind | Socal | June | 6 | 8 | 0.095043
Wind | Socal | June | 6 | 9 | 0.074964
Wind | Socal | June | 6 | 10 | 0.050407
Wind | Socal | June | 6 | 11 | 0.059421
Wind | Socal | June | 6 | 12 | 0.062001
Wind | Socal | June | 6 | 13 | 0.076477
Wind | Socal | June | 6 | 14 | 0.11829
Wind | Socal | June | 6 | 15 | 0.19117
Wind | Socal | June | 6 | 16 | 0.26415
Wind | Socal | June | 6 | 17 | 0.32258
Wind | Socal | June | 6 | 18 | 0.37575
Wind | Socal | June | 6 | 19 | 0.41753
Wind | Socal | June | 6 | 20 | 0.4581
Wind | Socal | June | 6 | 21 | 0.44798
Wind | Socal | June | 6 | 22 | 0.446
Wind | Socal | June | 6 | 23 | 0.44229
Wind | Socal | June | 6 | 24 | 0.42497
Wind | Socal | July | 7 | 1 | 0.45212
Wind | Socal | July | 7 | 2 | 0.41722
Wind | Socal | July | 7 | 3 | 0.3686
Wind | Socal | July | 7 | 4 | 0.33216
Wind | Socal | July | 7 | 5 | 0.29101
Wind | Socal | July | 7 | 6 | 0.22654
Wind | Socal | July | 7 | 7 | 0.16584
Wind | Socal | July | 7 | 8 | 0.10186
Wind | Socal | July | 7 | 9 | 0.064059
Wind | Socal | July | 7 | 10 | 0.046709
Wind | Socal | July | 7 | 11 | 0.056772
Wind | Socal | July | 7 | 12 | 0.077784
Wind | Socal | July | 7 | 13 | 0.11102
Wind | Socal | July | 7 | 14 | 0.16528
Wind | Socal | July | 7 | 15 | 0.22686
Wind | Socal | July | 7 | 16 | 0.30728
Wind | Socal | July | 7 | 17 | 0.37441
Wind | Socal | July | 7 | 18 | 0.42586
Wind | Socal | July | 7 | 19 | 0.46179
Wind | Socal | July | 7 | 20 | 0.47279
Wind | Socal | July | 7 | 21 | 0.49184
Wind | Socal | July | 7 | 22 | 0.4891
Wind | Socal | July | 7 | 23 | 0.48054
Wind | Socal | July | 7 | 24 | 0.46398
Wind | Socal | August | 8 | 1 | 0.37128
Wind | Socal | August | 8 | 2 | 0.33399
Wind | Socal | August | 8 | 3 | 0.28817
Wind | Socal | August | 8 | 4 | 0.23364
Wind | Socal | August | 8 | 5 | 0.20552
Wind | Socal | August | 8 | 6 | 0.16517
Wind | Socal | August | 8 | 7 | 0.11443
Wind | Socal | August | 8 | 8 | 0.072151
Wind | Socal | August | 8 | 9 | 0.052174
Wind | Socal | August | 8 | 10 | 0.042801
Wind | Socal | August | 8 | 11 | 0.048535
Wind | Socal | August | 8 | 12 | 0.061515
Wind | Socal | August | 8 | 13 | 0.089363
Wind | Socal | August | 8 | 14 | 0.12504
Wind | Socal | August | 8 | 15 | 0.17806
Wind | Socal | August | 8 | 16 | 0.23593
Wind | Socal | August | 8 | 17 | 0.30005
Wind | Socal | August | 8 | 18 | 0.34578
Wind | Socal | August | 8 | 19 | 0.39181
Wind | Socal | August | 8 | 20 | 0.41858
Wind | Socal | August | 8 | 21 | 0.42022
Wind | Socal | August | 8 | 22 | 0.40704
Wind | Socal | August | 8 | 23 | 0.39807
Wind | Socal | August | 8 | 24 | 0.38237
Wind | Socal | September | 9 | 1 | 0.25223
Wind | Socal | September | 9 | 2 | 0.24426
Wind | Socal | September | 9 | 3 | 0.22599
Wind | Socal | September | 9 | 4 | 0.17365
Wind | Socal | September | 9 | 5 | 0.14959
Wind | Socal | September | 9 | 6 | 0.1271
Wind | Socal | September | 9 | 7 | 0.095577
Wind | Socal | September | 9 | 8 | 0.068529
Wind | Socal | September | 9 | 9 | 0.052256
Wind | Socal | September | 9 | 10 | 0.05713
Wind | Socal | September | 9 | 11 | 0.069931
Wind | Socal | September | 9 | 12 | 0.081785
Wind | Socal | September | 9 | 13 | 0.10042
Wind | Socal | September | 9 | 14 | 0.12454
Wind | Socal | September | 9 | 15 | 0.16326
Wind | Socal | September | 9 | 16 | 0.19076
Wind | Socal | September | 9 | 17 | 0.21234
Wind | Socal | September | 9 | 18 | 0.25078
Wind | Socal | September | 9 | 19 | 0.28979
Wind | Socal | September | 9 | 20 | 0.30516
Wind | Socal | September | 9 | 21 | 0.3011
Wind | Socal | September | 9 | 22 | 0.28332
Wind | Socal | September | 9 | 23 | 0.2647
Wind | Socal | September | 9 | 24 | 0.25097
Wind | Socal | October | 10 | 1 | 0.11262
Wind | Socal | October | 10 | 2 | 0.10916
Wind | Socal | October | 10 | 3 | 0.10416
Wind | Socal | October | 10 | 4 | 0.092673
Wind | Socal | October | 10 | 5 | 0.085287
Wind | Socal | October | 10 | 6 | 0.081842
Wind | Socal | October | 10 | 7 | 0.058265
Wind | Socal | October | 10 | 8 | 0.042758
Wind | Socal | October | 10 | 9 | 0.035922
Wind | Socal | October | 10 | 10 | 0.03931
Wind | Socal | October | 10 | 11 | 0.050452
Wind | Socal | October | 10 | 12 | 0.054553
Wind | Socal | October | 10 | 13 | 0.050263
Wind | Socal | October | 10 | 14 | 0.056841
Wind | Socal | October | 10 | 15 | 0.060237
Wind | Socal | October | 10 | 16 | 0.074659
Wind | Socal | October | 10 | 17 | 0.10075
Wind | Socal | October | 10 | 18 | 0.11372
Wind | Socal | October | 10 | 19 | 0.12951
Wind | Socal | October | 10 | 20 | 0.14863
Wind | Socal | October | 10 | 21 | 0.1339
Wind | Socal | October | 10 | 22 | 0.12172
Wind | Socal | October | 10 | 23 | 0.11155
Wind | Socal | October | 10 | 24 | 0.10994
Wind | Socal | November | 11 | 1 | 0.058098
Wind | Socal | November | 11 | 2 | 0.064241
Wind | Socal | November | 11 | 3 | 0.061984
Wind | Socal | November | 11 | 4 | 0.064911
Wind | Socal | November | 11 | 5 | 0.05995
Wind | Socal | November | 11 | 6 | 0.058791
Wind | Socal | November | 11 | 7 | 0.05554
Wind | Socal | November | 11 | 8 | 0.048427
Wind | Socal | November | 11 | 9 | 0.050607
Wind | Socal | November | 11 | 10 | 0.05714
Wind | Socal | November | 11 | 11 | 0.062511
Wind | Socal | November | 11 | 12 | 0.072242
Wind | Socal | November | 11 | 13 | 0.069153
Wind | Socal | November | 11 | 14 | 0.070858
Wind | Socal | November | 11 | 15 | 0.075093
Wind | Socal | November | 11 | 16 | 0.076953
Wind | Socal | November | 11 | 17 | 0.067663
Wind | Socal | November | 11 | 18 | 0.066018
Wind | Socal | November | 11 | 19 | 0.079925
Wind | Socal | November | 11 | 20 | 0.082197
Wind | Socal | November | 11 | 21 | 0.081748
Wind | Socal | November | 11 | 22 | 0.07293
Wind | Socal | November | 11 | 23 | 0.066642
Wind | Socal | November | 11 | 24 | 0.061476
Wind | Socal | December | 12 | 1 | 0.065644
Wind | Socal | December | 12 | 2 | 0.067106
Wind | Socal | December | 12 | 3 | 0.071086
Wind | Socal | December | 12 | 4 | 0.067507
Wind | Socal | December | 12 | 5 | 0.070926
Wind | Socal | December | 12 | 6 | 0.067237
Wind | Socal | December | 12 | 7 | 0.059421
Wind | Socal | December | 12 | 8 | 0.071393
Wind | Socal | December | 12 | 9 | 0.066434
Wind | Socal | December | 12 | 10 | 0.059841
Wind | Socal | December | 12 | 11 | 0.059056
Wind | Socal | December | 12 | 12 | 0.062691
Wind | Socal | December | 12 | 13 | 0.071181
Wind | Socal | December | 12 | 14 | 0.079258
Wind | Socal | December | 12 | 15 | 0.073281
Wind | Socal | December | 12 | 16 | 0.062094
Wind | Socal | December | 12 | 17 | 0.063696
Wind | Socal | December | 12 | 18 | 0.064678
Wind | Socal | December | 12 | 19 | 0.067265
Wind | Socal | December | 12 | 20 | 0.065413
Wind | Socal | December | 12 | 21 | 0.070749
Wind | Socal | December | 12 | 22 | 0.076049
Wind | Socal | December | 12 | 23 | 0.077838
Wind | Socal | December | 12 | 24 | 0.072317
Wind | WA/OR | January | 1 | 1 | 0.15
Wind | WA/OR | January | 1 | 2 | 0.16
Wind | WA/OR | January | 1 | 3 | 0.16
Wind | WA/OR | January | 1 | 4 | 0.155
Wind | WA/OR | January | 1 | 5 | 0.15
Wind | WA/OR | January | 1 | 6 | 0.15
Wind | WA/OR | January | 1 | 7 | 0.15
Wind | WA/OR | January | 1 | 8 | 0.14
Wind | WA/OR | January | 1 | 9 | 0.135
Wind | WA/OR | January | 1 | 10 | 0.14
Wind | WA/OR | January | 1 | 11 | 0.12
Wind | WA/OR | January | 1 | 12 | 0.115
Wind | WA/OR | January | 1 | 13 | 0.105
Wind | WA/OR | January | 1 | 14 | 0.1
Wind | WA/OR | January | 1 | 15 | 0.095
Wind | WA/OR | January | 1 | 16 | 0.1
Wind | WA/OR | January | 1 | 17 | 0.1
Wind | WA/OR | January | 1 | 18 | 0.1
Wind | WA/OR | January | 1 | 19 | 0.1
Wind | WA/OR | January | 1 | 20 | 0.11
Wind | WA/OR | January | 1 | 21 | 0.14
Wind | WA/OR | January | 1 | 22 | 0.15
Wind | WA/OR | January | 1 | 23 | 0.14
Wind | WA/OR | January | 1 | 24 | 0.14
Wind | WA/OR | February | 2 | 1 | 0.26
Wind | WA/OR | February | 2 | 2 | 0.26
Wind | WA/OR | February | 2 | 3 | 0.265
Wind | WA/OR | February | 2 | 4 | 0.22
Wind | WA/OR | February | 2 | 5 | 0.195
Wind | WA/OR | February | 2 | 6 | 0.19
Wind | WA/OR | February | 2 | 7 | 0.17
Wind | WA/OR | February | 2 | 8 | 0.15
Wind | WA/OR | February | 2 | 9 | 0.15
Wind | WA/OR | February | 2 | 10 | 0.155
Wind | WA/OR | February | 2 | 11 | 0.16
Wind | WA/OR | February | 2 | 12 | 0.18
Wind | WA/OR | February | 2 | 13 | 0.235
Wind | WA/OR | February | 2 | 14 | 0.27
Wind | WA/OR | February | 2 | 15 | 0.235
Wind | WA/OR | February | 2 | 16 | 0.265
Wind | WA/OR | February | 2 | 17 | 0.255
Wind | WA/OR | February | 2 | 18 | 0.24
Wind | WA/OR | February | 2 | 19 | 0.225
Wind | WA/OR | February | 2 | 20 | 0.23
Wind | WA/OR | February | 2 | 21 | 0.25
Wind | WA/OR | February | 2 | 22 | 0.25
Wind | WA/OR | February | 2 | 23 | 0.26
Wind | WA/OR | February | 2 | 24 | 0.27
Wind | WA/OR | March | 3 | 1 | 0.13
Wind | WA/OR | March | 3 | 2 | 0.135
Wind | WA/OR | March | 3 | 3 | 0.14
Wind | WA/OR | March | 3 | 4 | 0.135
Wind | WA/OR | March | 3 | 5 | 0.14
Wind | WA/OR | March | 3 | 6 | 0.13
Wind | WA/OR | March | 3 | 7 | 0.12
Wind | WA/OR | March | 3 | 8 | 0.13
Wind | WA/OR | March | 3 | 9 | 0.15
Wind | WA/OR | March | 3 | 10 | 0.13
Wind | WA/OR | March | 3 | 11 | 0.13
Wind | WA/OR | March | 3 | 12 | 0.17
Wind | WA/OR | March | 3 | 13 | 0.2
Wind | WA/OR | March | 3 | 14 | 0.26
Wind | WA/OR | March | 3 | 15 | 0.285
Wind | WA/OR | March | 3 | 16 | 0.315
Wind | WA/OR | March | 3 | 17 | 0.28
Wind | WA/OR | March | 3 | 18 | 0.215
Wind | WA/OR | March | 3 | 19 | 0.17
Wind | WA/OR | March | 3 | 20 | 0.14
Wind | WA/OR | March | 3 | 21 | 0.12
Wind | WA/OR | March | 3 | 22 | 0.11
Wind | WA/OR | March | 3 | 23 | 0.12
Wind | WA/OR | March | 3 | 24 | 0.12
Wind | WA/OR | April | 4 | 1 | 0.21
Wind | WA/OR | April | 4 | 2 | 0.2
Wind | WA/OR | April | 4 | 3 | 0.18
Wind | WA/OR | April | 4 | 4 | 0.18
Wind | WA/OR | April | 4 | 5 | 0.17
Wind | WA/OR | April | 4 | 6 | 0.16
Wind | WA/OR | April | 4 | 7 | 0.1471
Wind | WA/OR | April | 4 | 8 | 0.1371
Wind | WA/OR | April | 4 | 9 | 0.14
Wind | WA/OR | April | 4 | 10 | 0.1471
Wind | WA/OR | April | 4 | 11 | 0.1671
Wind | WA/OR | April | 4 | 12 | 0.2171
Wind | WA/OR | April | 4 | 13 | 0.2771
Wind | WA/OR | April | 4 | 14 | 0.3
Wind | WA/OR | April | 4 | 15 | 0.3271
Wind | WA/OR | April | 4 | 16 | 0.37
Wind | WA/OR | April | 4 | 17 | 0.3913
Wind | WA/OR | April | 4 | 18 | 0.4271
Wind | WA/OR | April | 4 | 19 | 0.4471
Wind | WA/OR | April | 4 | 20 | 0.45
Wind | WA/OR | April | 4 | 21 | 0.3771
Wind | WA/OR | April | 4 | 22 | 0.33
Wind | WA/OR | April | 4 | 23 | 0.27
Wind | WA/OR | April | 4 | 24 | 0.26
Wind | WA/OR | May | 5 | 1 | 0.295
Wind | WA/OR | May | 5 | 2 | 0.25
Wind | WA/OR | May | 5 | 3 | 0.225
Wind | WA/OR | May | 5 | 4 | 0.2
Wind | WA/OR | May | 5 | 5 | 0.2
Wind | WA/OR | May | 5 | 6 | 0.2
Wind | WA/OR | May | 5 | 7 | 0.205
Wind | WA/OR | May | 5 | 8 | 0.19
Wind | WA/OR | May | 5 | 9 | 0.21
Wind | WA/OR | May | 5 | 10 | 0.21
Wind | WA/OR | May | 5 | 11 | 0.21
Wind | WA/OR | May | 5 | 12 | 0.18
Wind | WA/OR | May | 5 | 13 | 0.16
Wind | WA/OR | May | 5 | 14 | 0.17
Wind | WA/OR | May | 5 | 15 | 0.21
Wind | WA/OR | May | 5 | 16 | 0.22
Wind | WA/OR | May | 5 | 17 | 0.25
Wind | WA/OR | May | 5 | 18 | 0.31
Wind | WA/OR | May | 5 | 19 | 0.35
Wind | WA/OR | May | 5 | 20 | 0.355
Wind | WA/OR | May | 5 | 21 | 0.34
Wind | WA/OR | May | 5 | 22 | 0.305
Wind | WA/OR | May | 5 | 23 | 0.305
Wind | WA/OR | May | 5 | 24 | 0.295
Wind | WA/OR | June | 6 | 1 | 0.32
Wind | WA/OR | June | 6 | 2 | 0.3
Wind | WA/OR | June | 6 | 3 | 0.26
Wind | WA/OR | June | 6 | 4 | 0.23
Wind | WA/OR | June | 6 | 5 | 0.21
Wind | WA/OR | June | 6 | 6 | 0.21
Wind | WA/OR | June | 6 | 7 | 0.21
Wind | WA/OR | June | 6 | 8 | 0.225
Wind | WA/OR | June | 6 | 9 | 0.21
Wind | WA/OR | June | 6 | 10 | 0.2
Wind | WA/OR | June | 6 | 11 | 0.175
Wind | WA/OR | June | 6 | 12 | 0.145
Wind | WA/OR | June | 6 | 13 | 0.155
Wind | WA/OR | June | 6 | 14 | 0.18
Wind | WA/OR | June | 6 | 15 | 0.205
Wind | WA/OR | June | 6 | 16 | 0.245
Wind | WA/OR | June | 6 | 17 | 0.3
Wind | WA/OR | June | 6 | 18 | 0.36
Wind | WA/OR | June | 6 | 19 | 0.42
Wind | WA/OR | June | 6 | 20 | 0.465
Wind | WA/OR | June | 6 | 21 | 0.48
Wind | WA/OR | June | 6 | 22 | 0.45
Wind | WA/OR | June | 6 | 23 | 0.4
Wind | WA/OR | June | 6 | 24 | 0.35
Wind | WA/OR | July | 7 | 1 | 0.39
Wind | WA/OR | July | 7 | 2 | 0.35
Wind | WA/OR | July | 7 | 3 | 0.32
Wind | WA/OR | July | 7 | 4 | 0.28
Wind | WA/OR | July | 7 | 5 | 0.26
Wind | WA/OR | July | 7 | 6 | 0.24
Wind | WA/OR | July | 7 | 7 | 0.24
Wind | WA/OR | July | 7 | 8 | 0.23
Wind | WA/OR | July | 7 | 9 | 0.2025
Wind | WA/OR | July | 7 | 10 | 0.16
Wind | WA/OR | July | 7 | 11 | 0.1
Wind | WA/OR | July | 7 | 12 | 0.08
Wind | WA/OR | July | 7 | 13 | 0.07
Wind | WA/OR | July | 7 | 14 | 0.08
Wind | WA/OR | July | 7 | 15 | 0.08
Wind | WA/OR | July | 7 | 16 | 0.09
Wind | WA/OR | July | 7 | 17 | 0.09
Wind | WA/OR | July | 7 | 18 | 0.12
Wind | WA/OR | July | 7 | 19 | 0.285
Wind | WA/OR | July | 7 | 20 | 0.435
Wind | WA/OR | July | 7 | 21 | 0.49
Wind | WA/OR | July | 7 | 22 | 0.5025
Wind | WA/OR | July | 7 | 23 | 0.485
Wind | WA/OR | July | 7 | 24 | 0.44
Wind | WA/OR | August | 8 | 1 | 0.34
Wind | WA/OR | August | 8 | 2 | 0.29
Wind | WA/OR | August | 8 | 3 | 0.25
Wind | WA/OR | August | 8 | 4 | 0.2
Wind | WA/OR | August | 8 | 5 | 0.2
Wind | WA/OR | August | 8 | 6 | 0.18
Wind | WA/OR | August | 8 | 7 | 0.18
Wind | WA/OR | August | 8 | 8 | 0.18
Wind | WA/OR | August | 8 | 9 | 0.158
Wind | WA/OR | August | 8 | 10 | 0.138
Wind | WA/OR | August | 8 | 11 | 0.098
Wind | WA/OR | August | 8 | 12 | 0.07
Wind | WA/OR | August | 8 | 13 | 0.06
Wind | WA/OR | August | 8 | 14 | 0.06
Wind | WA/OR | August | 8 | 15 | 0.068
Wind | WA/OR | August | 8 | 16 | 0.078
Wind | WA/OR | August | 8 | 17 | 0.09
Wind | WA/OR | August | 8 | 18 | 0.12
Wind | WA/OR | August | 8 | 19 | 0.168
Wind | WA/OR | August | 8 | 20 | 0.236
Wind | WA/OR | August | 8 | 21 | 0.26
Wind | WA/OR | August | 8 | 22 | 0.29
Wind | WA/OR | August | 8 | 23 | 0.3
Wind | WA/OR | August | 8 | 24 | 0.34
Wind | WA/OR | September | 9 | 1 | 0.17
Wind | WA/OR | September | 9 | 2 | 0.17
Wind | WA/OR | September | 9 | 3 | 0.175
Wind | WA/OR | September | 9 | 4 | 0.185
Wind | WA/OR | September | 9 | 5 | 0.19
Wind | WA/OR | September | 9 | 6 | 0.18
Wind | WA/OR | September | 9 | 7 | 0.17
Wind | WA/OR | September | 9 | 8 | 0.17
Wind | WA/OR | September | 9 | 9 | 0.145
Wind | WA/OR | September | 9 | 10 | 0.145
Wind | WA/OR | September | 9 | 11 | 0.115
Wind | WA/OR | September | 9 | 12 | 0.08
Wind | WA/OR | September | 9 | 13 | 0.075
Wind | WA/OR | September | 9 | 14 | 0.1
Wind | WA/OR | September | 9 | 15 | 0.115
Wind | WA/OR | September | 9 | 16 | 0.12
Wind | WA/OR | September | 9 | 17 | 0.135
Wind | WA/OR | September | 9 | 18 | 0.145
Wind | WA/OR | September | 9 | 19 | 0.135
Wind | WA/OR | September | 9 | 20 | 0.12
Wind | WA/OR | September | 9 | 21 | 0.105
Wind | WA/OR | September | 9 | 22 | 0.11
Wind | WA/OR | September | 9 | 23 | 0.12
Wind | WA/OR | September | 9 | 24 | 0.15
Wind | WA/OR | October | 10 | 1 | 0.11
Wind | WA/OR | October | 10 | 2 | 0.12
Wind | WA/OR | October | 10 | 3 | 0.13
Wind | WA/OR | October | 10 | 4 | 0.15
Wind | WA/OR | October | 10 | 5 | 0.15
Wind | WA/OR | October | 10 | 6 | 0.155
Wind | WA/OR | October | 10 | 7 | 0.14
Wind | WA/OR | October | 10 | 8 | 0.12
Wind | WA/OR | October | 10 | 9 | 0.1
Wind | WA/OR | October | 10 | 10 | 0.07
Wind | WA/OR | October | 10 | 11 | 0.06
Wind | WA/OR | October | 10 | 12 | 0.05
Wind | WA/OR | October | 10 | 13 | 0.07
Wind | WA/OR | October | 10 | 14 | 0.1
Wind | WA/OR | October | 10 | 15 | 0.12
Wind | WA/OR | October | 10 | 16 | 0.115
Wind | WA/OR | October | 10 | 17 | 0.125
Wind | WA/OR | October | 10 | 18 | 0.1
Wind | WA/OR | October | 10 | 19 | 0.1
Wind | WA/OR | October | 10 | 20 | 0.085
Wind | WA/OR | October | 10 | 21 | 0.085
Wind | WA/OR | October | 10 | 22 | 0.085
Wind | WA/OR | October | 10 | 23 | 0.09
Wind | WA/OR | October | 10 | 24 | 0.1
Wind | WA/OR | November | 11 | 1 | 0.11
Wind | WA/OR | November | 11 | 2 | 0.115
Wind | WA/OR | November | 11 | 3 | 0.125
Wind | WA/OR | November | 11 | 4 | 0.125
Wind | WA/OR | November | 11 | 5 | 0.115
Wind | WA/OR | November | 11 | 6 | 0.11
Wind | WA/OR | November | 11 | 7 | 0.12
Wind | WA/OR | November | 11 | 8 | 0.105
Wind | WA/OR | November | 11 | 9 | 0.11
Wind | WA/OR | November | 11 | 10 | 0.1
Wind | WA/OR | November | 11 | 11 | 0.07
Wind | WA/OR | November | 11 | 12 | 0.06
Wind | WA/OR | November | 11 | 13 | 0.06
Wind | WA/OR | November | 11 | 14 | 0.05
Wind | WA/OR | November | 11 | 15 | 0.06
Wind | WA/OR | November | 11 | 16 | 0.075
Wind | WA/OR | November | 11 | 17 | 0.08
Wind | WA/OR | November | 11 | 18 | 0.09
Wind | WA/OR | November | 11 | 19 | 0.095
Wind | WA/OR | November | 11 | 20 | 0.095
Wind | WA/OR | November | 11 | 21 | 0.085
Wind | WA/OR | November | 11 | 22 | 0.09
Wind | WA/OR | November | 11 | 23 | 0.1
Wind | WA/OR | November | 11 | 24 | 0.11
Wind | WA/OR | December | 12 | 1 | 0.11
Wind | WA/OR | December | 12 | 2 | 0.125
Wind | WA/OR | December | 12 | 3 | 0.13
Wind | WA/OR | December | 12 | 4 | 0.105
Wind | WA/OR | December | 12 | 5 | 0.09
Wind | WA/OR | December | 12 | 6 | 0.08
Wind | WA/OR | December | 12 | 7 | 0.08
Wind | WA/OR | December | 12 | 8 | 0.07
Wind | WA/OR | December | 12 | 9 | 0.07
Wind | WA/OR | December | 12 | 10 | 0.08
Wind | WA/OR | December | 12 | 11 | 0.09
Wind | WA/OR | December | 12 | 12 | 0.07
Wind | WA/OR | December | 12 | 13 | 0.07
Wind | WA/OR | December | 12 | 14 | 0.07
Wind | WA/OR | December | 12 | 15 | 0.07
Wind | WA/OR | December | 12 | 16 | 0.07
Wind | WA/OR | December | 12 | 17 | 0.09
Wind | WA/OR | December | 12 | 18 | 0.09
Wind | WA/OR | December | 12 | 19 | 0.07
Wind | WA/OR | December | 12 | 20 | 0.09
Wind | WA/OR | December | 12 | 21 | 0.09
Wind | WA/OR | December | 12 | 22 | 0.09
Wind | WA/OR | December | 12 | 23 | 0.09
Wind | WA/OR | December | 12 | 24 | 0.11
Solar Fixed | AZ | January | 1 | 1 | -3.8687e-07
Solar Fixed | AZ | January | 1 | 2 | -9.5004e-07
Solar Fixed | AZ | January | 1 | 3 | -1.2577e-06
Solar Fixed | AZ | January | 1 | 4 | -1.4458e-06
Solar Fixed | AZ | January | 1 | 5 | -1.602e-06
Solar Fixed | AZ | January | 1 | 6 | -8.5573e-07
Solar Fixed | AZ | January | 1 | 7 | 0.0015377
Solar Fixed | AZ | January | 1 | 8 | 0.11963
Solar Fixed | AZ | January | 1 | 9 | 0.41294
Solar Fixed | AZ | January | 1 | 10 | 0.56223
Solar Fixed | AZ | January | 1 | 11 | 0.61886
Solar Fixed | AZ | January | 1 | 12 | 0.6432
Solar Fixed | AZ | January | 1 | 13 | 0.6139
Solar Fixed | AZ | January | 1 | 14 | 0.58622
Solar Fixed | AZ | January | 1 | 15 | 0.49027
Solar Fixed | AZ | January | 1 | 16 | 0.27158
Solar Fixed | AZ | January | 1 | 17 | 0.039606
Solar Fixed | AZ | January | 1 | 18 | 1.0236e-05
Solar Fixed | AZ | January | 1 | 19 | 4.0715e-06
Solar Fixed | AZ | January | 1 | 20 | 4.3781e-06
Solar Fixed | AZ | January | 1 | 21 | 4.1693e-06
Solar Fixed | AZ | January | 1 | 22 | 3.3992e-06
Solar Fixed | AZ | January | 1 | 23 | 1.9376e-06
Solar Fixed | AZ | January | 1 | 24 | 3.9428e-07
Solar Fixed | AZ | February | 2 | 1 | -5.3809e-07
Solar Fixed | AZ | February | 2 | 2 | -1.1991e-06
Solar Fixed | AZ | February | 2 | 3 | -1.7494e-06
Solar Fixed | AZ | February | 2 | 4 | -1.8874e-06
Solar Fixed | AZ | February | 2 | 5 | -1.8979e-06
Solar Fixed | AZ | February | 2 | 6 | -8.3882e-07
Solar Fixed | AZ | February | 2 | 7 | 0.0094596
Solar Fixed | AZ | February | 2 | 8 | 0.21748
Solar Fixed | AZ | February | 2 | 9 | 0.52472
Solar Fixed | AZ | February | 2 | 10 | 0.64183
Solar Fixed | AZ | February | 2 | 11 | 0.68274
Solar Fixed | AZ | February | 2 | 12 | 0.69046
Solar Fixed | AZ | February | 2 | 13 | 0.66306
Solar Fixed | AZ | February | 2 | 14 | 0.62987
Solar Fixed | AZ | February | 2 | 15 | 0.56922
Solar Fixed | AZ | February | 2 | 16 | 0.44652
Solar Fixed | AZ | February | 2 | 17 | 0.16253
Solar Fixed | AZ | February | 2 | 18 | 0.0041607
Solar Fixed | AZ | February | 2 | 19 | 4.1424e-06
Solar Fixed | AZ | February | 2 | 20 | 3.9764e-06
Solar Fixed | AZ | February | 2 | 21 | 3.9476e-06
Solar Fixed | AZ | February | 2 | 22 | 2.922e-06
Solar Fixed | AZ | February | 2 | 23 | 1.6411e-06
Solar Fixed | AZ | February | 2 | 24 | 1.2679e-07
Solar Fixed | AZ | March | 3 | 1 | -1.1281e-06
Solar Fixed | AZ | March | 3 | 2 | -1.5284e-06
Solar Fixed | AZ | March | 3 | 3 | -1.8884e-06
Solar Fixed | AZ | March | 3 | 4 | -1.8387e-06
Solar Fixed | AZ | March | 3 | 5 | -1.8398e-06
Solar Fixed | AZ | March | 3 | 6 | 0.00012517
Solar Fixed | AZ | March | 3 | 7 | 0.07207
Solar Fixed | AZ | March | 3 | 8 | 0.38038
Solar Fixed | AZ | March | 3 | 9 | 0.58965
Solar Fixed | AZ | March | 3 | 10 | 0.67196
Solar Fixed | AZ | March | 3 | 11 | 0.68693
Solar Fixed | AZ | March | 3 | 12 | 0.6963
Solar Fixed | AZ | March | 3 | 13 | 0.66741
Solar Fixed | AZ | March | 3 | 14 | 0.6312
Solar Fixed | AZ | March | 3 | 15 | 0.56916
Solar Fixed | AZ | March | 3 | 16 | 0.46303
Solar Fixed | AZ | March | 3 | 17 | 0.24969
Solar Fixed | AZ | March | 3 | 18 | 0.033083
Solar Fixed | AZ | March | 3 | 19 | 1.9445e-05
Solar Fixed | AZ | March | 3 | 20 | 3.9344e-06
Solar Fixed | AZ | March | 3 | 21 | 3.5042e-06
Solar Fixed | AZ | March | 3 | 22 | 2.2766e-06
Solar Fixed | AZ | March | 3 | 23 | 9.0937e-07
Solar Fixed | AZ | March | 3 | 24 | -3.2096e-07
Solar Fixed | AZ | April | 4 | 1 | -4.9932e-07
Solar Fixed | AZ | April | 4 | 2 | -8.9268e-07
Solar Fixed | AZ | April | 4 | 3 | -1.1961e-06
Solar Fixed | AZ | April | 4 | 4 | -1.2135e-06
Solar Fixed | AZ | April | 4 | 5 | 2.5366e-06
Solar Fixed | AZ | April | 4 | 6 | 0.035185
Solar Fixed | AZ | April | 4 | 7 | 0.29453
Solar Fixed | AZ | April | 4 | 8 | 0.5949
Solar Fixed | AZ | April | 4 | 9 | 0.74637
Solar Fixed | AZ | April | 4 | 10 | 0.80942
Solar Fixed | AZ | April | 4 | 11 | 0.84145
Solar Fixed | AZ | April | 4 | 12 | 0.84195
Solar Fixed | AZ | April | 4 | 13 | 0.82631
Solar Fixed | AZ | April | 4 | 14 | 0.80428
Solar Fixed | AZ | April | 4 | 15 | 0.74006
Solar Fixed | AZ | April | 4 | 16 | 0.63881
Solar Fixed | AZ | April | 4 | 17 | 0.43612
Solar Fixed | AZ | April | 4 | 18 | 0.11406
Solar Fixed | AZ | April | 4 | 19 | 0.0029312
Solar Fixed | AZ | April | 4 | 20 | 9.8753e-06
Solar Fixed | AZ | April | 4 | 21 | 4.791e-06
Solar Fixed | AZ | April | 4 | 22 | 3.1183e-06
Solar Fixed | AZ | April | 4 | 23 | 1.2835e-06
Solar Fixed | AZ | April | 4 | 24 | -2.6893e-09
Solar Fixed | AZ | May | 5 | 1 | -4.6401e-07
Solar Fixed | AZ | May | 5 | 2 | -8.5345e-07
Solar Fixed | AZ | May | 5 | 3 | -1.1876e-06
Solar Fixed | AZ | May | 5 | 4 | -1.3675e-06
Solar Fixed | AZ | May | 5 | 5 | 0.0020778
Solar Fixed | AZ | May | 5 | 6 | 0.11753
Solar Fixed | AZ | May | 5 | 7 | 0.4196
Solar Fixed | AZ | May | 5 | 8 | 0.62821
Solar Fixed | AZ | May | 5 | 9 | 0.75506
Solar Fixed | AZ | May | 5 | 10 | 0.83229
Solar Fixed | AZ | May | 5 | 11 | 0.8677
Solar Fixed | AZ | May | 5 | 12 | 0.87561
Solar Fixed | AZ | May | 5 | 13 | 0.86714
Solar Fixed | AZ | May | 5 | 14 | 0.84921
Solar Fixed | AZ | May | 5 | 15 | 0.79355
Solar Fixed | AZ | May | 5 | 16 | 0.69381
Solar Fixed | AZ | May | 5 | 17 | 0.50573
Solar Fixed | AZ | May | 5 | 18 | 0.19617
Solar Fixed | AZ | May | 5 | 19 | 0.015184
Solar Fixed | AZ | May | 5 | 20 | 5.4812e-05
Solar Fixed | AZ | May | 5 | 21 | 6.1659e-06
Solar Fixed | AZ | May | 5 | 22 | 4.0588e-06
Solar Fixed | AZ | May | 5 | 23 | 1.9568e-06
Solar Fixed | AZ | May | 5 | 24 | 3.4407e-07
Solar Fixed | AZ | June | 6 | 1 | 4.0966e-07
Solar Fixed | AZ | June | 6 | 2 | -3.6548e-07
Solar Fixed | AZ | June | 6 | 3 | -7.7945e-07
Solar Fixed | AZ | June | 6 | 4 | -1.259e-06
Solar Fixed | AZ | June | 6 | 5 | 0.0039668
Solar Fixed | AZ | June | 6 | 6 | 0.13305
Solar Fixed | AZ | June | 6 | 7 | 0.4093
Solar Fixed | AZ | June | 6 | 8 | 0.61266
Solar Fixed | AZ | June | 6 | 9 | 0.76282
Solar Fixed | AZ | June | 6 | 10 | 0.83542
Solar Fixed | AZ | June | 6 | 11 | 0.87818
Solar Fixed | AZ | June | 6 | 12 | 0.87921
Solar Fixed | AZ | June | 6 | 13 | 0.87288
Solar Fixed | AZ | June | 6 | 14 | 0.84749
Solar Fixed | AZ | June | 6 | 15 | 0.78103
Solar Fixed | AZ | June | 6 | 16 | 0.68361
Solar Fixed | AZ | June | 6 | 17 | 0.53182
Solar Fixed | AZ | June | 6 | 18 | 0.25303
Solar Fixed | AZ | June | 6 | 19 | 0.034372
Solar Fixed | AZ | June | 6 | 20 | 6.3546e-05
Solar Fixed | AZ | June | 6 | 21 | 9.6958e-06
Solar Fixed | AZ | June | 6 | 22 | 7.1043e-06
Solar Fixed | AZ | June | 6 | 23 | 4.3244e-06
Solar Fixed | AZ | June | 6 | 24 | 1.8966e-06
Solar Fixed | AZ | July | 7 | 1 | 1.872e-06
Solar Fixed | AZ | July | 7 | 2 | 5.9733e-07
Solar Fixed | AZ | July | 7 | 3 | -1.611e-08
Solar Fixed | AZ | July | 7 | 4 | -4.4781e-07
Solar Fixed | AZ | July | 7 | 5 | 0.00023329
Solar Fixed | AZ | July | 7 | 6 | 0.070664
Solar Fixed | AZ | July | 7 | 7 | 0.29545
Solar Fixed | AZ | July | 7 | 8 | 0.53504
Solar Fixed | AZ | July | 7 | 9 | 0.67995
Solar Fixed | AZ | July | 7 | 10 | 0.76752
Solar Fixed | AZ | July | 7 | 11 | 0.81978
Solar Fixed | AZ | July | 7 | 12 | 0.83949
Solar Fixed | AZ | July | 7 | 13 | 0.83124
Solar Fixed | AZ | July | 7 | 14 | 0.804
Solar Fixed | AZ | July | 7 | 15 | 0.7415
Solar Fixed | AZ | July | 7 | 16 | 0.64907
Solar Fixed | AZ | July | 7 | 17 | 0.49655
Solar Fixed | AZ | July | 7 | 18 | 0.22837
Solar Fixed | AZ | July | 7 | 19 | 0.027242
Solar Fixed | AZ | July | 7 | 20 | 3.1763e-05
Solar Fixed | AZ | July | 7 | 21 | 1.488e-05
Solar Fixed | AZ | July | 7 | 22 | 1.1464e-05
Solar Fixed | AZ | July | 7 | 23 | 6.9056e-06
Solar Fixed | AZ | July | 7 | 24 | 3.9791e-06
Solar Fixed | AZ | August | 8 | 1 | 3.7261e-06
Solar Fixed | AZ | August | 8 | 2 | 2.5892e-06
Solar Fixed | AZ | August | 8 | 3 | 1.7537e-06
Solar Fixed | AZ | August | 8 | 4 | 9.7854e-07
Solar Fixed | AZ | August | 8 | 5 | 2.5028e-06
Solar Fixed | AZ | August | 8 | 6 | 0.029019
Solar Fixed | AZ | August | 8 | 7 | 0.25664
Solar Fixed | AZ | August | 8 | 8 | 0.53883
Solar Fixed | AZ | August | 8 | 9 | 0.68133
Solar Fixed | AZ | August | 8 | 10 | 0.77634
Solar Fixed | AZ | August | 8 | 11 | 0.84471
Solar Fixed | AZ | August | 8 | 12 | 0.86262
Solar Fixed | AZ | August | 8 | 13 | 0.82673
Solar Fixed | AZ | August | 8 | 14 | 0.80078
Solar Fixed | AZ | August | 8 | 15 | 0.73421
Solar Fixed | AZ | August | 8 | 16 | 0.62668
Solar Fixed | AZ | August | 8 | 17 | 0.42148
Solar Fixed | AZ | August | 8 | 18 | 0.12263
Solar Fixed | AZ | August | 8 | 19 | 0.0038437
Solar Fixed | AZ | August | 8 | 20 | 2.9489e-05
Solar Fixed | AZ | August | 8 | 21 | 1.8383e-05
Solar Fixed | AZ | August | 8 | 22 | 1.2349e-05
Solar Fixed | AZ | August | 8 | 23 | 8.3124e-06
Solar Fixed | AZ | August | 8 | 24 | 4.9911e-06
Solar Fixed | AZ | September | 9 | 1 | 1.9226e-06
Solar Fixed | AZ | September | 9 | 2 | 1.0927e-06
Solar Fixed | AZ | September | 9 | 3 | 4.4871e-07
Solar Fixed | AZ | September | 9 | 4 | -1.3785e-07
Solar Fixed | AZ | September | 9 | 5 | -1.4209e-07
Solar Fixed | AZ | September | 9 | 6 | 0.0089645
Solar Fixed | AZ | September | 9 | 7 | 0.20194
Solar Fixed | AZ | September | 9 | 8 | 0.52402
Solar Fixed | AZ | September | 9 | 9 | 0.68884
Solar Fixed | AZ | September | 9 | 10 | 0.77323
Solar Fixed | AZ | September | 9 | 11 | 0.82383
Solar Fixed | AZ | September | 9 | 12 | 0.83487
Solar Fixed | AZ | September | 9 | 13 | 0.83466
Solar Fixed | AZ | September | 9 | 14 | 0.79772
Solar Fixed | AZ | September | 9 | 15 | 0.71893
Solar Fixed | AZ | September | 9 | 16 | 0.57294
Solar Fixed | AZ | September | 9 | 17 | 0.26753
Solar Fixed | AZ | September | 9 | 18 | 0.028238
Solar Fixed | AZ | September | 9 | 19 | 0.00017183
Solar Fixed | AZ | September | 9 | 20 | 1.6142e-05
Solar Fixed | AZ | September | 9 | 21 | 1.2522e-05
Solar Fixed | AZ | September | 9 | 22 | 8.5841e-06
Solar Fixed | AZ | September | 9 | 23 | 5.4675e-06
Solar Fixed | AZ | September | 9 | 24 | 3.3924e-06
Solar Fixed | AZ | October | 10 | 1 | 2.2996e-07
Solar Fixed | AZ | October | 10 | 2 | -3.3592e-07
Solar Fixed | AZ | October | 10 | 3 | -6.8607e-07
Solar Fixed | AZ | October | 10 | 4 | -9.4989e-07
Solar Fixed | AZ | October | 10 | 5 | -4.2949e-07
Solar Fixed | AZ | October | 10 | 6 | 0.0016392
Solar Fixed | AZ | October | 10 | 7 | 0.12725
Solar Fixed | AZ | October | 10 | 8 | 0.46789
Solar Fixed | AZ | October | 10 | 9 | 0.66539
Solar Fixed | AZ | October | 10 | 10 | 0.74924
Solar Fixed | AZ | October | 10 | 11 | 0.8012
Solar Fixed | AZ | October | 10 | 12 | 0.8093
Solar Fixed | AZ | October | 10 | 13 | 0.79654
Solar Fixed | AZ | October | 10 | 14 | 0.7578
Solar Fixed | AZ | October | 10 | 15 | 0.67808
Solar Fixed | AZ | October | 10 | 16 | 0.44971
Solar Fixed | AZ | October | 10 | 17 | 0.10523
Solar Fixed | AZ | October | 10 | 18 | 0.0015488
Solar Fixed | AZ | October | 10 | 19 | 1.3256e-05
Solar Fixed | AZ | October | 10 | 20 | 8.7067e-06
Solar Fixed | AZ | October | 10 | 21 | 6.6205e-06
Solar Fixed | AZ | October | 10 | 22 | 4.6627e-06
Solar Fixed | AZ | October | 10 | 23 | 2.3046e-06
Solar Fixed | AZ | October | 10 | 24 | 1.0429e-06
Solar Fixed | AZ | November | 11 | 1 | -3.4209e-07
Solar Fixed | AZ | November | 11 | 2 | -9.5272e-07
Solar Fixed | AZ | November | 11 | 3 | -1.3481e-06
Solar Fixed | AZ | November | 11 | 4 | -1.5207e-06
Solar Fixed | AZ | November | 11 | 5 | -1.4617e-06
Solar Fixed | AZ | November | 11 | 6 | 0.0001498
Solar Fixed | AZ | November | 11 | 7 | 0.033028
Solar Fixed | AZ | November | 11 | 8 | 0.29701
Solar Fixed | AZ | November | 11 | 9 | 0.58387
Solar Fixed | AZ | November | 11 | 10 | 0.6789
Solar Fixed | AZ | November | 11 | 11 | 0.72131
Solar Fixed | AZ | November | 11 | 12 | 0.73089
Solar Fixed | AZ | November | 11 | 13 | 0.71103
Solar Fixed | AZ | November | 11 | 14 | 0.66949
Solar Fixed | AZ | November | 11 | 15 | 0.55123
Solar Fixed | AZ | November | 11 | 16 | 0.25776
Solar Fixed | AZ | November | 11 | 17 | 0.019304
Solar Fixed | AZ | November | 11 | 18 | 7.5573e-06
Solar Fixed | AZ | November | 11 | 19 | 4.5749e-06
Solar Fixed | AZ | November | 11 | 20 | 4.6184e-06
Solar Fixed | AZ | November | 11 | 21 | 4.0316e-06
Solar Fixed | AZ | November | 11 | 22 | 2.9608e-06
Solar Fixed | AZ | November | 11 | 23 | 1.7805e-06
Solar Fixed | AZ | November | 11 | 24 | 6.1854e-07
Solar Fixed | AZ | December | 12 | 1 | 5.8711e-07
Solar Fixed | AZ | December | 12 | 2 | -4.0486e-08
Solar Fixed | AZ | December | 12 | 3 | -6.3013e-07
Solar Fixed | AZ | December | 12 | 4 | -7.7526e-07
Solar Fixed | AZ | December | 12 | 5 | -4.4004e-07
Solar Fixed | AZ | December | 12 | 6 | -2.2588e-07
Solar Fixed | AZ | December | 12 | 7 | 0.0036804
Solar Fixed | AZ | December | 12 | 8 | 0.13221
Solar Fixed | AZ | December | 12 | 9 | 0.38501
Solar Fixed | AZ | December | 12 | 10 | 0.52035
Solar Fixed | AZ | December | 12 | 11 | 0.56648
Solar Fixed | AZ | December | 12 | 12 | 0.59737
Solar Fixed | AZ | December | 12 | 13 | 0.59073
Solar Fixed | AZ | December | 12 | 14 | 0.5407
Solar Fixed | AZ | December | 12 | 15 | 0.4245
Solar Fixed | AZ | December | 12 | 16 | 0.19581
Solar Fixed | AZ | December | 12 | 17 | 0.012402
Solar Fixed | AZ | December | 12 | 18 | 6.3777e-06
Solar Fixed | AZ | December | 12 | 19 | 5.8695e-06
Solar Fixed | AZ | December | 12 | 20 | 6.3401e-06
Solar Fixed | AZ | December | 12 | 21 | 5.9076e-06
Solar Fixed | AZ | December | 12 | 22 | 5.1366e-06
Solar Fixed | AZ | December | 12 | 23 | 3.4762e-06
Solar Fixed | AZ | December | 12 | 24 | 1.9185e-06
Solar Thermal | AZ | January | 1 | 1 | 0
Solar Thermal | AZ | January | 1 | 2 | 0
Solar Thermal | AZ | January | 1 | 3 | 0
Solar Thermal | AZ | January | 1 | 4 | 0
Solar Thermal | AZ | January | 1 | 5 | 0
Solar Thermal | AZ | January | 1 | 6 | 0
Solar Thermal | AZ | January | 1 | 7 | 0
Solar Thermal | AZ | January | 1 | 8 | 0
Solar Thermal | AZ | January | 1 | 9 | 0.059258
Solar Thermal | AZ | January | 1 | 10 | 0.20057
Solar Thermal | AZ | January | 1 | 11 | 0.26961
Solar Thermal | AZ | January | 1 | 12 | 0.30518
Solar Thermal | AZ | January | 1 | 13 | 0.28308
Solar Thermal | AZ | January | 1 | 14 | 0.28653
Solar Thermal | AZ | January | 1 | 15 | 0.27149
Solar Thermal | AZ | January | 1 | 16 | 0.20079
Solar Thermal | AZ | January | 1 | 17 | 0.058047
Solar Thermal | AZ | January | 1 | 18 | 0
Solar Thermal | AZ | January | 1 | 19 | 0
Solar Thermal | AZ | January | 1 | 20 | 0
Solar Thermal | AZ | January | 1 | 21 | 0
Solar Thermal | AZ | January | 1 | 22 | 0
Solar Thermal | AZ | January | 1 | 23 | 0
Solar Thermal | AZ | January | 1 | 24 | 0
Solar Thermal | AZ | February | 2 | 1 | 0
Solar Thermal | AZ | February | 2 | 2 | 0
Solar Thermal | AZ | February | 2 | 3 | 0
Solar Thermal | AZ | February | 2 | 4 | 0
Solar Thermal | AZ | February | 2 | 5 | 0
Solar Thermal | AZ | February | 2 | 6 | 0
Solar Thermal | AZ | February | 2 | 7 | 0
Solar Thermal | AZ | February | 2 | 8 | 0
Solar Thermal | AZ | February | 2 | 9 | 0.103
Solar Thermal | AZ | February | 2 | 10 | 0.26422
Solar Thermal | AZ | February | 2 | 11 | 0.32439
Solar Thermal | AZ | February | 2 | 12 | 0.28685
Solar Thermal | AZ | February | 2 | 13 | 0.26405
Solar Thermal | AZ | February | 2 | 14 | 0.25074
Solar Thermal | AZ | February | 2 | 15 | 0.25668
Solar Thermal | AZ | February | 2 | 16 | 0.24553
Solar Thermal | AZ | February | 2 | 17 | 0.14965
Solar Thermal | AZ | February | 2 | 18 | 0.017478
Solar Thermal | AZ | February | 2 | 19 | 0
Solar Thermal | AZ | February | 2 | 20 | 0
Solar Thermal | AZ | February | 2 | 21 | 0
Solar Thermal | AZ | February | 2 | 22 | 0
Solar Thermal | AZ | February | 2 | 23 | 0
Solar Thermal | AZ | February | 2 | 24 | 0
Solar Thermal | AZ | March | 3 | 1 | 0
Solar Thermal | AZ | March | 3 | 2 | 0
Solar Thermal | AZ | March | 3 | 3 | 0
Solar Thermal | AZ | March | 3 | 4 | 0
Solar Thermal | AZ | March | 3 | 5 | 0
Solar Thermal | AZ | March | 3 | 6 | 0
Solar Thermal | AZ | March | 3 | 7 | 0
Solar Thermal | AZ | March | 3 | 8 | 0.066982
Solar Thermal | AZ | March | 3 | 9 | 0.3413
Solar Thermal | AZ | March | 3 | 10 | 0.45117
Solar Thermal | AZ | March | 3 | 11 | 0.49274
Solar Thermal | AZ | March | 3 | 12 | 0.46222
Solar Thermal | AZ | March | 3 | 13 | 0.44279
Solar Thermal | AZ | March | 3 | 14 | 0.4616
Solar Thermal | AZ | March | 3 | 15 | 0.43262
Solar Thermal | AZ | March | 3 | 16 | 0.38404
Solar Thermal | AZ | March | 3 | 17 | 0.25979
Solar Thermal | AZ | March | 3 | 18 | 0.092628
Solar Thermal | AZ | March | 3 | 19 | 9.0903e-05
Solar Thermal | AZ | March | 3 | 20 | 0
Solar Thermal | AZ | March | 3 | 21 | 0
Solar Thermal | AZ | March | 3 | 22 | 0
Solar Thermal | AZ | March | 3 | 23 | 0
Solar Thermal | AZ | March | 3 | 24 | 0
Solar Thermal | AZ | April | 4 | 1 | 0
Solar Thermal | AZ | April | 4 | 2 | 0
Solar Thermal | AZ | April | 4 | 3 | 0
Solar Thermal | AZ | April | 4 | 4 | 0
Solar Thermal | AZ | April | 4 | 5 | 0
Solar Thermal | AZ | April | 4 | 6 | 0
Solar Thermal | AZ | April | 4 | 7 | 0.078136
Solar Thermal | AZ | April | 4 | 8 | 0.51047
Solar Thermal | AZ | April | 4 | 9 | 0.74012
Solar Thermal | AZ | April | 4 | 10 | 0.78492
Solar Thermal | AZ | April | 4 | 11 | 0.78844
Solar Thermal | AZ | April | 4 | 12 | 0.79655
Solar Thermal | AZ | April | 4 | 13 | 0.76948
Solar Thermal | AZ | April | 4 | 14 | 0.71942
Solar Thermal | AZ | April | 4 | 15 | 0.70543
Solar Thermal | AZ | April | 4 | 16 | 0.68252
Solar Thermal | AZ | April | 4 | 17 | 0.62156
Solar Thermal | AZ | April | 4 | 18 | 0.28733
Solar Thermal | AZ | April | 4 | 19 | 0.034287
Solar Thermal | AZ | April | 4 | 20 | 0
Solar Thermal | AZ | April | 4 | 21 | 0
Solar Thermal | AZ | April | 4 | 22 | 0
Solar Thermal | AZ | April | 4 | 23 | 0
Solar Thermal | AZ | April | 4 | 24 | 0
Solar Thermal | AZ | May | 5 | 1 | 0
Solar Thermal | AZ | May | 5 | 2 | 0
Solar Thermal | AZ | May | 5 | 3 | 0
Solar Thermal | AZ | May | 5 | 4 | 0
Solar Thermal | AZ | May | 5 | 5 | 0
Solar Thermal | AZ | May | 5 | 6 | 0.020194
Solar Thermal | AZ | May | 5 | 7 | 0.27952
Solar Thermal | AZ | May | 5 | 8 | 0.68276
Solar Thermal | AZ | May | 5 | 9 | 0.82696
Solar Thermal | AZ | May | 5 | 10 | 0.8447
Solar Thermal | AZ | May | 5 | 11 | 0.84006
Solar Thermal | AZ | May | 5 | 12 | 0.84358
Solar Thermal | AZ | May | 5 | 13 | 0.82693
Solar Thermal | AZ | May | 5 | 14 | 0.79482
Solar Thermal | AZ | May | 5 | 15 | 0.77684
Solar Thermal | AZ | May | 5 | 16 | 0.72859
Solar Thermal | AZ | May | 5 | 17 | 0.65164
Solar Thermal | AZ | May | 5 | 18 | 0.41639
Solar Thermal | AZ | May | 5 | 19 | 0.090471
Solar Thermal | AZ | May | 5 | 20 | 0
Solar Thermal | AZ | May | 5 | 21 | 0
Solar Thermal | AZ | May | 5 | 22 | 0
Solar Thermal | AZ | May | 5 | 23 | 0
Solar Thermal | AZ | May | 5 | 24 | 0
Solar Thermal | AZ | June | 6 | 1 | 0
Solar Thermal | AZ | June | 6 | 2 | 0
Solar Thermal | AZ | June | 6 | 3 | 0
Solar Thermal | AZ | June | 6 | 4 | 0
Solar Thermal | AZ | June | 6 | 5 | 0
Solar Thermal | AZ | June | 6 | 6 | 0.043545
Solar Thermal | AZ | June | 6 | 7 | 0.34146
Solar Thermal | AZ | June | 6 | 8 | 0.7199
Solar Thermal | AZ | June | 6 | 9 | 0.82668
Solar Thermal | AZ | June | 6 | 10 | 0.84428
Solar Thermal | AZ | June | 6 | 11 | 0.84359
Solar Thermal | AZ | June | 6 | 12 | 0.83877
Solar Thermal | AZ | June | 6 | 13 | 0.80836
Solar Thermal | AZ | June | 6 | 14 | 0.76474
Solar Thermal | AZ | June | 6 | 15 | 0.74642
Solar Thermal | AZ | June | 6 | 16 | 0.71818
Solar Thermal | AZ | June | 6 | 17 | 0.63679
Solar Thermal | AZ | June | 6 | 18 | 0.43656
Solar Thermal | AZ | June | 6 | 19 | 0.14401
Solar Thermal | AZ | June | 6 | 20 | 0.0044991
Solar Thermal | AZ | June | 6 | 21 | 0
Solar Thermal | AZ | June | 6 | 22 | 0
Solar Thermal | AZ | June | 6 | 23 | 0
Solar Thermal | AZ | June | 6 | 24 | 0
Solar Thermal | AZ | July | 7 | 1 | 0
Solar Thermal | AZ | July | 7 | 2 | 0
Solar Thermal | AZ | July | 7 | 3 | 0
Solar Thermal | AZ | July | 7 | 4 | 0
Solar Thermal | AZ | July | 7 | 5 | 0
Solar Thermal | AZ | July | 7 | 6 | 0
Solar Thermal | AZ | July | 7 | 7 | 0.097805
Solar Thermal | AZ | July | 7 | 8 | 0.42978
Solar Thermal | AZ | July | 7 | 9 | 0.64415
Solar Thermal | AZ | July | 7 | 10 | 0.72465
Solar Thermal | AZ | July | 7 | 11 | 0.75892
Solar Thermal | AZ | July | 7 | 12 | 0.71964
Solar Thermal | AZ | July | 7 | 13 | 0.67759
Solar Thermal | AZ | July | 7 | 14 | 0.63243
Solar Thermal | AZ | July | 7 | 15 | 0.5907
Solar Thermal | AZ | July | 7 | 16 | 0.59723
Solar Thermal | AZ | July | 7 | 17 | 0.5355
Solar Thermal | AZ | July | 7 | 18 | 0.38711
Solar Thermal | AZ | July | 7 | 19 | 0.11491
Solar Thermal | AZ | July | 7 | 20 | 0.0005463
Solar Thermal | AZ | July | 7 | 21 | 0
Solar Thermal | AZ | July | 7 | 22 | 0
Solar Thermal | AZ | July | 7 | 23 | 0
Solar Thermal | AZ | July | 7 | 24 | 0
Solar Thermal | AZ | August | 8 | 1 | 0
Solar Thermal | AZ | August | 8 | 2 | 0
Solar Thermal | AZ | August | 8 | 3 | 0
Solar Thermal | AZ | August | 8 | 4 | 0
Solar Thermal | AZ | August | 8 | 5 | 0
Solar Thermal | AZ | August | 8 | 6 | 0
Solar Thermal | AZ | August | 8 | 7 | 0.062273
Solar Thermal | AZ | August | 8 | 8 | 0.40656
Solar Thermal | AZ | August | 8 | 9 | 0.66229
Solar Thermal | AZ | August | 8 | 10 | 0.7307
Solar Thermal | AZ | August | 8 | 11 | 0.76844
Solar Thermal | AZ | August | 8 | 12 | 0.76096
Solar Thermal | AZ | August | 8 | 13 | 0.71566
Solar Thermal | AZ | August | 8 | 14 | 0.6901
Solar Thermal | AZ | August | 8 | 15 | 0.66231
Solar Thermal | AZ | August | 8 | 16 | 0.60429
Solar Thermal | AZ | August | 8 | 17 | 0.50232
Solar Thermal | AZ | August | 8 | 18 | 0.28569
Solar Thermal | AZ | August | 8 | 19 | 0.043463
Solar Thermal | AZ | August | 8 | 20 | 0
Solar Thermal | AZ | August | 8 | 21 | 0
Solar Thermal | AZ | August | 8 | 22 | 0
Solar Thermal | AZ | August | 8 | 23 | 0
Solar Thermal | AZ | August | 8 | 24 | 0
Solar Thermal | AZ | September | 9 | 1 | 0
Solar Thermal | AZ | September | 9 | 2 | 0
Solar Thermal | AZ | September | 9 | 3 | 0
Solar Thermal | AZ | September | 9 | 4 | 0
Solar Thermal | AZ | September | 9 | 5 | 0
Solar Thermal | AZ | September | 9 | 6 | 0
Solar Thermal | AZ | September | 9 | 7 | 0.02213
Solar Thermal | AZ | September | 9 | 8 | 0.3484
Solar Thermal | AZ | September | 9 | 9 | 0.63638
Solar Thermal | AZ | September | 9 | 10 | 0.72438
Solar Thermal | AZ | September | 9 | 11 | 0.71822
Solar Thermal | AZ | September | 9 | 12 | 0.70527
Solar Thermal | AZ | September | 9 | 13 | 0.69193
Solar Thermal | AZ | September | 9 | 14 | 0.70603
Solar Thermal | AZ | September | 9 | 15 | 0.66448
Solar Thermal | AZ | September | 9 | 16 | 0.6215
Solar Thermal | AZ | September | 9 | 17 | 0.45185
Solar Thermal | AZ | September | 9 | 18 | 0.10053
Solar Thermal | AZ | September | 9 | 19 | 0.001588
Solar Thermal | AZ | September | 9 | 20 | 0
Solar Thermal | AZ | September | 9 | 21 | 0
Solar Thermal | AZ | September | 9 | 22 | 0
Solar Thermal | AZ | September | 9 | 23 | 0
Solar Thermal | AZ | September | 9 | 24 | 0
Solar Thermal | AZ | October | 10 | 1 | 0
Solar Thermal | AZ | October | 10 | 2 | 0
Solar Thermal | AZ | October | 10 | 3 | 0
Solar Thermal | AZ | October | 10 | 4 | 0
Solar Thermal | AZ | October | 10 | 5 | 0
Solar Thermal | AZ | October | 10 | 6 | 0
Solar Thermal | AZ | October | 10 | 7 | 0.0031647
Solar Thermal | AZ | October | 10 | 8 | 0.20509
Solar Thermal | AZ | October | 10 | 9 | 0.60565
Solar Thermal | AZ | October | 10 | 10 | 0.73272
Solar Thermal | AZ | October | 10 | 11 | 0.7228
Solar Thermal | AZ | October | 10 | 12 | 0.72083
Solar Thermal | AZ | October | 10 | 13 | 0.73681
Solar Thermal | AZ | October | 10 | 14 | 0.73809
Solar Thermal | AZ | October | 10 | 15 | 0.73345
Solar Thermal | AZ | October | 10 | 16 | 0.61005
Solar Thermal | AZ | October | 10 | 17 | 0.24834
Solar Thermal | AZ | October | 10 | 18 | 0.021257
Solar Thermal | AZ | October | 10 | 19 | 0
Solar Thermal | AZ | October | 10 | 20 | 0
Solar Thermal | AZ | October | 10 | 21 | 0
Solar Thermal | AZ | October | 10 | 22 | 0
Solar Thermal | AZ | October | 10 | 23 | 0
Solar Thermal | AZ | October | 10 | 24 | 0
Solar Thermal | AZ | November | 11 | 1 | 0
Solar Thermal | AZ | November | 11 | 2 | 0
Solar Thermal | AZ | November | 11 | 3 | 0
Solar Thermal | AZ | November | 11 | 4 | 0
Solar Thermal | AZ | November | 11 | 5 | 0
Solar Thermal | AZ | November | 11 | 6 | 0
Solar Thermal | AZ | November | 11 | 7 | 0
Solar Thermal | AZ | November | 11 | 8 | 0.048053
Solar Thermal | AZ | November | 11 | 9 | 0.34274
Solar Thermal | AZ | November | 11 | 10 | 0.5453
Solar Thermal | AZ | November | 11 | 11 | 0.57884
Solar Thermal | AZ | November | 11 | 12 | 0.57467
Solar Thermal | AZ | November | 11 | 13 | 0.56639
Solar Thermal | AZ | November | 11 | 14 | 0.55982
Solar Thermal | AZ | November | 11 | 15 | 0.54992
Solar Thermal | AZ | November | 11 | 16 | 0.3868
Solar Thermal | AZ | November | 11 | 17 | 0.088197
Solar Thermal | AZ | November | 11 | 18 | 0
Solar Thermal | AZ | November | 11 | 19 | 0
Solar Thermal | AZ | November | 11 | 20 | 0
Solar Thermal | AZ | November | 11 | 21 | 0
Solar Thermal | AZ | November | 11 | 22 | 0
Solar Thermal | AZ | November | 11 | 23 | 0
Solar Thermal | AZ | November | 11 | 24 | 0
Solar Thermal | AZ | December | 12 | 1 | 0
Solar Thermal | AZ | December | 12 | 2 | 0
Solar Thermal | AZ | December | 12 | 3 | 0
Solar Thermal | AZ | December | 12 | 4 | 0
Solar Thermal | AZ | December | 12 | 5 | 0
Solar Thermal | AZ | December | 12 | 6 | 0
Solar Thermal | AZ | December | 12 | 7 | 0
Solar Thermal | AZ | December | 12 | 8 | 0
Solar Thermal | AZ | December | 12 | 9 | 0.041188
Solar Thermal | AZ | December | 12 | 10 | 0.171
Solar Thermal | AZ | December | 12 | 11 | 0.24873
Solar Thermal | AZ | December | 12 | 12 | 0.26111
Solar Thermal | AZ | December | 12 | 13 | 0.2864
Solar Thermal | AZ | December | 12 | 14 | 0.29489
Solar Thermal | AZ | December | 12 | 15 | 0.25917
Solar Thermal | AZ | December | 12 | 16 | 0.19011
Solar Thermal | AZ | December | 12 | 17 | 0.040728
Solar Thermal | AZ | December | 12 | 18 | 0
Solar Thermal | AZ | December | 12 | 19 | 0
Solar Thermal | AZ | December | 12 | 20 | 0
Solar Thermal | AZ | December | 12 | 21 | 0
Solar Thermal | AZ | December | 12 | 22 | 0
Solar Thermal | AZ | December | 12 | 23 | 0
Solar Thermal | AZ | December | 12 | 24 | 0
Solar Tracking | AZ | January | 1 | 1 | 0
Solar Tracking | AZ | January | 1 | 2 | 0
Solar Tracking | AZ | January | 1 | 3 | 0
Solar Tracking | AZ | January | 1 | 4 | 0
Solar Tracking | AZ | January | 1 | 5 | 0
Solar Tracking | AZ | January | 1 | 6 | 0
Solar Tracking | AZ | January | 1 | 7 | 0.00049637
Solar Tracking | AZ | January | 1 | 8 | 0.11154
Solar Tracking | AZ | January | 1 | 9 | 0.40863
Solar Tracking | AZ | January | 1 | 10 | 0.52772
Solar Tracking | AZ | January | 1 | 11 | 0.54846
Solar Tracking | AZ | January | 1 | 12 | 0.56018
Solar Tracking | AZ | January | 1 | 13 | 0.55326
Solar Tracking | AZ | January | 1 | 14 | 0.51963
Solar Tracking | AZ | January | 1 | 15 | 0.48089
Solar Tracking | AZ | January | 1 | 16 | 0.30309
Solar Tracking | AZ | January | 1 | 17 | 0.059664
Solar Tracking | AZ | January | 1 | 18 | 1.47e-05
Solar Tracking | AZ | January | 1 | 19 | 0
Solar Tracking | AZ | January | 1 | 20 | 0
Solar Tracking | AZ | January | 1 | 21 | 0
Solar Tracking | AZ | January | 1 | 22 | 0
Solar Tracking | AZ | January | 1 | 23 | 0
Solar Tracking | AZ | January | 1 | 24 | 0
Solar Tracking | AZ | February | 2 | 1 | 0
Solar Tracking | AZ | February | 2 | 2 | 0
Solar Tracking | AZ | February | 2 | 3 | 0
Solar Tracking | AZ | February | 2 | 4 | 0
Solar Tracking | AZ | February | 2 | 5 | 0
Solar Tracking | AZ | February | 2 | 6 | 0
Solar Tracking | AZ | February | 2 | 7 | 0.0068849
Solar Tracking | AZ | February | 2 | 8 | 0.25545
Solar Tracking | AZ | February | 2 | 9 | 0.62501
Solar Tracking | AZ | February | 2 | 10 | 0.66781
Solar Tracking | AZ | February | 2 | 11 | 0.66223
Solar Tracking | AZ | February | 2 | 12 | 0.6398
Solar Tracking | AZ | February | 2 | 13 | 0.61882
Solar Tracking | AZ | February | 2 | 14 | 0.60449
Solar Tracking | AZ | February | 2 | 15 | 0.59374
Solar Tracking | AZ | February | 2 | 16 | 0.53392
Solar Tracking | AZ | February | 2 | 17 | 0.23296
Solar Tracking | AZ | February | 2 | 18 | 0.0085851
Solar Tracking | AZ | February | 2 | 19 | 0
Solar Tracking | AZ | February | 2 | 20 | 0
Solar Tracking | AZ | February | 2 | 21 | 0
Solar Tracking | AZ | February | 2 | 22 | 0
Solar Tracking | AZ | February | 2 | 23 | 0
Solar Tracking | AZ | February | 2 | 24 | 0
Solar Tracking | AZ | March | 3 | 1 | 0
Solar Tracking | AZ | March | 3 | 2 | 0
Solar Tracking | AZ | March | 3 | 3 | 0
Solar Tracking | AZ | March | 3 | 4 | 0
Solar Tracking | AZ | March | 3 | 5 | 0
Solar Tracking | AZ | March | 3 | 6 | 9.7178e-06
Solar Tracking | AZ | March | 3 | 7 | 0.077249
Solar Tracking | AZ | March | 3 | 8 | 0.45899
Solar Tracking | AZ | March | 3 | 9 | 0.63228
Solar Tracking | AZ | March | 3 | 10 | 0.6554
Solar Tracking | AZ | March | 3 | 11 | 0.6435
Solar Tracking | AZ | March | 3 | 12 | 0.62731
Solar Tracking | AZ | March | 3 | 13 | 0.62363
Solar Tracking | AZ | March | 3 | 14 | 0.56617
Solar Tracking | AZ | March | 3 | 15 | 0.51493
Solar Tracking | AZ | March | 3 | 16 | 0.4646
Solar Tracking | AZ | March | 3 | 17 | 0.33009
Solar Tracking | AZ | March | 3 | 18 | 0.049829
Solar Tracking | AZ | March | 3 | 19 | 9.4182e-07
Solar Tracking | AZ | March | 3 | 20 | 0
Solar Tracking | AZ | March | 3 | 21 | 0
Solar Tracking | AZ | March | 3 | 22 | 0
Solar Tracking | AZ | March | 3 | 23 | 0
Solar Tracking | AZ | March | 3 | 24 | 0
Solar Tracking | AZ | April | 4 | 1 | 0
Solar Tracking | AZ | April | 4 | 2 | 0
Solar Tracking | AZ | April | 4 | 3 | 0
Solar Tracking | AZ | April | 4 | 4 | 0
Solar Tracking | AZ | April | 4 | 5 | 0
Solar Tracking | AZ | April | 4 | 6 | 0.044232
Solar Tracking | AZ | April | 4 | 7 | 0.4267
Solar Tracking | AZ | April | 4 | 8 | 0.75534
Solar Tracking | AZ | April | 4 | 9 | 0.79609
Solar Tracking | AZ | April | 4 | 10 | 0.81543
Solar Tracking | AZ | April | 4 | 11 | 0.80943
Solar Tracking | AZ | April | 4 | 12 | 0.81481
Solar Tracking | AZ | April | 4 | 13 | 0.80594
Solar Tracking | AZ | April | 4 | 14 | 0.80419
Solar Tracking | AZ | April | 4 | 15 | 0.77901
Solar Tracking | AZ | April | 4 | 16 | 0.73792
Solar Tracking | AZ | April | 4 | 17 | 0.60858
Solar Tracking | AZ | April | 4 | 18 | 0.20205
Solar Tracking | AZ | April | 4 | 19 | 0.0047606
Solar Tracking | AZ | April | 4 | 20 | 0
Solar Tracking | AZ | April | 4 | 21 | 0
Solar Tracking | AZ | April | 4 | 22 | 0
Solar Tracking | AZ | April | 4 | 23 | 0
Solar Tracking | AZ | April | 4 | 24 | 0
Solar Tracking | AZ | May | 5 | 1 | 0
Solar Tracking | AZ | May | 5 | 2 | 0
Solar Tracking | AZ | May | 5 | 3 | 0
Solar Tracking | AZ | May | 5 | 4 | 0
Solar Tracking | AZ | May | 5 | 5 | 0.0013388
Solar Tracking | AZ | May | 5 | 6 | 0.16463
Solar Tracking | AZ | May | 5 | 7 | 0.57256
Solar Tracking | AZ | May | 5 | 8 | 0.78175
Solar Tracking | AZ | May | 5 | 9 | 0.8349
Solar Tracking | AZ | May | 5 | 10 | 0.85353
Solar Tracking | AZ | May | 5 | 11 | 0.85541
Solar Tracking | AZ | May | 5 | 12 | 0.8623
Solar Tracking | AZ | May | 5 | 13 | 0.86102
Solar Tracking | AZ | May | 5 | 14 | 0.84949
Solar Tracking | AZ | May | 5 | 15 | 0.82828
Solar Tracking | AZ | May | 5 | 16 | 0.79491
Solar Tracking | AZ | May | 5 | 17 | 0.69442
Solar Tracking | AZ | May | 5 | 18 | 0.34164
Solar Tracking | AZ | May | 5 | 19 | 0.032171
Solar Tracking | AZ | May | 5 | 20 | 7.8768e-07
Solar Tracking | AZ | May | 5 | 21 | 0
Solar Tracking | AZ | May | 5 | 22 | 0
Solar Tracking | AZ | May | 5 | 23 | 0
Solar Tracking | AZ | May | 5 | 24 | 0
Solar Tracking | AZ | June | 6 | 1 | 0
Solar Tracking | AZ | June | 6 | 2 | 0
Solar Tracking | AZ | June | 6 | 3 | 0
Solar Tracking | AZ | June | 6 | 4 | 0
Solar Tracking | AZ | June | 6 | 5 | 0.0029966
Solar Tracking | AZ | June | 6 | 6 | 0.19511
Solar Tracking | AZ | June | 6 | 7 | 0.57303
Solar Tracking | AZ | June | 6 | 8 | 0.75134
Solar Tracking | AZ | June | 6 | 9 | 0.81018
Solar Tracking | AZ | June | 6 | 10 | 0.84258
Solar Tracking | AZ | June | 6 | 11 | 0.8493
Solar Tracking | AZ | June | 6 | 12 | 0.85389
Solar Tracking | AZ | June | 6 | 13 | 0.85252
Solar Tracking | AZ | June | 6 | 14 | 0.84287
Solar Tracking | AZ | June | 6 | 15 | 0.8221
Solar Tracking | AZ | June | 6 | 16 | 0.79348
Solar Tracking | AZ | June | 6 | 17 | 0.70376
Solar Tracking | AZ | June | 6 | 18 | 0.42524
Solar Tracking | AZ | June | 6 | 19 | 0.072794
Solar Tracking | AZ | June | 6 | 20 | 4.8264e-05
Solar Tracking | AZ | June | 6 | 21 | 0
Solar Tracking | AZ | June | 6 | 22 | 0
Solar Tracking | AZ | June | 6 | 23 | 0
Solar Tracking | AZ | June | 6 | 24 | 0
Solar Tracking | AZ | July | 7 | 1 | 0
Solar Tracking | AZ | July | 7 | 2 | 0
Solar Tracking | AZ | July | 7 | 3 | 0
Solar Tracking | AZ | July | 7 | 4 | 0
Solar Tracking | AZ | July | 7 | 5 | 0.00025939
Solar Tracking | AZ | July | 7 | 6 | 0.091455
Solar Tracking | AZ | July | 7 | 7 | 0.44601
Solar Tracking | AZ | July | 7 | 8 | 0.69888
Solar Tracking | AZ | July | 7 | 9 | 0.79259
Solar Tracking | AZ | July | 7 | 10 | 0.8324
Solar Tracking | AZ | July | 7 | 11 | 0.84051
Solar Tracking | AZ | July | 7 | 12 | 0.8381
Solar Tracking | AZ | July | 7 | 13 | 0.83084
Solar Tracking | AZ | July | 7 | 14 | 0.82088
Solar Tracking | AZ | July | 7 | 15 | 0.79834
Solar Tracking | AZ | July | 7 | 16 | 0.76433
Solar Tracking | AZ | July | 7 | 17 | 0.67295
Solar Tracking | AZ | July | 7 | 18 | 0.38927
Solar Tracking | AZ | July | 7 | 19 | 0.061998
Solar Tracking | AZ | July | 7 | 20 | 2.8819e-05
Solar Tracking | AZ | July | 7 | 21 | 0
Solar Tracking | AZ | July | 7 | 22 | 0
Solar Tracking | AZ | July | 7 | 23 | 0
Solar Tracking | AZ | July | 7 | 24 | 0
Solar Tracking | AZ | August | 8 | 1 | 0
Solar Tracking | AZ | August | 8 | 2 | 0
Solar Tracking | AZ | August | 8 | 3 | 0
Solar Tracking | AZ | August | 8 | 4 | 0
Solar Tracking | AZ | August | 8 | 5 | 0
Solar Tracking | AZ | August | 8 | 6 | 0.030804
Solar Tracking | AZ | August | 8 | 7 | 0.33397
Solar Tracking | AZ | August | 8 | 8 | 0.62809
Solar Tracking | AZ | August | 8 | 9 | 0.74722
Solar Tracking | AZ | August | 8 | 10 | 0.80114
Solar Tracking | AZ | August | 8 | 11 | 0.81833
Solar Tracking | AZ | August | 8 | 12 | 0.81639
Solar Tracking | AZ | August | 8 | 13 | 0.80036
Solar Tracking | AZ | August | 8 | 14 | 0.77872
Solar Tracking | AZ | August | 8 | 15 | 0.74725
Solar Tracking | AZ | August | 8 | 16 | 0.68892
Solar Tracking | AZ | August | 8 | 17 | 0.54795
Solar Tracking | AZ | August | 8 | 18 | 0.20297
Solar Tracking | AZ | August | 8 | 19 | 0.0062154
Solar Tracking | AZ | August | 8 | 20 | 0
Solar Tracking | AZ | August | 8 | 21 | 0
Solar Tracking | AZ | August | 8 | 22 | 0
Solar Tracking | AZ | August | 8 | 23 | 0
Solar Tracking | AZ | August | 8 | 24 | 0
Solar Tracking | AZ | September | 9 | 1 | 0
Solar Tracking | AZ | September | 9 | 2 | 0
Solar Tracking | AZ | September | 9 | 3 | 0
Solar Tracking | AZ | September | 9 | 4 | 0
Solar Tracking | AZ | September | 9 | 5 | 0
Solar Tracking | AZ | September | 9 | 6 | 0.0068347
Solar Tracking | AZ | September | 9 | 7 | 0.24686
Solar Tracking | AZ | September | 9 | 8 | 0.64515
Solar Tracking | AZ | September | 9 | 9 | 0.75128
Solar Tracking | AZ | September | 9 | 10 | 0.79031
Solar Tracking | AZ | September | 9 | 11 | 0.79664
Solar Tracking | AZ | September | 9 | 12 | 0.79642
Solar Tracking | AZ | September | 9 | 13 | 0.79205
Solar Tracking | AZ | September | 9 | 14 | 0.78276
Solar Tracking | AZ | September | 9 | 15 | 0.77136
Solar Tracking | AZ | September | 9 | 16 | 0.69654
Solar Tracking | AZ | September | 9 | 17 | 0.38955
Solar Tracking | AZ | September | 9 | 18 | 0.046734
Solar Tracking | AZ | September | 9 | 19 | 4.4344e-06
Solar Tracking | AZ | September | 9 | 20 | 0
Solar Tracking | AZ | September | 9 | 21 | 0
Solar Tracking | AZ | September | 9 | 22 | 0
Solar Tracking | AZ | September | 9 | 23 | 0
Solar Tracking | AZ | September | 9 | 24 | 0
Solar Tracking | AZ | October | 10 | 1 | 0
Solar Tracking | AZ | October | 10 | 2 | 0
Solar Tracking | AZ | October | 10 | 3 | 0
Solar Tracking | AZ | October | 10 | 4 | 0
Solar Tracking | AZ | October | 10 | 5 | 0
Solar Tracking | AZ | October | 10 | 6 | 0.00046485
Solar Tracking | AZ | October | 10 | 7 | 0.14091
Solar Tracking | AZ | October | 10 | 8 | 0.56107
Solar Tracking | AZ | October | 10 | 9 | 0.71268
Solar Tracking | AZ | October | 10 | 10 | 0.73431
Solar Tracking | AZ | October | 10 | 11 | 0.7279
Solar Tracking | AZ | October | 10 | 12 | 0.72996
Solar Tracking | AZ | October | 10 | 13 | 0.73375
Solar Tracking | AZ | October | 10 | 14 | 0.73705
Solar Tracking | AZ | October | 10 | 15 | 0.7211
Solar Tracking | AZ | October | 10 | 16 | 0.56418
Solar Tracking | AZ | October | 10 | 17 | 0.15914
Solar Tracking | AZ | October | 10 | 18 | 0.0017596
Solar Tracking | AZ | October | 10 | 19 | 0
Solar Tracking | AZ | October | 10 | 20 | 0
Solar Tracking | AZ | October | 10 | 21 | 0
Solar Tracking | AZ | October | 10 | 22 | 0
Solar Tracking | AZ | October | 10 | 23 | 0
Solar Tracking | AZ | October | 10 | 24 | 0
Solar Tracking | AZ | November | 11 | 1 | 0
Solar Tracking | AZ | November | 11 | 2 | 0
Solar Tracking | AZ | November | 11 | 3 | 0
Solar Tracking | AZ | November | 11 | 4 | 0
Solar Tracking | AZ | November | 11 | 5 | 0
Solar Tracking | AZ | November | 11 | 6 | 0
Solar Tracking | AZ | November | 11 | 7 | 0.026044
Solar Tracking | AZ | November | 11 | 8 | 0.32901
Solar Tracking | AZ | November | 11 | 9 | 0.61439
Solar Tracking | AZ | November | 11 | 10 | 0.66456
Solar Tracking | AZ | November | 11 | 11 | 0.64668
Solar Tracking | AZ | November | 11 | 12 | 0.62915
Solar Tracking | AZ | November | 11 | 13 | 0.63689
Solar Tracking | AZ | November | 11 | 14 | 0.63841
Solar Tracking | AZ | November | 11 | 15 | 0.60788
Solar Tracking | AZ | November | 11 | 16 | 0.35066
Solar Tracking | AZ | November | 11 | 17 | 0.034896
Solar Tracking | AZ | November | 11 | 18 | 1.1607e-07
Solar Tracking | AZ | November | 11 | 19 | 0
Solar Tracking | AZ | November | 11 | 20 | 0
Solar Tracking | AZ | November | 11 | 21 | 0
Solar Tracking | AZ | November | 11 | 22 | 0
Solar Tracking | AZ | November | 11 | 23 | 0
Solar Tracking | AZ | November | 11 | 24 | 0
Solar Tracking | AZ | December | 12 | 1 | 0
Solar Tracking | AZ | December | 12 | 2 | 0
Solar Tracking | AZ | December | 12 | 3 | 0
Solar Tracking | AZ | December | 12 | 4 | 0
Solar Tracking | AZ | December | 12 | 5 | 0
Solar Tracking | AZ | December | 12 | 6 | 0
Solar Tracking | AZ | December | 12 | 7 | 0.0012009
Solar Tracking | AZ | December | 12 | 8 | 0.122
Solar Tracking | AZ | December | 12 | 9 | 0.38786
Solar Tracking | AZ | December | 12 | 10 | 0.46641
Solar Tracking | AZ | December | 12 | 11 | 0.49137
Solar Tracking | AZ | December | 12 | 12 | 0.4817
Solar Tracking | AZ | December | 12 | 13 | 0.49738
Solar Tracking | AZ | December | 12 | 14 | 0.47014
Solar Tracking | AZ | December | 12 | 15 | 0.42921
Solar Tracking | AZ | December | 12 | 16 | 0.24389
Solar Tracking | AZ | December | 12 | 17 | 0.020938
Solar Tracking | AZ | December | 12 | 18 | 0
Solar Tracking | AZ | December | 12 | 19 | 0
Solar Tracking | AZ | December | 12 | 20 | 0
Solar Tracking | AZ | December | 12 | 21 | 0
Solar Tracking | AZ | December | 12 | 22 | 0
Solar Tracking | AZ | December | 12 | 23 | 0
Solar Tracking | AZ | December | 12 | 24 | 0

## DR Hourly QC
|  |  | NQC | [11 empty] | January | January | January | January | January | January | January | January | January | January | January | January | January | January | January | January | January | January | January | January | January | January | January | January | February | February | February | February | February | February | February | February | February | February | February | February | February | February | February | February | February | February | February | February | February | February | February | February | March | March | March | March | March | March | March | March | March | March | March | March | March | March | March | March | March | March | March | March | March | March | March | March | April | April | April | April | April | April | April | April | April | April | April | April | April | April | April | April | April | April | April | April | April | April | April | April | May | May | May | May | May | May | May | May | May | May | May | May | May | May | May | May | May | May | May | May | May | May | May | May | June | June | June | June | June | June | June | June | June | June | June | June | June | June | June | June | June | June | June | June | June | June | June | June | July | July | July | July | July | July | July | July | July | July | July | July | July | July | July | July | July | July | July | July | July | July | July | July | August | August | August | August | August | August | August | August | August | August | August | August | August | August | August | August | August | August | August | August | August | August | August | August | September | September | September | September | September | September | September | September | September | September | September | September | September | September | September | September | September | September | September | September | September | September | September | September | October | October | October | October | October | October | October | October | October | October | October | October | October | October | October | October | October | October | October | October | October | October | October | October | November | November | November | November | November | November | November | November | November | November | November | November | November | November | November | November | November | November | November | November | November | November | November | November | December | December | December | December | December | December | December | December | December | December | December | December | December | December | December | December | December | December | December | December | December | December | December | December
Resource ID | DRP | TAC | JAN | FEB | MAR | APR | MAY | JUN | JUL | AUG | SEP | OCT | NOV | DEC | 1 | 2 | 3 | 4 | 5 | 6 | 7 | 8 | 9 | 10 | 11 | 12 | 13 | 14 | 15 | 16 | 17 | 18 | 19 | 20 | 21 | 22 | 23 | 24 | 1 | 2 | 3 | 4 | 5 | 6 | 7 | 8 | 9 | 10 | 11 | 12 | 13 | 14 | 15 | 16 | 17 | 18 | 19 | 20 | 21 | 22 | 23 | 24 | 1 | 2 | 3 | 4 | 5 | 6 | 7 | 8 | 9 | 10 | 11 | 12 | 13 | 14 | 15 | 16 | 17 | 18 | 19 | 20 | 21 | 22 | 23 | 24 | 1 | 2 | 3 | 4 | 5 | 6 | 7 | 8 | 9 | 10 | 11 | 12 | 13 | 14 | 15 | 16 | 17 | 18 | 19 | 20 | 21 | 22 | 23 | 24 | 1 | 2 | 3 | 4 | 5 | 6 | 7 | 8 | 9 | 10 | 11 | 12 | 13 | 14 | 15 | 16 | 17 | 18 | 19 | 20 | 21 | 22 | 23 | 24 | 1 | 2 | 3 | 4 | 5 | 6 | 7 | 8 | 9 | 10 | 11 | 12 | 13 | 14 | 15 | 16 | 17 | 18 | 19 | 20 | 21 | 22 | 23 | 24 | 1 | 2 | 3 | 4 | 5 | 6 | 7 | 8 | 9 | 10 | 11 | 12 | 13 | 14 | 15 | 16 | 17 | 18 | 19 | 20 | 21 | 22 | 23 | 24 | 1 | 2 | 3 | 4 | 5 | 6 | 7 | 8 | 9 | 10 | 11 | 12 | 13 | 14 | 15 | 16 | 17 | 18 | 19 | 20 | 21 | 22 | 23 | 24 | 1 | 2 | 3 | 4 | 5 | 6 | 7 | 8 | 9 | 10 | 11 | 12 | 13 | 14 | 15 | 16 | 17 | 18 | 19 | 20 | 21 | 22 | 23 | 24 | 1 | 2 | 3 | 4 | 5 | 6 | 7 | 8 | 9 | 10 | 11 | 12 | 13 | 14 | 15 | 16 | 17 | 18 | 19 | 20 | 21 | 22 | 23 | 24 | 1 | 2 | 3 | 4 | 5 | 6 | 7 | 8 | 9 | 10 | 11 | 12 | 13 | 14 | 15 | 16 | 17 | 18 | 19 | 20 | 21 | 22 | 23 | 24 | 1 | 2 | 3 | 4 | 5 | 6 | 7 | 8 | 9 | 10 | 11 | 12 | 13 | 14 | 15 | 16 | 17 | 18 | 19 | 20 | 21 | 22 | 23 | 24
Demand Response | NA | CAISO | 0 | 0 | 0 | 0 | 0 | 0 | 0 | 0 | 0 | 0 | 0 | 0 | 0 | 0 | 0 | 0 | 0 | 0 | 0 | 0 | 0 | 0 | 0 | 0 | 0 | 0 | 0 | 0 | 0 | 0 | 0 | 0 | 0 | 0 | 0 | 0 | 0 | 0 | 0 | 0 | 0 | 0 | 0 | 0 | 0 | 0 | 0 | 0 | 0 | 0 | 0 | 0 | 0 | 0 | 0 | 0 | 0 | 0 | 0 | 0 | 0 | 0 | 0 | 0 | 0 | 0 | 0 | 0 | 0 | 0 | 0 | 0 | 0 | 0 | 0 | 0 | 0 | 0 | 0 | 0 | 0 | 0 | 0 | 0 | 0 | 0 | 0 | 0 | 0 | 0 | 0 | 0 | 0 | 0 | 0 | 0 | 0 | 0 | 0 | 0 | 0 | 0 | 0 | 0 | 0 | 0 | 0 | 0 | 0 | 0 | 0 | 0 | 0 | 0 | 0 | 0 | 0 | 0 | 0 | 0 | 0 | 0 | 0 | 0 | 0 | 0 | 0 | 0 | 0 | 0 | 0 | 0 | 0 | 0 | 0 | 0 | 0 | 0 | 0 | 0 | 0 | 0 | 0 | 0 | 0 | 0 | 0 | 0 | 0 | 0 | 0 | 0 | 0 | 0 | 0 | 0 | 0 | 0 | 0 | 0 | 0 | 0 | 0 | 0 | 0 | 0 | 0 | 0 | 0 | 0 | 0 | 0 | 0 | 0 | 0 | 0 | 0 | 0 | 0 | 0 | 0 | 0 | 0 | 0 | 0 | 0 | 0 | 0 | 0 | 0 | 0 | 0 | 0 | 0 | 0 | 0 | 0 | 0 | 0 | 0 | 0 | 0 | 0 | 0 | 0 | 0 | 0 | 0 | 0 | 0 | 0 | 0 | 0 | 0 | 0 | 0 | 0 | 0 | 0 | 0 | 0 | 0 | 0 | 0 | 0 | 0 | 0 | 0 | 0 | 0 | 0 | 0 | 0 | 0 | 0 | 0 | 0 | 0 | 0 | 0 | 0 | 0 | 0 | 0 | 0 | 0 | 0 | 0 | 0 | 0 | 0 | 0 | 0 | 0 | 0 | 0 | 0 | 0 | 0 | 0 | 0 | 0 | 0 | 0 | 0 | 0 | 0 | 0 | 0 | 0 | 0 | 0 | 0 | 0 | 0 | 0 | 0 | 0 | 0 | 0 | 0 | 0 | 0 | 0 | 0 | 0 | 0 | 0 | 0 | 0 | 0 | 0 | 0 | 0 | 0 | 0 | 0 | 0 | 0 | 0

## DR LIP Profiles
DRP | TAC | Month | Month Number | Hour Ending | LIP Profile
Demand Response | PGE | January | 1 | 1 | 0
Demand Response | PGE | January | 1 | 2 | 0
Demand Response | PGE | January | 1 | 3 | 0
Demand Response | PGE | January | 1 | 4 | 0
Demand Response | PGE | January | 1 | 5 | 0
Demand Response | PGE | January | 1 | 6 | 0
Demand Response | PGE | January | 1 | 7 | 0
Demand Response | PGE | January | 1 | 8 | 0
Demand Response | PGE | January | 1 | 9 | 0
Demand Response | PGE | January | 1 | 10 | 0
Demand Response | PGE | January | 1 | 11 | 0
Demand Response | PGE | January | 1 | 12 | 0
Demand Response | PGE | January | 1 | 13 | 0
Demand Response | PGE | January | 1 | 14 | 0
Demand Response | PGE | January | 1 | 15 | 0
Demand Response | PGE | January | 1 | 16 | 0
Demand Response | PGE | January | 1 | 17 | 0
Demand Response | PGE | January | 1 | 18 | 0
Demand Response | PGE | January | 1 | 19 | 0
Demand Response | PGE | January | 1 | 20 | 0
Demand Response | PGE | January | 1 | 21 | 0
Demand Response | PGE | January | 1 | 22 | 0
Demand Response | PGE | January | 1 | 23 | 0
Demand Response | PGE | January | 1 | 24 | 0
Demand Response | PGE | February | 2 | 1 | 0
Demand Response | PGE | February | 2 | 2 | 0
Demand Response | PGE | February | 2 | 3 | 0
Demand Response | PGE | February | 2 | 4 | 0
Demand Response | PGE | February | 2 | 5 | 0
Demand Response | PGE | February | 2 | 6 | 0
Demand Response | PGE | February | 2 | 7 | 0
Demand Response | PGE | February | 2 | 8 | 0
Demand Response | PGE | February | 2 | 9 | 0
Demand Response | PGE | February | 2 | 10 | 0
Demand Response | PGE | February | 2 | 11 | 0
Demand Response | PGE | February | 2 | 12 | 0
Demand Response | PGE | February | 2 | 13 | 0
Demand Response | PGE | February | 2 | 14 | 0
Demand Response | PGE | February | 2 | 15 | 0
Demand Response | PGE | February | 2 | 16 | 0
Demand Response | PGE | February | 2 | 17 | 0
Demand Response | PGE | February | 2 | 18 | 0
Demand Response | PGE | February | 2 | 19 | 0
Demand Response | PGE | February | 2 | 20 | 0
Demand Response | PGE | February | 2 | 21 | 0
Demand Response | PGE | February | 2 | 22 | 0
Demand Response | PGE | February | 2 | 23 | 0
Demand Response | PGE | February | 2 | 24 | 0
Demand Response | PGE | March | 3 | 1 | 0
Demand Response | PGE | March | 3 | 2 | 0
Demand Response | PGE | March | 3 | 3 | 0
Demand Response | PGE | March | 3 | 4 | 0
Demand Response | PGE | March | 3 | 5 | 0
Demand Response | PGE | March | 3 | 6 | 0
Demand Response | PGE | March | 3 | 7 | 0
Demand Response | PGE | March | 3 | 8 | 0
Demand Response | PGE | March | 3 | 9 | 0
Demand Response | PGE | March | 3 | 10 | 0
Demand Response | PGE | March | 3 | 11 | 0
Demand Response | PGE | March | 3 | 12 | 0
Demand Response | PGE | March | 3 | 13 | 0
Demand Response | PGE | March | 3 | 14 | 0
Demand Response | PGE | March | 3 | 15 | 0
Demand Response | PGE | March | 3 | 16 | 0
Demand Response | PGE | March | 3 | 17 | 0
Demand Response | PGE | March | 3 | 18 | 0
Demand Response | PGE | March | 3 | 19 | 0
Demand Response | PGE | March | 3 | 20 | 0
Demand Response | PGE | March | 3 | 21 | 0
Demand Response | PGE | March | 3 | 22 | 0
Demand Response | PGE | March | 3 | 23 | 0
Demand Response | PGE | March | 3 | 24 | 0
Demand Response | PGE | April | 4 | 1 | 0
Demand Response | PGE | April | 4 | 2 | 0
Demand Response | PGE | April | 4 | 3 | 0
Demand Response | PGE | April | 4 | 4 | 0
Demand Response | PGE | April | 4 | 5 | 0
Demand Response | PGE | April | 4 | 6 | 0
Demand Response | PGE | April | 4 | 7 | 0
Demand Response | PGE | April | 4 | 8 | 0
Demand Response | PGE | April | 4 | 9 | 0
Demand Response | PGE | April | 4 | 10 | 0
Demand Response | PGE | April | 4 | 11 | 0
Demand Response | PGE | April | 4 | 12 | 0
Demand Response | PGE | April | 4 | 13 | 0
Demand Response | PGE | April | 4 | 14 | 0
Demand Response | PGE | April | 4 | 15 | 0
Demand Response | PGE | April | 4 | 16 | 0
Demand Response | PGE | April | 4 | 17 | 0
Demand Response | PGE | April | 4 | 18 | 0
Demand Response | PGE | April | 4 | 19 | 0
Demand Response | PGE | April | 4 | 20 | 0
Demand Response | PGE | April | 4 | 21 | 0
Demand Response | PGE | April | 4 | 22 | 0
Demand Response | PGE | April | 4 | 23 | 0
Demand Response | PGE | April | 4 | 24 | 0
Demand Response | PGE | May | 5 | 1 | 0
Demand Response | PGE | May | 5 | 2 | 0
Demand Response | PGE | May | 5 | 3 | 0
Demand Response | PGE | May | 5 | 4 | 0
Demand Response | PGE | May | 5 | 5 | 0
Demand Response | PGE | May | 5 | 6 | 0
Demand Response | PGE | May | 5 | 7 | 0
Demand Response | PGE | May | 5 | 8 | 0
Demand Response | PGE | May | 5 | 9 | 0
Demand Response | PGE | May | 5 | 10 | 0
Demand Response | PGE | May | 5 | 11 | 0
Demand Response | PGE | May | 5 | 12 | 0
Demand Response | PGE | May | 5 | 13 | 0
Demand Response | PGE | May | 5 | 14 | 0
Demand Response | PGE | May | 5 | 15 | 0
Demand Response | PGE | May | 5 | 16 | 0
Demand Response | PGE | May | 5 | 17 | 0
Demand Response | PGE | May | 5 | 18 | 0
Demand Response | PGE | May | 5 | 19 | 0
Demand Response | PGE | May | 5 | 20 | 0
Demand Response | PGE | May | 5 | 21 | 0
Demand Response | PGE | May | 5 | 22 | 0
Demand Response | PGE | May | 5 | 23 | 0
Demand Response | PGE | May | 5 | 24 | 0
Demand Response | PGE | June | 6 | 1 | 0
Demand Response | PGE | June | 6 | 2 | 0
Demand Response | PGE | June | 6 | 3 | 0
Demand Response | PGE | June | 6 | 4 | 0
Demand Response | PGE | June | 6 | 5 | 0
Demand Response | PGE | June | 6 | 6 | 0
Demand Response | PGE | June | 6 | 7 | 0
Demand Response | PGE | June | 6 | 8 | 0
Demand Response | PGE | June | 6 | 9 | 0
Demand Response | PGE | June | 6 | 10 | 0
Demand Response | PGE | June | 6 | 11 | 0
Demand Response | PGE | June | 6 | 12 | 0
Demand Response | PGE | June | 6 | 13 | 0
Demand Response | PGE | June | 6 | 14 | 0
Demand Response | PGE | June | 6 | 15 | 0
Demand Response | PGE | June | 6 | 16 | 0
Demand Response | PGE | June | 6 | 17 | 0
Demand Response | PGE | June | 6 | 18 | 0
Demand Response | PGE | June | 6 | 19 | 0
Demand Response | PGE | June | 6 | 20 | 0
Demand Response | PGE | June | 6 | 21 | 0
Demand Response | PGE | June | 6 | 22 | 0
Demand Response | PGE | June | 6 | 23 | 0
Demand Response | PGE | June | 6 | 24 | 0
Demand Response | PGE | July | 7 | 1 | 0
Demand Response | PGE | July | 7 | 2 | 0
Demand Response | PGE | July | 7 | 3 | 0
Demand Response | PGE | July | 7 | 4 | 0
Demand Response | PGE | July | 7 | 5 | 0
Demand Response | PGE | July | 7 | 6 | 0
Demand Response | PGE | July | 7 | 7 | 0
Demand Response | PGE | July | 7 | 8 | 0
Demand Response | PGE | July | 7 | 9 | 0
Demand Response | PGE | July | 7 | 10 | 0
Demand Response | PGE | July | 7 | 11 | 0
Demand Response | PGE | July | 7 | 12 | 0
Demand Response | PGE | July | 7 | 13 | 0
Demand Response | PGE | July | 7 | 14 | 0
Demand Response | PGE | July | 7 | 15 | 0
Demand Response | PGE | July | 7 | 16 | 0
Demand Response | PGE | July | 7 | 17 | 0
Demand Response | PGE | July | 7 | 18 | 0
Demand Response | PGE | July | 7 | 19 | 0
Demand Response | PGE | July | 7 | 20 | 0
Demand Response | PGE | July | 7 | 21 | 0
Demand Response | PGE | July | 7 | 22 | 0
Demand Response | PGE | July | 7 | 23 | 0
Demand Response | PGE | July | 7 | 24 | 0
Demand Response | PGE | August | 8 | 1 | 0
Demand Response | PGE | August | 8 | 2 | 0
Demand Response | PGE | August | 8 | 3 | 0
Demand Response | PGE | August | 8 | 4 | 0
Demand Response | PGE | August | 8 | 5 | 0
Demand Response | PGE | August | 8 | 6 | 0
Demand Response | PGE | August | 8 | 7 | 0
Demand Response | PGE | August | 8 | 8 | 0
Demand Response | PGE | August | 8 | 9 | 0
Demand Response | PGE | August | 8 | 10 | 0
Demand Response | PGE | August | 8 | 11 | 0
Demand Response | PGE | August | 8 | 12 | 0
Demand Response | PGE | August | 8 | 13 | 0
Demand Response | PGE | August | 8 | 14 | 0
Demand Response | PGE | August | 8 | 15 | 0
Demand Response | PGE | August | 8 | 16 | 0
Demand Response | PGE | August | 8 | 17 | 0
Demand Response | PGE | August | 8 | 18 | 0
Demand Response | PGE | August | 8 | 19 | 0
Demand Response | PGE | August | 8 | 20 | 0
Demand Response | PGE | August | 8 | 21 | 0
Demand Response | PGE | August | 8 | 22 | 0
Demand Response | PGE | August | 8 | 23 | 0
Demand Response | PGE | August | 8 | 24 | 0
Demand Response | PGE | September | 9 | 1 | 0
Demand Response | PGE | September | 9 | 2 | 0
Demand Response | PGE | September | 9 | 3 | 0
Demand Response | PGE | September | 9 | 4 | 0
Demand Response | PGE | September | 9 | 5 | 0
Demand Response | PGE | September | 9 | 6 | 0
Demand Response | PGE | September | 9 | 7 | 0
Demand Response | PGE | September | 9 | 8 | 0
Demand Response | PGE | September | 9 | 9 | 0
Demand Response | PGE | September | 9 | 10 | 0
Demand Response | PGE | September | 9 | 11 | 0
Demand Response | PGE | September | 9 | 12 | 0
Demand Response | PGE | September | 9 | 13 | 0
Demand Response | PGE | September | 9 | 14 | 0
Demand Response | PGE | September | 9 | 15 | 0
Demand Response | PGE | September | 9 | 16 | 0
Demand Response | PGE | September | 9 | 17 | 0
Demand Response | PGE | September | 9 | 18 | 0
Demand Response | PGE | September | 9 | 19 | 0
Demand Response | PGE | September | 9 | 20 | 0
Demand Response | PGE | September | 9 | 21 | 0
Demand Response | PGE | September | 9 | 22 | 0
Demand Response | PGE | September | 9 | 23 | 0
Demand Response | PGE | September | 9 | 24 | 0
Demand Response | PGE | October | 10 | 1 | 0
Demand Response | PGE | October | 10 | 2 | 0
Demand Response | PGE | October | 10 | 3 | 0
Demand Response | PGE | October | 10 | 4 | 0
Demand Response | PGE | October | 10 | 5 | 0
Demand Response | PGE | October | 10 | 6 | 0
Demand Response | PGE | October | 10 | 7 | 0
Demand Response | PGE | October | 10 | 8 | 0
Demand Response | PGE | October | 10 | 9 | 0
Demand Response | PGE | October | 10 | 10 | 0
Demand Response | PGE | October | 10 | 11 | 0
Demand Response | PGE | October | 10 | 12 | 0
Demand Response | PGE | October | 10 | 13 | 0
Demand Response | PGE | October | 10 | 14 | 0
Demand Response | PGE | October | 10 | 15 | 0
Demand Response | PGE | October | 10 | 16 | 0
Demand Response | PGE | October | 10 | 17 | 0
Demand Response | PGE | October | 10 | 18 | 0
Demand Response | PGE | October | 10 | 19 | 0
Demand Response | PGE | October | 10 | 20 | 0
Demand Response | PGE | October | 10 | 21 | 0
Demand Response | PGE | October | 10 | 22 | 0
Demand Response | PGE | October | 10 | 23 | 0
Demand Response | PGE | October | 10 | 24 | 0
Demand Response | PGE | November | 11 | 1 | 0
Demand Response | PGE | November | 11 | 2 | 0
Demand Response | PGE | November | 11 | 3 | 0
Demand Response | PGE | November | 11 | 4 | 0
Demand Response | PGE | November | 11 | 5 | 0
Demand Response | PGE | November | 11 | 6 | 0
Demand Response | PGE | November | 11 | 7 | 0
Demand Response | PGE | November | 11 | 8 | 0
Demand Response | PGE | November | 11 | 9 | 0
Demand Response | PGE | November | 11 | 10 | 0
Demand Response | PGE | November | 11 | 11 | 0
Demand Response | PGE | November | 11 | 12 | 0
Demand Response | PGE | November | 11 | 13 | 0
Demand Response | PGE | November | 11 | 14 | 0
Demand Response | PGE | November | 11 | 15 | 0
Demand Response | PGE | November | 11 | 16 | 0
Demand Response | PGE | November | 11 | 17 | 0
Demand Response | PGE | November | 11 | 18 | 0
Demand Response | PGE | November | 11 | 19 | 0
Demand Response | PGE | November | 11 | 20 | 0
Demand Response | PGE | November | 11 | 21 | 0
Demand Response | PGE | November | 11 | 22 | 0
Demand Response | PGE | November | 11 | 23 | 0
Demand Response | PGE | November | 11 | 24 | 0
Demand Response | PGE | December | 12 | 1 | 0
Demand Response | PGE | December | 12 | 2 | 0
Demand Response | PGE | December | 12 | 3 | 0
Demand Response | PGE | December | 12 | 4 | 0
Demand Response | PGE | December | 12 | 5 | 0
Demand Response | PGE | December | 12 | 6 | 0
Demand Response | PGE | December | 12 | 7 | 0
Demand Response | PGE | December | 12 | 8 | 0
Demand Response | PGE | December | 12 | 9 | 0
Demand Response | PGE | December | 12 | 10 | 0
Demand Response | PGE | December | 12 | 11 | 0
Demand Response | PGE | December | 12 | 12 | 0
Demand Response | PGE | December | 12 | 13 | 0
Demand Response | PGE | December | 12 | 14 | 0
Demand Response | PGE | December | 12 | 15 | 0
Demand Response | PGE | December | 12 | 16 | 0
Demand Response | PGE | December | 12 | 17 | 0
Demand Response | PGE | December | 12 | 18 | 0
Demand Response | PGE | December | 12 | 19 | 0
Demand Response | PGE | December | 12 | 20 | 0
Demand Response | PGE | December | 12 | 21 | 0
Demand Response | PGE | December | 12 | 22 | 0
Demand Response | PGE | December | 12 | 23 | 0
Demand Response | PGE | December | 12 | 24 | 0
Demand Response | SCE | January | 1 | 1 | 0
Demand Response | SCE | January | 1 | 2 | 0
Demand Response | SCE | January | 1 | 3 | 0
Demand Response | SCE | January | 1 | 4 | 0
Demand Response | SCE | January | 1 | 5 | 0
Demand Response | SCE | January | 1 | 6 | 0
Demand Response | SCE | January | 1 | 7 | 0
Demand Response | SCE | January | 1 | 8 | 0
Demand Response | SCE | January | 1 | 9 | 0
Demand Response | SCE | January | 1 | 10 | 0
Demand Response | SCE | January | 1 | 11 | 0
Demand Response | SCE | January | 1 | 12 | 0
Demand Response | SCE | January | 1 | 13 | 0
Demand Response | SCE | January | 1 | 14 | 0
Demand Response | SCE | January | 1 | 15 | 0
Demand Response | SCE | January | 1 | 16 | 0
Demand Response | SCE | January | 1 | 17 | 0
Demand Response | SCE | January | 1 | 18 | 0
Demand Response | SCE | January | 1 | 19 | 0
Demand Response | SCE | January | 1 | 20 | 0
Demand Response | SCE | January | 1 | 21 | 0
Demand Response | SCE | January | 1 | 22 | 0
Demand Response | SCE | January | 1 | 23 | 0
Demand Response | SCE | January | 1 | 24 | 0
Demand Response | SCE | February | 2 | 1 | 0
Demand Response | SCE | February | 2 | 2 | 0
Demand Response | SCE | February | 2 | 3 | 0
Demand Response | SCE | February | 2 | 4 | 0
Demand Response | SCE | February | 2 | 5 | 0
Demand Response | SCE | February | 2 | 6 | 0
Demand Response | SCE | February | 2 | 7 | 0
Demand Response | SCE | February | 2 | 8 | 0
Demand Response | SCE | February | 2 | 9 | 0
Demand Response | SCE | February | 2 | 10 | 0
Demand Response | SCE | February | 2 | 11 | 0
Demand Response | SCE | February | 2 | 12 | 0
Demand Response | SCE | February | 2 | 13 | 0
Demand Response | SCE | February | 2 | 14 | 0
Demand Response | SCE | February | 2 | 15 | 0
Demand Response | SCE | February | 2 | 16 | 0
Demand Response | SCE | February | 2 | 17 | 0
Demand Response | SCE | February | 2 | 18 | 0
Demand Response | SCE | February | 2 | 19 | 0
Demand Response | SCE | February | 2 | 20 | 0
Demand Response | SCE | February | 2 | 21 | 0
Demand Response | SCE | February | 2 | 22 | 0
Demand Response | SCE | February | 2 | 23 | 0
Demand Response | SCE | February | 2 | 24 | 0
Demand Response | SCE | March | 3 | 1 | 0
Demand Response | SCE | March | 3 | 2 | 0
Demand Response | SCE | March | 3 | 3 | 0
Demand Response | SCE | March | 3 | 4 | 0
Demand Response | SCE | March | 3 | 5 | 0
Demand Response | SCE | March | 3 | 6 | 0
Demand Response | SCE | March | 3 | 7 | 0
Demand Response | SCE | March | 3 | 8 | 0
Demand Response | SCE | March | 3 | 9 | 0
Demand Response | SCE | March | 3 | 10 | 0
Demand Response | SCE | March | 3 | 11 | 0
Demand Response | SCE | March | 3 | 12 | 0
Demand Response | SCE | March | 3 | 13 | 0
Demand Response | SCE | March | 3 | 14 | 0
Demand Response | SCE | March | 3 | 15 | 0
Demand Response | SCE | March | 3 | 16 | 0
Demand Response | SCE | March | 3 | 17 | 0
Demand Response | SCE | March | 3 | 18 | 0
Demand Response | SCE | March | 3 | 19 | 0
Demand Response | SCE | March | 3 | 20 | 0
Demand Response | SCE | March | 3 | 21 | 0
Demand Response | SCE | March | 3 | 22 | 0
Demand Response | SCE | March | 3 | 23 | 0
Demand Response | SCE | March | 3 | 24 | 0
Demand Response | SCE | April | 4 | 1 | 0
Demand Response | SCE | April | 4 | 2 | 0
Demand Response | SCE | April | 4 | 3 | 0
Demand Response | SCE | April | 4 | 4 | 0
Demand Response | SCE | April | 4 | 5 | 0
Demand Response | SCE | April | 4 | 6 | 0
Demand Response | SCE | April | 4 | 7 | 0
Demand Response | SCE | April | 4 | 8 | 0
Demand Response | SCE | April | 4 | 9 | 0
Demand Response | SCE | April | 4 | 10 | 0
Demand Response | SCE | April | 4 | 11 | 0
Demand Response | SCE | April | 4 | 12 | 0
Demand Response | SCE | April | 4 | 13 | 0
Demand Response | SCE | April | 4 | 14 | 0
Demand Response | SCE | April | 4 | 15 | 0
Demand Response | SCE | April | 4 | 16 | 0
Demand Response | SCE | April | 4 | 17 | 0
Demand Response | SCE | April | 4 | 18 | 0
Demand Response | SCE | April | 4 | 19 | 0
Demand Response | SCE | April | 4 | 20 | 0
Demand Response | SCE | April | 4 | 21 | 0
Demand Response | SCE | April | 4 | 22 | 0
Demand Response | SCE | April | 4 | 23 | 0
Demand Response | SCE | April | 4 | 24 | 0
Demand Response | SCE | May | 5 | 1 | 0
Demand Response | SCE | May | 5 | 2 | 0
Demand Response | SCE | May | 5 | 3 | 0
Demand Response | SCE | May | 5 | 4 | 0
Demand Response | SCE | May | 5 | 5 | 0
Demand Response | SCE | May | 5 | 6 | 0
Demand Response | SCE | May | 5 | 7 | 0
Demand Response | SCE | May | 5 | 8 | 0
Demand Response | SCE | May | 5 | 9 | 0
Demand Response | SCE | May | 5 | 10 | 0
Demand Response | SCE | May | 5 | 11 | 0
Demand Response | SCE | May | 5 | 12 | 0
Demand Response | SCE | May | 5 | 13 | 0
Demand Response | SCE | May | 5 | 14 | 0
Demand Response | SCE | May | 5 | 15 | 0
Demand Response | SCE | May | 5 | 16 | 0
Demand Response | SCE | May | 5 | 17 | 0
Demand Response | SCE | May | 5 | 18 | 0
Demand Response | SCE | May | 5 | 19 | 0
Demand Response | SCE | May | 5 | 20 | 0
Demand Response | SCE | May | 5 | 21 | 0
Demand Response | SCE | May | 5 | 22 | 0
Demand Response | SCE | May | 5 | 23 | 0
Demand Response | SCE | May | 5 | 24 | 0
Demand Response | SCE | June | 6 | 1 | 0
Demand Response | SCE | June | 6 | 2 | 0
Demand Response | SCE | June | 6 | 3 | 0
Demand Response | SCE | June | 6 | 4 | 0
Demand Response | SCE | June | 6 | 5 | 0
Demand Response | SCE | June | 6 | 6 | 0
Demand Response | SCE | June | 6 | 7 | 0
Demand Response | SCE | June | 6 | 8 | 0
Demand Response | SCE | June | 6 | 9 | 0
Demand Response | SCE | June | 6 | 10 | 0
Demand Response | SCE | June | 6 | 11 | 0
Demand Response | SCE | June | 6 | 12 | 0
Demand Response | SCE | June | 6 | 13 | 0
Demand Response | SCE | June | 6 | 14 | 0
Demand Response | SCE | June | 6 | 15 | 0
Demand Response | SCE | June | 6 | 16 | 0
Demand Response | SCE | June | 6 | 17 | 0
Demand Response | SCE | June | 6 | 18 | 0
Demand Response | SCE | June | 6 | 19 | 0
Demand Response | SCE | June | 6 | 20 | 0
Demand Response | SCE | June | 6 | 21 | 0
Demand Response | SCE | June | 6 | 22 | 0
Demand Response | SCE | June | 6 | 23 | 0
Demand Response | SCE | June | 6 | 24 | 0
Demand Response | SCE | July | 7 | 1 | 0
Demand Response | SCE | July | 7 | 2 | 0
Demand Response | SCE | July | 7 | 3 | 0
Demand Response | SCE | July | 7 | 4 | 0
Demand Response | SCE | July | 7 | 5 | 0
Demand Response | SCE | July | 7 | 6 | 0
Demand Response | SCE | July | 7 | 7 | 0
Demand Response | SCE | July | 7 | 8 | 0
Demand Response | SCE | July | 7 | 9 | 0
Demand Response | SCE | July | 7 | 10 | 0
Demand Response | SCE | July | 7 | 11 | 0
Demand Response | SCE | July | 7 | 12 | 0
Demand Response | SCE | July | 7 | 13 | 0
Demand Response | SCE | July | 7 | 14 | 0
Demand Response | SCE | July | 7 | 15 | 0
Demand Response | SCE | July | 7 | 16 | 0
Demand Response | SCE | July | 7 | 17 | 0
Demand Response | SCE | July | 7 | 18 | 0
Demand Response | SCE | July | 7 | 19 | 0
Demand Response | SCE | July | 7 | 20 | 0
Demand Response | SCE | July | 7 | 21 | 0
Demand Response | SCE | July | 7 | 22 | 0
Demand Response | SCE | July | 7 | 23 | 0
Demand Response | SCE | July | 7 | 24 | 0
Demand Response | SCE | August | 8 | 1 | 0
Demand Response | SCE | August | 8 | 2 | 0
Demand Response | SCE | August | 8 | 3 | 0
Demand Response | SCE | August | 8 | 4 | 0
Demand Response | SCE | August | 8 | 5 | 0
Demand Response | SCE | August | 8 | 6 | 0
Demand Response | SCE | August | 8 | 7 | 0
Demand Response | SCE | August | 8 | 8 | 0
Demand Response | SCE | August | 8 | 9 | 0
Demand Response | SCE | August | 8 | 10 | 0
Demand Response | SCE | August | 8 | 11 | 0
Demand Response | SCE | August | 8 | 12 | 0
Demand Response | SCE | August | 8 | 13 | 0
Demand Response | SCE | August | 8 | 14 | 0
Demand Response | SCE | August | 8 | 15 | 0
Demand Response | SCE | August | 8 | 16 | 0
Demand Response | SCE | August | 8 | 17 | 0
Demand Response | SCE | August | 8 | 18 | 0
Demand Response | SCE | August | 8 | 19 | 0
Demand Response | SCE | August | 8 | 20 | 0
Demand Response | SCE | August | 8 | 21 | 0
Demand Response | SCE | August | 8 | 22 | 0
Demand Response | SCE | August | 8 | 23 | 0
Demand Response | SCE | August | 8 | 24 | 0
Demand Response | SCE | September | 9 | 1 | 0
Demand Response | SCE | September | 9 | 2 | 0
Demand Response | SCE | September | 9 | 3 | 0
Demand Response | SCE | September | 9 | 4 | 0
Demand Response | SCE | September | 9 | 5 | 0
Demand Response | SCE | September | 9 | 6 | 0
Demand Response | SCE | September | 9 | 7 | 0
Demand Response | SCE | September | 9 | 8 | 0
Demand Response | SCE | September | 9 | 9 | 0
Demand Response | SCE | September | 9 | 10 | 0
Demand Response | SCE | September | 9 | 11 | 0
Demand Response | SCE | September | 9 | 12 | 0
Demand Response | SCE | September | 9 | 13 | 0
Demand Response | SCE | September | 9 | 14 | 0
Demand Response | SCE | September | 9 | 15 | 0
Demand Response | SCE | September | 9 | 16 | 0
Demand Response | SCE | September | 9 | 17 | 0
Demand Response | SCE | September | 9 | 18 | 0
Demand Response | SCE | September | 9 | 19 | 0
Demand Response | SCE | September | 9 | 20 | 0
Demand Response | SCE | September | 9 | 21 | 0
Demand Response | SCE | September | 9 | 22 | 0
Demand Response | SCE | September | 9 | 23 | 0
Demand Response | SCE | September | 9 | 24 | 0
Demand Response | SCE | October | 10 | 1 | 0
Demand Response | SCE | October | 10 | 2 | 0
Demand Response | SCE | October | 10 | 3 | 0
Demand Response | SCE | October | 10 | 4 | 0
Demand Response | SCE | October | 10 | 5 | 0
Demand Response | SCE | October | 10 | 6 | 0
Demand Response | SCE | October | 10 | 7 | 0
Demand Response | SCE | October | 10 | 8 | 0
Demand Response | SCE | October | 10 | 9 | 0
Demand Response | SCE | October | 10 | 10 | 0
Demand Response | SCE | October | 10 | 11 | 0
Demand Response | SCE | October | 10 | 12 | 0
Demand Response | SCE | October | 10 | 13 | 0
Demand Response | SCE | October | 10 | 14 | 0
Demand Response | SCE | October | 10 | 15 | 0
Demand Response | SCE | October | 10 | 16 | 0
Demand Response | SCE | October | 10 | 17 | 0
Demand Response | SCE | October | 10 | 18 | 0
Demand Response | SCE | October | 10 | 19 | 0
Demand Response | SCE | October | 10 | 20 | 0
Demand Response | SCE | October | 10 | 21 | 0
Demand Response | SCE | October | 10 | 22 | 0
Demand Response | SCE | October | 10 | 23 | 0
Demand Response | SCE | October | 10 | 24 | 0
Demand Response | SCE | November | 11 | 1 | 0
Demand Response | SCE | November | 11 | 2 | 0
Demand Response | SCE | November | 11 | 3 | 0
Demand Response | SCE | November | 11 | 4 | 0
Demand Response | SCE | November | 11 | 5 | 0
Demand Response | SCE | November | 11 | 6 | 0
Demand Response | SCE | November | 11 | 7 | 0
Demand Response | SCE | November | 11 | 8 | 0
Demand Response | SCE | November | 11 | 9 | 0
Demand Response | SCE | November | 11 | 10 | 0
Demand Response | SCE | November | 11 | 11 | 0
Demand Response | SCE | November | 11 | 12 | 0
Demand Response | SCE | November | 11 | 13 | 0
Demand Response | SCE | November | 11 | 14 | 0
Demand Response | SCE | November | 11 | 15 | 0
Demand Response | SCE | November | 11 | 16 | 0
Demand Response | SCE | November | 11 | 17 | 0
Demand Response | SCE | November | 11 | 18 | 0
Demand Response | SCE | November | 11 | 19 | 0
Demand Response | SCE | November | 11 | 20 | 0
Demand Response | SCE | November | 11 | 21 | 0
Demand Response | SCE | November | 11 | 22 | 0
Demand Response | SCE | November | 11 | 23 | 0
Demand Response | SCE | November | 11 | 24 | 0
Demand Response | SCE | December | 12 | 1 | 0
Demand Response | SCE | December | 12 | 2 | 0
Demand Response | SCE | December | 12 | 3 | 0
Demand Response | SCE | December | 12 | 4 | 0
Demand Response | SCE | December | 12 | 5 | 0
Demand Response | SCE | December | 12 | 6 | 0
Demand Response | SCE | December | 12 | 7 | 0
Demand Response | SCE | December | 12 | 8 | 0
Demand Response | SCE | December | 12 | 9 | 0
Demand Response | SCE | December | 12 | 10 | 0
Demand Response | SCE | December | 12 | 11 | 0
Demand Response | SCE | December | 12 | 12 | 0
Demand Response | SCE | December | 12 | 13 | 0
Demand Response | SCE | December | 12 | 14 | 0
Demand Response | SCE | December | 12 | 15 | 0
Demand Response | SCE | December | 12 | 16 | 0
Demand Response | SCE | December | 12 | 17 | 0
Demand Response | SCE | December | 12 | 18 | 0
Demand Response | SCE | December | 12 | 19 | 0
Demand Response | SCE | December | 12 | 20 | 0
Demand Response | SCE | December | 12 | 21 | 0
Demand Response | SCE | December | 12 | 22 | 0
Demand Response | SCE | December | 12 | 23 | 0
Demand Response | SCE | December | 12 | 24 | 0
Demand Response | SDGE | January | 1 | 1 | 0
Demand Response | SDGE | January | 1 | 2 | 0
Demand Response | SDGE | January | 1 | 3 | 0
Demand Response | SDGE | January | 1 | 4 | 0
Demand Response | SDGE | January | 1 | 5 | 0
Demand Response | SDGE | January | 1 | 6 | 0
Demand Response | SDGE | January | 1 | 7 | 0
Demand Response | SDGE | January | 1 | 8 | 0
Demand Response | SDGE | January | 1 | 9 | 0
Demand Response | SDGE | January | 1 | 10 | 0
Demand Response | SDGE | January | 1 | 11 | 0
Demand Response | SDGE | January | 1 | 12 | 0
Demand Response | SDGE | January | 1 | 13 | 0
Demand Response | SDGE | January | 1 | 14 | 0
Demand Response | SDGE | January | 1 | 15 | 0
Demand Response | SDGE | January | 1 | 16 | 0
Demand Response | SDGE | January | 1 | 17 | 0
Demand Response | SDGE | January | 1 | 18 | 0
Demand Response | SDGE | January | 1 | 19 | 0
Demand Response | SDGE | January | 1 | 20 | 0
Demand Response | SDGE | January | 1 | 21 | 0
Demand Response | SDGE | January | 1 | 22 | 0
Demand Response | SDGE | January | 1 | 23 | 0
Demand Response | SDGE | January | 1 | 24 | 0
Demand Response | SDGE | February | 2 | 1 | 0
Demand Response | SDGE | February | 2 | 2 | 0
Demand Response | SDGE | February | 2 | 3 | 0
Demand Response | SDGE | February | 2 | 4 | 0
Demand Response | SDGE | February | 2 | 5 | 0
Demand Response | SDGE | February | 2 | 6 | 0
Demand Response | SDGE | February | 2 | 7 | 0
Demand Response | SDGE | February | 2 | 8 | 0
Demand Response | SDGE | February | 2 | 9 | 0
Demand Response | SDGE | February | 2 | 10 | 0
Demand Response | SDGE | February | 2 | 11 | 0
Demand Response | SDGE | February | 2 | 12 | 0
Demand Response | SDGE | February | 2 | 13 | 0
Demand Response | SDGE | February | 2 | 14 | 0
Demand Response | SDGE | February | 2 | 15 | 0
Demand Response | SDGE | February | 2 | 16 | 0
Demand Response | SDGE | February | 2 | 17 | 0
Demand Response | SDGE | February | 2 | 18 | 0
Demand Response | SDGE | February | 2 | 19 | 0
Demand Response | SDGE | February | 2 | 20 | 0
Demand Response | SDGE | February | 2 | 21 | 0
Demand Response | SDGE | February | 2 | 22 | 0
Demand Response | SDGE | February | 2 | 23 | 0
Demand Response | SDGE | February | 2 | 24 | 0
Demand Response | SDGE | March | 3 | 1 | 0
Demand Response | SDGE | March | 3 | 2 | 0
Demand Response | SDGE | March | 3 | 3 | 0
Demand Response | SDGE | March | 3 | 4 | 0
Demand Response | SDGE | March | 3 | 5 | 0
Demand Response | SDGE | March | 3 | 6 | 0
Demand Response | SDGE | March | 3 | 7 | 0
Demand Response | SDGE | March | 3 | 8 | 0
Demand Response | SDGE | March | 3 | 9 | 0
Demand Response | SDGE | March | 3 | 10 | 0
Demand Response | SDGE | March | 3 | 11 | 0
Demand Response | SDGE | March | 3 | 12 | 0
Demand Response | SDGE | March | 3 | 13 | 0
Demand Response | SDGE | March | 3 | 14 | 0
Demand Response | SDGE | March | 3 | 15 | 0
Demand Response | SDGE | March | 3 | 16 | 0
Demand Response | SDGE | March | 3 | 17 | 0
Demand Response | SDGE | March | 3 | 18 | 0
Demand Response | SDGE | March | 3 | 19 | 0
Demand Response | SDGE | March | 3 | 20 | 0
Demand Response | SDGE | March | 3 | 21 | 0
Demand Response | SDGE | March | 3 | 22 | 0
Demand Response | SDGE | March | 3 | 23 | 0
Demand Response | SDGE | March | 3 | 24 | 0
Demand Response | SDGE | April | 4 | 1 | 0
Demand Response | SDGE | April | 4 | 2 | 0
Demand Response | SDGE | April | 4 | 3 | 0
Demand Response | SDGE | April | 4 | 4 | 0
Demand Response | SDGE | April | 4 | 5 | 0
Demand Response | SDGE | April | 4 | 6 | 0
Demand Response | SDGE | April | 4 | 7 | 0
Demand Response | SDGE | April | 4 | 8 | 0
Demand Response | SDGE | April | 4 | 9 | 0
Demand Response | SDGE | April | 4 | 10 | 0
Demand Response | SDGE | April | 4 | 11 | 0
Demand Response | SDGE | April | 4 | 12 | 0
Demand Response | SDGE | April | 4 | 13 | 0
Demand Response | SDGE | April | 4 | 14 | 0
Demand Response | SDGE | April | 4 | 15 | 0
Demand Response | SDGE | April | 4 | 16 | 0
Demand Response | SDGE | April | 4 | 17 | 0
Demand Response | SDGE | April | 4 | 18 | 0
Demand Response | SDGE | April | 4 | 19 | 0
Demand Response | SDGE | April | 4 | 20 | 0
Demand Response | SDGE | April | 4 | 21 | 0
Demand Response | SDGE | April | 4 | 22 | 0
Demand Response | SDGE | April | 4 | 23 | 0
Demand Response | SDGE | April | 4 | 24 | 0
Demand Response | SDGE | May | 5 | 1 | 0
Demand Response | SDGE | May | 5 | 2 | 0
Demand Response | SDGE | May | 5 | 3 | 0
Demand Response | SDGE | May | 5 | 4 | 0
Demand Response | SDGE | May | 5 | 5 | 0
Demand Response | SDGE | May | 5 | 6 | 0
Demand Response | SDGE | May | 5 | 7 | 0
Demand Response | SDGE | May | 5 | 8 | 0
Demand Response | SDGE | May | 5 | 9 | 0
Demand Response | SDGE | May | 5 | 10 | 0
Demand Response | SDGE | May | 5 | 11 | 0
Demand Response | SDGE | May | 5 | 12 | 0
Demand Response | SDGE | May | 5 | 13 | 0
Demand Response | SDGE | May | 5 | 14 | 0
Demand Response | SDGE | May | 5 | 15 | 0
Demand Response | SDGE | May | 5 | 16 | 0
Demand Response | SDGE | May | 5 | 17 | 0
Demand Response | SDGE | May | 5 | 18 | 0
Demand Response | SDGE | May | 5 | 19 | 0
Demand Response | SDGE | May | 5 | 20 | 0
Demand Response | SDGE | May | 5 | 21 | 0
Demand Response | SDGE | May | 5 | 22 | 0
Demand Response | SDGE | May | 5 | 23 | 0
Demand Response | SDGE | May | 5 | 24 | 0
Demand Response | SDGE | June | 6 | 1 | 0
Demand Response | SDGE | June | 6 | 2 | 0
Demand Response | SDGE | June | 6 | 3 | 0
Demand Response | SDGE | June | 6 | 4 | 0
Demand Response | SDGE | June | 6 | 5 | 0
Demand Response | SDGE | June | 6 | 6 | 0
Demand Response | SDGE | June | 6 | 7 | 0
Demand Response | SDGE | June | 6 | 8 | 0
Demand Response | SDGE | June | 6 | 9 | 0
Demand Response | SDGE | June | 6 | 10 | 0
Demand Response | SDGE | June | 6 | 11 | 0
Demand Response | SDGE | June | 6 | 12 | 0
Demand Response | SDGE | June | 6 | 13 | 0
Demand Response | SDGE | June | 6 | 14 | 0
Demand Response | SDGE | June | 6 | 15 | 0
Demand Response | SDGE | June | 6 | 16 | 0
Demand Response | SDGE | June | 6 | 17 | 0
Demand Response | SDGE | June | 6 | 18 | 0
Demand Response | SDGE | June | 6 | 19 | 0
Demand Response | SDGE | June | 6 | 20 | 0
Demand Response | SDGE | June | 6 | 21 | 0
Demand Response | SDGE | June | 6 | 22 | 0
Demand Response | SDGE | June | 6 | 23 | 0
Demand Response | SDGE | June | 6 | 24 | 0
Demand Response | SDGE | July | 7 | 1 | 0
Demand Response | SDGE | July | 7 | 2 | 0
Demand Response | SDGE | July | 7 | 3 | 0
Demand Response | SDGE | July | 7 | 4 | 0
Demand Response | SDGE | July | 7 | 5 | 0
Demand Response | SDGE | July | 7 | 6 | 0
Demand Response | SDGE | July | 7 | 7 | 0
Demand Response | SDGE | July | 7 | 8 | 0
Demand Response | SDGE | July | 7 | 9 | 0
Demand Response | SDGE | July | 7 | 10 | 0
Demand Response | SDGE | July | 7 | 11 | 0
Demand Response | SDGE | July | 7 | 12 | 0
Demand Response | SDGE | July | 7 | 13 | 0
Demand Response | SDGE | July | 7 | 14 | 0
Demand Response | SDGE | July | 7 | 15 | 0
Demand Response | SDGE | July | 7 | 16 | 0
Demand Response | SDGE | July | 7 | 17 | 0
Demand Response | SDGE | July | 7 | 18 | 0
Demand Response | SDGE | July | 7 | 19 | 0
Demand Response | SDGE | July | 7 | 20 | 0
Demand Response | SDGE | July | 7 | 21 | 0
Demand Response | SDGE | July | 7 | 22 | 0
Demand Response | SDGE | July | 7 | 23 | 0
Demand Response | SDGE | July | 7 | 24 | 0
Demand Response | SDGE | August | 8 | 1 | 0
Demand Response | SDGE | August | 8 | 2 | 0
Demand Response | SDGE | August | 8 | 3 | 0
Demand Response | SDGE | August | 8 | 4 | 0
Demand Response | SDGE | August | 8 | 5 | 0
Demand Response | SDGE | August | 8 | 6 | 0
Demand Response | SDGE | August | 8 | 7 | 0
Demand Response | SDGE | August | 8 | 8 | 0
Demand Response | SDGE | August | 8 | 9 | 0
Demand Response | SDGE | August | 8 | 10 | 0
Demand Response | SDGE | August | 8 | 11 | 0
Demand Response | SDGE | August | 8 | 12 | 0
Demand Response | SDGE | August | 8 | 13 | 0
Demand Response | SDGE | August | 8 | 14 | 0
Demand Response | SDGE | August | 8 | 15 | 0
Demand Response | SDGE | August | 8 | 16 | 0
Demand Response | SDGE | August | 8 | 17 | 0
Demand Response | SDGE | August | 8 | 18 | 0
Demand Response | SDGE | August | 8 | 19 | 0
Demand Response | SDGE | August | 8 | 20 | 0
Demand Response | SDGE | August | 8 | 21 | 0
Demand Response | SDGE | August | 8 | 22 | 0
Demand Response | SDGE | August | 8 | 23 | 0
Demand Response | SDGE | August | 8 | 24 | 0
Demand Response | SDGE | September | 9 | 1 | 0
Demand Response | SDGE | September | 9 | 2 | 0
Demand Response | SDGE | September | 9 | 3 | 0
Demand Response | SDGE | September | 9 | 4 | 0
Demand Response | SDGE | September | 9 | 5 | 0
Demand Response | SDGE | September | 9 | 6 | 0
Demand Response | SDGE | September | 9 | 7 | 0
Demand Response | SDGE | September | 9 | 8 | 0
Demand Response | SDGE | September | 9 | 9 | 0
Demand Response | SDGE | September | 9 | 10 | 0
Demand Response | SDGE | September | 9 | 11 | 0
Demand Response | SDGE | September | 9 | 12 | 0
Demand Response | SDGE | September | 9 | 13 | 0
Demand Response | SDGE | September | 9 | 14 | 0
Demand Response | SDGE | September | 9 | 15 | 0
Demand Response | SDGE | September | 9 | 16 | 0
Demand Response | SDGE | September | 9 | 17 | 0
Demand Response | SDGE | September | 9 | 18 | 0
Demand Response | SDGE | September | 9 | 19 | 0
Demand Response | SDGE | September | 9 | 20 | 0
Demand Response | SDGE | September | 9 | 21 | 0
Demand Response | SDGE | September | 9 | 22 | 0
Demand Response | SDGE | September | 9 | 23 | 0
Demand Response | SDGE | September | 9 | 24 | 0
Demand Response | SDGE | October | 10 | 1 | 0
Demand Response | SDGE | October | 10 | 2 | 0
Demand Response | SDGE | October | 10 | 3 | 0
Demand Response | SDGE | October | 10 | 4 | 0
Demand Response | SDGE | October | 10 | 5 | 0
Demand Response | SDGE | October | 10 | 6 | 0
Demand Response | SDGE | October | 10 | 7 | 0
Demand Response | SDGE | October | 10 | 8 | 0
Demand Response | SDGE | October | 10 | 9 | 0
Demand Response | SDGE | October | 10 | 10 | 0
Demand Response | SDGE | October | 10 | 11 | 0
Demand Response | SDGE | October | 10 | 12 | 0
Demand Response | SDGE | October | 10 | 13 | 0
Demand Response | SDGE | October | 10 | 14 | 0
Demand Response | SDGE | October | 10 | 15 | 0
Demand Response | SDGE | October | 10 | 16 | 0
Demand Response | SDGE | October | 10 | 17 | 0
Demand Response | SDGE | October | 10 | 18 | 0
Demand Response | SDGE | October | 10 | 19 | 0
Demand Response | SDGE | October | 10 | 20 | 0
Demand Response | SDGE | October | 10 | 21 | 0
Demand Response | SDGE | October | 10 | 22 | 0
Demand Response | SDGE | October | 10 | 23 | 0
Demand Response | SDGE | October | 10 | 24 | 0
Demand Response | SDGE | November | 11 | 1 | 0
Demand Response | SDGE | November | 11 | 2 | 0
Demand Response | SDGE | November | 11 | 3 | 0
Demand Response | SDGE | November | 11 | 4 | 0
Demand Response | SDGE | November | 11 | 5 | 0
Demand Response | SDGE | November | 11 | 6 | 0
Demand Response | SDGE | November | 11 | 7 | 0
Demand Response | SDGE | November | 11 | 8 | 0
Demand Response | SDGE | November | 11 | 9 | 0
Demand Response | SDGE | November | 11 | 10 | 0
Demand Response | SDGE | November | 11 | 11 | 0
Demand Response | SDGE | November | 11 | 12 | 0
Demand Response | SDGE | November | 11 | 13 | 0
Demand Response | SDGE | November | 11 | 14 | 0
Demand Response | SDGE | November | 11 | 15 | 0
Demand Response | SDGE | November | 11 | 16 | 0
Demand Response | SDGE | November | 11 | 17 | 0
Demand Response | SDGE | November | 11 | 18 | 0
Demand Response | SDGE | November | 11 | 19 | 0
Demand Response | SDGE | November | 11 | 20 | 0
Demand Response | SDGE | November | 11 | 21 | 0
Demand Response | SDGE | November | 11 | 22 | 0
Demand Response | SDGE | November | 11 | 23 | 0
Demand Response | SDGE | November | 11 | 24 | 0
Demand Response | SDGE | December | 12 | 1 | 0
Demand Response | SDGE | December | 12 | 2 | 0
Demand Response | SDGE | December | 12 | 3 | 0
Demand Response | SDGE | December | 12 | 4 | 0
Demand Response | SDGE | December | 12 | 5 | 0
Demand Response | SDGE | December | 12 | 6 | 0
Demand Response | SDGE | December | 12 | 7 | 0
Demand Response | SDGE | December | 12 | 8 | 0
Demand Response | SDGE | December | 12 | 9 | 0
Demand Response | SDGE | December | 12 | 10 | 0
Demand Response | SDGE | December | 12 | 11 | 0
Demand Response | SDGE | December | 12 | 12 | 0
Demand Response | SDGE | December | 12 | 13 | 0
Demand Response | SDGE | December | 12 | 14 | 0
Demand Response | SDGE | December | 12 | 15 | 0
Demand Response | SDGE | December | 12 | 16 | 0
Demand Response | SDGE | December | 12 | 17 | 0
Demand Response | SDGE | December | 12 | 18 | 0
Demand Response | SDGE | December | 12 | 19 | 0
Demand Response | SDGE | December | 12 | 20 | 0
Demand Response | SDGE | December | 12 | 21 | 0
Demand Response | SDGE | December | 12 | 22 | 0
Demand Response | SDGE | December | 12 | 23 | 0
Demand Response | SDGE | December | 12 | 24 | 0
Leap | PGE | January | 1 | 1 | 0
Leap | PGE | January | 1 | 2 | 0
Leap | PGE | January | 1 | 3 | 0
Leap | PGE | January | 1 | 4 | 0
Leap | PGE | January | 1 | 5 | 0
Leap | PGE | January | 1 | 6 | 0
Leap | PGE | January | 1 | 7 | 0
Leap | PGE | January | 1 | 8 | 0
Leap | PGE | January | 1 | 9 | 0
Leap | PGE | January | 1 | 10 | 0
Leap | PGE | January | 1 | 11 | 0
Leap | PGE | January | 1 | 12 | 0
Leap | PGE | January | 1 | 13 | 0
Leap | PGE | January | 1 | 14 | 0
Leap | PGE | January | 1 | 15 | 0
Leap | PGE | January | 1 | 16 | 0
Leap | PGE | January | 1 | 17 | 1.4463
Leap | PGE | January | 1 | 18 | 1.2455
Leap | PGE | January | 1 | 19 | 1
Leap | PGE | January | 1 | 20 | 0.74547
Leap | PGE | January | 1 | 21 | 0.49512
Leap | PGE | January | 1 | 22 | 0
Leap | PGE | January | 1 | 23 | 0
Leap | PGE | January | 1 | 24 | 0
Leap | PGE | February | 2 | 1 | 0
Leap | PGE | February | 2 | 2 | 0
Leap | PGE | February | 2 | 3 | 0
Leap | PGE | February | 2 | 4 | 0
Leap | PGE | February | 2 | 5 | 0
Leap | PGE | February | 2 | 6 | 0
Leap | PGE | February | 2 | 7 | 0
Leap | PGE | February | 2 | 8 | 0
Leap | PGE | February | 2 | 9 | 0
Leap | PGE | February | 2 | 10 | 0
Leap | PGE | February | 2 | 11 | 0
Leap | PGE | February | 2 | 12 | 0
Leap | PGE | February | 2 | 13 | 0
Leap | PGE | February | 2 | 14 | 0
Leap | PGE | February | 2 | 15 | 0
Leap | PGE | February | 2 | 16 | 0
Leap | PGE | February | 2 | 17 | 1.4744
Leap | PGE | February | 2 | 18 | 1.2068
Leap | PGE | February | 2 | 19 | 1
Leap | PGE | February | 2 | 20 | 0.70019
Leap | PGE | February | 2 | 21 | 0.71347
Leap | PGE | February | 2 | 22 | 0
Leap | PGE | February | 2 | 23 | 0
Leap | PGE | February | 2 | 24 | 0
Leap | PGE | March | 3 | 1 | 0
Leap | PGE | March | 3 | 2 | 0
Leap | PGE | March | 3 | 3 | 0
Leap | PGE | March | 3 | 4 | 0
Leap | PGE | March | 3 | 5 | 0
Leap | PGE | March | 3 | 6 | 0
Leap | PGE | March | 3 | 7 | 0
Leap | PGE | March | 3 | 8 | 0
Leap | PGE | March | 3 | 9 | 0
Leap | PGE | March | 3 | 10 | 0
Leap | PGE | March | 3 | 11 | 0
Leap | PGE | March | 3 | 12 | 0
Leap | PGE | March | 3 | 13 | 0
Leap | PGE | March | 3 | 14 | 0
Leap | PGE | March | 3 | 15 | 0
Leap | PGE | March | 3 | 16 | 0
Leap | PGE | March | 3 | 17 | 0
Leap | PGE | March | 3 | 18 | 1.0267
Leap | PGE | March | 3 | 19 | 1
Leap | PGE | March | 3 | 20 | 0.66649
Leap | PGE | March | 3 | 21 | 0.51335
Leap | PGE | March | 3 | 22 | 0.74714
Leap | PGE | March | 3 | 23 | 0
Leap | PGE | March | 3 | 24 | 0
Leap | PGE | April | 4 | 1 | 0
Leap | PGE | April | 4 | 2 | 0
Leap | PGE | April | 4 | 3 | 0
Leap | PGE | April | 4 | 4 | 0
Leap | PGE | April | 4 | 5 | 0
Leap | PGE | April | 4 | 6 | 0
Leap | PGE | April | 4 | 7 | 0
Leap | PGE | April | 4 | 8 | 0
Leap | PGE | April | 4 | 9 | 0
Leap | PGE | April | 4 | 10 | 0
Leap | PGE | April | 4 | 11 | 0
Leap | PGE | April | 4 | 12 | 0
Leap | PGE | April | 4 | 13 | 0
Leap | PGE | April | 4 | 14 | 0
Leap | PGE | April | 4 | 15 | 0
Leap | PGE | April | 4 | 16 | 0
Leap | PGE | April | 4 | 17 | 0
Leap | PGE | April | 4 | 18 | 1.1352
Leap | PGE | April | 4 | 19 | 1
Leap | PGE | April | 4 | 20 | 1.0596
Leap | PGE | April | 4 | 21 | 0.723
Leap | PGE | April | 4 | 22 | 0.77887
Leap | PGE | April | 4 | 23 | 0
Leap | PGE | April | 4 | 24 | 0
Leap | PGE | May | 5 | 1 | 0
Leap | PGE | May | 5 | 2 | 0
Leap | PGE | May | 5 | 3 | 0
Leap | PGE | May | 5 | 4 | 0
Leap | PGE | May | 5 | 5 | 0
Leap | PGE | May | 5 | 6 | 0
Leap | PGE | May | 5 | 7 | 0
Leap | PGE | May | 5 | 8 | 0
Leap | PGE | May | 5 | 9 | 0
Leap | PGE | May | 5 | 10 | 0
Leap | PGE | May | 5 | 11 | 0
Leap | PGE | May | 5 | 12 | 0
Leap | PGE | May | 5 | 13 | 0
Leap | PGE | May | 5 | 14 | 0
Leap | PGE | May | 5 | 15 | 0
Leap | PGE | May | 5 | 16 | 0
Leap | PGE | May | 5 | 17 | 0
Leap | PGE | May | 5 | 18 | 1.4613
Leap | PGE | May | 5 | 19 | 0.97624
Leap | PGE | May | 5 | 20 | 1
Leap | PGE | May | 5 | 21 | 0.63009
Leap | PGE | May | 5 | 22 | 0.7039
Leap | PGE | May | 5 | 23 | 0
Leap | PGE | May | 5 | 24 | 0
Leap | PGE | June | 6 | 1 | 0
Leap | PGE | June | 6 | 2 | 0
Leap | PGE | June | 6 | 3 | 0
Leap | PGE | June | 6 | 4 | 0
Leap | PGE | June | 6 | 5 | 0
Leap | PGE | June | 6 | 6 | 0
Leap | PGE | June | 6 | 7 | 0
Leap | PGE | June | 6 | 8 | 0
Leap | PGE | June | 6 | 9 | 0
Leap | PGE | June | 6 | 10 | 0
Leap | PGE | June | 6 | 11 | 0
Leap | PGE | June | 6 | 12 | 0
Leap | PGE | June | 6 | 13 | 0
Leap | PGE | June | 6 | 14 | 0
Leap | PGE | June | 6 | 15 | 0
Leap | PGE | June | 6 | 16 | 0
Leap | PGE | June | 6 | 17 | 1.267
Leap | PGE | June | 6 | 18 | 1
Leap | PGE | June | 6 | 19 | 0.76449
Leap | PGE | June | 6 | 20 | 0.648
Leap | PGE | June | 6 | 21 | 0.60119
Leap | PGE | June | 6 | 22 | 0
Leap | PGE | June | 6 | 23 | 0
Leap | PGE | June | 6 | 24 | 0
Leap | PGE | July | 7 | 1 | 0
Leap | PGE | July | 7 | 2 | 0
Leap | PGE | July | 7 | 3 | 0
Leap | PGE | July | 7 | 4 | 0
Leap | PGE | July | 7 | 5 | 0
Leap | PGE | July | 7 | 6 | 0
Leap | PGE | July | 7 | 7 | 0
Leap | PGE | July | 7 | 8 | 0
Leap | PGE | July | 7 | 9 | 0
Leap | PGE | July | 7 | 10 | 0
Leap | PGE | July | 7 | 11 | 0
Leap | PGE | July | 7 | 12 | 0
Leap | PGE | July | 7 | 13 | 0
Leap | PGE | July | 7 | 14 | 0
Leap | PGE | July | 7 | 15 | 0
Leap | PGE | July | 7 | 16 | 0
Leap | PGE | July | 7 | 17 | 1
Leap | PGE | July | 7 | 18 | 0.76705
Leap | PGE | July | 7 | 19 | 0.58197
Leap | PGE | July | 7 | 20 | 0.47941
Leap | PGE | July | 7 | 21 | 0.43344
Leap | PGE | July | 7 | 22 | 0
Leap | PGE | July | 7 | 23 | 0
Leap | PGE | July | 7 | 24 | 0
Leap | PGE | August | 8 | 1 | 0
Leap | PGE | August | 8 | 2 | 0
Leap | PGE | August | 8 | 3 | 0
Leap | PGE | August | 8 | 4 | 0
Leap | PGE | August | 8 | 5 | 0
Leap | PGE | August | 8 | 6 | 0
Leap | PGE | August | 8 | 7 | 0
Leap | PGE | August | 8 | 8 | 0
Leap | PGE | August | 8 | 9 | 0
Leap | PGE | August | 8 | 10 | 0
Leap | PGE | August | 8 | 11 | 0
Leap | PGE | August | 8 | 12 | 0
Leap | PGE | August | 8 | 13 | 0
Leap | PGE | August | 8 | 14 | 0
Leap | PGE | August | 8 | 15 | 0
Leap | PGE | August | 8 | 16 | 0
Leap | PGE | August | 8 | 17 | 1.3189
Leap | PGE | August | 8 | 18 | 1
Leap | PGE | August | 8 | 19 | 0.73497
Leap | PGE | August | 8 | 20 | 0.58907
Leap | PGE | August | 8 | 21 | 0.5224
Leap | PGE | August | 8 | 22 | 0
Leap | PGE | August | 8 | 23 | 0
Leap | PGE | August | 8 | 24 | 0
Leap | PGE | September | 9 | 1 | 0
Leap | PGE | September | 9 | 2 | 0
Leap | PGE | September | 9 | 3 | 0
Leap | PGE | September | 9 | 4 | 0
Leap | PGE | September | 9 | 5 | 0
Leap | PGE | September | 9 | 6 | 0
Leap | PGE | September | 9 | 7 | 0
Leap | PGE | September | 9 | 8 | 0
Leap | PGE | September | 9 | 9 | 0
Leap | PGE | September | 9 | 10 | 0
Leap | PGE | September | 9 | 11 | 0
Leap | PGE | September | 9 | 12 | 0
Leap | PGE | September | 9 | 13 | 0
Leap | PGE | September | 9 | 14 | 0
Leap | PGE | September | 9 | 15 | 0
Leap | PGE | September | 9 | 16 | 0
Leap | PGE | September | 9 | 17 | 1
Leap | PGE | September | 9 | 18 | 0.75453
Leap | PGE | September | 9 | 19 | 0.54733
Leap | PGE | September | 9 | 20 | 0.44489
Leap | PGE | September | 9 | 21 | 0.37682
Leap | PGE | September | 9 | 22 | 0
Leap | PGE | September | 9 | 23 | 0
Leap | PGE | September | 9 | 24 | 0
Leap | PGE | October | 10 | 1 | 0
Leap | PGE | October | 10 | 2 | 0
Leap | PGE | October | 10 | 3 | 0
Leap | PGE | October | 10 | 4 | 0
Leap | PGE | October | 10 | 5 | 0
Leap | PGE | October | 10 | 6 | 0
Leap | PGE | October | 10 | 7 | 0
Leap | PGE | October | 10 | 8 | 0
Leap | PGE | October | 10 | 9 | 0
Leap | PGE | October | 10 | 10 | 0
Leap | PGE | October | 10 | 11 | 0
Leap | PGE | October | 10 | 12 | 0
Leap | PGE | October | 10 | 13 | 0
Leap | PGE | October | 10 | 14 | 0
Leap | PGE | October | 10 | 15 | 0
Leap | PGE | October | 10 | 16 | 0
Leap | PGE | October | 10 | 17 | 1
Leap | PGE | October | 10 | 18 | 0.74075
Leap | PGE | October | 10 | 19 | 0.55625
Leap | PGE | October | 10 | 20 | 0.45075
Leap | PGE | October | 10 | 21 | 0.3875
Leap | PGE | October | 10 | 22 | 0
Leap | PGE | October | 10 | 23 | 0
Leap | PGE | October | 10 | 24 | 0
Leap | PGE | November | 11 | 1 | 0
Leap | PGE | November | 11 | 2 | 0
Leap | PGE | November | 11 | 3 | 0
Leap | PGE | November | 11 | 4 | 0
Leap | PGE | November | 11 | 5 | 0
Leap | PGE | November | 11 | 6 | 0
Leap | PGE | November | 11 | 7 | 0
Leap | PGE | November | 11 | 8 | 0
Leap | PGE | November | 11 | 9 | 0
Leap | PGE | November | 11 | 10 | 0
Leap | PGE | November | 11 | 11 | 0
Leap | PGE | November | 11 | 12 | 0
Leap | PGE | November | 11 | 13 | 0
Leap | PGE | November | 11 | 14 | 0
Leap | PGE | November | 11 | 15 | 0
Leap | PGE | November | 11 | 16 | 0
Leap | PGE | November | 11 | 17 | 1.7587
Leap | PGE | November | 11 | 18 | 1
Leap | PGE | November | 11 | 19 | 0.75875
Leap | PGE | November | 11 | 20 | 0.64408
Leap | PGE | November | 11 | 21 | 0.39241
Leap | PGE | November | 11 | 22 | 0
Leap | PGE | November | 11 | 23 | 0
Leap | PGE | November | 11 | 24 | 0
Leap | PGE | December | 12 | 1 | 0
Leap | PGE | December | 12 | 2 | 0
Leap | PGE | December | 12 | 3 | 0
Leap | PGE | December | 12 | 4 | 0
Leap | PGE | December | 12 | 5 | 0
Leap | PGE | December | 12 | 6 | 0
Leap | PGE | December | 12 | 7 | 0
Leap | PGE | December | 12 | 8 | 0
Leap | PGE | December | 12 | 9 | 0
Leap | PGE | December | 12 | 10 | 0
Leap | PGE | December | 12 | 11 | 0
Leap | PGE | December | 12 | 12 | 0
Leap | PGE | December | 12 | 13 | 0
Leap | PGE | December | 12 | 14 | 0
Leap | PGE | December | 12 | 15 | 0
Leap | PGE | December | 12 | 16 | 0
Leap | PGE | December | 12 | 17 | 0
Leap | PGE | December | 12 | 18 | 0
Leap | PGE | December | 12 | 19 | 0
Leap | PGE | December | 12 | 20 | 0
Leap | PGE | December | 12 | 21 | 0
Leap | PGE | December | 12 | 22 | 0
Leap | PGE | December | 12 | 23 | 0
Leap | PGE | December | 12 | 24 | 0
Leap | SCE | January | 1 | 1 | 0
Leap | SCE | January | 1 | 2 | 0
Leap | SCE | January | 1 | 3 | 0
Leap | SCE | January | 1 | 4 | 0
Leap | SCE | January | 1 | 5 | 0
Leap | SCE | January | 1 | 6 | 0
Leap | SCE | January | 1 | 7 | 0
Leap | SCE | January | 1 | 8 | 0
Leap | SCE | January | 1 | 9 | 0
Leap | SCE | January | 1 | 10 | 0
Leap | SCE | January | 1 | 11 | 0
Leap | SCE | January | 1 | 12 | 0
Leap | SCE | January | 1 | 13 | 0
Leap | SCE | January | 1 | 14 | 0
Leap | SCE | January | 1 | 15 | 0
Leap | SCE | January | 1 | 16 | 0
Leap | SCE | January | 1 | 17 | 1.4463
Leap | SCE | January | 1 | 18 | 1.2455
Leap | SCE | January | 1 | 19 | 1
Leap | SCE | January | 1 | 20 | 0.74547
Leap | SCE | January | 1 | 21 | 0.49512
Leap | SCE | January | 1 | 22 | 0
Leap | SCE | January | 1 | 23 | 0
Leap | SCE | January | 1 | 24 | 0
Leap | SCE | February | 2 | 1 | 0
Leap | SCE | February | 2 | 2 | 0
Leap | SCE | February | 2 | 3 | 0
Leap | SCE | February | 2 | 4 | 0
Leap | SCE | February | 2 | 5 | 0
Leap | SCE | February | 2 | 6 | 0
Leap | SCE | February | 2 | 7 | 0
Leap | SCE | February | 2 | 8 | 0
Leap | SCE | February | 2 | 9 | 0
Leap | SCE | February | 2 | 10 | 0
Leap | SCE | February | 2 | 11 | 0
Leap | SCE | February | 2 | 12 | 0
Leap | SCE | February | 2 | 13 | 0
Leap | SCE | February | 2 | 14 | 0
Leap | SCE | February | 2 | 15 | 0
Leap | SCE | February | 2 | 16 | 0
Leap | SCE | February | 2 | 17 | 1.4744
Leap | SCE | February | 2 | 18 | 1.2068
Leap | SCE | February | 2 | 19 | 1
Leap | SCE | February | 2 | 20 | 0.70019
Leap | SCE | February | 2 | 21 | 0.71347
Leap | SCE | February | 2 | 22 | 0
Leap | SCE | February | 2 | 23 | 0
Leap | SCE | February | 2 | 24 | 0
Leap | SCE | March | 3 | 1 | 0
Leap | SCE | March | 3 | 2 | 0
Leap | SCE | March | 3 | 3 | 0
Leap | SCE | March | 3 | 4 | 0
Leap | SCE | March | 3 | 5 | 0
Leap | SCE | March | 3 | 6 | 0
Leap | SCE | March | 3 | 7 | 0
Leap | SCE | March | 3 | 8 | 0
Leap | SCE | March | 3 | 9 | 0
Leap | SCE | March | 3 | 10 | 0
Leap | SCE | March | 3 | 11 | 0
Leap | SCE | March | 3 | 12 | 0
Leap | SCE | March | 3 | 13 | 0
Leap | SCE | March | 3 | 14 | 0
Leap | SCE | March | 3 | 15 | 0
Leap | SCE | March | 3 | 16 | 0
Leap | SCE | March | 3 | 17 | 0
Leap | SCE | March | 3 | 18 | 1.0267
Leap | SCE | March | 3 | 19 | 1
Leap | SCE | March | 3 | 20 | 0.66649
Leap | SCE | March | 3 | 21 | 0.51335
Leap | SCE | March | 3 | 22 | 0.74714
Leap | SCE | March | 3 | 23 | 0
Leap | SCE | March | 3 | 24 | 0
Leap | SCE | April | 4 | 1 | 0
Leap | SCE | April | 4 | 2 | 0
Leap | SCE | April | 4 | 3 | 0
Leap | SCE | April | 4 | 4 | 0
Leap | SCE | April | 4 | 5 | 0
Leap | SCE | April | 4 | 6 | 0
Leap | SCE | April | 4 | 7 | 0
Leap | SCE | April | 4 | 8 | 0
Leap | SCE | April | 4 | 9 | 0
Leap | SCE | April | 4 | 10 | 0
Leap | SCE | April | 4 | 11 | 0
Leap | SCE | April | 4 | 12 | 0
Leap | SCE | April | 4 | 13 | 0
Leap | SCE | April | 4 | 14 | 0
Leap | SCE | April | 4 | 15 | 0
Leap | SCE | April | 4 | 16 | 0
Leap | SCE | April | 4 | 17 | 0
Leap | SCE | April | 4 | 18 | 1.1352
Leap | SCE | April | 4 | 19 | 1
Leap | SCE | April | 4 | 20 | 1.0596
Leap | SCE | April | 4 | 21 | 0.723
Leap | SCE | April | 4 | 22 | 0.77887
Leap | SCE | April | 4 | 23 | 0
Leap | SCE | April | 4 | 24 | 0
Leap | SCE | May | 5 | 1 | 0
Leap | SCE | May | 5 | 2 | 0
Leap | SCE | May | 5 | 3 | 0
Leap | SCE | May | 5 | 4 | 0
Leap | SCE | May | 5 | 5 | 0
Leap | SCE | May | 5 | 6 | 0
Leap | SCE | May | 5 | 7 | 0
Leap | SCE | May | 5 | 8 | 0
Leap | SCE | May | 5 | 9 | 0
Leap | SCE | May | 5 | 10 | 0
Leap | SCE | May | 5 | 11 | 0
Leap | SCE | May | 5 | 12 | 0
Leap | SCE | May | 5 | 13 | 0
Leap | SCE | May | 5 | 14 | 0
Leap | SCE | May | 5 | 15 | 0
Leap | SCE | May | 5 | 16 | 0
Leap | SCE | May | 5 | 17 | 0
Leap | SCE | May | 5 | 18 | 1.4613
Leap | SCE | May | 5 | 19 | 0.97624
Leap | SCE | May | 5 | 20 | 1
Leap | SCE | May | 5 | 21 | 0.63009
Leap | SCE | May | 5 | 22 | 0.7039
Leap | SCE | May | 5 | 23 | 0
Leap | SCE | May | 5 | 24 | 0
Leap | SCE | June | 6 | 1 | 0
Leap | SCE | June | 6 | 2 | 0
Leap | SCE | June | 6 | 3 | 0
Leap | SCE | June | 6 | 4 | 0
Leap | SCE | June | 6 | 5 | 0
Leap | SCE | June | 6 | 6 | 0
Leap | SCE | June | 6 | 7 | 0
Leap | SCE | June | 6 | 8 | 0
Leap | SCE | June | 6 | 9 | 0
Leap | SCE | June | 6 | 10 | 0
Leap | SCE | June | 6 | 11 | 0
Leap | SCE | June | 6 | 12 | 0
Leap | SCE | June | 6 | 13 | 0
Leap | SCE | June | 6 | 14 | 0
Leap | SCE | June | 6 | 15 | 0
Leap | SCE | June | 6 | 16 | 0
Leap | SCE | June | 6 | 17 | 1.267
Leap | SCE | June | 6 | 18 | 1
Leap | SCE | June | 6 | 19 | 0.76449
Leap | SCE | June | 6 | 20 | 0.648
Leap | SCE | June | 6 | 21 | 0.60119
Leap | SCE | June | 6 | 22 | 0
Leap | SCE | June | 6 | 23 | 0
Leap | SCE | June | 6 | 24 | 0
Leap | SCE | July | 7 | 1 | 0
Leap | SCE | July | 7 | 2 | 0
Leap | SCE | July | 7 | 3 | 0
Leap | SCE | July | 7 | 4 | 0
Leap | SCE | July | 7 | 5 | 0
Leap | SCE | July | 7 | 6 | 0
Leap | SCE | July | 7 | 7 | 0
Leap | SCE | July | 7 | 8 | 0
Leap | SCE | July | 7 | 9 | 0
Leap | SCE | July | 7 | 10 | 0
Leap | SCE | July | 7 | 11 | 0
Leap | SCE | July | 7 | 12 | 0
Leap | SCE | July | 7 | 13 | 0
Leap | SCE | July | 7 | 14 | 0
Leap | SCE | July | 7 | 15 | 0
Leap | SCE | July | 7 | 16 | 0
Leap | SCE | July | 7 | 17 | 1
Leap | SCE | July | 7 | 18 | 0.76705
Leap | SCE | July | 7 | 19 | 0.58197
Leap | SCE | July | 7 | 20 | 0.47941
Leap | SCE | July | 7 | 21 | 0.43344
Leap | SCE | July | 7 | 22 | 0
Leap | SCE | July | 7 | 23 | 0
Leap | SCE | July | 7 | 24 | 0
Leap | SCE | August | 8 | 1 | 0
Leap | SCE | August | 8 | 2 | 0
Leap | SCE | August | 8 | 3 | 0
Leap | SCE | August | 8 | 4 | 0
Leap | SCE | August | 8 | 5 | 0
Leap | SCE | August | 8 | 6 | 0
Leap | SCE | August | 8 | 7 | 0
Leap | SCE | August | 8 | 8 | 0
Leap | SCE | August | 8 | 9 | 0
Leap | SCE | August | 8 | 10 | 0
Leap | SCE | August | 8 | 11 | 0
Leap | SCE | August | 8 | 12 | 0
Leap | SCE | August | 8 | 13 | 0
Leap | SCE | August | 8 | 14 | 0
Leap | SCE | August | 8 | 15 | 0
Leap | SCE | August | 8 | 16 | 0
Leap | SCE | August | 8 | 17 | 1.3189
Leap | SCE | August | 8 | 18 | 1
Leap | SCE | August | 8 | 19 | 0.73497
Leap | SCE | August | 8 | 20 | 0.58907
Leap | SCE | August | 8 | 21 | 0.5224
Leap | SCE | August | 8 | 22 | 0
Leap | SCE | August | 8 | 23 | 0
Leap | SCE | August | 8 | 24 | 0
Leap | SCE | September | 9 | 1 | 0
Leap | SCE | September | 9 | 2 | 0
Leap | SCE | September | 9 | 3 | 0
Leap | SCE | September | 9 | 4 | 0
Leap | SCE | September | 9 | 5 | 0
Leap | SCE | September | 9 | 6 | 0
Leap | SCE | September | 9 | 7 | 0
Leap | SCE | September | 9 | 8 | 0
Leap | SCE | September | 9 | 9 | 0
Leap | SCE | September | 9 | 10 | 0
Leap | SCE | September | 9 | 11 | 0
Leap | SCE | September | 9 | 12 | 0
Leap | SCE | September | 9 | 13 | 0
Leap | SCE | September | 9 | 14 | 0
Leap | SCE | September | 9 | 15 | 0
Leap | SCE | September | 9 | 16 | 0
Leap | SCE | September | 9 | 17 | 1
Leap | SCE | September | 9 | 18 | 0.75453
Leap | SCE | September | 9 | 19 | 0.54733
Leap | SCE | September | 9 | 20 | 0.44489
Leap | SCE | September | 9 | 21 | 0.37682
Leap | SCE | September | 9 | 22 | 0
Leap | SCE | September | 9 | 23 | 0
Leap | SCE | September | 9 | 24 | 0
Leap | SCE | October | 10 | 1 | 0
Leap | SCE | October | 10 | 2 | 0
Leap | SCE | October | 10 | 3 | 0
Leap | SCE | October | 10 | 4 | 0
Leap | SCE | October | 10 | 5 | 0
Leap | SCE | October | 10 | 6 | 0
Leap | SCE | October | 10 | 7 | 0
Leap | SCE | October | 10 | 8 | 0
Leap | SCE | October | 10 | 9 | 0
Leap | SCE | October | 10 | 10 | 0
Leap | SCE | October | 10 | 11 | 0
Leap | SCE | October | 10 | 12 | 0
Leap | SCE | October | 10 | 13 | 0
Leap | SCE | October | 10 | 14 | 0
Leap | SCE | October | 10 | 15 | 0
Leap | SCE | October | 10 | 16 | 0
Leap | SCE | October | 10 | 17 | 1
Leap | SCE | October | 10 | 18 | 0.74075
Leap | SCE | October | 10 | 19 | 0.55625
Leap | SCE | October | 10 | 20 | 0.45075
Leap | SCE | October | 10 | 21 | 0.3875
Leap | SCE | October | 10 | 22 | 0
Leap | SCE | October | 10 | 23 | 0
Leap | SCE | October | 10 | 24 | 0
Leap | SCE | November | 11 | 1 | 0
Leap | SCE | November | 11 | 2 | 0
Leap | SCE | November | 11 | 3 | 0
Leap | SCE | November | 11 | 4 | 0
Leap | SCE | November | 11 | 5 | 0
Leap | SCE | November | 11 | 6 | 0
Leap | SCE | November | 11 | 7 | 0
Leap | SCE | November | 11 | 8 | 0
Leap | SCE | November | 11 | 9 | 0
Leap | SCE | November | 11 | 10 | 0
Leap | SCE | November | 11 | 11 | 0
Leap | SCE | November | 11 | 12 | 0
Leap | SCE | November | 11 | 13 | 0
Leap | SCE | November | 11 | 14 | 0
Leap | SCE | November | 11 | 15 | 0
Leap | SCE | November | 11 | 16 | 0
Leap | SCE | November | 11 | 17 | 1.7587
Leap | SCE | November | 11 | 18 | 1
Leap | SCE | November | 11 | 19 | 0.75875
Leap | SCE | November | 11 | 20 | 0.64408
Leap | SCE | November | 11 | 21 | 0.39241
Leap | SCE | November | 11 | 22 | 0
Leap | SCE | November | 11 | 23 | 0
Leap | SCE | November | 11 | 24 | 0
Leap | SCE | December | 12 | 1 | 0
Leap | SCE | December | 12 | 2 | 0
Leap | SCE | December | 12 | 3 | 0
Leap | SCE | December | 12 | 4 | 0
Leap | SCE | December | 12 | 5 | 0
Leap | SCE | December | 12 | 6 | 0
Leap | SCE | December | 12 | 7 | 0
Leap | SCE | December | 12 | 8 | 0
Leap | SCE | December | 12 | 9 | 0
Leap | SCE | December | 12 | 10 | 0
Leap | SCE | December | 12 | 11 | 0
Leap | SCE | December | 12 | 12 | 0
Leap | SCE | December | 12 | 13 | 0
Leap | SCE | December | 12 | 14 | 0
Leap | SCE | December | 12 | 15 | 0
Leap | SCE | December | 12 | 16 | 0
Leap | SCE | December | 12 | 17 | 0
Leap | SCE | December | 12 | 18 | 0
Leap | SCE | December | 12 | 19 | 0
Leap | SCE | December | 12 | 20 | 0
Leap | SCE | December | 12 | 21 | 0
Leap | SCE | December | 12 | 22 | 0
Leap | SCE | December | 12 | 23 | 0
Leap | SCE | December | 12 | 24 | 0
Leap | SDGE | January | 1 | 1 | 0
Leap | SDGE | January | 1 | 2 | 0
Leap | SDGE | January | 1 | 3 | 0
Leap | SDGE | January | 1 | 4 | 0
Leap | SDGE | January | 1 | 5 | 0
Leap | SDGE | January | 1 | 6 | 0
Leap | SDGE | January | 1 | 7 | 0
Leap | SDGE | January | 1 | 8 | 0
Leap | SDGE | January | 1 | 9 | 0
Leap | SDGE | January | 1 | 10 | 0
Leap | SDGE | January | 1 | 11 | 0
Leap | SDGE | January | 1 | 12 | 0
Leap | SDGE | January | 1 | 13 | 0
Leap | SDGE | January | 1 | 14 | 0
Leap | SDGE | January | 1 | 15 | 0
Leap | SDGE | January | 1 | 16 | 0
Leap | SDGE | January | 1 | 17 | 1.4463
Leap | SDGE | January | 1 | 18 | 1.2455
Leap | SDGE | January | 1 | 19 | 1
Leap | SDGE | January | 1 | 20 | 0.74547
Leap | SDGE | January | 1 | 21 | 0.49512
Leap | SDGE | January | 1 | 22 | 0
Leap | SDGE | January | 1 | 23 | 0
Leap | SDGE | January | 1 | 24 | 0
Leap | SDGE | February | 2 | 1 | 0
Leap | SDGE | February | 2 | 2 | 0
Leap | SDGE | February | 2 | 3 | 0
Leap | SDGE | February | 2 | 4 | 0
Leap | SDGE | February | 2 | 5 | 0
Leap | SDGE | February | 2 | 6 | 0
Leap | SDGE | February | 2 | 7 | 0
Leap | SDGE | February | 2 | 8 | 0
Leap | SDGE | February | 2 | 9 | 0
Leap | SDGE | February | 2 | 10 | 0
Leap | SDGE | February | 2 | 11 | 0
Leap | SDGE | February | 2 | 12 | 0
Leap | SDGE | February | 2 | 13 | 0
Leap | SDGE | February | 2 | 14 | 0
Leap | SDGE | February | 2 | 15 | 0
Leap | SDGE | February | 2 | 16 | 0
Leap | SDGE | February | 2 | 17 | 1.4744
Leap | SDGE | February | 2 | 18 | 1.2068
Leap | SDGE | February | 2 | 19 | 1
Leap | SDGE | February | 2 | 20 | 0.70019
Leap | SDGE | February | 2 | 21 | 0.71347
Leap | SDGE | February | 2 | 22 | 0
Leap | SDGE | February | 2 | 23 | 0
Leap | SDGE | February | 2 | 24 | 0
Leap | SDGE | March | 3 | 1 | 0
Leap | SDGE | March | 3 | 2 | 0
Leap | SDGE | March | 3 | 3 | 0
Leap | SDGE | March | 3 | 4 | 0
Leap | SDGE | March | 3 | 5 | 0
Leap | SDGE | March | 3 | 6 | 0
Leap | SDGE | March | 3 | 7 | 0
Leap | SDGE | March | 3 | 8 | 0
Leap | SDGE | March | 3 | 9 | 0
Leap | SDGE | March | 3 | 10 | 0
Leap | SDGE | March | 3 | 11 | 0
Leap | SDGE | March | 3 | 12 | 0
Leap | SDGE | March | 3 | 13 | 0
Leap | SDGE | March | 3 | 14 | 0
Leap | SDGE | March | 3 | 15 | 0
Leap | SDGE | March | 3 | 16 | 0
Leap | SDGE | March | 3 | 17 | 0
Leap | SDGE | March | 3 | 18 | 1.0267
Leap | SDGE | March | 3 | 19 | 1
Leap | SDGE | March | 3 | 20 | 0.66649
Leap | SDGE | March | 3 | 21 | 0.51335
Leap | SDGE | March | 3 | 22 | 0.74714
Leap | SDGE | March | 3 | 23 | 0
Leap | SDGE | March | 3 | 24 | 0
Leap | SDGE | April | 4 | 1 | 0
Leap | SDGE | April | 4 | 2 | 0
Leap | SDGE | April | 4 | 3 | 0
Leap | SDGE | April | 4 | 4 | 0
Leap | SDGE | April | 4 | 5 | 0
Leap | SDGE | April | 4 | 6 | 0
Leap | SDGE | April | 4 | 7 | 0
Leap | SDGE | April | 4 | 8 | 0
Leap | SDGE | April | 4 | 9 | 0
Leap | SDGE | April | 4 | 10 | 0
Leap | SDGE | April | 4 | 11 | 0
Leap | SDGE | April | 4 | 12 | 0
Leap | SDGE | April | 4 | 13 | 0
Leap | SDGE | April | 4 | 14 | 0
Leap | SDGE | April | 4 | 15 | 0
Leap | SDGE | April | 4 | 16 | 0
Leap | SDGE | April | 4 | 17 | 0
Leap | SDGE | April | 4 | 18 | 1.1352
Leap | SDGE | April | 4 | 19 | 1
Leap | SDGE | April | 4 | 20 | 1.0596
Leap | SDGE | April | 4 | 21 | 0.723
Leap | SDGE | April | 4 | 22 | 0.77887
Leap | SDGE | April | 4 | 23 | 0
Leap | SDGE | April | 4 | 24 | 0
Leap | SDGE | May | 5 | 1 | 0
Leap | SDGE | May | 5 | 2 | 0
Leap | SDGE | May | 5 | 3 | 0
Leap | SDGE | May | 5 | 4 | 0
Leap | SDGE | May | 5 | 5 | 0
Leap | SDGE | May | 5 | 6 | 0
Leap | SDGE | May | 5 | 7 | 0
Leap | SDGE | May | 5 | 8 | 0
Leap | SDGE | May | 5 | 9 | 0
Leap | SDGE | May | 5 | 10 | 0
Leap | SDGE | May | 5 | 11 | 0
Leap | SDGE | May | 5 | 12 | 0
Leap | SDGE | May | 5 | 13 | 0
Leap | SDGE | May | 5 | 14 | 0
Leap | SDGE | May | 5 | 15 | 0
Leap | SDGE | May | 5 | 16 | 0
Leap | SDGE | May | 5 | 17 | 0
Leap | SDGE | May | 5 | 18 | 1.4613
Leap | SDGE | May | 5 | 19 | 0.97624
Leap | SDGE | May | 5 | 20 | 1
Leap | SDGE | May | 5 | 21 | 0.63009
Leap | SDGE | May | 5 | 22 | 0.7039
Leap | SDGE | May | 5 | 23 | 0
Leap | SDGE | May | 5 | 24 | 0
Leap | SDGE | June | 6 | 1 | 0
Leap | SDGE | June | 6 | 2 | 0
Leap | SDGE | June | 6 | 3 | 0
Leap | SDGE | June | 6 | 4 | 0
Leap | SDGE | June | 6 | 5 | 0
Leap | SDGE | June | 6 | 6 | 0
Leap | SDGE | June | 6 | 7 | 0
Leap | SDGE | June | 6 | 8 | 0
Leap | SDGE | June | 6 | 9 | 0
Leap | SDGE | June | 6 | 10 | 0
Leap | SDGE | June | 6 | 11 | 0
Leap | SDGE | June | 6 | 12 | 0
Leap | SDGE | June | 6 | 13 | 0
Leap | SDGE | June | 6 | 14 | 0
Leap | SDGE | June | 6 | 15 | 0
Leap | SDGE | June | 6 | 16 | 0
Leap | SDGE | June | 6 | 17 | 1.267
Leap | SDGE | June | 6 | 18 | 1
Leap | SDGE | June | 6 | 19 | 0.76449
Leap | SDGE | June | 6 | 20 | 0.648
Leap | SDGE | June | 6 | 21 | 0.60119
Leap | SDGE | June | 6 | 22 | 0
Leap | SDGE | June | 6 | 23 | 0
Leap | SDGE | June | 6 | 24 | 0
Leap | SDGE | July | 7 | 1 | 0
Leap | SDGE | July | 7 | 2 | 0
Leap | SDGE | July | 7 | 3 | 0
Leap | SDGE | July | 7 | 4 | 0
Leap | SDGE | July | 7 | 5 | 0
Leap | SDGE | July | 7 | 6 | 0
Leap | SDGE | July | 7 | 7 | 0
Leap | SDGE | July | 7 | 8 | 0
Leap | SDGE | July | 7 | 9 | 0
Leap | SDGE | July | 7 | 10 | 0
Leap | SDGE | July | 7 | 11 | 0
Leap | SDGE | July | 7 | 12 | 0
Leap | SDGE | July | 7 | 13 | 0
Leap | SDGE | July | 7 | 14 | 0
Leap | SDGE | July | 7 | 15 | 0
Leap | SDGE | July | 7 | 16 | 0
Leap | SDGE | July | 7 | 17 | 1
Leap | SDGE | July | 7 | 18 | 0.76705
Leap | SDGE | July | 7 | 19 | 0.58197
Leap | SDGE | July | 7 | 20 | 0.47941
Leap | SDGE | July | 7 | 21 | 0.43344
Leap | SDGE | July | 7 | 22 | 0
Leap | SDGE | July | 7 | 23 | 0
Leap | SDGE | July | 7 | 24 | 0
Leap | SDGE | August | 8 | 1 | 0
Leap | SDGE | August | 8 | 2 | 0
Leap | SDGE | August | 8 | 3 | 0
Leap | SDGE | August | 8 | 4 | 0
Leap | SDGE | August | 8 | 5 | 0
Leap | SDGE | August | 8 | 6 | 0
Leap | SDGE | August | 8 | 7 | 0
Leap | SDGE | August | 8 | 8 | 0
Leap | SDGE | August | 8 | 9 | 0
Leap | SDGE | August | 8 | 10 | 0
Leap | SDGE | August | 8 | 11 | 0
Leap | SDGE | August | 8 | 12 | 0
Leap | SDGE | August | 8 | 13 | 0
Leap | SDGE | August | 8 | 14 | 0
Leap | SDGE | August | 8 | 15 | 0
Leap | SDGE | August | 8 | 16 | 0
Leap | SDGE | August | 8 | 17 | 1.3189
Leap | SDGE | August | 8 | 18 | 1
Leap | SDGE | August | 8 | 19 | 0.73497
Leap | SDGE | August | 8 | 20 | 0.58907
Leap | SDGE | August | 8 | 21 | 0.5224
Leap | SDGE | August | 8 | 22 | 0
Leap | SDGE | August | 8 | 23 | 0
Leap | SDGE | August | 8 | 24 | 0
Leap | SDGE | September | 9 | 1 | 0
Leap | SDGE | September | 9 | 2 | 0
Leap | SDGE | September | 9 | 3 | 0
Leap | SDGE | September | 9 | 4 | 0
Leap | SDGE | September | 9 | 5 | 0
Leap | SDGE | September | 9 | 6 | 0
Leap | SDGE | September | 9 | 7 | 0
Leap | SDGE | September | 9 | 8 | 0
Leap | SDGE | September | 9 | 9 | 0
Leap | SDGE | September | 9 | 10 | 0
Leap | SDGE | September | 9 | 11 | 0
Leap | SDGE | September | 9 | 12 | 0
Leap | SDGE | September | 9 | 13 | 0
Leap | SDGE | September | 9 | 14 | 0
Leap | SDGE | September | 9 | 15 | 0
Leap | SDGE | September | 9 | 16 | 0
Leap | SDGE | September | 9 | 17 | 1
Leap | SDGE | September | 9 | 18 | 0.75453
Leap | SDGE | September | 9 | 19 | 0.54733
Leap | SDGE | September | 9 | 20 | 0.44489
Leap | SDGE | September | 9 | 21 | 0.37682
Leap | SDGE | September | 9 | 22 | 0
Leap | SDGE | September | 9 | 23 | 0
Leap | SDGE | September | 9 | 24 | 0
Leap | SDGE | October | 10 | 1 | 0
Leap | SDGE | October | 10 | 2 | 0
Leap | SDGE | October | 10 | 3 | 0
Leap | SDGE | October | 10 | 4 | 0
Leap | SDGE | October | 10 | 5 | 0
Leap | SDGE | October | 10 | 6 | 0
Leap | SDGE | October | 10 | 7 | 0
Leap | SDGE | October | 10 | 8 | 0
Leap | SDGE | October | 10 | 9 | 0
Leap | SDGE | October | 10 | 10 | 0
Leap | SDGE | October | 10 | 11 | 0
Leap | SDGE | October | 10 | 12 | 0
Leap | SDGE | October | 10 | 13 | 0
Leap | SDGE | October | 10 | 14 | 0
Leap | SDGE | October | 10 | 15 | 0
Leap | SDGE | October | 10 | 16 | 0
Leap | SDGE | October | 10 | 17 | 1
Leap | SDGE | October | 10 | 18 | 0.74075
Leap | SDGE | October | 10 | 19 | 0.55625
Leap | SDGE | October | 10 | 20 | 0.45075
Leap | SDGE | October | 10 | 21 | 0.3875
Leap | SDGE | October | 10 | 22 | 0
Leap | SDGE | October | 10 | 23 | 0
Leap | SDGE | October | 10 | 24 | 0
Leap | SDGE | November | 11 | 1 | 0
Leap | SDGE | November | 11 | 2 | 0
Leap | SDGE | November | 11 | 3 | 0
Leap | SDGE | November | 11 | 4 | 0
Leap | SDGE | November | 11 | 5 | 0
Leap | SDGE | November | 11 | 6 | 0
Leap | SDGE | November | 11 | 7 | 0
Leap | SDGE | November | 11 | 8 | 0
Leap | SDGE | November | 11 | 9 | 0
Leap | SDGE | November | 11 | 10 | 0
Leap | SDGE | November | 11 | 11 | 0
Leap | SDGE | November | 11 | 12 | 0
Leap | SDGE | November | 11 | 13 | 0
Leap | SDGE | November | 11 | 14 | 0
Leap | SDGE | November | 11 | 15 | 0
Leap | SDGE | November | 11 | 16 | 0
Leap | SDGE | November | 11 | 17 | 1.7587
Leap | SDGE | November | 11 | 18 | 1
Leap | SDGE | November | 11 | 19 | 0.75875
Leap | SDGE | November | 11 | 20 | 0.64408
Leap | SDGE | November | 11 | 21 | 0.39241
Leap | SDGE | November | 11 | 22 | 0
Leap | SDGE | November | 11 | 23 | 0
Leap | SDGE | November | 11 | 24 | 0
Leap | SDGE | December | 12 | 1 | 0
Leap | SDGE | December | 12 | 2 | 0
Leap | SDGE | December | 12 | 3 | 0
Leap | SDGE | December | 12 | 4 | 0
Leap | SDGE | December | 12 | 5 | 0
Leap | SDGE | December | 12 | 6 | 0
Leap | SDGE | December | 12 | 7 | 0
Leap | SDGE | December | 12 | 8 | 0
Leap | SDGE | December | 12 | 9 | 0
Leap | SDGE | December | 12 | 10 | 0
Leap | SDGE | December | 12 | 11 | 0
Leap | SDGE | December | 12 | 12 | 0
Leap | SDGE | December | 12 | 13 | 0
Leap | SDGE | December | 12 | 14 | 0
Leap | SDGE | December | 12 | 15 | 0
Leap | SDGE | December | 12 | 16 | 0
Leap | SDGE | December | 12 | 17 | 0
Leap | SDGE | December | 12 | 18 | 0
Leap | SDGE | December | 12 | 19 | 0
Leap | SDGE | December | 12 | 20 | 0
Leap | SDGE | December | 12 | 21 | 0
Leap | SDGE | December | 12 | 22 | 0
Leap | SDGE | December | 12 | 23 | 0
Leap | SDGE | December | 12 | 24 | 0
Nostromo | PGE | January | 1 | 1 | 0
Nostromo | PGE | January | 1 | 2 | 0
Nostromo | PGE | January | 1 | 3 | 0
Nostromo | PGE | January | 1 | 4 | 0
Nostromo | PGE | January | 1 | 5 | 0
Nostromo | PGE | January | 1 | 6 | 0
Nostromo | PGE | January | 1 | 7 | 0
Nostromo | PGE | January | 1 | 8 | 0
Nostromo | PGE | January | 1 | 9 | 0
Nostromo | PGE | January | 1 | 10 | 0
Nostromo | PGE | January | 1 | 11 | 0
Nostromo | PGE | January | 1 | 12 | 0
Nostromo | PGE | January | 1 | 13 | 0
Nostromo | PGE | January | 1 | 14 | 0
Nostromo | PGE | January | 1 | 15 | 0
Nostromo | PGE | January | 1 | 16 | 0
Nostromo | PGE | January | 1 | 17 | 1.0136
Nostromo | PGE | January | 1 | 18 | 1.0058
Nostromo | PGE | January | 1 | 19 | 1
Nostromo | PGE | January | 1 | 20 | 0.99741
Nostromo | PGE | January | 1 | 21 | 0.99546
Nostromo | PGE | January | 1 | 22 | 0
Nostromo | PGE | January | 1 | 23 | 0
Nostromo | PGE | January | 1 | 24 | 0
Nostromo | PGE | February | 2 | 1 | 0
Nostromo | PGE | February | 2 | 2 | 0
Nostromo | PGE | February | 2 | 3 | 0
Nostromo | PGE | February | 2 | 4 | 0
Nostromo | PGE | February | 2 | 5 | 0
Nostromo | PGE | February | 2 | 6 | 0
Nostromo | PGE | February | 2 | 7 | 0
Nostromo | PGE | February | 2 | 8 | 0
Nostromo | PGE | February | 2 | 9 | 0
Nostromo | PGE | February | 2 | 10 | 0
Nostromo | PGE | February | 2 | 11 | 0
Nostromo | PGE | February | 2 | 12 | 0
Nostromo | PGE | February | 2 | 13 | 0
Nostromo | PGE | February | 2 | 14 | 0
Nostromo | PGE | February | 2 | 15 | 0
Nostromo | PGE | February | 2 | 16 | 0
Nostromo | PGE | February | 2 | 17 | 1.0136
Nostromo | PGE | February | 2 | 18 | 1.0058
Nostromo | PGE | February | 2 | 19 | 1
Nostromo | PGE | February | 2 | 20 | 0.99871
Nostromo | PGE | February | 2 | 21 | 0.99677
Nostromo | PGE | February | 2 | 22 | 0
Nostromo | PGE | February | 2 | 23 | 0
Nostromo | PGE | February | 2 | 24 | 0
Nostromo | PGE | March | 3 | 1 | 0
Nostromo | PGE | March | 3 | 2 | 0
Nostromo | PGE | March | 3 | 3 | 0
Nostromo | PGE | March | 3 | 4 | 0
Nostromo | PGE | March | 3 | 5 | 0
Nostromo | PGE | March | 3 | 6 | 0
Nostromo | PGE | March | 3 | 7 | 0
Nostromo | PGE | March | 3 | 8 | 0
Nostromo | PGE | March | 3 | 9 | 0
Nostromo | PGE | March | 3 | 10 | 0
Nostromo | PGE | March | 3 | 11 | 0
Nostromo | PGE | March | 3 | 12 | 0
Nostromo | PGE | March | 3 | 13 | 0
Nostromo | PGE | March | 3 | 14 | 0
Nostromo | PGE | March | 3 | 15 | 0
Nostromo | PGE | March | 3 | 16 | 0
Nostromo | PGE | March | 3 | 17 | 0
Nostromo | PGE | March | 3 | 18 | 1.0036
Nostromo | PGE | March | 3 | 19 | 1
Nostromo | PGE | March | 3 | 20 | 0.99403
Nostromo | PGE | March | 3 | 21 | 0.98148
Nostromo | PGE | March | 3 | 22 | 0.97192
Nostromo | PGE | March | 3 | 23 | 0
Nostromo | PGE | March | 3 | 24 | 0
Nostromo | PGE | April | 4 | 1 | 0
Nostromo | PGE | April | 4 | 2 | 0
Nostromo | PGE | April | 4 | 3 | 0
Nostromo | PGE | April | 4 | 4 | 0
Nostromo | PGE | April | 4 | 5 | 0
Nostromo | PGE | April | 4 | 6 | 0
Nostromo | PGE | April | 4 | 7 | 0
Nostromo | PGE | April | 4 | 8 | 0
Nostromo | PGE | April | 4 | 9 | 0
Nostromo | PGE | April | 4 | 10 | 0
Nostromo | PGE | April | 4 | 11 | 0
Nostromo | PGE | April | 4 | 12 | 0
Nostromo | PGE | April | 4 | 13 | 0
Nostromo | PGE | April | 4 | 14 | 0
Nostromo | PGE | April | 4 | 15 | 0
Nostromo | PGE | April | 4 | 16 | 0
Nostromo | PGE | April | 4 | 17 | 0
Nostromo | PGE | April | 4 | 18 | 1.0046
Nostromo | PGE | April | 4 | 19 | 1
Nostromo | PGE | April | 4 | 20 | 0.99596
Nostromo | PGE | April | 4 | 21 | 0.9844
Nostromo | PGE | April | 4 | 22 | 0.97111
Nostromo | PGE | April | 4 | 23 | 0
Nostromo | PGE | April | 4 | 24 | 0
Nostromo | PGE | May | 5 | 1 | 0
Nostromo | PGE | May | 5 | 2 | 0
Nostromo | PGE | May | 5 | 3 | 0
Nostromo | PGE | May | 5 | 4 | 0
Nostromo | PGE | May | 5 | 5 | 0
Nostromo | PGE | May | 5 | 6 | 0
Nostromo | PGE | May | 5 | 7 | 0
Nostromo | PGE | May | 5 | 8 | 0
Nostromo | PGE | May | 5 | 9 | 0
Nostromo | PGE | May | 5 | 10 | 0
Nostromo | PGE | May | 5 | 11 | 0
Nostromo | PGE | May | 5 | 12 | 0
Nostromo | PGE | May | 5 | 13 | 0
Nostromo | PGE | May | 5 | 14 | 0
Nostromo | PGE | May | 5 | 15 | 0
Nostromo | PGE | May | 5 | 16 | 0
Nostromo | PGE | May | 5 | 17 | 0
Nostromo | PGE | May | 5 | 18 | 1.0135
Nostromo | PGE | May | 5 | 19 | 1.0076
Nostromo | PGE | May | 5 | 20 | 1
Nostromo | PGE | May | 5 | 21 | 0.98647
Nostromo | PGE | May | 5 | 22 | 0.97352
Nostromo | PGE | May | 5 | 23 | 0
Nostromo | PGE | May | 5 | 24 | 0
Nostromo | PGE | June | 6 | 1 | 0
Nostromo | PGE | June | 6 | 2 | 0
Nostromo | PGE | June | 6 | 3 | 0
Nostromo | PGE | June | 6 | 4 | 0
Nostromo | PGE | June | 6 | 5 | 0
Nostromo | PGE | June | 6 | 6 | 0
Nostromo | PGE | June | 6 | 7 | 0
Nostromo | PGE | June | 6 | 8 | 0
Nostromo | PGE | June | 6 | 9 | 0
Nostromo | PGE | June | 6 | 10 | 0
Nostromo | PGE | June | 6 | 11 | 0
Nostromo | PGE | June | 6 | 12 | 0
Nostromo | PGE | June | 6 | 13 | 0
Nostromo | PGE | June | 6 | 14 | 0
Nostromo | PGE | June | 6 | 15 | 0
Nostromo | PGE | June | 6 | 16 | 0
Nostromo | PGE | June | 6 | 17 | 1.0057
Nostromo | PGE | June | 6 | 18 | 1
Nostromo | PGE | June | 6 | 19 | 0.99257
Nostromo | PGE | June | 6 | 20 | 0.98571
Nostromo | PGE | June | 6 | 21 | 0.97828
Nostromo | PGE | June | 6 | 22 | 0
Nostromo | PGE | June | 6 | 23 | 0
Nostromo | PGE | June | 6 | 24 | 0
Nostromo | PGE | July | 7 | 1 | 0
Nostromo | PGE | July | 7 | 2 | 0
Nostromo | PGE | July | 7 | 3 | 0
Nostromo | PGE | July | 7 | 4 | 0
Nostromo | PGE | July | 7 | 5 | 0
Nostromo | PGE | July | 7 | 6 | 0
Nostromo | PGE | July | 7 | 7 | 0
Nostromo | PGE | July | 7 | 8 | 0
Nostromo | PGE | July | 7 | 9 | 0
Nostromo | PGE | July | 7 | 10 | 0
Nostromo | PGE | July | 7 | 11 | 0
Nostromo | PGE | July | 7 | 12 | 0
Nostromo | PGE | July | 7 | 13 | 0
Nostromo | PGE | July | 7 | 14 | 0
Nostromo | PGE | July | 7 | 15 | 0
Nostromo | PGE | July | 7 | 16 | 0
Nostromo | PGE | July | 7 | 17 | 1
Nostromo | PGE | July | 7 | 18 | 0.9931
Nostromo | PGE | July | 7 | 19 | 0.98563
Nostromo | PGE | July | 7 | 20 | 0.97758
Nostromo | PGE | July | 7 | 21 | 0.96436
Nostromo | PGE | July | 7 | 22 | 0
Nostromo | PGE | July | 7 | 23 | 0
Nostromo | PGE | July | 7 | 24 | 0
Nostromo | PGE | August | 8 | 1 | 0
Nostromo | PGE | August | 8 | 2 | 0
Nostromo | PGE | August | 8 | 3 | 0
Nostromo | PGE | August | 8 | 4 | 0
Nostromo | PGE | August | 8 | 5 | 0
Nostromo | PGE | August | 8 | 6 | 0
Nostromo | PGE | August | 8 | 7 | 0
Nostromo | PGE | August | 8 | 8 | 0
Nostromo | PGE | August | 8 | 9 | 0
Nostromo | PGE | August | 8 | 10 | 0
Nostromo | PGE | August | 8 | 11 | 0
Nostromo | PGE | August | 8 | 12 | 0
Nostromo | PGE | August | 8 | 13 | 0
Nostromo | PGE | August | 8 | 14 | 0
Nostromo | PGE | August | 8 | 15 | 0
Nostromo | PGE | August | 8 | 16 | 0
Nostromo | PGE | August | 8 | 17 | 1.0018
Nostromo | PGE | August | 8 | 18 | 1
Nostromo | PGE | August | 8 | 19 | 0.9959
Nostromo | PGE | August | 8 | 20 | 0.98536
Nostromo | PGE | August | 8 | 21 | 0.96838
Nostromo | PGE | August | 8 | 22 | 0
Nostromo | PGE | August | 8 | 23 | 0
Nostromo | PGE | August | 8 | 24 | 0
Nostromo | PGE | September | 9 | 1 | 0
Nostromo | PGE | September | 9 | 2 | 0
Nostromo | PGE | September | 9 | 3 | 0
Nostromo | PGE | September | 9 | 4 | 0
Nostromo | PGE | September | 9 | 5 | 0
Nostromo | PGE | September | 9 | 6 | 0
Nostromo | PGE | September | 9 | 7 | 0
Nostromo | PGE | September | 9 | 8 | 0
Nostromo | PGE | September | 9 | 9 | 0
Nostromo | PGE | September | 9 | 10 | 0
Nostromo | PGE | September | 9 | 11 | 0
Nostromo | PGE | September | 9 | 12 | 0
Nostromo | PGE | September | 9 | 13 | 0
Nostromo | PGE | September | 9 | 14 | 0
Nostromo | PGE | September | 9 | 15 | 0
Nostromo | PGE | September | 9 | 16 | 0
Nostromo | PGE | September | 9 | 17 | 1
Nostromo | PGE | September | 9 | 18 | 1.0033
Nostromo | PGE | September | 9 | 19 | 1.0011
Nostromo | PGE | September | 9 | 20 | 0.98777
Nostromo | PGE | September | 9 | 21 | 0.97165
Nostromo | PGE | September | 9 | 22 | 0
Nostromo | PGE | September | 9 | 23 | 0
Nostromo | PGE | September | 9 | 24 | 0
Nostromo | PGE | October | 10 | 1 | 0
Nostromo | PGE | October | 10 | 2 | 0
Nostromo | PGE | October | 10 | 3 | 0
Nostromo | PGE | October | 10 | 4 | 0
Nostromo | PGE | October | 10 | 5 | 0
Nostromo | PGE | October | 10 | 6 | 0
Nostromo | PGE | October | 10 | 7 | 0
Nostromo | PGE | October | 10 | 8 | 0
Nostromo | PGE | October | 10 | 9 | 0
Nostromo | PGE | October | 10 | 10 | 0
Nostromo | PGE | October | 10 | 11 | 0
Nostromo | PGE | October | 10 | 12 | 0
Nostromo | PGE | October | 10 | 13 | 0
Nostromo | PGE | October | 10 | 14 | 0
Nostromo | PGE | October | 10 | 15 | 0
Nostromo | PGE | October | 10 | 16 | 0
Nostromo | PGE | October | 10 | 17 | 1
Nostromo | PGE | October | 10 | 18 | 0.99659
Nostromo | PGE | October | 10 | 19 | 0.99546
Nostromo | PGE | October | 10 | 20 | 0.9858
Nostromo | PGE | October | 10 | 21 | 0.96649
Nostromo | PGE | October | 10 | 22 | 0
Nostromo | PGE | October | 10 | 23 | 0
Nostromo | PGE | October | 10 | 24 | 0
Nostromo | PGE | November | 11 | 1 | 0
Nostromo | PGE | November | 11 | 2 | 0
Nostromo | PGE | November | 11 | 3 | 0
Nostromo | PGE | November | 11 | 4 | 0
Nostromo | PGE | November | 11 | 5 | 0
Nostromo | PGE | November | 11 | 6 | 0
Nostromo | PGE | November | 11 | 7 | 0
Nostromo | PGE | November | 11 | 8 | 0
Nostromo | PGE | November | 11 | 9 | 0
Nostromo | PGE | November | 11 | 10 | 0
Nostromo | PGE | November | 11 | 11 | 0
Nostromo | PGE | November | 11 | 12 | 0
Nostromo | PGE | November | 11 | 13 | 0
Nostromo | PGE | November | 11 | 14 | 0
Nostromo | PGE | November | 11 | 15 | 0
Nostromo | PGE | November | 11 | 16 | 0
Nostromo | PGE | November | 11 | 17 | 1.0067
Nostromo | PGE | November | 11 | 18 | 1
Nostromo | PGE | November | 11 | 19 | 0.9945
Nostromo | PGE | November | 11 | 20 | 0.98961
Nostromo | PGE | November | 11 | 21 | 0.98533
Nostromo | PGE | November | 11 | 22 | 0
Nostromo | PGE | November | 11 | 23 | 0
Nostromo | PGE | November | 11 | 24 | 0
Nostromo | PGE | December | 12 | 1 | 0
Nostromo | PGE | December | 12 | 2 | 0
Nostromo | PGE | December | 12 | 3 | 0
Nostromo | PGE | December | 12 | 4 | 0
Nostromo | PGE | December | 12 | 5 | 0
Nostromo | PGE | December | 12 | 6 | 0
Nostromo | PGE | December | 12 | 7 | 0
Nostromo | PGE | December | 12 | 8 | 0
Nostromo | PGE | December | 12 | 9 | 0
Nostromo | PGE | December | 12 | 10 | 0
Nostromo | PGE | December | 12 | 11 | 0
Nostromo | PGE | December | 12 | 12 | 0
Nostromo | PGE | December | 12 | 13 | 0
Nostromo | PGE | December | 12 | 14 | 0
Nostromo | PGE | December | 12 | 15 | 0
Nostromo | PGE | December | 12 | 16 | 0
Nostromo | PGE | December | 12 | 17 | 1.0083
Nostromo | PGE | December | 12 | 18 | 1
Nostromo | PGE | December | 12 | 19 | 0.99426
Nostromo | PGE | December | 12 | 20 | 0.98916
Nostromo | PGE | December | 12 | 21 | 0.98469
Nostromo | PGE | December | 12 | 22 | 0
Nostromo | PGE | December | 12 | 23 | 0
Nostromo | PGE | December | 12 | 24 | 0
Nostromo | SCE | January | 1 | 1 | 0
Nostromo | SCE | January | 1 | 2 | 0
Nostromo | SCE | January | 1 | 3 | 0
Nostromo | SCE | January | 1 | 4 | 0
Nostromo | SCE | January | 1 | 5 | 0
Nostromo | SCE | January | 1 | 6 | 0
Nostromo | SCE | January | 1 | 7 | 0
Nostromo | SCE | January | 1 | 8 | 0
Nostromo | SCE | January | 1 | 9 | 0
Nostromo | SCE | January | 1 | 10 | 0
Nostromo | SCE | January | 1 | 11 | 0
Nostromo | SCE | January | 1 | 12 | 0
Nostromo | SCE | January | 1 | 13 | 0
Nostromo | SCE | January | 1 | 14 | 0
Nostromo | SCE | January | 1 | 15 | 0
Nostromo | SCE | January | 1 | 16 | 0
Nostromo | SCE | January | 1 | 17 | 1.1122
Nostromo | SCE | January | 1 | 18 | 1.0735
Nostromo | SCE | January | 1 | 19 | 1
Nostromo | SCE | January | 1 | 20 | 0.92622
Nostromo | SCE | January | 1 | 21 | 0.87017
Nostromo | SCE | January | 1 | 22 | 0
Nostromo | SCE | January | 1 | 23 | 0
Nostromo | SCE | January | 1 | 24 | 0
Nostromo | SCE | February | 2 | 1 | 0
Nostromo | SCE | February | 2 | 2 | 0
Nostromo | SCE | February | 2 | 3 | 0
Nostromo | SCE | February | 2 | 4 | 0
Nostromo | SCE | February | 2 | 5 | 0
Nostromo | SCE | February | 2 | 6 | 0
Nostromo | SCE | February | 2 | 7 | 0
Nostromo | SCE | February | 2 | 8 | 0
Nostromo | SCE | February | 2 | 9 | 0
Nostromo | SCE | February | 2 | 10 | 0
Nostromo | SCE | February | 2 | 11 | 0
Nostromo | SCE | February | 2 | 12 | 0
Nostromo | SCE | February | 2 | 13 | 0
Nostromo | SCE | February | 2 | 14 | 0
Nostromo | SCE | February | 2 | 15 | 0
Nostromo | SCE | February | 2 | 16 | 0
Nostromo | SCE | February | 2 | 17 | 1.1862
Nostromo | SCE | February | 2 | 18 | 1.1155
Nostromo | SCE | February | 2 | 19 | 1
Nostromo | SCE | February | 2 | 20 | 0.92543
Nostromo | SCE | February | 2 | 21 | 0.87222
Nostromo | SCE | February | 2 | 22 | 0
Nostromo | SCE | February | 2 | 23 | 0
Nostromo | SCE | February | 2 | 24 | 0
Nostromo | SCE | March | 3 | 1 | 0
Nostromo | SCE | March | 3 | 2 | 0
Nostromo | SCE | March | 3 | 3 | 0
Nostromo | SCE | March | 3 | 4 | 0
Nostromo | SCE | March | 3 | 5 | 0
Nostromo | SCE | March | 3 | 6 | 0
Nostromo | SCE | March | 3 | 7 | 0
Nostromo | SCE | March | 3 | 8 | 0
Nostromo | SCE | March | 3 | 9 | 0
Nostromo | SCE | March | 3 | 10 | 0
Nostromo | SCE | March | 3 | 11 | 0
Nostromo | SCE | March | 3 | 12 | 0
Nostromo | SCE | March | 3 | 13 | 0
Nostromo | SCE | March | 3 | 14 | 0
Nostromo | SCE | March | 3 | 15 | 0
Nostromo | SCE | March | 3 | 16 | 0
Nostromo | SCE | March | 3 | 17 | 0
Nostromo | SCE | March | 3 | 18 | 1.0029
Nostromo | SCE | March | 3 | 19 | 1
Nostromo | SCE | March | 3 | 20 | 0.90452
Nostromo | SCE | March | 3 | 21 | 0.82161
Nostromo | SCE | March | 3 | 22 | 0.77205
Nostromo | SCE | March | 3 | 23 | 0
Nostromo | SCE | March | 3 | 24 | 0
Nostromo | SCE | April | 4 | 1 | 0
Nostromo | SCE | April | 4 | 2 | 0
Nostromo | SCE | April | 4 | 3 | 0
Nostromo | SCE | April | 4 | 4 | 0
Nostromo | SCE | April | 4 | 5 | 0
Nostromo | SCE | April | 4 | 6 | 0
Nostromo | SCE | April | 4 | 7 | 0
Nostromo | SCE | April | 4 | 8 | 0
Nostromo | SCE | April | 4 | 9 | 0
Nostromo | SCE | April | 4 | 10 | 0
Nostromo | SCE | April | 4 | 11 | 0
Nostromo | SCE | April | 4 | 12 | 0
Nostromo | SCE | April | 4 | 13 | 0
Nostromo | SCE | April | 4 | 14 | 0
Nostromo | SCE | April | 4 | 15 | 0
Nostromo | SCE | April | 4 | 16 | 0
Nostromo | SCE | April | 4 | 17 | 0
Nostromo | SCE | April | 4 | 18 | 0.99778
Nostromo | SCE | April | 4 | 19 | 1
Nostromo | SCE | April | 4 | 20 | 0.96825
Nostromo | SCE | April | 4 | 21 | 0.89357
Nostromo | SCE | April | 4 | 22 | 0.80948
Nostromo | SCE | April | 4 | 23 | 0
Nostromo | SCE | April | 4 | 24 | 0
Nostromo | SCE | May | 5 | 1 | 0
Nostromo | SCE | May | 5 | 2 | 0
Nostromo | SCE | May | 5 | 3 | 0
Nostromo | SCE | May | 5 | 4 | 0
Nostromo | SCE | May | 5 | 5 | 0
Nostromo | SCE | May | 5 | 6 | 0
Nostromo | SCE | May | 5 | 7 | 0
Nostromo | SCE | May | 5 | 8 | 0
Nostromo | SCE | May | 5 | 9 | 0
Nostromo | SCE | May | 5 | 10 | 0
Nostromo | SCE | May | 5 | 11 | 0
Nostromo | SCE | May | 5 | 12 | 0
Nostromo | SCE | May | 5 | 13 | 0
Nostromo | SCE | May | 5 | 14 | 0
Nostromo | SCE | May | 5 | 15 | 0
Nostromo | SCE | May | 5 | 16 | 0
Nostromo | SCE | May | 5 | 17 | 0
Nostromo | SCE | May | 5 | 18 | 1.0805
Nostromo | SCE | May | 5 | 19 | 1.0427
Nostromo | SCE | May | 5 | 20 | 1
Nostromo | SCE | May | 5 | 21 | 0.9487
Nostromo | SCE | May | 5 | 22 | 0.86156
Nostromo | SCE | May | 5 | 23 | 0
Nostromo | SCE | May | 5 | 24 | 0
Nostromo | SCE | June | 6 | 1 | 0
Nostromo | SCE | June | 6 | 2 | 0
Nostromo | SCE | June | 6 | 3 | 0
Nostromo | SCE | June | 6 | 4 | 0
Nostromo | SCE | June | 6 | 5 | 0
Nostromo | SCE | June | 6 | 6 | 0
Nostromo | SCE | June | 6 | 7 | 0
Nostromo | SCE | June | 6 | 8 | 0
Nostromo | SCE | June | 6 | 9 | 0
Nostromo | SCE | June | 6 | 10 | 0
Nostromo | SCE | June | 6 | 11 | 0
Nostromo | SCE | June | 6 | 12 | 0
Nostromo | SCE | June | 6 | 13 | 0
Nostromo | SCE | June | 6 | 14 | 0
Nostromo | SCE | June | 6 | 15 | 0
Nostromo | SCE | June | 6 | 16 | 0
Nostromo | SCE | June | 6 | 17 | 1.031
Nostromo | SCE | June | 6 | 18 | 1
Nostromo | SCE | June | 6 | 19 | 0.96469
Nostromo | SCE | June | 6 | 20 | 0.97658
Nostromo | SCE | June | 6 | 21 | 0.9626
Nostromo | SCE | June | 6 | 22 | 0
Nostromo | SCE | June | 6 | 23 | 0
Nostromo | SCE | June | 6 | 24 | 0
Nostromo | SCE | July | 7 | 1 | 0
Nostromo | SCE | July | 7 | 2 | 0
Nostromo | SCE | July | 7 | 3 | 0
Nostromo | SCE | July | 7 | 4 | 0
Nostromo | SCE | July | 7 | 5 | 0
Nostromo | SCE | July | 7 | 6 | 0
Nostromo | SCE | July | 7 | 7 | 0
Nostromo | SCE | July | 7 | 8 | 0
Nostromo | SCE | July | 7 | 9 | 0
Nostromo | SCE | July | 7 | 10 | 0
Nostromo | SCE | July | 7 | 11 | 0
Nostromo | SCE | July | 7 | 12 | 0
Nostromo | SCE | July | 7 | 13 | 0
Nostromo | SCE | July | 7 | 14 | 0
Nostromo | SCE | July | 7 | 15 | 0
Nostromo | SCE | July | 7 | 16 | 0
Nostromo | SCE | July | 7 | 17 | 1
Nostromo | SCE | July | 7 | 18 | 0.98423
Nostromo | SCE | July | 7 | 19 | 0.96219
Nostromo | SCE | July | 7 | 20 | 0.9297
Nostromo | SCE | July | 7 | 21 | 0.88028
Nostromo | SCE | July | 7 | 22 | 0
Nostromo | SCE | July | 7 | 23 | 0
Nostromo | SCE | July | 7 | 24 | 0
Nostromo | SCE | August | 8 | 1 | 0
Nostromo | SCE | August | 8 | 2 | 0
Nostromo | SCE | August | 8 | 3 | 0
Nostromo | SCE | August | 8 | 4 | 0
Nostromo | SCE | August | 8 | 5 | 0
Nostromo | SCE | August | 8 | 6 | 0
Nostromo | SCE | August | 8 | 7 | 0
Nostromo | SCE | August | 8 | 8 | 0
Nostromo | SCE | August | 8 | 9 | 0
Nostromo | SCE | August | 8 | 10 | 0
Nostromo | SCE | August | 8 | 11 | 0
Nostromo | SCE | August | 8 | 12 | 0
Nostromo | SCE | August | 8 | 13 | 0
Nostromo | SCE | August | 8 | 14 | 0
Nostromo | SCE | August | 8 | 15 | 0
Nostromo | SCE | August | 8 | 16 | 0
Nostromo | SCE | August | 8 | 17 | 1.0071
Nostromo | SCE | August | 8 | 18 | 1
Nostromo | SCE | August | 8 | 19 | 0.98485
Nostromo | SCE | August | 8 | 20 | 0.97251
Nostromo | SCE | August | 8 | 21 | 0.93805
Nostromo | SCE | August | 8 | 22 | 0
Nostromo | SCE | August | 8 | 23 | 0
Nostromo | SCE | August | 8 | 24 | 0
Nostromo | SCE | September | 9 | 1 | 0
Nostromo | SCE | September | 9 | 2 | 0
Nostromo | SCE | September | 9 | 3 | 0
Nostromo | SCE | September | 9 | 4 | 0
Nostromo | SCE | September | 9 | 5 | 0
Nostromo | SCE | September | 9 | 6 | 0
Nostromo | SCE | September | 9 | 7 | 0
Nostromo | SCE | September | 9 | 8 | 0
Nostromo | SCE | September | 9 | 9 | 0
Nostromo | SCE | September | 9 | 10 | 0
Nostromo | SCE | September | 9 | 11 | 0
Nostromo | SCE | September | 9 | 12 | 0
Nostromo | SCE | September | 9 | 13 | 0
Nostromo | SCE | September | 9 | 14 | 0
Nostromo | SCE | September | 9 | 15 | 0
Nostromo | SCE | September | 9 | 16 | 0
Nostromo | SCE | September | 9 | 17 | 1
Nostromo | SCE | September | 9 | 18 | 0.97933
Nostromo | SCE | September | 9 | 19 | 0.95229
Nostromo | SCE | September | 9 | 20 | 0.92113
Nostromo | SCE | September | 9 | 21 | 0.90706
Nostromo | SCE | September | 9 | 22 | 0
Nostromo | SCE | September | 9 | 23 | 0
Nostromo | SCE | September | 9 | 24 | 0
Nostromo | SCE | October | 10 | 1 | 0
Nostromo | SCE | October | 10 | 2 | 0
Nostromo | SCE | October | 10 | 3 | 0
Nostromo | SCE | October | 10 | 4 | 0
Nostromo | SCE | October | 10 | 5 | 0
Nostromo | SCE | October | 10 | 6 | 0
Nostromo | SCE | October | 10 | 7 | 0
Nostromo | SCE | October | 10 | 8 | 0
Nostromo | SCE | October | 10 | 9 | 0
Nostromo | SCE | October | 10 | 10 | 0
Nostromo | SCE | October | 10 | 11 | 0
Nostromo | SCE | October | 10 | 12 | 0
Nostromo | SCE | October | 10 | 13 | 0
Nostromo | SCE | October | 10 | 14 | 0
Nostromo | SCE | October | 10 | 15 | 0
Nostromo | SCE | October | 10 | 16 | 0
Nostromo | SCE | October | 10 | 17 | 1
Nostromo | SCE | October | 10 | 18 | 0.99461
Nostromo | SCE | October | 10 | 19 | 0.9766
Nostromo | SCE | October | 10 | 20 | 0.94436
Nostromo | SCE | October | 10 | 21 | 0.90159
Nostromo | SCE | October | 10 | 22 | 0
Nostromo | SCE | October | 10 | 23 | 0
Nostromo | SCE | October | 10 | 24 | 0
Nostromo | SCE | November | 11 | 1 | 0
Nostromo | SCE | November | 11 | 2 | 0
Nostromo | SCE | November | 11 | 3 | 0
Nostromo | SCE | November | 11 | 4 | 0
Nostromo | SCE | November | 11 | 5 | 0
Nostromo | SCE | November | 11 | 6 | 0
Nostromo | SCE | November | 11 | 7 | 0
Nostromo | SCE | November | 11 | 8 | 0
Nostromo | SCE | November | 11 | 9 | 0
Nostromo | SCE | November | 11 | 10 | 0
Nostromo | SCE | November | 11 | 11 | 0
Nostromo | SCE | November | 11 | 12 | 0
Nostromo | SCE | November | 11 | 13 | 0
Nostromo | SCE | November | 11 | 14 | 0
Nostromo | SCE | November | 11 | 15 | 0
Nostromo | SCE | November | 11 | 16 | 0
Nostromo | SCE | November | 11 | 17 | 1.0548
Nostromo | SCE | November | 11 | 18 | 1
Nostromo | SCE | November | 11 | 19 | 0.94161
Nostromo | SCE | November | 11 | 20 | 0.87497
Nostromo | SCE | November | 11 | 21 | 0.8155
Nostromo | SCE | November | 11 | 22 | 0
Nostromo | SCE | November | 11 | 23 | 0
Nostromo | SCE | November | 11 | 24 | 0
Nostromo | SCE | December | 12 | 1 | 0
Nostromo | SCE | December | 12 | 2 | 0
Nostromo | SCE | December | 12 | 3 | 0
Nostromo | SCE | December | 12 | 4 | 0
Nostromo | SCE | December | 12 | 5 | 0
Nostromo | SCE | December | 12 | 6 | 0
Nostromo | SCE | December | 12 | 7 | 0
Nostromo | SCE | December | 12 | 8 | 0
Nostromo | SCE | December | 12 | 9 | 0
Nostromo | SCE | December | 12 | 10 | 0
Nostromo | SCE | December | 12 | 11 | 0
Nostromo | SCE | December | 12 | 12 | 0
Nostromo | SCE | December | 12 | 13 | 0
Nostromo | SCE | December | 12 | 14 | 0
Nostromo | SCE | December | 12 | 15 | 0
Nostromo | SCE | December | 12 | 16 | 0
Nostromo | SCE | December | 12 | 17 | 1.071
Nostromo | SCE | December | 12 | 18 | 1
Nostromo | SCE | December | 12 | 19 | 0.87867
Nostromo | SCE | December | 12 | 20 | 0.78442
Nostromo | SCE | December | 12 | 21 | 0.71859
Nostromo | SCE | December | 12 | 22 | 0
Nostromo | SCE | December | 12 | 23 | 0
Nostromo | SCE | December | 12 | 24 | 0
Nostromo | SDGE | January | 1 | 1 | 0
Nostromo | SDGE | January | 1 | 2 | 0
Nostromo | SDGE | January | 1 | 3 | 0
Nostromo | SDGE | January | 1 | 4 | 0
Nostromo | SDGE | January | 1 | 5 | 0
Nostromo | SDGE | January | 1 | 6 | 0
Nostromo | SDGE | January | 1 | 7 | 0
Nostromo | SDGE | January | 1 | 8 | 0
Nostromo | SDGE | January | 1 | 9 | 0
Nostromo | SDGE | January | 1 | 10 | 0
Nostromo | SDGE | January | 1 | 11 | 0
Nostromo | SDGE | January | 1 | 12 | 0
Nostromo | SDGE | January | 1 | 13 | 0
Nostromo | SDGE | January | 1 | 14 | 0
Nostromo | SDGE | January | 1 | 15 | 0
Nostromo | SDGE | January | 1 | 16 | 0
Nostromo | SDGE | January | 1 | 17 | 1.2249
Nostromo | SDGE | January | 1 | 18 | 1.1121
Nostromo | SDGE | January | 1 | 19 | 1
Nostromo | SDGE | January | 1 | 20 | 0.91933
Nostromo | SDGE | January | 1 | 21 | 0.85941
Nostromo | SDGE | January | 1 | 22 | 0
Nostromo | SDGE | January | 1 | 23 | 0
Nostromo | SDGE | January | 1 | 24 | 0
Nostromo | SDGE | February | 2 | 1 | 0
Nostromo | SDGE | February | 2 | 2 | 0
Nostromo | SDGE | February | 2 | 3 | 0
Nostromo | SDGE | February | 2 | 4 | 0
Nostromo | SDGE | February | 2 | 5 | 0
Nostromo | SDGE | February | 2 | 6 | 0
Nostromo | SDGE | February | 2 | 7 | 0
Nostromo | SDGE | February | 2 | 8 | 0
Nostromo | SDGE | February | 2 | 9 | 0
Nostromo | SDGE | February | 2 | 10 | 0
Nostromo | SDGE | February | 2 | 11 | 0
Nostromo | SDGE | February | 2 | 12 | 0
Nostromo | SDGE | February | 2 | 13 | 0
Nostromo | SDGE | February | 2 | 14 | 0
Nostromo | SDGE | February | 2 | 15 | 0
Nostromo | SDGE | February | 2 | 16 | 0
Nostromo | SDGE | February | 2 | 17 | 1.1988
Nostromo | SDGE | February | 2 | 18 | 1.11
Nostromo | SDGE | February | 2 | 19 | 1
Nostromo | SDGE | February | 2 | 20 | 0.93354
Nostromo | SDGE | February | 2 | 21 | 0.91121
Nostromo | SDGE | February | 2 | 22 | 0
Nostromo | SDGE | February | 2 | 23 | 0
Nostromo | SDGE | February | 2 | 24 | 0
Nostromo | SDGE | March | 3 | 1 | 0
Nostromo | SDGE | March | 3 | 2 | 0
Nostromo | SDGE | March | 3 | 3 | 0
Nostromo | SDGE | March | 3 | 4 | 0
Nostromo | SDGE | March | 3 | 5 | 0
Nostromo | SDGE | March | 3 | 6 | 0
Nostromo | SDGE | March | 3 | 7 | 0
Nostromo | SDGE | March | 3 | 8 | 0
Nostromo | SDGE | March | 3 | 9 | 0
Nostromo | SDGE | March | 3 | 10 | 0
Nostromo | SDGE | March | 3 | 11 | 0
Nostromo | SDGE | March | 3 | 12 | 0
Nostromo | SDGE | March | 3 | 13 | 0
Nostromo | SDGE | March | 3 | 14 | 0
Nostromo | SDGE | March | 3 | 15 | 0
Nostromo | SDGE | March | 3 | 16 | 0
Nostromo | SDGE | March | 3 | 17 | 0
Nostromo | SDGE | March | 3 | 18 | 1.0641
Nostromo | SDGE | March | 3 | 19 | 1
Nostromo | SDGE | March | 3 | 20 | 0.92482
Nostromo | SDGE | March | 3 | 21 | 0.80983
Nostromo | SDGE | March | 3 | 22 | 0.72108
Nostromo | SDGE | March | 3 | 23 | 0
Nostromo | SDGE | March | 3 | 24 | 0
Nostromo | SDGE | April | 4 | 1 | 0
Nostromo | SDGE | April | 4 | 2 | 0
Nostromo | SDGE | April | 4 | 3 | 0
Nostromo | SDGE | April | 4 | 4 | 0
Nostromo | SDGE | April | 4 | 5 | 0
Nostromo | SDGE | April | 4 | 6 | 0
Nostromo | SDGE | April | 4 | 7 | 0
Nostromo | SDGE | April | 4 | 8 | 0
Nostromo | SDGE | April | 4 | 9 | 0
Nostromo | SDGE | April | 4 | 10 | 0
Nostromo | SDGE | April | 4 | 11 | 0
Nostromo | SDGE | April | 4 | 12 | 0
Nostromo | SDGE | April | 4 | 13 | 0
Nostromo | SDGE | April | 4 | 14 | 0
Nostromo | SDGE | April | 4 | 15 | 0
Nostromo | SDGE | April | 4 | 16 | 0
Nostromo | SDGE | April | 4 | 17 | 0
Nostromo | SDGE | April | 4 | 18 | 1.0282
Nostromo | SDGE | April | 4 | 19 | 1
Nostromo | SDGE | April | 4 | 20 | 0.98836
Nostromo | SDGE | April | 4 | 21 | 0.90758
Nostromo | SDGE | April | 4 | 22 | 0.8052
Nostromo | SDGE | April | 4 | 23 | 0
Nostromo | SDGE | April | 4 | 24 | 0
Nostromo | SDGE | May | 5 | 1 | 0
Nostromo | SDGE | May | 5 | 2 | 0
Nostromo | SDGE | May | 5 | 3 | 0
Nostromo | SDGE | May | 5 | 4 | 0
Nostromo | SDGE | May | 5 | 5 | 0
Nostromo | SDGE | May | 5 | 6 | 0
Nostromo | SDGE | May | 5 | 7 | 0
Nostromo | SDGE | May | 5 | 8 | 0
Nostromo | SDGE | May | 5 | 9 | 0
Nostromo | SDGE | May | 5 | 10 | 0
Nostromo | SDGE | May | 5 | 11 | 0
Nostromo | SDGE | May | 5 | 12 | 0
Nostromo | SDGE | May | 5 | 13 | 0
Nostromo | SDGE | May | 5 | 14 | 0
Nostromo | SDGE | May | 5 | 15 | 0
Nostromo | SDGE | May | 5 | 16 | 0
Nostromo | SDGE | May | 5 | 17 | 0
Nostromo | SDGE | May | 5 | 18 | 1.0397
Nostromo | SDGE | May | 5 | 19 | 1.0301
Nostromo | SDGE | May | 5 | 20 | 1
Nostromo | SDGE | May | 5 | 21 | 0.95243
Nostromo | SDGE | May | 5 | 22 | 0.80832
Nostromo | SDGE | May | 5 | 23 | 0
Nostromo | SDGE | May | 5 | 24 | 0
Nostromo | SDGE | June | 6 | 1 | 0
Nostromo | SDGE | June | 6 | 2 | 0
Nostromo | SDGE | June | 6 | 3 | 0
Nostromo | SDGE | June | 6 | 4 | 0
Nostromo | SDGE | June | 6 | 5 | 0
Nostromo | SDGE | June | 6 | 6 | 0
Nostromo | SDGE | June | 6 | 7 | 0
Nostromo | SDGE | June | 6 | 8 | 0
Nostromo | SDGE | June | 6 | 9 | 0
Nostromo | SDGE | June | 6 | 10 | 0
Nostromo | SDGE | June | 6 | 11 | 0
Nostromo | SDGE | June | 6 | 12 | 0
Nostromo | SDGE | June | 6 | 13 | 0
Nostromo | SDGE | June | 6 | 14 | 0
Nostromo | SDGE | June | 6 | 15 | 0
Nostromo | SDGE | June | 6 | 16 | 0
Nostromo | SDGE | June | 6 | 17 | 0.99048
Nostromo | SDGE | June | 6 | 18 | 1
Nostromo | SDGE | June | 6 | 19 | 0.97576
Nostromo | SDGE | June | 6 | 20 | 0.96439
Nostromo | SDGE | June | 6 | 21 | 0.9451
Nostromo | SDGE | June | 6 | 22 | 0
Nostromo | SDGE | June | 6 | 23 | 0
Nostromo | SDGE | June | 6 | 24 | 0
Nostromo | SDGE | July | 7 | 1 | 0
Nostromo | SDGE | July | 7 | 2 | 0
Nostromo | SDGE | July | 7 | 3 | 0
Nostromo | SDGE | July | 7 | 4 | 0
Nostromo | SDGE | July | 7 | 5 | 0
Nostromo | SDGE | July | 7 | 6 | 0
Nostromo | SDGE | July | 7 | 7 | 0
Nostromo | SDGE | July | 7 | 8 | 0
Nostromo | SDGE | July | 7 | 9 | 0
Nostromo | SDGE | July | 7 | 10 | 0
Nostromo | SDGE | July | 7 | 11 | 0
Nostromo | SDGE | July | 7 | 12 | 0
Nostromo | SDGE | July | 7 | 13 | 0
Nostromo | SDGE | July | 7 | 14 | 0
Nostromo | SDGE | July | 7 | 15 | 0
Nostromo | SDGE | July | 7 | 16 | 0
Nostromo | SDGE | July | 7 | 17 | 1
Nostromo | SDGE | July | 7 | 18 | 0.98977
Nostromo | SDGE | July | 7 | 19 | 0.96685
Nostromo | SDGE | July | 7 | 20 | 0.95762
Nostromo | SDGE | July | 7 | 21 | 0.93954
Nostromo | SDGE | July | 7 | 22 | 0
Nostromo | SDGE | July | 7 | 23 | 0
Nostromo | SDGE | July | 7 | 24 | 0
Nostromo | SDGE | August | 8 | 1 | 0
Nostromo | SDGE | August | 8 | 2 | 0
Nostromo | SDGE | August | 8 | 3 | 0
Nostromo | SDGE | August | 8 | 4 | 0
Nostromo | SDGE | August | 8 | 5 | 0
Nostromo | SDGE | August | 8 | 6 | 0
Nostromo | SDGE | August | 8 | 7 | 0
Nostromo | SDGE | August | 8 | 8 | 0
Nostromo | SDGE | August | 8 | 9 | 0
Nostromo | SDGE | August | 8 | 10 | 0
Nostromo | SDGE | August | 8 | 11 | 0
Nostromo | SDGE | August | 8 | 12 | 0
Nostromo | SDGE | August | 8 | 13 | 0
Nostromo | SDGE | August | 8 | 14 | 0
Nostromo | SDGE | August | 8 | 15 | 0
Nostromo | SDGE | August | 8 | 16 | 0
Nostromo | SDGE | August | 8 | 17 | 0.99411
Nostromo | SDGE | August | 8 | 18 | 1
Nostromo | SDGE | August | 8 | 19 | 0.9944
Nostromo | SDGE | August | 8 | 20 | 0.96127
Nostromo | SDGE | August | 8 | 21 | 0.93971
Nostromo | SDGE | August | 8 | 22 | 0
Nostromo | SDGE | August | 8 | 23 | 0
Nostromo | SDGE | August | 8 | 24 | 0
Nostromo | SDGE | September | 9 | 1 | 0
Nostromo | SDGE | September | 9 | 2 | 0
Nostromo | SDGE | September | 9 | 3 | 0
Nostromo | SDGE | September | 9 | 4 | 0
Nostromo | SDGE | September | 9 | 5 | 0
Nostromo | SDGE | September | 9 | 6 | 0
Nostromo | SDGE | September | 9 | 7 | 0
Nostromo | SDGE | September | 9 | 8 | 0
Nostromo | SDGE | September | 9 | 9 | 0
Nostromo | SDGE | September | 9 | 10 | 0
Nostromo | SDGE | September | 9 | 11 | 0
Nostromo | SDGE | September | 9 | 12 | 0
Nostromo | SDGE | September | 9 | 13 | 0
Nostromo | SDGE | September | 9 | 14 | 0
Nostromo | SDGE | September | 9 | 15 | 0
Nostromo | SDGE | September | 9 | 16 | 0
Nostromo | SDGE | September | 9 | 17 | 1
Nostromo | SDGE | September | 9 | 18 | 0.99809
Nostromo | SDGE | September | 9 | 19 | 0.98595
Nostromo | SDGE | September | 9 | 20 | 0.95133
Nostromo | SDGE | September | 9 | 21 | 0.90567
Nostromo | SDGE | September | 9 | 22 | 0
Nostromo | SDGE | September | 9 | 23 | 0
Nostromo | SDGE | September | 9 | 24 | 0
Nostromo | SDGE | October | 10 | 1 | 0
Nostromo | SDGE | October | 10 | 2 | 0
Nostromo | SDGE | October | 10 | 3 | 0
Nostromo | SDGE | October | 10 | 4 | 0
Nostromo | SDGE | October | 10 | 5 | 0
Nostromo | SDGE | October | 10 | 6 | 0
Nostromo | SDGE | October | 10 | 7 | 0
Nostromo | SDGE | October | 10 | 8 | 0
Nostromo | SDGE | October | 10 | 9 | 0
Nostromo | SDGE | October | 10 | 10 | 0
Nostromo | SDGE | October | 10 | 11 | 0
Nostromo | SDGE | October | 10 | 12 | 0
Nostromo | SDGE | October | 10 | 13 | 0
Nostromo | SDGE | October | 10 | 14 | 0
Nostromo | SDGE | October | 10 | 15 | 0
Nostromo | SDGE | October | 10 | 16 | 0
Nostromo | SDGE | October | 10 | 17 | 1
Nostromo | SDGE | October | 10 | 18 | 0.99036
Nostromo | SDGE | October | 10 | 19 | 1.0009
Nostromo | SDGE | October | 10 | 20 | 0.97148
Nostromo | SDGE | October | 10 | 21 | 0.91977
Nostromo | SDGE | October | 10 | 22 | 0
Nostromo | SDGE | October | 10 | 23 | 0
Nostromo | SDGE | October | 10 | 24 | 0
Nostromo | SDGE | November | 11 | 1 | 0
Nostromo | SDGE | November | 11 | 2 | 0
Nostromo | SDGE | November | 11 | 3 | 0
Nostromo | SDGE | November | 11 | 4 | 0
Nostromo | SDGE | November | 11 | 5 | 0
Nostromo | SDGE | November | 11 | 6 | 0
Nostromo | SDGE | November | 11 | 7 | 0
Nostromo | SDGE | November | 11 | 8 | 0
Nostromo | SDGE | November | 11 | 9 | 0
Nostromo | SDGE | November | 11 | 10 | 0
Nostromo | SDGE | November | 11 | 11 | 0
Nostromo | SDGE | November | 11 | 12 | 0
Nostromo | SDGE | November | 11 | 13 | 0
Nostromo | SDGE | November | 11 | 14 | 0
Nostromo | SDGE | November | 11 | 15 | 0
Nostromo | SDGE | November | 11 | 16 | 0
Nostromo | SDGE | November | 11 | 17 | 1.076
Nostromo | SDGE | November | 11 | 18 | 1
Nostromo | SDGE | November | 11 | 19 | 0.88859
Nostromo | SDGE | November | 11 | 20 | 0.80744
Nostromo | SDGE | November | 11 | 21 | 0.76569
Nostromo | SDGE | November | 11 | 22 | 0
Nostromo | SDGE | November | 11 | 23 | 0
Nostromo | SDGE | November | 11 | 24 | 0
Nostromo | SDGE | December | 12 | 1 | 0
Nostromo | SDGE | December | 12 | 2 | 0
Nostromo | SDGE | December | 12 | 3 | 0
Nostromo | SDGE | December | 12 | 4 | 0
Nostromo | SDGE | December | 12 | 5 | 0
Nostromo | SDGE | December | 12 | 6 | 0
Nostromo | SDGE | December | 12 | 7 | 0
Nostromo | SDGE | December | 12 | 8 | 0
Nostromo | SDGE | December | 12 | 9 | 0
Nostromo | SDGE | December | 12 | 10 | 0
Nostromo | SDGE | December | 12 | 11 | 0
Nostromo | SDGE | December | 12 | 12 | 0
Nostromo | SDGE | December | 12 | 13 | 0
Nostromo | SDGE | December | 12 | 14 | 0
Nostromo | SDGE | December | 12 | 15 | 0
Nostromo | SDGE | December | 12 | 16 | 0
Nostromo | SDGE | December | 12 | 17 | 1.1074
Nostromo | SDGE | December | 12 | 18 | 1
Nostromo | SDGE | December | 12 | 19 | 0.94538
Nostromo | SDGE | December | 12 | 20 | 0.90848
Nostromo | SDGE | December | 12 | 21 | 0.87088
Nostromo | SDGE | December | 12 | 22 | 0
Nostromo | SDGE | December | 12 | 23 | 0
Nostromo | SDGE | December | 12 | 24 | 0
Voltus | PGE | January | 1 | 1 | 0
Voltus | PGE | January | 1 | 2 | 0
Voltus | PGE | January | 1 | 3 | 0
Voltus | PGE | January | 1 | 4 | 0
Voltus | PGE | January | 1 | 5 | 0
Voltus | PGE | January | 1 | 6 | 0
Voltus | PGE | January | 1 | 7 | 0
Voltus | PGE | January | 1 | 8 | 0
Voltus | PGE | January | 1 | 9 | 0
Voltus | PGE | January | 1 | 10 | 0
Voltus | PGE | January | 1 | 11 | 0
Voltus | PGE | January | 1 | 12 | 0
Voltus | PGE | January | 1 | 13 | 0
Voltus | PGE | January | 1 | 14 | 0
Voltus | PGE | January | 1 | 15 | 0
Voltus | PGE | January | 1 | 16 | 0
Voltus | PGE | January | 1 | 17 | 1.0136
Voltus | PGE | January | 1 | 18 | 1.0058
Voltus | PGE | January | 1 | 19 | 1
Voltus | PGE | January | 1 | 20 | 0.99741
Voltus | PGE | January | 1 | 21 | 0.99546
Voltus | PGE | January | 1 | 22 | 0
Voltus | PGE | January | 1 | 23 | 0
Voltus | PGE | January | 1 | 24 | 0
Voltus | PGE | February | 2 | 1 | 0
Voltus | PGE | February | 2 | 2 | 0
Voltus | PGE | February | 2 | 3 | 0
Voltus | PGE | February | 2 | 4 | 0
Voltus | PGE | February | 2 | 5 | 0
Voltus | PGE | February | 2 | 6 | 0
Voltus | PGE | February | 2 | 7 | 0
Voltus | PGE | February | 2 | 8 | 0
Voltus | PGE | February | 2 | 9 | 0
Voltus | PGE | February | 2 | 10 | 0
Voltus | PGE | February | 2 | 11 | 0
Voltus | PGE | February | 2 | 12 | 0
Voltus | PGE | February | 2 | 13 | 0
Voltus | PGE | February | 2 | 14 | 0
Voltus | PGE | February | 2 | 15 | 0
Voltus | PGE | February | 2 | 16 | 0
Voltus | PGE | February | 2 | 17 | 1.0136
Voltus | PGE | February | 2 | 18 | 1.0058
Voltus | PGE | February | 2 | 19 | 1
Voltus | PGE | February | 2 | 20 | 0.99871
Voltus | PGE | February | 2 | 21 | 0.99677
Voltus | PGE | February | 2 | 22 | 0
Voltus | PGE | February | 2 | 23 | 0
Voltus | PGE | February | 2 | 24 | 0
Voltus | PGE | March | 3 | 1 | 0
Voltus | PGE | March | 3 | 2 | 0
Voltus | PGE | March | 3 | 3 | 0
Voltus | PGE | March | 3 | 4 | 0
Voltus | PGE | March | 3 | 5 | 0
Voltus | PGE | March | 3 | 6 | 0
Voltus | PGE | March | 3 | 7 | 0
Voltus | PGE | March | 3 | 8 | 0
Voltus | PGE | March | 3 | 9 | 0
Voltus | PGE | March | 3 | 10 | 0
Voltus | PGE | March | 3 | 11 | 0
Voltus | PGE | March | 3 | 12 | 0
Voltus | PGE | March | 3 | 13 | 0
Voltus | PGE | March | 3 | 14 | 0
Voltus | PGE | March | 3 | 15 | 0
Voltus | PGE | March | 3 | 16 | 0
Voltus | PGE | March | 3 | 17 | 0
Voltus | PGE | March | 3 | 18 | 1.0036
Voltus | PGE | March | 3 | 19 | 1
Voltus | PGE | March | 3 | 20 | 0.99403
Voltus | PGE | March | 3 | 21 | 0.98148
Voltus | PGE | March | 3 | 22 | 0.97192
Voltus | PGE | March | 3 | 23 | 0
Voltus | PGE | March | 3 | 24 | 0
Voltus | PGE | April | 4 | 1 | 0
Voltus | PGE | April | 4 | 2 | 0
Voltus | PGE | April | 4 | 3 | 0
Voltus | PGE | April | 4 | 4 | 0
Voltus | PGE | April | 4 | 5 | 0
Voltus | PGE | April | 4 | 6 | 0
Voltus | PGE | April | 4 | 7 | 0
Voltus | PGE | April | 4 | 8 | 0
Voltus | PGE | April | 4 | 9 | 0
Voltus | PGE | April | 4 | 10 | 0
Voltus | PGE | April | 4 | 11 | 0
Voltus | PGE | April | 4 | 12 | 0
Voltus | PGE | April | 4 | 13 | 0
Voltus | PGE | April | 4 | 14 | 0
Voltus | PGE | April | 4 | 15 | 0
Voltus | PGE | April | 4 | 16 | 0
Voltus | PGE | April | 4 | 17 | 0
Voltus | PGE | April | 4 | 18 | 1.0046
Voltus | PGE | April | 4 | 19 | 1
Voltus | PGE | April | 4 | 20 | 0.99596
Voltus | PGE | April | 4 | 21 | 0.9844
Voltus | PGE | April | 4 | 22 | 0.97111
Voltus | PGE | April | 4 | 23 | 0
Voltus | PGE | April | 4 | 24 | 0
Voltus | PGE | May | 5 | 1 | 0
Voltus | PGE | May | 5 | 2 | 0
Voltus | PGE | May | 5 | 3 | 0
Voltus | PGE | May | 5 | 4 | 0
Voltus | PGE | May | 5 | 5 | 0
Voltus | PGE | May | 5 | 6 | 0
Voltus | PGE | May | 5 | 7 | 0
Voltus | PGE | May | 5 | 8 | 0
Voltus | PGE | May | 5 | 9 | 0
Voltus | PGE | May | 5 | 10 | 0
Voltus | PGE | May | 5 | 11 | 0
Voltus | PGE | May | 5 | 12 | 0
Voltus | PGE | May | 5 | 13 | 0
Voltus | PGE | May | 5 | 14 | 0
Voltus | PGE | May | 5 | 15 | 0
Voltus | PGE | May | 5 | 16 | 0
Voltus | PGE | May | 5 | 17 | 0
Voltus | PGE | May | 5 | 18 | 1.0135
Voltus | PGE | May | 5 | 19 | 1.0076
Voltus | PGE | May | 5 | 20 | 1
Voltus | PGE | May | 5 | 21 | 0.98647
Voltus | PGE | May | 5 | 22 | 0.97352
Voltus | PGE | May | 5 | 23 | 0
Voltus | PGE | May | 5 | 24 | 0
Voltus | PGE | June | 6 | 1 | 0
Voltus | PGE | June | 6 | 2 | 0
Voltus | PGE | June | 6 | 3 | 0
Voltus | PGE | June | 6 | 4 | 0
Voltus | PGE | June | 6 | 5 | 0
Voltus | PGE | June | 6 | 6 | 0
Voltus | PGE | June | 6 | 7 | 0
Voltus | PGE | June | 6 | 8 | 0
Voltus | PGE | June | 6 | 9 | 0
Voltus | PGE | June | 6 | 10 | 0
Voltus | PGE | June | 6 | 11 | 0
Voltus | PGE | June | 6 | 12 | 0
Voltus | PGE | June | 6 | 13 | 0
Voltus | PGE | June | 6 | 14 | 0
Voltus | PGE | June | 6 | 15 | 0
Voltus | PGE | June | 6 | 16 | 0
Voltus | PGE | June | 6 | 17 | 1.0057
Voltus | PGE | June | 6 | 18 | 1
Voltus | PGE | June | 6 | 19 | 0.99257
Voltus | PGE | June | 6 | 20 | 0.98571
Voltus | PGE | June | 6 | 21 | 0.97828
Voltus | PGE | June | 6 | 22 | 0
Voltus | PGE | June | 6 | 23 | 0
Voltus | PGE | June | 6 | 24 | 0
Voltus | PGE | July | 7 | 1 | 0
Voltus | PGE | July | 7 | 2 | 0
Voltus | PGE | July | 7 | 3 | 0
Voltus | PGE | July | 7 | 4 | 0
Voltus | PGE | July | 7 | 5 | 0
Voltus | PGE | July | 7 | 6 | 0
Voltus | PGE | July | 7 | 7 | 0
Voltus | PGE | July | 7 | 8 | 0
Voltus | PGE | July | 7 | 9 | 0
Voltus | PGE | July | 7 | 10 | 0
Voltus | PGE | July | 7 | 11 | 0
Voltus | PGE | July | 7 | 12 | 0
Voltus | PGE | July | 7 | 13 | 0
Voltus | PGE | July | 7 | 14 | 0
Voltus | PGE | July | 7 | 15 | 0
Voltus | PGE | July | 7 | 16 | 0
Voltus | PGE | July | 7 | 17 | 1
Voltus | PGE | July | 7 | 18 | 0.9931
Voltus | PGE | July | 7 | 19 | 0.98563
Voltus | PGE | July | 7 | 20 | 0.97758
Voltus | PGE | July | 7 | 21 | 0.96436
Voltus | PGE | July | 7 | 22 | 0
Voltus | PGE | July | 7 | 23 | 0
Voltus | PGE | July | 7 | 24 | 0
Voltus | PGE | August | 8 | 1 | 0
Voltus | PGE | August | 8 | 2 | 0
Voltus | PGE | August | 8 | 3 | 0
Voltus | PGE | August | 8 | 4 | 0
Voltus | PGE | August | 8 | 5 | 0
Voltus | PGE | August | 8 | 6 | 0
Voltus | PGE | August | 8 | 7 | 0
Voltus | PGE | August | 8 | 8 | 0
Voltus | PGE | August | 8 | 9 | 0
Voltus | PGE | August | 8 | 10 | 0
Voltus | PGE | August | 8 | 11 | 0
Voltus | PGE | August | 8 | 12 | 0
Voltus | PGE | August | 8 | 13 | 0
Voltus | PGE | August | 8 | 14 | 0
Voltus | PGE | August | 8 | 15 | 0
Voltus | PGE | August | 8 | 16 | 0
Voltus | PGE | August | 8 | 17 | 1.0018
Voltus | PGE | August | 8 | 18 | 1
Voltus | PGE | August | 8 | 19 | 0.9959
Voltus | PGE | August | 8 | 20 | 0.98536
Voltus | PGE | August | 8 | 21 | 0.96838
Voltus | PGE | August | 8 | 22 | 0
Voltus | PGE | August | 8 | 23 | 0
Voltus | PGE | August | 8 | 24 | 0
Voltus | PGE | September | 9 | 1 | 0
Voltus | PGE | September | 9 | 2 | 0
Voltus | PGE | September | 9 | 3 | 0
Voltus | PGE | September | 9 | 4 | 0
Voltus | PGE | September | 9 | 5 | 0
Voltus | PGE | September | 9 | 6 | 0
Voltus | PGE | September | 9 | 7 | 0
Voltus | PGE | September | 9 | 8 | 0
Voltus | PGE | September | 9 | 9 | 0
Voltus | PGE | September | 9 | 10 | 0
Voltus | PGE | September | 9 | 11 | 0
Voltus | PGE | September | 9 | 12 | 0
Voltus | PGE | September | 9 | 13 | 0
Voltus | PGE | September | 9 | 14 | 0
Voltus | PGE | September | 9 | 15 | 0
Voltus | PGE | September | 9 | 16 | 0
Voltus | PGE | September | 9 | 17 | 1
Voltus | PGE | September | 9 | 18 | 1.0033
Voltus | PGE | September | 9 | 19 | 1.0011
Voltus | PGE | September | 9 | 20 | 0.98777
Voltus | PGE | September | 9 | 21 | 0.97165
Voltus | PGE | September | 9 | 22 | 0
Voltus | PGE | September | 9 | 23 | 0
Voltus | PGE | September | 9 | 24 | 0
Voltus | PGE | October | 10 | 1 | 0
Voltus | PGE | October | 10 | 2 | 0
Voltus | PGE | October | 10 | 3 | 0
Voltus | PGE | October | 10 | 4 | 0
Voltus | PGE | October | 10 | 5 | 0
Voltus | PGE | October | 10 | 6 | 0
Voltus | PGE | October | 10 | 7 | 0
Voltus | PGE | October | 10 | 8 | 0
Voltus | PGE | October | 10 | 9 | 0
Voltus | PGE | October | 10 | 10 | 0
Voltus | PGE | October | 10 | 11 | 0
Voltus | PGE | October | 10 | 12 | 0
Voltus | PGE | October | 10 | 13 | 0
Voltus | PGE | October | 10 | 14 | 0
Voltus | PGE | October | 10 | 15 | 0
Voltus | PGE | October | 10 | 16 | 0
Voltus | PGE | October | 10 | 17 | 1
Voltus | PGE | October | 10 | 18 | 0.99659
Voltus | PGE | October | 10 | 19 | 0.99546
Voltus | PGE | October | 10 | 20 | 0.9858
Voltus | PGE | October | 10 | 21 | 0.96649
Voltus | PGE | October | 10 | 22 | 0
Voltus | PGE | October | 10 | 23 | 0
Voltus | PGE | October | 10 | 24 | 0
Voltus | PGE | November | 11 | 1 | 0
Voltus | PGE | November | 11 | 2 | 0
Voltus | PGE | November | 11 | 3 | 0
Voltus | PGE | November | 11 | 4 | 0
Voltus | PGE | November | 11 | 5 | 0
Voltus | PGE | November | 11 | 6 | 0
Voltus | PGE | November | 11 | 7 | 0
Voltus | PGE | November | 11 | 8 | 0
Voltus | PGE | November | 11 | 9 | 0
Voltus | PGE | November | 11 | 10 | 0
Voltus | PGE | November | 11 | 11 | 0
Voltus | PGE | November | 11 | 12 | 0
Voltus | PGE | November | 11 | 13 | 0
Voltus | PGE | November | 11 | 14 | 0
Voltus | PGE | November | 11 | 15 | 0
Voltus | PGE | November | 11 | 16 | 0
Voltus | PGE | November | 11 | 17 | 1.0067
Voltus | PGE | November | 11 | 18 | 1
Voltus | PGE | November | 11 | 19 | 0.9945
Voltus | PGE | November | 11 | 20 | 0.98961
Voltus | PGE | November | 11 | 21 | 0.98533
Voltus | PGE | November | 11 | 22 | 0
Voltus | PGE | November | 11 | 23 | 0
Voltus | PGE | November | 11 | 24 | 0
Voltus | PGE | December | 12 | 1 | 0
Voltus | PGE | December | 12 | 2 | 0
Voltus | PGE | December | 12 | 3 | 0
Voltus | PGE | December | 12 | 4 | 0
Voltus | PGE | December | 12 | 5 | 0
Voltus | PGE | December | 12 | 6 | 0
Voltus | PGE | December | 12 | 7 | 0
Voltus | PGE | December | 12 | 8 | 0
Voltus | PGE | December | 12 | 9 | 0
Voltus | PGE | December | 12 | 10 | 0
Voltus | PGE | December | 12 | 11 | 0
Voltus | PGE | December | 12 | 12 | 0
Voltus | PGE | December | 12 | 13 | 0
Voltus | PGE | December | 12 | 14 | 0
Voltus | PGE | December | 12 | 15 | 0
Voltus | PGE | December | 12 | 16 | 0
Voltus | PGE | December | 12 | 17 | 1.0083
Voltus | PGE | December | 12 | 18 | 1
Voltus | PGE | December | 12 | 19 | 0.99426
Voltus | PGE | December | 12 | 20 | 0.98916
Voltus | PGE | December | 12 | 21 | 0.98469
Voltus | PGE | December | 12 | 22 | 0
Voltus | PGE | December | 12 | 23 | 0
Voltus | PGE | December | 12 | 24 | 0
Voltus | SCE | January | 1 | 1 | 0
Voltus | SCE | January | 1 | 2 | 0
Voltus | SCE | January | 1 | 3 | 0
Voltus | SCE | January | 1 | 4 | 0
Voltus | SCE | January | 1 | 5 | 0
Voltus | SCE | January | 1 | 6 | 0
Voltus | SCE | January | 1 | 7 | 0
Voltus | SCE | January | 1 | 8 | 0
Voltus | SCE | January | 1 | 9 | 0
Voltus | SCE | January | 1 | 10 | 0
Voltus | SCE | January | 1 | 11 | 0
Voltus | SCE | January | 1 | 12 | 0
Voltus | SCE | January | 1 | 13 | 0
Voltus | SCE | January | 1 | 14 | 0
Voltus | SCE | January | 1 | 15 | 0
Voltus | SCE | January | 1 | 16 | 0
Voltus | SCE | January | 1 | 17 | 1.1122
Voltus | SCE | January | 1 | 18 | 1.0735
Voltus | SCE | January | 1 | 19 | 1
Voltus | SCE | January | 1 | 20 | 0.92622
Voltus | SCE | January | 1 | 21 | 0.87017
Voltus | SCE | January | 1 | 22 | 0
Voltus | SCE | January | 1 | 23 | 0
Voltus | SCE | January | 1 | 24 | 0
Voltus | SCE | February | 2 | 1 | 0
Voltus | SCE | February | 2 | 2 | 0
Voltus | SCE | February | 2 | 3 | 0
Voltus | SCE | February | 2 | 4 | 0
Voltus | SCE | February | 2 | 5 | 0
Voltus | SCE | February | 2 | 6 | 0
Voltus | SCE | February | 2 | 7 | 0
Voltus | SCE | February | 2 | 8 | 0
Voltus | SCE | February | 2 | 9 | 0
Voltus | SCE | February | 2 | 10 | 0
Voltus | SCE | February | 2 | 11 | 0
Voltus | SCE | February | 2 | 12 | 0
Voltus | SCE | February | 2 | 13 | 0
Voltus | SCE | February | 2 | 14 | 0
Voltus | SCE | February | 2 | 15 | 0
Voltus | SCE | February | 2 | 16 | 0
Voltus | SCE | February | 2 | 17 | 1.1862
Voltus | SCE | February | 2 | 18 | 1.1155
Voltus | SCE | February | 2 | 19 | 1
Voltus | SCE | February | 2 | 20 | 0.92543
Voltus | SCE | February | 2 | 21 | 0.87222
Voltus | SCE | February | 2 | 22 | 0
Voltus | SCE | February | 2 | 23 | 0
Voltus | SCE | February | 2 | 24 | 0
Voltus | SCE | March | 3 | 1 | 0
Voltus | SCE | March | 3 | 2 | 0
Voltus | SCE | March | 3 | 3 | 0
Voltus | SCE | March | 3 | 4 | 0
Voltus | SCE | March | 3 | 5 | 0
Voltus | SCE | March | 3 | 6 | 0
Voltus | SCE | March | 3 | 7 | 0
Voltus | SCE | March | 3 | 8 | 0
Voltus | SCE | March | 3 | 9 | 0
Voltus | SCE | March | 3 | 10 | 0
Voltus | SCE | March | 3 | 11 | 0
Voltus | SCE | March | 3 | 12 | 0
Voltus | SCE | March | 3 | 13 | 0
Voltus | SCE | March | 3 | 14 | 0
Voltus | SCE | March | 3 | 15 | 0
Voltus | SCE | March | 3 | 16 | 0
Voltus | SCE | March | 3 | 17 | 0
Voltus | SCE | March | 3 | 18 | 1.0029
Voltus | SCE | March | 3 | 19 | 1
Voltus | SCE | March | 3 | 20 | 0.90452
Voltus | SCE | March | 3 | 21 | 0.82161
Voltus | SCE | March | 3 | 22 | 0.77205
Voltus | SCE | March | 3 | 23 | 0
Voltus | SCE | March | 3 | 24 | 0
Voltus | SCE | April | 4 | 1 | 0
Voltus | SCE | April | 4 | 2 | 0
Voltus | SCE | April | 4 | 3 | 0
Voltus | SCE | April | 4 | 4 | 0
Voltus | SCE | April | 4 | 5 | 0
Voltus | SCE | April | 4 | 6 | 0
Voltus | SCE | April | 4 | 7 | 0
Voltus | SCE | April | 4 | 8 | 0
Voltus | SCE | April | 4 | 9 | 0
Voltus | SCE | April | 4 | 10 | 0
Voltus | SCE | April | 4 | 11 | 0
Voltus | SCE | April | 4 | 12 | 0
Voltus | SCE | April | 4 | 13 | 0
Voltus | SCE | April | 4 | 14 | 0
Voltus | SCE | April | 4 | 15 | 0
Voltus | SCE | April | 4 | 16 | 0
Voltus | SCE | April | 4 | 17 | 0
Voltus | SCE | April | 4 | 18 | 0.99778
Voltus | SCE | April | 4 | 19 | 1
Voltus | SCE | April | 4 | 20 | 0.96825
Voltus | SCE | April | 4 | 21 | 0.89357
Voltus | SCE | April | 4 | 22 | 0.80948
Voltus | SCE | April | 4 | 23 | 0
Voltus | SCE | April | 4 | 24 | 0
Voltus | SCE | May | 5 | 1 | 0
Voltus | SCE | May | 5 | 2 | 0
Voltus | SCE | May | 5 | 3 | 0
Voltus | SCE | May | 5 | 4 | 0
Voltus | SCE | May | 5 | 5 | 0
Voltus | SCE | May | 5 | 6 | 0
Voltus | SCE | May | 5 | 7 | 0
Voltus | SCE | May | 5 | 8 | 0
Voltus | SCE | May | 5 | 9 | 0
Voltus | SCE | May | 5 | 10 | 0
Voltus | SCE | May | 5 | 11 | 0
Voltus | SCE | May | 5 | 12 | 0
Voltus | SCE | May | 5 | 13 | 0
Voltus | SCE | May | 5 | 14 | 0
Voltus | SCE | May | 5 | 15 | 0
Voltus | SCE | May | 5 | 16 | 0
Voltus | SCE | May | 5 | 17 | 0
Voltus | SCE | May | 5 | 18 | 1.0805
Voltus | SCE | May | 5 | 19 | 1.0427
Voltus | SCE | May | 5 | 20 | 1
Voltus | SCE | May | 5 | 21 | 0.9487
Voltus | SCE | May | 5 | 22 | 0.86156
Voltus | SCE | May | 5 | 23 | 0
Voltus | SCE | May | 5 | 24 | 0
Voltus | SCE | June | 6 | 1 | 0
Voltus | SCE | June | 6 | 2 | 0
Voltus | SCE | June | 6 | 3 | 0
Voltus | SCE | June | 6 | 4 | 0
Voltus | SCE | June | 6 | 5 | 0
Voltus | SCE | June | 6 | 6 | 0
Voltus | SCE | June | 6 | 7 | 0
Voltus | SCE | June | 6 | 8 | 0
Voltus | SCE | June | 6 | 9 | 0
Voltus | SCE | June | 6 | 10 | 0
Voltus | SCE | June | 6 | 11 | 0
Voltus | SCE | June | 6 | 12 | 0
Voltus | SCE | June | 6 | 13 | 0
Voltus | SCE | June | 6 | 14 | 0
Voltus | SCE | June | 6 | 15 | 0
Voltus | SCE | June | 6 | 16 | 0
Voltus | SCE | June | 6 | 17 | 1.031
Voltus | SCE | June | 6 | 18 | 1
Voltus | SCE | June | 6 | 19 | 0.96469
Voltus | SCE | June | 6 | 20 | 0.97658
Voltus | SCE | June | 6 | 21 | 0.9626
Voltus | SCE | June | 6 | 22 | 0
Voltus | SCE | June | 6 | 23 | 0
Voltus | SCE | June | 6 | 24 | 0
Voltus | SCE | July | 7 | 1 | 0
Voltus | SCE | July | 7 | 2 | 0
Voltus | SCE | July | 7 | 3 | 0
Voltus | SCE | July | 7 | 4 | 0
Voltus | SCE | July | 7 | 5 | 0
Voltus | SCE | July | 7 | 6 | 0
Voltus | SCE | July | 7 | 7 | 0
Voltus | SCE | July | 7 | 8 | 0
Voltus | SCE | July | 7 | 9 | 0
Voltus | SCE | July | 7 | 10 | 0
Voltus | SCE | July | 7 | 11 | 0
Voltus | SCE | July | 7 | 12 | 0
Voltus | SCE | July | 7 | 13 | 0
Voltus | SCE | July | 7 | 14 | 0
Voltus | SCE | July | 7 | 15 | 0
Voltus | SCE | July | 7 | 16 | 0
Voltus | SCE | July | 7 | 17 | 1
Voltus | SCE | July | 7 | 18 | 0.98423
Voltus | SCE | July | 7 | 19 | 0.96219
Voltus | SCE | July | 7 | 20 | 0.9297
Voltus | SCE | July | 7 | 21 | 0.88028
Voltus | SCE | July | 7 | 22 | 0
Voltus | SCE | July | 7 | 23 | 0
Voltus | SCE | July | 7 | 24 | 0
Voltus | SCE | August | 8 | 1 | 0
Voltus | SCE | August | 8 | 2 | 0
Voltus | SCE | August | 8 | 3 | 0
Voltus | SCE | August | 8 | 4 | 0
Voltus | SCE | August | 8 | 5 | 0
Voltus | SCE | August | 8 | 6 | 0
Voltus | SCE | August | 8 | 7 | 0
Voltus | SCE | August | 8 | 8 | 0
Voltus | SCE | August | 8 | 9 | 0
Voltus | SCE | August | 8 | 10 | 0
Voltus | SCE | August | 8 | 11 | 0
Voltus | SCE | August | 8 | 12 | 0
Voltus | SCE | August | 8 | 13 | 0
Voltus | SCE | August | 8 | 14 | 0
Voltus | SCE | August | 8 | 15 | 0
Voltus | SCE | August | 8 | 16 | 0
Voltus | SCE | August | 8 | 17 | 1.0071
Voltus | SCE | August | 8 | 18 | 1
Voltus | SCE | August | 8 | 19 | 0.98485
Voltus | SCE | August | 8 | 20 | 0.97251
Voltus | SCE | August | 8 | 21 | 0.93805
Voltus | SCE | August | 8 | 22 | 0
Voltus | SCE | August | 8 | 23 | 0
Voltus | SCE | August | 8 | 24 | 0
Voltus | SCE | September | 9 | 1 | 0
Voltus | SCE | September | 9 | 2 | 0
Voltus | SCE | September | 9 | 3 | 0
Voltus | SCE | September | 9 | 4 | 0
Voltus | SCE | September | 9 | 5 | 0
Voltus | SCE | September | 9 | 6 | 0
Voltus | SCE | September | 9 | 7 | 0
Voltus | SCE | September | 9 | 8 | 0
Voltus | SCE | September | 9 | 9 | 0
Voltus | SCE | September | 9 | 10 | 0
Voltus | SCE | September | 9 | 11 | 0
Voltus | SCE | September | 9 | 12 | 0
Voltus | SCE | September | 9 | 13 | 0
Voltus | SCE | September | 9 | 14 | 0
Voltus | SCE | September | 9 | 15 | 0
Voltus | SCE | September | 9 | 16 | 0
Voltus | SCE | September | 9 | 17 | 1
Voltus | SCE | September | 9 | 18 | 0.97933
Voltus | SCE | September | 9 | 19 | 0.95229
Voltus | SCE | September | 9 | 20 | 0.92113
Voltus | SCE | September | 9 | 21 | 0.90706
Voltus | SCE | September | 9 | 22 | 0
Voltus | SCE | September | 9 | 23 | 0
Voltus | SCE | September | 9 | 24 | 0
Voltus | SCE | October | 10 | 1 | 0
Voltus | SCE | October | 10 | 2 | 0
Voltus | SCE | October | 10 | 3 | 0
Voltus | SCE | October | 10 | 4 | 0
Voltus | SCE | October | 10 | 5 | 0
Voltus | SCE | October | 10 | 6 | 0
Voltus | SCE | October | 10 | 7 | 0
Voltus | SCE | October | 10 | 8 | 0
Voltus | SCE | October | 10 | 9 | 0
Voltus | SCE | October | 10 | 10 | 0
Voltus | SCE | October | 10 | 11 | 0
Voltus | SCE | October | 10 | 12 | 0
Voltus | SCE | October | 10 | 13 | 0
Voltus | SCE | October | 10 | 14 | 0
Voltus | SCE | October | 10 | 15 | 0
Voltus | SCE | October | 10 | 16 | 0
Voltus | SCE | October | 10 | 17 | 1
Voltus | SCE | October | 10 | 18 | 0.99461
Voltus | SCE | October | 10 | 19 | 0.9766
Voltus | SCE | October | 10 | 20 | 0.94436
Voltus | SCE | October | 10 | 21 | 0.90159
Voltus | SCE | October | 10 | 22 | 0
Voltus | SCE | October | 10 | 23 | 0
Voltus | SCE | October | 10 | 24 | 0
Voltus | SCE | November | 11 | 1 | 0
Voltus | SCE | November | 11 | 2 | 0
Voltus | SCE | November | 11 | 3 | 0
Voltus | SCE | November | 11 | 4 | 0
Voltus | SCE | November | 11 | 5 | 0
Voltus | SCE | November | 11 | 6 | 0
Voltus | SCE | November | 11 | 7 | 0
Voltus | SCE | November | 11 | 8 | 0
Voltus | SCE | November | 11 | 9 | 0
Voltus | SCE | November | 11 | 10 | 0
Voltus | SCE | November | 11 | 11 | 0
Voltus | SCE | November | 11 | 12 | 0
Voltus | SCE | November | 11 | 13 | 0
Voltus | SCE | November | 11 | 14 | 0
Voltus | SCE | November | 11 | 15 | 0
Voltus | SCE | November | 11 | 16 | 0
Voltus | SCE | November | 11 | 17 | 1.0548
Voltus | SCE | November | 11 | 18 | 1
Voltus | SCE | November | 11 | 19 | 0.94161
Voltus | SCE | November | 11 | 20 | 0.87497
Voltus | SCE | November | 11 | 21 | 0.8155
Voltus | SCE | November | 11 | 22 | 0
Voltus | SCE | November | 11 | 23 | 0
Voltus | SCE | November | 11 | 24 | 0
Voltus | SCE | December | 12 | 1 | 0
Voltus | SCE | December | 12 | 2 | 0
Voltus | SCE | December | 12 | 3 | 0
Voltus | SCE | December | 12 | 4 | 0
Voltus | SCE | December | 12 | 5 | 0
Voltus | SCE | December | 12 | 6 | 0
Voltus | SCE | December | 12 | 7 | 0
Voltus | SCE | December | 12 | 8 | 0
Voltus | SCE | December | 12 | 9 | 0
Voltus | SCE | December | 12 | 10 | 0
Voltus | SCE | December | 12 | 11 | 0
Voltus | SCE | December | 12 | 12 | 0
Voltus | SCE | December | 12 | 13 | 0
Voltus | SCE | December | 12 | 14 | 0
Voltus | SCE | December | 12 | 15 | 0
Voltus | SCE | December | 12 | 16 | 0
Voltus | SCE | December | 12 | 17 | 1.071
Voltus | SCE | December | 12 | 18 | 1
Voltus | SCE | December | 12 | 19 | 0.87867
Voltus | SCE | December | 12 | 20 | 0.78442
Voltus | SCE | December | 12 | 21 | 0.71859
Voltus | SCE | December | 12 | 22 | 0
Voltus | SCE | December | 12 | 23 | 0
Voltus | SCE | December | 12 | 24 | 0
Voltus | SDGE | January | 1 | 1 | 0
Voltus | SDGE | January | 1 | 2 | 0
Voltus | SDGE | January | 1 | 3 | 0
Voltus | SDGE | January | 1 | 4 | 0
Voltus | SDGE | January | 1 | 5 | 0
Voltus | SDGE | January | 1 | 6 | 0
Voltus | SDGE | January | 1 | 7 | 0
Voltus | SDGE | January | 1 | 8 | 0
Voltus | SDGE | January | 1 | 9 | 0
Voltus | SDGE | January | 1 | 10 | 0
Voltus | SDGE | January | 1 | 11 | 0
Voltus | SDGE | January | 1 | 12 | 0
Voltus | SDGE | January | 1 | 13 | 0
Voltus | SDGE | January | 1 | 14 | 0
Voltus | SDGE | January | 1 | 15 | 0
Voltus | SDGE | January | 1 | 16 | 0
Voltus | SDGE | January | 1 | 17 | 0
Voltus | SDGE | January | 1 | 18 | 0
Voltus | SDGE | January | 1 | 19 | 0
Voltus | SDGE | January | 1 | 20 | 0
Voltus | SDGE | January | 1 | 21 | 0
Voltus | SDGE | January | 1 | 22 | 0
Voltus | SDGE | January | 1 | 23 | 0
Voltus | SDGE | January | 1 | 24 | 0
Voltus | SDGE | February | 2 | 1 | 0
Voltus | SDGE | February | 2 | 2 | 0
Voltus | SDGE | February | 2 | 3 | 0
Voltus | SDGE | February | 2 | 4 | 0
Voltus | SDGE | February | 2 | 5 | 0
Voltus | SDGE | February | 2 | 6 | 0
Voltus | SDGE | February | 2 | 7 | 0
Voltus | SDGE | February | 2 | 8 | 0
Voltus | SDGE | February | 2 | 9 | 0
Voltus | SDGE | February | 2 | 10 | 0
Voltus | SDGE | February | 2 | 11 | 0
Voltus | SDGE | February | 2 | 12 | 0
Voltus | SDGE | February | 2 | 13 | 0
Voltus | SDGE | February | 2 | 14 | 0
Voltus | SDGE | February | 2 | 15 | 0
Voltus | SDGE | February | 2 | 16 | 0
Voltus | SDGE | February | 2 | 17 | 0
Voltus | SDGE | February | 2 | 18 | 0
Voltus | SDGE | February | 2 | 19 | 0
Voltus | SDGE | February | 2 | 20 | 0
Voltus | SDGE | February | 2 | 21 | 0
Voltus | SDGE | February | 2 | 22 | 0
Voltus | SDGE | February | 2 | 23 | 0
Voltus | SDGE | February | 2 | 24 | 0
Voltus | SDGE | March | 3 | 1 | 0
Voltus | SDGE | March | 3 | 2 | 0
Voltus | SDGE | March | 3 | 3 | 0
Voltus | SDGE | March | 3 | 4 | 0
Voltus | SDGE | March | 3 | 5 | 0
Voltus | SDGE | March | 3 | 6 | 0
Voltus | SDGE | March | 3 | 7 | 0
Voltus | SDGE | March | 3 | 8 | 0
Voltus | SDGE | March | 3 | 9 | 0
Voltus | SDGE | March | 3 | 10 | 0
Voltus | SDGE | March | 3 | 11 | 0
Voltus | SDGE | March | 3 | 12 | 0
Voltus | SDGE | March | 3 | 13 | 0
Voltus | SDGE | March | 3 | 14 | 0
Voltus | SDGE | March | 3 | 15 | 0
Voltus | SDGE | March | 3 | 16 | 0
Voltus | SDGE | March | 3 | 17 | 0
Voltus | SDGE | March | 3 | 18 | 0
Voltus | SDGE | March | 3 | 19 | 0
Voltus | SDGE | March | 3 | 20 | 0
Voltus | SDGE | March | 3 | 21 | 0
Voltus | SDGE | March | 3 | 22 | 0
Voltus | SDGE | March | 3 | 23 | 0
Voltus | SDGE | March | 3 | 24 | 0
Voltus | SDGE | April | 4 | 1 | 0
Voltus | SDGE | April | 4 | 2 | 0
Voltus | SDGE | April | 4 | 3 | 0
Voltus | SDGE | April | 4 | 4 | 0
Voltus | SDGE | April | 4 | 5 | 0
Voltus | SDGE | April | 4 | 6 | 0
Voltus | SDGE | April | 4 | 7 | 0
Voltus | SDGE | April | 4 | 8 | 0
Voltus | SDGE | April | 4 | 9 | 0
Voltus | SDGE | April | 4 | 10 | 0
Voltus | SDGE | April | 4 | 11 | 0
Voltus | SDGE | April | 4 | 12 | 0
Voltus | SDGE | April | 4 | 13 | 0
Voltus | SDGE | April | 4 | 14 | 0
Voltus | SDGE | April | 4 | 15 | 0
Voltus | SDGE | April | 4 | 16 | 0
Voltus | SDGE | April | 4 | 17 | 0
Voltus | SDGE | April | 4 | 18 | 0
Voltus | SDGE | April | 4 | 19 | 0
Voltus | SDGE | April | 4 | 20 | 0
Voltus | SDGE | April | 4 | 21 | 0
Voltus | SDGE | April | 4 | 22 | 0
Voltus | SDGE | April | 4 | 23 | 0
Voltus | SDGE | April | 4 | 24 | 0
Voltus | SDGE | May | 5 | 1 | 0
Voltus | SDGE | May | 5 | 2 | 0
Voltus | SDGE | May | 5 | 3 | 0
Voltus | SDGE | May | 5 | 4 | 0
Voltus | SDGE | May | 5 | 5 | 0
Voltus | SDGE | May | 5 | 6 | 0
Voltus | SDGE | May | 5 | 7 | 0
Voltus | SDGE | May | 5 | 8 | 0
Voltus | SDGE | May | 5 | 9 | 0
Voltus | SDGE | May | 5 | 10 | 0
Voltus | SDGE | May | 5 | 11 | 0
Voltus | SDGE | May | 5 | 12 | 0
Voltus | SDGE | May | 5 | 13 | 0
Voltus | SDGE | May | 5 | 14 | 0
Voltus | SDGE | May | 5 | 15 | 0
Voltus | SDGE | May | 5 | 16 | 0
Voltus | SDGE | May | 5 | 17 | 0
Voltus | SDGE | May | 5 | 18 | 0
Voltus | SDGE | May | 5 | 19 | 0
Voltus | SDGE | May | 5 | 20 | 0
Voltus | SDGE | May | 5 | 21 | 0
Voltus | SDGE | May | 5 | 22 | 0
Voltus | SDGE | May | 5 | 23 | 0
Voltus | SDGE | May | 5 | 24 | 0
Voltus | SDGE | June | 6 | 1 | 0
Voltus | SDGE | June | 6 | 2 | 0
Voltus | SDGE | June | 6 | 3 | 0
Voltus | SDGE | June | 6 | 4 | 0
Voltus | SDGE | June | 6 | 5 | 0
Voltus | SDGE | June | 6 | 6 | 0
Voltus | SDGE | June | 6 | 7 | 0
Voltus | SDGE | June | 6 | 8 | 0
Voltus | SDGE | June | 6 | 9 | 0
Voltus | SDGE | June | 6 | 10 | 0
Voltus | SDGE | June | 6 | 11 | 0
Voltus | SDGE | June | 6 | 12 | 0
Voltus | SDGE | June | 6 | 13 | 0
Voltus | SDGE | June | 6 | 14 | 0
Voltus | SDGE | June | 6 | 15 | 0
Voltus | SDGE | June | 6 | 16 | 0
Voltus | SDGE | June | 6 | 17 | 0
Voltus | SDGE | June | 6 | 18 | 0
Voltus | SDGE | June | 6 | 19 | 0
Voltus | SDGE | June | 6 | 20 | 0
Voltus | SDGE | June | 6 | 21 | 0
Voltus | SDGE | June | 6 | 22 | 0
Voltus | SDGE | June | 6 | 23 | 0
Voltus | SDGE | June | 6 | 24 | 0
Voltus | SDGE | July | 7 | 1 | 0
Voltus | SDGE | July | 7 | 2 | 0
Voltus | SDGE | July | 7 | 3 | 0
Voltus | SDGE | July | 7 | 4 | 0
Voltus | SDGE | July | 7 | 5 | 0
Voltus | SDGE | July | 7 | 6 | 0
Voltus | SDGE | July | 7 | 7 | 0
Voltus | SDGE | July | 7 | 8 | 0
Voltus | SDGE | July | 7 | 9 | 0
Voltus | SDGE | July | 7 | 10 | 0
Voltus | SDGE | July | 7 | 11 | 0
Voltus | SDGE | July | 7 | 12 | 0
Voltus | SDGE | July | 7 | 13 | 0
Voltus | SDGE | July | 7 | 14 | 0
Voltus | SDGE | July | 7 | 15 | 0
Voltus | SDGE | July | 7 | 16 | 0
Voltus | SDGE | July | 7 | 17 | 0
Voltus | SDGE | July | 7 | 18 | 0
Voltus | SDGE | July | 7 | 19 | 0
Voltus | SDGE | July | 7 | 20 | 0
Voltus | SDGE | July | 7 | 21 | 0
Voltus | SDGE | July | 7 | 22 | 0
Voltus | SDGE | July | 7 | 23 | 0
Voltus | SDGE | July | 7 | 24 | 0
Voltus | SDGE | August | 8 | 1 | 0
Voltus | SDGE | August | 8 | 2 | 0
Voltus | SDGE | August | 8 | 3 | 0
Voltus | SDGE | August | 8 | 4 | 0
Voltus | SDGE | August | 8 | 5 | 0
Voltus | SDGE | August | 8 | 6 | 0
Voltus | SDGE | August | 8 | 7 | 0
Voltus | SDGE | August | 8 | 8 | 0
Voltus | SDGE | August | 8 | 9 | 0
Voltus | SDGE | August | 8 | 10 | 0
Voltus | SDGE | August | 8 | 11 | 0
Voltus | SDGE | August | 8 | 12 | 0
Voltus | SDGE | August | 8 | 13 | 0
Voltus | SDGE | August | 8 | 14 | 0
Voltus | SDGE | August | 8 | 15 | 0
Voltus | SDGE | August | 8 | 16 | 0
Voltus | SDGE | August | 8 | 17 | 0
Voltus | SDGE | August | 8 | 18 | 0
Voltus | SDGE | August | 8 | 19 | 0
Voltus | SDGE | August | 8 | 20 | 0
Voltus | SDGE | August | 8 | 21 | 0
Voltus | SDGE | August | 8 | 22 | 0
Voltus | SDGE | August | 8 | 23 | 0
Voltus | SDGE | August | 8 | 24 | 0
Voltus | SDGE | September | 9 | 1 | 0
Voltus | SDGE | September | 9 | 2 | 0
Voltus | SDGE | September | 9 | 3 | 0
Voltus | SDGE | September | 9 | 4 | 0
Voltus | SDGE | September | 9 | 5 | 0
Voltus | SDGE | September | 9 | 6 | 0
Voltus | SDGE | September | 9 | 7 | 0
Voltus | SDGE | September | 9 | 8 | 0
Voltus | SDGE | September | 9 | 9 | 0
Voltus | SDGE | September | 9 | 10 | 0
Voltus | SDGE | September | 9 | 11 | 0
Voltus | SDGE | September | 9 | 12 | 0
Voltus | SDGE | September | 9 | 13 | 0
Voltus | SDGE | September | 9 | 14 | 0
Voltus | SDGE | September | 9 | 15 | 0
Voltus | SDGE | September | 9 | 16 | 0
Voltus | SDGE | September | 9 | 17 | 0
Voltus | SDGE | September | 9 | 18 | 0
Voltus | SDGE | September | 9 | 19 | 0
Voltus | SDGE | September | 9 | 20 | 0
Voltus | SDGE | September | 9 | 21 | 0
Voltus | SDGE | September | 9 | 22 | 0
Voltus | SDGE | September | 9 | 23 | 0
Voltus | SDGE | September | 9 | 24 | 0
Voltus | SDGE | October | 10 | 1 | 0
Voltus | SDGE | October | 10 | 2 | 0
Voltus | SDGE | October | 10 | 3 | 0
Voltus | SDGE | October | 10 | 4 | 0
Voltus | SDGE | October | 10 | 5 | 0
Voltus | SDGE | October | 10 | 6 | 0
Voltus | SDGE | October | 10 | 7 | 0
Voltus | SDGE | October | 10 | 8 | 0
Voltus | SDGE | October | 10 | 9 | 0
Voltus | SDGE | October | 10 | 10 | 0
Voltus | SDGE | October | 10 | 11 | 0
Voltus | SDGE | October | 10 | 12 | 0
Voltus | SDGE | October | 10 | 13 | 0
Voltus | SDGE | October | 10 | 14 | 0
Voltus | SDGE | October | 10 | 15 | 0
Voltus | SDGE | October | 10 | 16 | 0
Voltus | SDGE | October | 10 | 17 | 0
Voltus | SDGE | October | 10 | 18 | 0
Voltus | SDGE | October | 10 | 19 | 0
Voltus | SDGE | October | 10 | 20 | 0
Voltus | SDGE | October | 10 | 21 | 0
Voltus | SDGE | October | 10 | 22 | 0
Voltus | SDGE | October | 10 | 23 | 0
Voltus | SDGE | October | 10 | 24 | 0
Voltus | SDGE | November | 11 | 1 | 0
Voltus | SDGE | November | 11 | 2 | 0
Voltus | SDGE | November | 11 | 3 | 0
Voltus | SDGE | November | 11 | 4 | 0
Voltus | SDGE | November | 11 | 5 | 0
Voltus | SDGE | November | 11 | 6 | 0
Voltus | SDGE | November | 11 | 7 | 0
Voltus | SDGE | November | 11 | 8 | 0
Voltus | SDGE | November | 11 | 9 | 0
Voltus | SDGE | November | 11 | 10 | 0
Voltus | SDGE | November | 11 | 11 | 0
Voltus | SDGE | November | 11 | 12 | 0
Voltus | SDGE | November | 11 | 13 | 0
Voltus | SDGE | November | 11 | 14 | 0
Voltus | SDGE | November | 11 | 15 | 0
Voltus | SDGE | November | 11 | 16 | 0
Voltus | SDGE | November | 11 | 17 | 0
Voltus | SDGE | November | 11 | 18 | 0
Voltus | SDGE | November | 11 | 19 | 0
Voltus | SDGE | November | 11 | 20 | 0
Voltus | SDGE | November | 11 | 21 | 0
Voltus | SDGE | November | 11 | 22 | 0
Voltus | SDGE | November | 11 | 23 | 0
Voltus | SDGE | November | 11 | 24 | 0
Voltus | SDGE | December | 12 | 1 | 0
Voltus | SDGE | December | 12 | 2 | 0
Voltus | SDGE | December | 12 | 3 | 0
Voltus | SDGE | December | 12 | 4 | 0
Voltus | SDGE | December | 12 | 5 | 0
Voltus | SDGE | December | 12 | 6 | 0
Voltus | SDGE | December | 12 | 7 | 0
Voltus | SDGE | December | 12 | 8 | 0
Voltus | SDGE | December | 12 | 9 | 0
Voltus | SDGE | December | 12 | 10 | 0
Voltus | SDGE | December | 12 | 11 | 0
Voltus | SDGE | December | 12 | 12 | 0
Voltus | SDGE | December | 12 | 13 | 0
Voltus | SDGE | December | 12 | 14 | 0
Voltus | SDGE | December | 12 | 15 | 0
Voltus | SDGE | December | 12 | 16 | 0
Voltus | SDGE | December | 12 | 17 | 0
Voltus | SDGE | December | 12 | 18 | 0
Voltus | SDGE | December | 12 | 19 | 0
Voltus | SDGE | December | 12 | 20 | 0
Voltus | SDGE | December | 12 | 21 | 0
Voltus | SDGE | December | 12 | 22 | 0
Voltus | SDGE | December | 12 | 23 | 0
Voltus | SDGE | December | 12 | 24 | 0
Enersponse | PGE | January | 1 | 1 | 0
Enersponse | PGE | January | 1 | 2 | 0
Enersponse | PGE | January | 1 | 3 | 0
Enersponse | PGE | January | 1 | 4 | 0
Enersponse | PGE | January | 1 | 5 | 0
Enersponse | PGE | January | 1 | 6 | 0
Enersponse | PGE | January | 1 | 7 | 0
Enersponse | PGE | January | 1 | 8 | 0
Enersponse | PGE | January | 1 | 9 | 0
Enersponse | PGE | January | 1 | 10 | 0
Enersponse | PGE | January | 1 | 11 | 0
Enersponse | PGE | January | 1 | 12 | 0
Enersponse | PGE | January | 1 | 13 | 0
Enersponse | PGE | January | 1 | 14 | 0
Enersponse | PGE | January | 1 | 15 | 0
Enersponse | PGE | January | 1 | 16 | 0
Enersponse | PGE | January | 1 | 17 | 1.1562
Enersponse | PGE | January | 1 | 18 | 1.1461
Enersponse | PGE | January | 1 | 19 | 1
Enersponse | PGE | January | 1 | 20 | 0.80792
Enersponse | PGE | January | 1 | 21 | 0.75334
Enersponse | PGE | January | 1 | 22 | 0
Enersponse | PGE | January | 1 | 23 | 0
Enersponse | PGE | January | 1 | 24 | 0
Enersponse | PGE | February | 2 | 1 | 0
Enersponse | PGE | February | 2 | 2 | 0
Enersponse | PGE | February | 2 | 3 | 0
Enersponse | PGE | February | 2 | 4 | 0
Enersponse | PGE | February | 2 | 5 | 0
Enersponse | PGE | February | 2 | 6 | 0
Enersponse | PGE | February | 2 | 7 | 0
Enersponse | PGE | February | 2 | 8 | 0
Enersponse | PGE | February | 2 | 9 | 0
Enersponse | PGE | February | 2 | 10 | 0
Enersponse | PGE | February | 2 | 11 | 0
Enersponse | PGE | February | 2 | 12 | 0
Enersponse | PGE | February | 2 | 13 | 0
Enersponse | PGE | February | 2 | 14 | 0
Enersponse | PGE | February | 2 | 15 | 0
Enersponse | PGE | February | 2 | 16 | 0
Enersponse | PGE | February | 2 | 17 | 1.1376
Enersponse | PGE | February | 2 | 18 | 1.1371
Enersponse | PGE | February | 2 | 19 | 1
Enersponse | PGE | February | 2 | 20 | 0.83001
Enersponse | PGE | February | 2 | 21 | 0.76956
Enersponse | PGE | February | 2 | 22 | 0
Enersponse | PGE | February | 2 | 23 | 0
Enersponse | PGE | February | 2 | 24 | 0
Enersponse | PGE | March | 3 | 1 | 0
Enersponse | PGE | March | 3 | 2 | 0
Enersponse | PGE | March | 3 | 3 | 0
Enersponse | PGE | March | 3 | 4 | 0
Enersponse | PGE | March | 3 | 5 | 0
Enersponse | PGE | March | 3 | 6 | 0
Enersponse | PGE | March | 3 | 7 | 0
Enersponse | PGE | March | 3 | 8 | 0
Enersponse | PGE | March | 3 | 9 | 0
Enersponse | PGE | March | 3 | 10 | 0
Enersponse | PGE | March | 3 | 11 | 0
Enersponse | PGE | March | 3 | 12 | 0
Enersponse | PGE | March | 3 | 13 | 0
Enersponse | PGE | March | 3 | 14 | 0
Enersponse | PGE | March | 3 | 15 | 0
Enersponse | PGE | March | 3 | 16 | 0
Enersponse | PGE | March | 3 | 17 | 0
Enersponse | PGE | March | 3 | 18 | 1.099
Enersponse | PGE | March | 3 | 19 | 1
Enersponse | PGE | March | 3 | 20 | 0.84589
Enersponse | PGE | March | 3 | 21 | 0.78684
Enersponse | PGE | March | 3 | 22 | 0.78121
Enersponse | PGE | March | 3 | 23 | 0
Enersponse | PGE | March | 3 | 24 | 0
Enersponse | PGE | April | 4 | 1 | 0
Enersponse | PGE | April | 4 | 2 | 0
Enersponse | PGE | April | 4 | 3 | 0
Enersponse | PGE | April | 4 | 4 | 0
Enersponse | PGE | April | 4 | 5 | 0
Enersponse | PGE | April | 4 | 6 | 0
Enersponse | PGE | April | 4 | 7 | 0
Enersponse | PGE | April | 4 | 8 | 0
Enersponse | PGE | April | 4 | 9 | 0
Enersponse | PGE | April | 4 | 10 | 0
Enersponse | PGE | April | 4 | 11 | 0
Enersponse | PGE | April | 4 | 12 | 0
Enersponse | PGE | April | 4 | 13 | 0
Enersponse | PGE | April | 4 | 14 | 0
Enersponse | PGE | April | 4 | 15 | 0
Enersponse | PGE | April | 4 | 16 | 0
Enersponse | PGE | April | 4 | 17 | 0
Enersponse | PGE | April | 4 | 18 | 1.0918
Enersponse | PGE | April | 4 | 19 | 1
Enersponse | PGE | April | 4 | 20 | 0.87886
Enersponse | PGE | April | 4 | 21 | 0.82793
Enersponse | PGE | April | 4 | 22 | 0.81752
Enersponse | PGE | April | 4 | 23 | 0
Enersponse | PGE | April | 4 | 24 | 0
Enersponse | PGE | May | 5 | 1 | 0
Enersponse | PGE | May | 5 | 2 | 0
Enersponse | PGE | May | 5 | 3 | 0
Enersponse | PGE | May | 5 | 4 | 0
Enersponse | PGE | May | 5 | 5 | 0
Enersponse | PGE | May | 5 | 6 | 0
Enersponse | PGE | May | 5 | 7 | 0
Enersponse | PGE | May | 5 | 8 | 0
Enersponse | PGE | May | 5 | 9 | 0
Enersponse | PGE | May | 5 | 10 | 0
Enersponse | PGE | May | 5 | 11 | 0
Enersponse | PGE | May | 5 | 12 | 0
Enersponse | PGE | May | 5 | 13 | 0
Enersponse | PGE | May | 5 | 14 | 0
Enersponse | PGE | May | 5 | 15 | 0
Enersponse | PGE | May | 5 | 16 | 0
Enersponse | PGE | May | 5 | 17 | 0
Enersponse | PGE | May | 5 | 18 | 1.2186
Enersponse | PGE | May | 5 | 19 | 1.1306
Enersponse | PGE | May | 5 | 20 | 1
Enersponse | PGE | May | 5 | 21 | 0.96295
Enersponse | PGE | May | 5 | 22 | 0.97829
Enersponse | PGE | May | 5 | 23 | 0
Enersponse | PGE | May | 5 | 24 | 0
Enersponse | PGE | June | 6 | 1 | 0
Enersponse | PGE | June | 6 | 2 | 0
Enersponse | PGE | June | 6 | 3 | 0
Enersponse | PGE | June | 6 | 4 | 0
Enersponse | PGE | June | 6 | 5 | 0
Enersponse | PGE | June | 6 | 6 | 0
Enersponse | PGE | June | 6 | 7 | 0
Enersponse | PGE | June | 6 | 8 | 0
Enersponse | PGE | June | 6 | 9 | 0
Enersponse | PGE | June | 6 | 10 | 0
Enersponse | PGE | June | 6 | 11 | 0
Enersponse | PGE | June | 6 | 12 | 0
Enersponse | PGE | June | 6 | 13 | 0
Enersponse | PGE | June | 6 | 14 | 0
Enersponse | PGE | June | 6 | 15 | 0
Enersponse | PGE | June | 6 | 16 | 0
Enersponse | PGE | June | 6 | 17 | 1.0124
Enersponse | PGE | June | 6 | 18 | 1
Enersponse | PGE | June | 6 | 19 | 0.93939
Enersponse | PGE | June | 6 | 20 | 0.85211
Enersponse | PGE | June | 6 | 21 | 0.82466
Enersponse | PGE | June | 6 | 22 | 0
Enersponse | PGE | June | 6 | 23 | 0
Enersponse | PGE | June | 6 | 24 | 0
Enersponse | PGE | July | 7 | 1 | 0
Enersponse | PGE | July | 7 | 2 | 0
Enersponse | PGE | July | 7 | 3 | 0
Enersponse | PGE | July | 7 | 4 | 0
Enersponse | PGE | July | 7 | 5 | 0
Enersponse | PGE | July | 7 | 6 | 0
Enersponse | PGE | July | 7 | 7 | 0
Enersponse | PGE | July | 7 | 8 | 0
Enersponse | PGE | July | 7 | 9 | 0
Enersponse | PGE | July | 7 | 10 | 0
Enersponse | PGE | July | 7 | 11 | 0
Enersponse | PGE | July | 7 | 12 | 0
Enersponse | PGE | July | 7 | 13 | 0
Enersponse | PGE | July | 7 | 14 | 0
Enersponse | PGE | July | 7 | 15 | 0
Enersponse | PGE | July | 7 | 16 | 0
Enersponse | PGE | July | 7 | 17 | 1
Enersponse | PGE | July | 7 | 18 | 0.96658
Enersponse | PGE | July | 7 | 19 | 0.90911
Enersponse | PGE | July | 7 | 20 | 0.83671
Enersponse | PGE | July | 7 | 21 | 0.82936
Enersponse | PGE | July | 7 | 22 | 0
Enersponse | PGE | July | 7 | 23 | 0
Enersponse | PGE | July | 7 | 24 | 0
Enersponse | PGE | August | 8 | 1 | 0
Enersponse | PGE | August | 8 | 2 | 0
Enersponse | PGE | August | 8 | 3 | 0
Enersponse | PGE | August | 8 | 4 | 0
Enersponse | PGE | August | 8 | 5 | 0
Enersponse | PGE | August | 8 | 6 | 0
Enersponse | PGE | August | 8 | 7 | 0
Enersponse | PGE | August | 8 | 8 | 0
Enersponse | PGE | August | 8 | 9 | 0
Enersponse | PGE | August | 8 | 10 | 0
Enersponse | PGE | August | 8 | 11 | 0
Enersponse | PGE | August | 8 | 12 | 0
Enersponse | PGE | August | 8 | 13 | 0
Enersponse | PGE | August | 8 | 14 | 0
Enersponse | PGE | August | 8 | 15 | 0
Enersponse | PGE | August | 8 | 16 | 0
Enersponse | PGE | August | 8 | 17 | 1.0636
Enersponse | PGE | August | 8 | 18 | 1
Enersponse | PGE | August | 8 | 19 | 0.97247
Enersponse | PGE | August | 8 | 20 | 0.90743
Enersponse | PGE | August | 8 | 21 | 0.89086
Enersponse | PGE | August | 8 | 22 | 0
Enersponse | PGE | August | 8 | 23 | 0
Enersponse | PGE | August | 8 | 24 | 0
Enersponse | PGE | September | 9 | 1 | 0
Enersponse | PGE | September | 9 | 2 | 0
Enersponse | PGE | September | 9 | 3 | 0
Enersponse | PGE | September | 9 | 4 | 0
Enersponse | PGE | September | 9 | 5 | 0
Enersponse | PGE | September | 9 | 6 | 0
Enersponse | PGE | September | 9 | 7 | 0
Enersponse | PGE | September | 9 | 8 | 0
Enersponse | PGE | September | 9 | 9 | 0
Enersponse | PGE | September | 9 | 10 | 0
Enersponse | PGE | September | 9 | 11 | 0
Enersponse | PGE | September | 9 | 12 | 0
Enersponse | PGE | September | 9 | 13 | 0
Enersponse | PGE | September | 9 | 14 | 0
Enersponse | PGE | September | 9 | 15 | 0
Enersponse | PGE | September | 9 | 16 | 0
Enersponse | PGE | September | 9 | 17 | 1
Enersponse | PGE | September | 9 | 18 | 0.93914
Enersponse | PGE | September | 9 | 19 | 0.91845
Enersponse | PGE | September | 9 | 20 | 0.85054
Enersponse | PGE | September | 9 | 21 | 0.8055
Enersponse | PGE | September | 9 | 22 | 0
Enersponse | PGE | September | 9 | 23 | 0
Enersponse | PGE | September | 9 | 24 | 0
Enersponse | PGE | October | 10 | 1 | 0
Enersponse | PGE | October | 10 | 2 | 0
Enersponse | PGE | October | 10 | 3 | 0
Enersponse | PGE | October | 10 | 4 | 0
Enersponse | PGE | October | 10 | 5 | 0
Enersponse | PGE | October | 10 | 6 | 0
Enersponse | PGE | October | 10 | 7 | 0
Enersponse | PGE | October | 10 | 8 | 0
Enersponse | PGE | October | 10 | 9 | 0
Enersponse | PGE | October | 10 | 10 | 0
Enersponse | PGE | October | 10 | 11 | 0
Enersponse | PGE | October | 10 | 12 | 0
Enersponse | PGE | October | 10 | 13 | 0
Enersponse | PGE | October | 10 | 14 | 0
Enersponse | PGE | October | 10 | 15 | 0
Enersponse | PGE | October | 10 | 16 | 0
Enersponse | PGE | October | 10 | 17 | 1
Enersponse | PGE | October | 10 | 18 | 0.98616
Enersponse | PGE | October | 10 | 19 | 0.92262
Enersponse | PGE | October | 10 | 20 | 0.81192
Enersponse | PGE | October | 10 | 21 | 0.75883
Enersponse | PGE | October | 10 | 22 | 0
Enersponse | PGE | October | 10 | 23 | 0
Enersponse | PGE | October | 10 | 24 | 0
Enersponse | PGE | November | 11 | 1 | 0
Enersponse | PGE | November | 11 | 2 | 0
Enersponse | PGE | November | 11 | 3 | 0
Enersponse | PGE | November | 11 | 4 | 0
Enersponse | PGE | November | 11 | 5 | 0
Enersponse | PGE | November | 11 | 6 | 0
Enersponse | PGE | November | 11 | 7 | 0
Enersponse | PGE | November | 11 | 8 | 0
Enersponse | PGE | November | 11 | 9 | 0
Enersponse | PGE | November | 11 | 10 | 0
Enersponse | PGE | November | 11 | 11 | 0
Enersponse | PGE | November | 11 | 12 | 0
Enersponse | PGE | November | 11 | 13 | 0
Enersponse | PGE | November | 11 | 14 | 0
Enersponse | PGE | November | 11 | 15 | 0
Enersponse | PGE | November | 11 | 16 | 0
Enersponse | PGE | November | 11 | 17 | 1.0245
Enersponse | PGE | November | 11 | 18 | 1
Enersponse | PGE | November | 11 | 19 | 0.90044
Enersponse | PGE | November | 11 | 20 | 0.76747
Enersponse | PGE | November | 11 | 21 | 0.73338
Enersponse | PGE | November | 11 | 22 | 0
Enersponse | PGE | November | 11 | 23 | 0
Enersponse | PGE | November | 11 | 24 | 0
Enersponse | PGE | December | 12 | 1 | 0
Enersponse | PGE | December | 12 | 2 | 0
Enersponse | PGE | December | 12 | 3 | 0
Enersponse | PGE | December | 12 | 4 | 0
Enersponse | PGE | December | 12 | 5 | 0
Enersponse | PGE | December | 12 | 6 | 0
Enersponse | PGE | December | 12 | 7 | 0
Enersponse | PGE | December | 12 | 8 | 0
Enersponse | PGE | December | 12 | 9 | 0
Enersponse | PGE | December | 12 | 10 | 0
Enersponse | PGE | December | 12 | 11 | 0
Enersponse | PGE | December | 12 | 12 | 0
Enersponse | PGE | December | 12 | 13 | 0
Enersponse | PGE | December | 12 | 14 | 0
Enersponse | PGE | December | 12 | 15 | 0
Enersponse | PGE | December | 12 | 16 | 0
Enersponse | PGE | December | 12 | 17 | 1.0457
Enersponse | PGE | December | 12 | 18 | 1
Enersponse | PGE | December | 12 | 19 | 0.87856
Enersponse | PGE | December | 12 | 20 | 0.7491
Enersponse | PGE | December | 12 | 21 | 0.72265
Enersponse | PGE | December | 12 | 22 | 0
Enersponse | PGE | December | 12 | 23 | 0
Enersponse | PGE | December | 12 | 24 | 0
Enersponse | SCE | January | 1 | 1 | 0
Enersponse | SCE | January | 1 | 2 | 0
Enersponse | SCE | January | 1 | 3 | 0
Enersponse | SCE | January | 1 | 4 | 0
Enersponse | SCE | January | 1 | 5 | 0
Enersponse | SCE | January | 1 | 6 | 0
Enersponse | SCE | January | 1 | 7 | 0
Enersponse | SCE | January | 1 | 8 | 0
Enersponse | SCE | January | 1 | 9 | 0
Enersponse | SCE | January | 1 | 10 | 0
Enersponse | SCE | January | 1 | 11 | 0
Enersponse | SCE | January | 1 | 12 | 0
Enersponse | SCE | January | 1 | 13 | 0
Enersponse | SCE | January | 1 | 14 | 0
Enersponse | SCE | January | 1 | 15 | 0
Enersponse | SCE | January | 1 | 16 | 0
Enersponse | SCE | January | 1 | 17 | 1.1562
Enersponse | SCE | January | 1 | 18 | 1.1461
Enersponse | SCE | January | 1 | 19 | 1
Enersponse | SCE | January | 1 | 20 | 0.80792
Enersponse | SCE | January | 1 | 21 | 0.75334
Enersponse | SCE | January | 1 | 22 | 0
Enersponse | SCE | January | 1 | 23 | 0
Enersponse | SCE | January | 1 | 24 | 0
Enersponse | SCE | February | 2 | 1 | 0
Enersponse | SCE | February | 2 | 2 | 0
Enersponse | SCE | February | 2 | 3 | 0
Enersponse | SCE | February | 2 | 4 | 0
Enersponse | SCE | February | 2 | 5 | 0
Enersponse | SCE | February | 2 | 6 | 0
Enersponse | SCE | February | 2 | 7 | 0
Enersponse | SCE | February | 2 | 8 | 0
Enersponse | SCE | February | 2 | 9 | 0
Enersponse | SCE | February | 2 | 10 | 0
Enersponse | SCE | February | 2 | 11 | 0
Enersponse | SCE | February | 2 | 12 | 0
Enersponse | SCE | February | 2 | 13 | 0
Enersponse | SCE | February | 2 | 14 | 0
Enersponse | SCE | February | 2 | 15 | 0
Enersponse | SCE | February | 2 | 16 | 0
Enersponse | SCE | February | 2 | 17 | 1.1376
Enersponse | SCE | February | 2 | 18 | 1.1371
Enersponse | SCE | February | 2 | 19 | 1
Enersponse | SCE | February | 2 | 20 | 0.83001
Enersponse | SCE | February | 2 | 21 | 0.76956
Enersponse | SCE | February | 2 | 22 | 0
Enersponse | SCE | February | 2 | 23 | 0
Enersponse | SCE | February | 2 | 24 | 0
Enersponse | SCE | March | 3 | 1 | 0
Enersponse | SCE | March | 3 | 2 | 0
Enersponse | SCE | March | 3 | 3 | 0
Enersponse | SCE | March | 3 | 4 | 0
Enersponse | SCE | March | 3 | 5 | 0
Enersponse | SCE | March | 3 | 6 | 0
Enersponse | SCE | March | 3 | 7 | 0
Enersponse | SCE | March | 3 | 8 | 0
Enersponse | SCE | March | 3 | 9 | 0
Enersponse | SCE | March | 3 | 10 | 0
Enersponse | SCE | March | 3 | 11 | 0
Enersponse | SCE | March | 3 | 12 | 0
Enersponse | SCE | March | 3 | 13 | 0
Enersponse | SCE | March | 3 | 14 | 0
Enersponse | SCE | March | 3 | 15 | 0
Enersponse | SCE | March | 3 | 16 | 0
Enersponse | SCE | March | 3 | 17 | 0
Enersponse | SCE | March | 3 | 18 | 1.099
Enersponse | SCE | March | 3 | 19 | 1
Enersponse | SCE | March | 3 | 20 | 0.84589
Enersponse | SCE | March | 3 | 21 | 0.78684
Enersponse | SCE | March | 3 | 22 | 0.78121
Enersponse | SCE | March | 3 | 23 | 0
Enersponse | SCE | March | 3 | 24 | 0
Enersponse | SCE | April | 4 | 1 | 0
Enersponse | SCE | April | 4 | 2 | 0
Enersponse | SCE | April | 4 | 3 | 0
Enersponse | SCE | April | 4 | 4 | 0
Enersponse | SCE | April | 4 | 5 | 0
Enersponse | SCE | April | 4 | 6 | 0
Enersponse | SCE | April | 4 | 7 | 0
Enersponse | SCE | April | 4 | 8 | 0
Enersponse | SCE | April | 4 | 9 | 0
Enersponse | SCE | April | 4 | 10 | 0
Enersponse | SCE | April | 4 | 11 | 0
Enersponse | SCE | April | 4 | 12 | 0
Enersponse | SCE | April | 4 | 13 | 0
Enersponse | SCE | April | 4 | 14 | 0
Enersponse | SCE | April | 4 | 15 | 0
Enersponse | SCE | April | 4 | 16 | 0
Enersponse | SCE | April | 4 | 17 | 0
Enersponse | SCE | April | 4 | 18 | 1.0918
Enersponse | SCE | April | 4 | 19 | 1
Enersponse | SCE | April | 4 | 20 | 0.87886
Enersponse | SCE | April | 4 | 21 | 0.82793
Enersponse | SCE | April | 4 | 22 | 0.81752
Enersponse | SCE | April | 4 | 23 | 0
Enersponse | SCE | April | 4 | 24 | 0
Enersponse | SCE | May | 5 | 1 | 0
Enersponse | SCE | May | 5 | 2 | 0
Enersponse | SCE | May | 5 | 3 | 0
Enersponse | SCE | May | 5 | 4 | 0
Enersponse | SCE | May | 5 | 5 | 0
Enersponse | SCE | May | 5 | 6 | 0
Enersponse | SCE | May | 5 | 7 | 0
Enersponse | SCE | May | 5 | 8 | 0
Enersponse | SCE | May | 5 | 9 | 0
Enersponse | SCE | May | 5 | 10 | 0
Enersponse | SCE | May | 5 | 11 | 0
Enersponse | SCE | May | 5 | 12 | 0
Enersponse | SCE | May | 5 | 13 | 0
Enersponse | SCE | May | 5 | 14 | 0
Enersponse | SCE | May | 5 | 15 | 0
Enersponse | SCE | May | 5 | 16 | 0
Enersponse | SCE | May | 5 | 17 | 0
Enersponse | SCE | May | 5 | 18 | 1.2186
Enersponse | SCE | May | 5 | 19 | 1.1306
Enersponse | SCE | May | 5 | 20 | 1
Enersponse | SCE | May | 5 | 21 | 0.96295
Enersponse | SCE | May | 5 | 22 | 0.97829
Enersponse | SCE | May | 5 | 23 | 0
Enersponse | SCE | May | 5 | 24 | 0
Enersponse | SCE | June | 6 | 1 | 0
Enersponse | SCE | June | 6 | 2 | 0
Enersponse | SCE | June | 6 | 3 | 0
Enersponse | SCE | June | 6 | 4 | 0
Enersponse | SCE | June | 6 | 5 | 0
Enersponse | SCE | June | 6 | 6 | 0
Enersponse | SCE | June | 6 | 7 | 0
Enersponse | SCE | June | 6 | 8 | 0
Enersponse | SCE | June | 6 | 9 | 0
Enersponse | SCE | June | 6 | 10 | 0
Enersponse | SCE | June | 6 | 11 | 0
Enersponse | SCE | June | 6 | 12 | 0
Enersponse | SCE | June | 6 | 13 | 0
Enersponse | SCE | June | 6 | 14 | 0
Enersponse | SCE | June | 6 | 15 | 0
Enersponse | SCE | June | 6 | 16 | 0
Enersponse | SCE | June | 6 | 17 | 1.0124
Enersponse | SCE | June | 6 | 18 | 1
Enersponse | SCE | June | 6 | 19 | 0.93939
Enersponse | SCE | June | 6 | 20 | 0.85211
Enersponse | SCE | June | 6 | 21 | 0.82466
Enersponse | SCE | June | 6 | 22 | 0
Enersponse | SCE | June | 6 | 23 | 0
Enersponse | SCE | June | 6 | 24 | 0
Enersponse | SCE | July | 7 | 1 | 0
Enersponse | SCE | July | 7 | 2 | 0
Enersponse | SCE | July | 7 | 3 | 0
Enersponse | SCE | July | 7 | 4 | 0
Enersponse | SCE | July | 7 | 5 | 0
Enersponse | SCE | July | 7 | 6 | 0
Enersponse | SCE | July | 7 | 7 | 0
Enersponse | SCE | July | 7 | 8 | 0
Enersponse | SCE | July | 7 | 9 | 0
Enersponse | SCE | July | 7 | 10 | 0
Enersponse | SCE | July | 7 | 11 | 0
Enersponse | SCE | July | 7 | 12 | 0
Enersponse | SCE | July | 7 | 13 | 0
Enersponse | SCE | July | 7 | 14 | 0
Enersponse | SCE | July | 7 | 15 | 0
Enersponse | SCE | July | 7 | 16 | 0
Enersponse | SCE | July | 7 | 17 | 1
Enersponse | SCE | July | 7 | 18 | 0.96658
Enersponse | SCE | July | 7 | 19 | 0.90911
Enersponse | SCE | July | 7 | 20 | 0.83671
Enersponse | SCE | July | 7 | 21 | 0.82936
Enersponse | SCE | July | 7 | 22 | 0
Enersponse | SCE | July | 7 | 23 | 0
Enersponse | SCE | July | 7 | 24 | 0
Enersponse | SCE | August | 8 | 1 | 0
Enersponse | SCE | August | 8 | 2 | 0
Enersponse | SCE | August | 8 | 3 | 0
Enersponse | SCE | August | 8 | 4 | 0
Enersponse | SCE | August | 8 | 5 | 0
Enersponse | SCE | August | 8 | 6 | 0
Enersponse | SCE | August | 8 | 7 | 0
Enersponse | SCE | August | 8 | 8 | 0
Enersponse | SCE | August | 8 | 9 | 0
Enersponse | SCE | August | 8 | 10 | 0
Enersponse | SCE | August | 8 | 11 | 0
Enersponse | SCE | August | 8 | 12 | 0
Enersponse | SCE | August | 8 | 13 | 0
Enersponse | SCE | August | 8 | 14 | 0
Enersponse | SCE | August | 8 | 15 | 0
Enersponse | SCE | August | 8 | 16 | 0
Enersponse | SCE | August | 8 | 17 | 1.0636
Enersponse | SCE | August | 8 | 18 | 1
Enersponse | SCE | August | 8 | 19 | 0.97247
Enersponse | SCE | August | 8 | 20 | 0.90743
Enersponse | SCE | August | 8 | 21 | 0.89086
Enersponse | SCE | August | 8 | 22 | 0
Enersponse | SCE | August | 8 | 23 | 0
Enersponse | SCE | August | 8 | 24 | 0
Enersponse | SCE | September | 9 | 1 | 0
Enersponse | SCE | September | 9 | 2 | 0
Enersponse | SCE | September | 9 | 3 | 0
Enersponse | SCE | September | 9 | 4 | 0
Enersponse | SCE | September | 9 | 5 | 0
Enersponse | SCE | September | 9 | 6 | 0
Enersponse | SCE | September | 9 | 7 | 0
Enersponse | SCE | September | 9 | 8 | 0
Enersponse | SCE | September | 9 | 9 | 0
Enersponse | SCE | September | 9 | 10 | 0
Enersponse | SCE | September | 9 | 11 | 0
Enersponse | SCE | September | 9 | 12 | 0
Enersponse | SCE | September | 9 | 13 | 0
Enersponse | SCE | September | 9 | 14 | 0
Enersponse | SCE | September | 9 | 15 | 0
Enersponse | SCE | September | 9 | 16 | 0
Enersponse | SCE | September | 9 | 17 | 1
Enersponse | SCE | September | 9 | 18 | 0.93914
Enersponse | SCE | September | 9 | 19 | 0.91845
Enersponse | SCE | September | 9 | 20 | 0.85054
Enersponse | SCE | September | 9 | 21 | 0.8055
Enersponse | SCE | September | 9 | 22 | 0
Enersponse | SCE | September | 9 | 23 | 0
Enersponse | SCE | September | 9 | 24 | 0
Enersponse | SCE | October | 10 | 1 | 0
Enersponse | SCE | October | 10 | 2 | 0
Enersponse | SCE | October | 10 | 3 | 0
Enersponse | SCE | October | 10 | 4 | 0
Enersponse | SCE | October | 10 | 5 | 0
Enersponse | SCE | October | 10 | 6 | 0
Enersponse | SCE | October | 10 | 7 | 0
Enersponse | SCE | October | 10 | 8 | 0
Enersponse | SCE | October | 10 | 9 | 0
Enersponse | SCE | October | 10 | 10 | 0
Enersponse | SCE | October | 10 | 11 | 0
Enersponse | SCE | October | 10 | 12 | 0
Enersponse | SCE | October | 10 | 13 | 0
Enersponse | SCE | October | 10 | 14 | 0
Enersponse | SCE | October | 10 | 15 | 0
Enersponse | SCE | October | 10 | 16 | 0
Enersponse | SCE | October | 10 | 17 | 1
Enersponse | SCE | October | 10 | 18 | 0.98616
Enersponse | SCE | October | 10 | 19 | 0.92262
Enersponse | SCE | October | 10 | 20 | 0.81192
Enersponse | SCE | October | 10 | 21 | 0.75883
Enersponse | SCE | October | 10 | 22 | 0
Enersponse | SCE | October | 10 | 23 | 0
Enersponse | SCE | October | 10 | 24 | 0
Enersponse | SCE | November | 11 | 1 | 0
Enersponse | SCE | November | 11 | 2 | 0
Enersponse | SCE | November | 11 | 3 | 0
Enersponse | SCE | November | 11 | 4 | 0
Enersponse | SCE | November | 11 | 5 | 0
Enersponse | SCE | November | 11 | 6 | 0
Enersponse | SCE | November | 11 | 7 | 0
Enersponse | SCE | November | 11 | 8 | 0
Enersponse | SCE | November | 11 | 9 | 0
Enersponse | SCE | November | 11 | 10 | 0
Enersponse | SCE | November | 11 | 11 | 0
Enersponse | SCE | November | 11 | 12 | 0
Enersponse | SCE | November | 11 | 13 | 0
Enersponse | SCE | November | 11 | 14 | 0
Enersponse | SCE | November | 11 | 15 | 0
Enersponse | SCE | November | 11 | 16 | 0
Enersponse | SCE | November | 11 | 17 | 1.0245
Enersponse | SCE | November | 11 | 18 | 1
Enersponse | SCE | November | 11 | 19 | 0.90044
Enersponse | SCE | November | 11 | 20 | 0.76747
Enersponse | SCE | November | 11 | 21 | 0.73338
Enersponse | SCE | November | 11 | 22 | 0
Enersponse | SCE | November | 11 | 23 | 0
Enersponse | SCE | November | 11 | 24 | 0
Enersponse | SCE | December | 12 | 1 | 0
Enersponse | SCE | December | 12 | 2 | 0
Enersponse | SCE | December | 12 | 3 | 0
Enersponse | SCE | December | 12 | 4 | 0
Enersponse | SCE | December | 12 | 5 | 0
Enersponse | SCE | December | 12 | 6 | 0
Enersponse | SCE | December | 12 | 7 | 0
Enersponse | SCE | December | 12 | 8 | 0
Enersponse | SCE | December | 12 | 9 | 0
Enersponse | SCE | December | 12 | 10 | 0
Enersponse | SCE | December | 12 | 11 | 0
Enersponse | SCE | December | 12 | 12 | 0
Enersponse | SCE | December | 12 | 13 | 0
Enersponse | SCE | December | 12 | 14 | 0
Enersponse | SCE | December | 12 | 15 | 0
Enersponse | SCE | December | 12 | 16 | 0
Enersponse | SCE | December | 12 | 17 | 1.0457
Enersponse | SCE | December | 12 | 18 | 1
Enersponse | SCE | December | 12 | 19 | 0.87856
Enersponse | SCE | December | 12 | 20 | 0.7491
Enersponse | SCE | December | 12 | 21 | 0.72265
Enersponse | SCE | December | 12 | 22 | 0
Enersponse | SCE | December | 12 | 23 | 0
Enersponse | SCE | December | 12 | 24 | 0
Enersponse | SDGE | January | 1 | 1 | 0
Enersponse | SDGE | January | 1 | 2 | 0
Enersponse | SDGE | January | 1 | 3 | 0
Enersponse | SDGE | January | 1 | 4 | 0
Enersponse | SDGE | January | 1 | 5 | 0
Enersponse | SDGE | January | 1 | 6 | 0
Enersponse | SDGE | January | 1 | 7 | 0
Enersponse | SDGE | January | 1 | 8 | 0
Enersponse | SDGE | January | 1 | 9 | 0
Enersponse | SDGE | January | 1 | 10 | 0
Enersponse | SDGE | January | 1 | 11 | 0
Enersponse | SDGE | January | 1 | 12 | 0
Enersponse | SDGE | January | 1 | 13 | 0
Enersponse | SDGE | January | 1 | 14 | 0
Enersponse | SDGE | January | 1 | 15 | 0
Enersponse | SDGE | January | 1 | 16 | 0
Enersponse | SDGE | January | 1 | 17 | 1.1562
Enersponse | SDGE | January | 1 | 18 | 1.1461
Enersponse | SDGE | January | 1 | 19 | 1
Enersponse | SDGE | January | 1 | 20 | 0.80792
Enersponse | SDGE | January | 1 | 21 | 0.75334
Enersponse | SDGE | January | 1 | 22 | 0
Enersponse | SDGE | January | 1 | 23 | 0
Enersponse | SDGE | January | 1 | 24 | 0
Enersponse | SDGE | February | 2 | 1 | 0
Enersponse | SDGE | February | 2 | 2 | 0
Enersponse | SDGE | February | 2 | 3 | 0
Enersponse | SDGE | February | 2 | 4 | 0
Enersponse | SDGE | February | 2 | 5 | 0
Enersponse | SDGE | February | 2 | 6 | 0
Enersponse | SDGE | February | 2 | 7 | 0
Enersponse | SDGE | February | 2 | 8 | 0
Enersponse | SDGE | February | 2 | 9 | 0
Enersponse | SDGE | February | 2 | 10 | 0
Enersponse | SDGE | February | 2 | 11 | 0
Enersponse | SDGE | February | 2 | 12 | 0
Enersponse | SDGE | February | 2 | 13 | 0
Enersponse | SDGE | February | 2 | 14 | 0
Enersponse | SDGE | February | 2 | 15 | 0
Enersponse | SDGE | February | 2 | 16 | 0
Enersponse | SDGE | February | 2 | 17 | 1.1376
Enersponse | SDGE | February | 2 | 18 | 1.1371
Enersponse | SDGE | February | 2 | 19 | 1
Enersponse | SDGE | February | 2 | 20 | 0.83001
Enersponse | SDGE | February | 2 | 21 | 0.76956
Enersponse | SDGE | February | 2 | 22 | 0
Enersponse | SDGE | February | 2 | 23 | 0
Enersponse | SDGE | February | 2 | 24 | 0
Enersponse | SDGE | March | 3 | 1 | 0
Enersponse | SDGE | March | 3 | 2 | 0
Enersponse | SDGE | March | 3 | 3 | 0
Enersponse | SDGE | March | 3 | 4 | 0
Enersponse | SDGE | March | 3 | 5 | 0
Enersponse | SDGE | March | 3 | 6 | 0
Enersponse | SDGE | March | 3 | 7 | 0
Enersponse | SDGE | March | 3 | 8 | 0
Enersponse | SDGE | March | 3 | 9 | 0
Enersponse | SDGE | March | 3 | 10 | 0
Enersponse | SDGE | March | 3 | 11 | 0
Enersponse | SDGE | March | 3 | 12 | 0
Enersponse | SDGE | March | 3 | 13 | 0
Enersponse | SDGE | March | 3 | 14 | 0
Enersponse | SDGE | March | 3 | 15 | 0
Enersponse | SDGE | March | 3 | 16 | 0
Enersponse | SDGE | March | 3 | 17 | 0
Enersponse | SDGE | March | 3 | 18 | 1.099
Enersponse | SDGE | March | 3 | 19 | 1
Enersponse | SDGE | March | 3 | 20 | 0.84589
Enersponse | SDGE | March | 3 | 21 | 0.78684
Enersponse | SDGE | March | 3 | 22 | 0.78121
Enersponse | SDGE | March | 3 | 23 | 0
Enersponse | SDGE | March | 3 | 24 | 0
Enersponse | SDGE | April | 4 | 1 | 0
Enersponse | SDGE | April | 4 | 2 | 0
Enersponse | SDGE | April | 4 | 3 | 0
Enersponse | SDGE | April | 4 | 4 | 0
Enersponse | SDGE | April | 4 | 5 | 0
Enersponse | SDGE | April | 4 | 6 | 0
Enersponse | SDGE | April | 4 | 7 | 0
Enersponse | SDGE | April | 4 | 8 | 0
Enersponse | SDGE | April | 4 | 9 | 0
Enersponse | SDGE | April | 4 | 10 | 0
Enersponse | SDGE | April | 4 | 11 | 0
Enersponse | SDGE | April | 4 | 12 | 0
Enersponse | SDGE | April | 4 | 13 | 0
Enersponse | SDGE | April | 4 | 14 | 0
Enersponse | SDGE | April | 4 | 15 | 0
Enersponse | SDGE | April | 4 | 16 | 0
Enersponse | SDGE | April | 4 | 17 | 0
Enersponse | SDGE | April | 4 | 18 | 1.0918
Enersponse | SDGE | April | 4 | 19 | 1
Enersponse | SDGE | April | 4 | 20 | 0.87886
Enersponse | SDGE | April | 4 | 21 | 0.82793
Enersponse | SDGE | April | 4 | 22 | 0.81752
Enersponse | SDGE | April | 4 | 23 | 0
Enersponse | SDGE | April | 4 | 24 | 0
Enersponse | SDGE | May | 5 | 1 | 0
Enersponse | SDGE | May | 5 | 2 | 0
Enersponse | SDGE | May | 5 | 3 | 0
Enersponse | SDGE | May | 5 | 4 | 0
Enersponse | SDGE | May | 5 | 5 | 0
Enersponse | SDGE | May | 5 | 6 | 0
Enersponse | SDGE | May | 5 | 7 | 0
Enersponse | SDGE | May | 5 | 8 | 0
Enersponse | SDGE | May | 5 | 9 | 0
Enersponse | SDGE | May | 5 | 10 | 0
Enersponse | SDGE | May | 5 | 11 | 0
Enersponse | SDGE | May | 5 | 12 | 0
Enersponse | SDGE | May | 5 | 13 | 0
Enersponse | SDGE | May | 5 | 14 | 0
Enersponse | SDGE | May | 5 | 15 | 0
Enersponse | SDGE | May | 5 | 16 | 0
Enersponse | SDGE | May | 5 | 17 | 0
Enersponse | SDGE | May | 5 | 18 | 1.2186
Enersponse | SDGE | May | 5 | 19 | 1.1306
Enersponse | SDGE | May | 5 | 20 | 1
Enersponse | SDGE | May | 5 | 21 | 0.96295
Enersponse | SDGE | May | 5 | 22 | 0.97829
Enersponse | SDGE | May | 5 | 23 | 0
Enersponse | SDGE | May | 5 | 24 | 0
Enersponse | SDGE | June | 6 | 1 | 0
Enersponse | SDGE | June | 6 | 2 | 0
Enersponse | SDGE | June | 6 | 3 | 0
Enersponse | SDGE | June | 6 | 4 | 0
Enersponse | SDGE | June | 6 | 5 | 0
Enersponse | SDGE | June | 6 | 6 | 0
Enersponse | SDGE | June | 6 | 7 | 0
Enersponse | SDGE | June | 6 | 8 | 0
Enersponse | SDGE | June | 6 | 9 | 0
Enersponse | SDGE | June | 6 | 10 | 0
Enersponse | SDGE | June | 6 | 11 | 0
Enersponse | SDGE | June | 6 | 12 | 0
Enersponse | SDGE | June | 6 | 13 | 0
Enersponse | SDGE | June | 6 | 14 | 0
Enersponse | SDGE | June | 6 | 15 | 0
Enersponse | SDGE | June | 6 | 16 | 0
Enersponse | SDGE | June | 6 | 17 | 1.0124
Enersponse | SDGE | June | 6 | 18 | 1
Enersponse | SDGE | June | 6 | 19 | 0.93939
Enersponse | SDGE | June | 6 | 20 | 0.85211
Enersponse | SDGE | June | 6 | 21 | 0.82466
Enersponse | SDGE | June | 6 | 22 | 0
Enersponse | SDGE | June | 6 | 23 | 0
Enersponse | SDGE | June | 6 | 24 | 0
Enersponse | SDGE | July | 7 | 1 | 0
Enersponse | SDGE | July | 7 | 2 | 0
Enersponse | SDGE | July | 7 | 3 | 0
Enersponse | SDGE | July | 7 | 4 | 0
Enersponse | SDGE | July | 7 | 5 | 0
Enersponse | SDGE | July | 7 | 6 | 0
Enersponse | SDGE | July | 7 | 7 | 0
Enersponse | SDGE | July | 7 | 8 | 0
Enersponse | SDGE | July | 7 | 9 | 0
Enersponse | SDGE | July | 7 | 10 | 0
Enersponse | SDGE | July | 7 | 11 | 0
Enersponse | SDGE | July | 7 | 12 | 0
Enersponse | SDGE | July | 7 | 13 | 0
Enersponse | SDGE | July | 7 | 14 | 0
Enersponse | SDGE | July | 7 | 15 | 0
Enersponse | SDGE | July | 7 | 16 | 0
Enersponse | SDGE | July | 7 | 17 | 1
Enersponse | SDGE | July | 7 | 18 | 0.96658
Enersponse | SDGE | July | 7 | 19 | 0.90911
Enersponse | SDGE | July | 7 | 20 | 0.83671
Enersponse | SDGE | July | 7 | 21 | 0.82936
Enersponse | SDGE | July | 7 | 22 | 0
Enersponse | SDGE | July | 7 | 23 | 0
Enersponse | SDGE | July | 7 | 24 | 0
Enersponse | SDGE | August | 8 | 1 | 0
Enersponse | SDGE | August | 8 | 2 | 0
Enersponse | SDGE | August | 8 | 3 | 0
Enersponse | SDGE | August | 8 | 4 | 0
Enersponse | SDGE | August | 8 | 5 | 0
Enersponse | SDGE | August | 8 | 6 | 0
Enersponse | SDGE | August | 8 | 7 | 0
Enersponse | SDGE | August | 8 | 8 | 0
Enersponse | SDGE | August | 8 | 9 | 0
Enersponse | SDGE | August | 8 | 10 | 0
Enersponse | SDGE | August | 8 | 11 | 0
Enersponse | SDGE | August | 8 | 12 | 0
Enersponse | SDGE | August | 8 | 13 | 0
Enersponse | SDGE | August | 8 | 14 | 0
Enersponse | SDGE | August | 8 | 15 | 0
Enersponse | SDGE | August | 8 | 16 | 0
Enersponse | SDGE | August | 8 | 17 | 1.0636
Enersponse | SDGE | August | 8 | 18 | 1
Enersponse | SDGE | August | 8 | 19 | 0.97247
Enersponse | SDGE | August | 8 | 20 | 0.90743
Enersponse | SDGE | August | 8 | 21 | 0.89086
Enersponse | SDGE | August | 8 | 22 | 0
Enersponse | SDGE | August | 8 | 23 | 0
Enersponse | SDGE | August | 8 | 24 | 0
Enersponse | SDGE | September | 9 | 1 | 0
Enersponse | SDGE | September | 9 | 2 | 0
Enersponse | SDGE | September | 9 | 3 | 0
Enersponse | SDGE | September | 9 | 4 | 0
Enersponse | SDGE | September | 9 | 5 | 0
Enersponse | SDGE | September | 9 | 6 | 0
Enersponse | SDGE | September | 9 | 7 | 0
Enersponse | SDGE | September | 9 | 8 | 0
Enersponse | SDGE | September | 9 | 9 | 0
Enersponse | SDGE | September | 9 | 10 | 0
Enersponse | SDGE | September | 9 | 11 | 0
Enersponse | SDGE | September | 9 | 12 | 0
Enersponse | SDGE | September | 9 | 13 | 0
Enersponse | SDGE | September | 9 | 14 | 0
Enersponse | SDGE | September | 9 | 15 | 0
Enersponse | SDGE | September | 9 | 16 | 0
Enersponse | SDGE | September | 9 | 17 | 1
Enersponse | SDGE | September | 9 | 18 | 0.93914
Enersponse | SDGE | September | 9 | 19 | 0.91845
Enersponse | SDGE | September | 9 | 20 | 0.85054
Enersponse | SDGE | September | 9 | 21 | 0.8055
Enersponse | SDGE | September | 9 | 22 | 0
Enersponse | SDGE | September | 9 | 23 | 0
Enersponse | SDGE | September | 9 | 24 | 0
Enersponse | SDGE | October | 10 | 1 | 0
Enersponse | SDGE | October | 10 | 2 | 0
Enersponse | SDGE | October | 10 | 3 | 0
Enersponse | SDGE | October | 10 | 4 | 0
Enersponse | SDGE | October | 10 | 5 | 0
Enersponse | SDGE | October | 10 | 6 | 0
Enersponse | SDGE | October | 10 | 7 | 0
Enersponse | SDGE | October | 10 | 8 | 0
Enersponse | SDGE | October | 10 | 9 | 0
Enersponse | SDGE | October | 10 | 10 | 0
Enersponse | SDGE | October | 10 | 11 | 0
Enersponse | SDGE | October | 10 | 12 | 0
Enersponse | SDGE | October | 10 | 13 | 0
Enersponse | SDGE | October | 10 | 14 | 0
Enersponse | SDGE | October | 10 | 15 | 0
Enersponse | SDGE | October | 10 | 16 | 0
Enersponse | SDGE | October | 10 | 17 | 1
Enersponse | SDGE | October | 10 | 18 | 0.98616
Enersponse | SDGE | October | 10 | 19 | 0.92262
Enersponse | SDGE | October | 10 | 20 | 0.81192
Enersponse | SDGE | October | 10 | 21 | 0.75883
Enersponse | SDGE | October | 10 | 22 | 0
Enersponse | SDGE | October | 10 | 23 | 0
Enersponse | SDGE | October | 10 | 24 | 0
Enersponse | SDGE | November | 11 | 1 | 0
Enersponse | SDGE | November | 11 | 2 | 0
Enersponse | SDGE | November | 11 | 3 | 0
Enersponse | SDGE | November | 11 | 4 | 0
Enersponse | SDGE | November | 11 | 5 | 0
Enersponse | SDGE | November | 11 | 6 | 0
Enersponse | SDGE | November | 11 | 7 | 0
Enersponse | SDGE | November | 11 | 8 | 0
Enersponse | SDGE | November | 11 | 9 | 0
Enersponse | SDGE | November | 11 | 10 | 0
Enersponse | SDGE | November | 11 | 11 | 0
Enersponse | SDGE | November | 11 | 12 | 0
Enersponse | SDGE | November | 11 | 13 | 0
Enersponse | SDGE | November | 11 | 14 | 0
Enersponse | SDGE | November | 11 | 15 | 0
Enersponse | SDGE | November | 11 | 16 | 0
Enersponse | SDGE | November | 11 | 17 | 1.0245
Enersponse | SDGE | November | 11 | 18 | 1
Enersponse | SDGE | November | 11 | 19 | 0.90044
Enersponse | SDGE | November | 11 | 20 | 0.76747
Enersponse | SDGE | November | 11 | 21 | 0.73338
Enersponse | SDGE | November | 11 | 22 | 0
Enersponse | SDGE | November | 11 | 23 | 0
Enersponse | SDGE | November | 11 | 24 | 0
Enersponse | SDGE | December | 12 | 1 | 0
Enersponse | SDGE | December | 12 | 2 | 0
Enersponse | SDGE | December | 12 | 3 | 0
Enersponse | SDGE | December | 12 | 4 | 0
Enersponse | SDGE | December | 12 | 5 | 0
Enersponse | SDGE | December | 12 | 6 | 0
Enersponse | SDGE | December | 12 | 7 | 0
Enersponse | SDGE | December | 12 | 8 | 0
Enersponse | SDGE | December | 12 | 9 | 0
Enersponse | SDGE | December | 12 | 10 | 0
Enersponse | SDGE | December | 12 | 11 | 0
Enersponse | SDGE | December | 12 | 12 | 0
Enersponse | SDGE | December | 12 | 13 | 0
Enersponse | SDGE | December | 12 | 14 | 0
Enersponse | SDGE | December | 12 | 15 | 0
Enersponse | SDGE | December | 12 | 16 | 0
Enersponse | SDGE | December | 12 | 17 | 1.0457
Enersponse | SDGE | December | 12 | 18 | 1
Enersponse | SDGE | December | 12 | 19 | 0.87856
Enersponse | SDGE | December | 12 | 20 | 0.7491
Enersponse | SDGE | December | 12 | 21 | 0.72265
Enersponse | SDGE | December | 12 | 22 | 0
Enersponse | SDGE | December | 12 | 23 | 0
Enersponse | SDGE | December | 12 | 24 | 0
RenewHome | PGE | January | 1 | 1 | 0
RenewHome | PGE | January | 1 | 2 | 0
RenewHome | PGE | January | 1 | 3 | 0
RenewHome | PGE | January | 1 | 4 | 0
RenewHome | PGE | January | 1 | 5 | 0
RenewHome | PGE | January | 1 | 6 | 0
RenewHome | PGE | January | 1 | 7 | 0
RenewHome | PGE | January | 1 | 8 | 0
RenewHome | PGE | January | 1 | 9 | 0
RenewHome | PGE | January | 1 | 10 | 0
RenewHome | PGE | January | 1 | 11 | 0
RenewHome | PGE | January | 1 | 12 | 0
RenewHome | PGE | January | 1 | 13 | 0
RenewHome | PGE | January | 1 | 14 | 0
RenewHome | PGE | January | 1 | 15 | 0
RenewHome | PGE | January | 1 | 16 | 0
RenewHome | PGE | January | 1 | 17 | 0.85241
RenewHome | PGE | January | 1 | 18 | 0.91058
RenewHome | PGE | January | 1 | 19 | 1
RenewHome | PGE | January | 1 | 20 | 1.0194
RenewHome | PGE | January | 1 | 21 | 0.75173
RenewHome | PGE | January | 1 | 22 | 0
RenewHome | PGE | January | 1 | 23 | 0
RenewHome | PGE | January | 1 | 24 | 0
RenewHome | PGE | February | 2 | 1 | 0
RenewHome | PGE | February | 2 | 2 | 0
RenewHome | PGE | February | 2 | 3 | 0
RenewHome | PGE | February | 2 | 4 | 0
RenewHome | PGE | February | 2 | 5 | 0
RenewHome | PGE | February | 2 | 6 | 0
RenewHome | PGE | February | 2 | 7 | 0
RenewHome | PGE | February | 2 | 8 | 0
RenewHome | PGE | February | 2 | 9 | 0
RenewHome | PGE | February | 2 | 10 | 0
RenewHome | PGE | February | 2 | 11 | 0
RenewHome | PGE | February | 2 | 12 | 0
RenewHome | PGE | February | 2 | 13 | 0
RenewHome | PGE | February | 2 | 14 | 0
RenewHome | PGE | February | 2 | 15 | 0
RenewHome | PGE | February | 2 | 16 | 0
RenewHome | PGE | February | 2 | 17 | 0.8344
RenewHome | PGE | February | 2 | 18 | 0.88433
RenewHome | PGE | February | 2 | 19 | 1
RenewHome | PGE | February | 2 | 20 | 1.0468
RenewHome | PGE | February | 2 | 21 | 0.79795
RenewHome | PGE | February | 2 | 22 | 0
RenewHome | PGE | February | 2 | 23 | 0
RenewHome | PGE | February | 2 | 24 | 0
RenewHome | PGE | March | 3 | 1 | 0
RenewHome | PGE | March | 3 | 2 | 0
RenewHome | PGE | March | 3 | 3 | 0
RenewHome | PGE | March | 3 | 4 | 0
RenewHome | PGE | March | 3 | 5 | 0
RenewHome | PGE | March | 3 | 6 | 0
RenewHome | PGE | March | 3 | 7 | 0
RenewHome | PGE | March | 3 | 8 | 0
RenewHome | PGE | March | 3 | 9 | 0
RenewHome | PGE | March | 3 | 10 | 0
RenewHome | PGE | March | 3 | 11 | 0
RenewHome | PGE | March | 3 | 12 | 0
RenewHome | PGE | March | 3 | 13 | 0
RenewHome | PGE | March | 3 | 14 | 0
RenewHome | PGE | March | 3 | 15 | 0
RenewHome | PGE | March | 3 | 16 | 0
RenewHome | PGE | March | 3 | 17 | 0
RenewHome | PGE | March | 3 | 18 | 0.83902
RenewHome | PGE | March | 3 | 19 | 1
RenewHome | PGE | March | 3 | 20 | 1.0595
RenewHome | PGE | March | 3 | 21 | 1.0254
RenewHome | PGE | March | 3 | 22 | 0.82679
RenewHome | PGE | March | 3 | 23 | 0
RenewHome | PGE | March | 3 | 24 | 0
RenewHome | PGE | April | 4 | 1 | 0
RenewHome | PGE | April | 4 | 2 | 0
RenewHome | PGE | April | 4 | 3 | 0
RenewHome | PGE | April | 4 | 4 | 0
RenewHome | PGE | April | 4 | 5 | 0
RenewHome | PGE | April | 4 | 6 | 0
RenewHome | PGE | April | 4 | 7 | 0
RenewHome | PGE | April | 4 | 8 | 0
RenewHome | PGE | April | 4 | 9 | 0
RenewHome | PGE | April | 4 | 10 | 0
RenewHome | PGE | April | 4 | 11 | 0
RenewHome | PGE | April | 4 | 12 | 0
RenewHome | PGE | April | 4 | 13 | 0
RenewHome | PGE | April | 4 | 14 | 0
RenewHome | PGE | April | 4 | 15 | 0
RenewHome | PGE | April | 4 | 16 | 0
RenewHome | PGE | April | 4 | 17 | 0
RenewHome | PGE | April | 4 | 18 | 1.1238
RenewHome | PGE | April | 4 | 19 | 1
RenewHome | PGE | April | 4 | 20 | 0.85689
RenewHome | PGE | April | 4 | 21 | 0.73657
RenewHome | PGE | April | 4 | 22 | 0.53037
RenewHome | PGE | April | 4 | 23 | 0
RenewHome | PGE | April | 4 | 24 | 0
RenewHome | PGE | May | 5 | 1 | 0
RenewHome | PGE | May | 5 | 2 | 0
RenewHome | PGE | May | 5 | 3 | 0
RenewHome | PGE | May | 5 | 4 | 0
RenewHome | PGE | May | 5 | 5 | 0
RenewHome | PGE | May | 5 | 6 | 0
RenewHome | PGE | May | 5 | 7 | 0
RenewHome | PGE | May | 5 | 8 | 0
RenewHome | PGE | May | 5 | 9 | 0
RenewHome | PGE | May | 5 | 10 | 0
RenewHome | PGE | May | 5 | 11 | 0
RenewHome | PGE | May | 5 | 12 | 0
RenewHome | PGE | May | 5 | 13 | 0
RenewHome | PGE | May | 5 | 14 | 0
RenewHome | PGE | May | 5 | 15 | 0
RenewHome | PGE | May | 5 | 16 | 0
RenewHome | PGE | May | 5 | 17 | 0
RenewHome | PGE | May | 5 | 18 | 0.80739
RenewHome | PGE | May | 5 | 19 | 1.2232
RenewHome | PGE | May | 5 | 20 | 1
RenewHome | PGE | May | 5 | 21 | 0.68336
RenewHome | PGE | May | 5 | 22 | 0.50806
RenewHome | PGE | May | 5 | 23 | 0
RenewHome | PGE | May | 5 | 24 | 0
RenewHome | PGE | June | 6 | 1 | 0
RenewHome | PGE | June | 6 | 2 | 0
RenewHome | PGE | June | 6 | 3 | 0
RenewHome | PGE | June | 6 | 4 | 0
RenewHome | PGE | June | 6 | 5 | 0
RenewHome | PGE | June | 6 | 6 | 0
RenewHome | PGE | June | 6 | 7 | 0
RenewHome | PGE | June | 6 | 8 | 0
RenewHome | PGE | June | 6 | 9 | 0
RenewHome | PGE | June | 6 | 10 | 0
RenewHome | PGE | June | 6 | 11 | 0
RenewHome | PGE | June | 6 | 12 | 0
RenewHome | PGE | June | 6 | 13 | 0
RenewHome | PGE | June | 6 | 14 | 0
RenewHome | PGE | June | 6 | 15 | 0
RenewHome | PGE | June | 6 | 16 | 0
RenewHome | PGE | June | 6 | 17 | 1.0557
RenewHome | PGE | June | 6 | 18 | 1
RenewHome | PGE | June | 6 | 19 | 1.4852
RenewHome | PGE | June | 6 | 20 | 1.2941
RenewHome | PGE | June | 6 | 21 | 0.64728
RenewHome | PGE | June | 6 | 22 | 0
RenewHome | PGE | June | 6 | 23 | 0
RenewHome | PGE | June | 6 | 24 | 0
RenewHome | PGE | July | 7 | 1 | 0
RenewHome | PGE | July | 7 | 2 | 0
RenewHome | PGE | July | 7 | 3 | 0
RenewHome | PGE | July | 7 | 4 | 0
RenewHome | PGE | July | 7 | 5 | 0
RenewHome | PGE | July | 7 | 6 | 0
RenewHome | PGE | July | 7 | 7 | 0
RenewHome | PGE | July | 7 | 8 | 0
RenewHome | PGE | July | 7 | 9 | 0
RenewHome | PGE | July | 7 | 10 | 0
RenewHome | PGE | July | 7 | 11 | 0
RenewHome | PGE | July | 7 | 12 | 0
RenewHome | PGE | July | 7 | 13 | 0
RenewHome | PGE | July | 7 | 14 | 0
RenewHome | PGE | July | 7 | 15 | 0
RenewHome | PGE | July | 7 | 16 | 0
RenewHome | PGE | July | 7 | 17 | 1
RenewHome | PGE | July | 7 | 18 | 0.94985
RenewHome | PGE | July | 7 | 19 | 1.4354
RenewHome | PGE | July | 7 | 20 | 1.2451
RenewHome | PGE | July | 7 | 21 | 0.60857
RenewHome | PGE | July | 7 | 22 | 0
RenewHome | PGE | July | 7 | 23 | 0
RenewHome | PGE | July | 7 | 24 | 0
RenewHome | PGE | August | 8 | 1 | 0
RenewHome | PGE | August | 8 | 2 | 0
RenewHome | PGE | August | 8 | 3 | 0
RenewHome | PGE | August | 8 | 4 | 0
RenewHome | PGE | August | 8 | 5 | 0
RenewHome | PGE | August | 8 | 6 | 0
RenewHome | PGE | August | 8 | 7 | 0
RenewHome | PGE | August | 8 | 8 | 0
RenewHome | PGE | August | 8 | 9 | 0
RenewHome | PGE | August | 8 | 10 | 0
RenewHome | PGE | August | 8 | 11 | 0
RenewHome | PGE | August | 8 | 12 | 0
RenewHome | PGE | August | 8 | 13 | 0
RenewHome | PGE | August | 8 | 14 | 0
RenewHome | PGE | August | 8 | 15 | 0
RenewHome | PGE | August | 8 | 16 | 0
RenewHome | PGE | August | 8 | 17 | 1.0613
RenewHome | PGE | August | 8 | 18 | 1
RenewHome | PGE | August | 8 | 19 | 1.4957
RenewHome | PGE | August | 8 | 20 | 1.2862
RenewHome | PGE | August | 8 | 21 | 0.63382
RenewHome | PGE | August | 8 | 22 | 0
RenewHome | PGE | August | 8 | 23 | 0
RenewHome | PGE | August | 8 | 24 | 0
RenewHome | PGE | September | 9 | 1 | 0
RenewHome | PGE | September | 9 | 2 | 0
RenewHome | PGE | September | 9 | 3 | 0
RenewHome | PGE | September | 9 | 4 | 0
RenewHome | PGE | September | 9 | 5 | 0
RenewHome | PGE | September | 9 | 6 | 0
RenewHome | PGE | September | 9 | 7 | 0
RenewHome | PGE | September | 9 | 8 | 0
RenewHome | PGE | September | 9 | 9 | 0
RenewHome | PGE | September | 9 | 10 | 0
RenewHome | PGE | September | 9 | 11 | 0
RenewHome | PGE | September | 9 | 12 | 0
RenewHome | PGE | September | 9 | 13 | 0
RenewHome | PGE | September | 9 | 14 | 0
RenewHome | PGE | September | 9 | 15 | 0
RenewHome | PGE | September | 9 | 16 | 0
RenewHome | PGE | September | 9 | 17 | 1
RenewHome | PGE | September | 9 | 18 | 0.9462
RenewHome | PGE | September | 9 | 19 | 1.3745
RenewHome | PGE | September | 9 | 20 | 1.1442
RenewHome | PGE | September | 9 | 21 | 0.58487
RenewHome | PGE | September | 9 | 22 | 0
RenewHome | PGE | September | 9 | 23 | 0
RenewHome | PGE | September | 9 | 24 | 0
RenewHome | PGE | October | 10 | 1 | 0
RenewHome | PGE | October | 10 | 2 | 0
RenewHome | PGE | October | 10 | 3 | 0
RenewHome | PGE | October | 10 | 4 | 0
RenewHome | PGE | October | 10 | 5 | 0
RenewHome | PGE | October | 10 | 6 | 0
RenewHome | PGE | October | 10 | 7 | 0
RenewHome | PGE | October | 10 | 8 | 0
RenewHome | PGE | October | 10 | 9 | 0
RenewHome | PGE | October | 10 | 10 | 0
RenewHome | PGE | October | 10 | 11 | 0
RenewHome | PGE | October | 10 | 12 | 0
RenewHome | PGE | October | 10 | 13 | 0
RenewHome | PGE | October | 10 | 14 | 0
RenewHome | PGE | October | 10 | 15 | 0
RenewHome | PGE | October | 10 | 16 | 0
RenewHome | PGE | October | 10 | 17 | 1
RenewHome | PGE | October | 10 | 18 | 0.93726
RenewHome | PGE | October | 10 | 19 | 1.2948
RenewHome | PGE | October | 10 | 20 | 1.0318
RenewHome | PGE | October | 10 | 21 | 0.62524
RenewHome | PGE | October | 10 | 22 | 0
RenewHome | PGE | October | 10 | 23 | 0
RenewHome | PGE | October | 10 | 24 | 0
RenewHome | PGE | November | 11 | 1 | 0
RenewHome | PGE | November | 11 | 2 | 0
RenewHome | PGE | November | 11 | 3 | 0
RenewHome | PGE | November | 11 | 4 | 0
RenewHome | PGE | November | 11 | 5 | 0
RenewHome | PGE | November | 11 | 6 | 0
RenewHome | PGE | November | 11 | 7 | 0
RenewHome | PGE | November | 11 | 8 | 0
RenewHome | PGE | November | 11 | 9 | 0
RenewHome | PGE | November | 11 | 10 | 0
RenewHome | PGE | November | 11 | 11 | 0
RenewHome | PGE | November | 11 | 12 | 0
RenewHome | PGE | November | 11 | 13 | 0
RenewHome | PGE | November | 11 | 14 | 0
RenewHome | PGE | November | 11 | 15 | 0
RenewHome | PGE | November | 11 | 16 | 0
RenewHome | PGE | November | 11 | 17 | 1.0209
RenewHome | PGE | November | 11 | 18 | 1
RenewHome | PGE | November | 11 | 19 | 1.0864
RenewHome | PGE | November | 11 | 20 | 1.2023
RenewHome | PGE | November | 11 | 21 | 0.96486
RenewHome | PGE | November | 11 | 22 | 0
RenewHome | PGE | November | 11 | 23 | 0
RenewHome | PGE | November | 11 | 24 | 0
RenewHome | PGE | December | 12 | 1 | 0
RenewHome | PGE | December | 12 | 2 | 0
RenewHome | PGE | December | 12 | 3 | 0
RenewHome | PGE | December | 12 | 4 | 0
RenewHome | PGE | December | 12 | 5 | 0
RenewHome | PGE | December | 12 | 6 | 0
RenewHome | PGE | December | 12 | 7 | 0
RenewHome | PGE | December | 12 | 8 | 0
RenewHome | PGE | December | 12 | 9 | 0
RenewHome | PGE | December | 12 | 10 | 0
RenewHome | PGE | December | 12 | 11 | 0
RenewHome | PGE | December | 12 | 12 | 0
RenewHome | PGE | December | 12 | 13 | 0
RenewHome | PGE | December | 12 | 14 | 0
RenewHome | PGE | December | 12 | 15 | 0
RenewHome | PGE | December | 12 | 16 | 0
RenewHome | PGE | December | 12 | 17 | 0.91305
RenewHome | PGE | December | 12 | 18 | 1
RenewHome | PGE | December | 12 | 19 | 1.0915
RenewHome | PGE | December | 12 | 20 | 1.1239
RenewHome | PGE | December | 12 | 21 | 0.84555
RenewHome | PGE | December | 12 | 22 | 0
RenewHome | PGE | December | 12 | 23 | 0
RenewHome | PGE | December | 12 | 24 | 0
RenewHome | SCE | January | 1 | 1 | 0
RenewHome | SCE | January | 1 | 2 | 0
RenewHome | SCE | January | 1 | 3 | 0
RenewHome | SCE | January | 1 | 4 | 0
RenewHome | SCE | January | 1 | 5 | 0
RenewHome | SCE | January | 1 | 6 | 0
RenewHome | SCE | January | 1 | 7 | 0
RenewHome | SCE | January | 1 | 8 | 0
RenewHome | SCE | January | 1 | 9 | 0
RenewHome | SCE | January | 1 | 10 | 0
RenewHome | SCE | January | 1 | 11 | 0
RenewHome | SCE | January | 1 | 12 | 0
RenewHome | SCE | January | 1 | 13 | 0
RenewHome | SCE | January | 1 | 14 | 0
RenewHome | SCE | January | 1 | 15 | 0
RenewHome | SCE | January | 1 | 16 | 0
RenewHome | SCE | January | 1 | 17 | 0.85241
RenewHome | SCE | January | 1 | 18 | 0.91058
RenewHome | SCE | January | 1 | 19 | 1
RenewHome | SCE | January | 1 | 20 | 1.0194
RenewHome | SCE | January | 1 | 21 | 0.75173
RenewHome | SCE | January | 1 | 22 | 0
RenewHome | SCE | January | 1 | 23 | 0
RenewHome | SCE | January | 1 | 24 | 0
RenewHome | SCE | February | 2 | 1 | 0
RenewHome | SCE | February | 2 | 2 | 0
RenewHome | SCE | February | 2 | 3 | 0
RenewHome | SCE | February | 2 | 4 | 0
RenewHome | SCE | February | 2 | 5 | 0
RenewHome | SCE | February | 2 | 6 | 0
RenewHome | SCE | February | 2 | 7 | 0
RenewHome | SCE | February | 2 | 8 | 0
RenewHome | SCE | February | 2 | 9 | 0
RenewHome | SCE | February | 2 | 10 | 0
RenewHome | SCE | February | 2 | 11 | 0
RenewHome | SCE | February | 2 | 12 | 0
RenewHome | SCE | February | 2 | 13 | 0
RenewHome | SCE | February | 2 | 14 | 0
RenewHome | SCE | February | 2 | 15 | 0
RenewHome | SCE | February | 2 | 16 | 0
RenewHome | SCE | February | 2 | 17 | 0.83439
RenewHome | SCE | February | 2 | 18 | 0.88429
RenewHome | SCE | February | 2 | 19 | 1
RenewHome | SCE | February | 2 | 20 | 1.0467
RenewHome | SCE | February | 2 | 21 | 0.79792
RenewHome | SCE | February | 2 | 22 | 0
RenewHome | SCE | February | 2 | 23 | 0
RenewHome | SCE | February | 2 | 24 | 0
RenewHome | SCE | March | 3 | 1 | 0
RenewHome | SCE | March | 3 | 2 | 0
RenewHome | SCE | March | 3 | 3 | 0
RenewHome | SCE | March | 3 | 4 | 0
RenewHome | SCE | March | 3 | 5 | 0
RenewHome | SCE | March | 3 | 6 | 0
RenewHome | SCE | March | 3 | 7 | 0
RenewHome | SCE | March | 3 | 8 | 0
RenewHome | SCE | March | 3 | 9 | 0
RenewHome | SCE | March | 3 | 10 | 0
RenewHome | SCE | March | 3 | 11 | 0
RenewHome | SCE | March | 3 | 12 | 0
RenewHome | SCE | March | 3 | 13 | 0
RenewHome | SCE | March | 3 | 14 | 0
RenewHome | SCE | March | 3 | 15 | 0
RenewHome | SCE | March | 3 | 16 | 0
RenewHome | SCE | March | 3 | 17 | 0
RenewHome | SCE | March | 3 | 18 | 0.83902
RenewHome | SCE | March | 3 | 19 | 1
RenewHome | SCE | March | 3 | 20 | 1.0595
RenewHome | SCE | March | 3 | 21 | 1.0254
RenewHome | SCE | March | 3 | 22 | 0.82676
RenewHome | SCE | March | 3 | 23 | 0
RenewHome | SCE | March | 3 | 24 | 0
RenewHome | SCE | April | 4 | 1 | 0
RenewHome | SCE | April | 4 | 2 | 0
RenewHome | SCE | April | 4 | 3 | 0
RenewHome | SCE | April | 4 | 4 | 0
RenewHome | SCE | April | 4 | 5 | 0
RenewHome | SCE | April | 4 | 6 | 0
RenewHome | SCE | April | 4 | 7 | 0
RenewHome | SCE | April | 4 | 8 | 0
RenewHome | SCE | April | 4 | 9 | 0
RenewHome | SCE | April | 4 | 10 | 0
RenewHome | SCE | April | 4 | 11 | 0
RenewHome | SCE | April | 4 | 12 | 0
RenewHome | SCE | April | 4 | 13 | 0
RenewHome | SCE | April | 4 | 14 | 0
RenewHome | SCE | April | 4 | 15 | 0
RenewHome | SCE | April | 4 | 16 | 0
RenewHome | SCE | April | 4 | 17 | 0
RenewHome | SCE | April | 4 | 18 | 1.1238
RenewHome | SCE | April | 4 | 19 | 1
RenewHome | SCE | April | 4 | 20 | 0.8569
RenewHome | SCE | April | 4 | 21 | 0.73656
RenewHome | SCE | April | 4 | 22 | 0.53037
RenewHome | SCE | April | 4 | 23 | 0
RenewHome | SCE | April | 4 | 24 | 0
RenewHome | SCE | May | 5 | 1 | 0
RenewHome | SCE | May | 5 | 2 | 0
RenewHome | SCE | May | 5 | 3 | 0
RenewHome | SCE | May | 5 | 4 | 0
RenewHome | SCE | May | 5 | 5 | 0
RenewHome | SCE | May | 5 | 6 | 0
RenewHome | SCE | May | 5 | 7 | 0
RenewHome | SCE | May | 5 | 8 | 0
RenewHome | SCE | May | 5 | 9 | 0
RenewHome | SCE | May | 5 | 10 | 0
RenewHome | SCE | May | 5 | 11 | 0
RenewHome | SCE | May | 5 | 12 | 0
RenewHome | SCE | May | 5 | 13 | 0
RenewHome | SCE | May | 5 | 14 | 0
RenewHome | SCE | May | 5 | 15 | 0
RenewHome | SCE | May | 5 | 16 | 0
RenewHome | SCE | May | 5 | 17 | 0
RenewHome | SCE | May | 5 | 18 | 0.80739
RenewHome | SCE | May | 5 | 19 | 1.2232
RenewHome | SCE | May | 5 | 20 | 1
RenewHome | SCE | May | 5 | 21 | 0.68336
RenewHome | SCE | May | 5 | 22 | 0.50806
RenewHome | SCE | May | 5 | 23 | 0
RenewHome | SCE | May | 5 | 24 | 0
RenewHome | SCE | June | 6 | 1 | 0
RenewHome | SCE | June | 6 | 2 | 0
RenewHome | SCE | June | 6 | 3 | 0
RenewHome | SCE | June | 6 | 4 | 0
RenewHome | SCE | June | 6 | 5 | 0
RenewHome | SCE | June | 6 | 6 | 0
RenewHome | SCE | June | 6 | 7 | 0
RenewHome | SCE | June | 6 | 8 | 0
RenewHome | SCE | June | 6 | 9 | 0
RenewHome | SCE | June | 6 | 10 | 0
RenewHome | SCE | June | 6 | 11 | 0
RenewHome | SCE | June | 6 | 12 | 0
RenewHome | SCE | June | 6 | 13 | 0
RenewHome | SCE | June | 6 | 14 | 0
RenewHome | SCE | June | 6 | 15 | 0
RenewHome | SCE | June | 6 | 16 | 0
RenewHome | SCE | June | 6 | 17 | 1.0557
RenewHome | SCE | June | 6 | 18 | 1
RenewHome | SCE | June | 6 | 19 | 1.4852
RenewHome | SCE | June | 6 | 20 | 1.2941
RenewHome | SCE | June | 6 | 21 | 0.64729
RenewHome | SCE | June | 6 | 22 | 0
RenewHome | SCE | June | 6 | 23 | 0
RenewHome | SCE | June | 6 | 24 | 0
RenewHome | SCE | July | 7 | 1 | 0
RenewHome | SCE | July | 7 | 2 | 0
RenewHome | SCE | July | 7 | 3 | 0
RenewHome | SCE | July | 7 | 4 | 0
RenewHome | SCE | July | 7 | 5 | 0
RenewHome | SCE | July | 7 | 6 | 0
RenewHome | SCE | July | 7 | 7 | 0
RenewHome | SCE | July | 7 | 8 | 0
RenewHome | SCE | July | 7 | 9 | 0
RenewHome | SCE | July | 7 | 10 | 0
RenewHome | SCE | July | 7 | 11 | 0
RenewHome | SCE | July | 7 | 12 | 0
RenewHome | SCE | July | 7 | 13 | 0
RenewHome | SCE | July | 7 | 14 | 0
RenewHome | SCE | July | 7 | 15 | 0
RenewHome | SCE | July | 7 | 16 | 0
RenewHome | SCE | July | 7 | 17 | 1
RenewHome | SCE | July | 7 | 18 | 0.94985
RenewHome | SCE | July | 7 | 19 | 1.4354
RenewHome | SCE | July | 7 | 20 | 1.2451
RenewHome | SCE | July | 7 | 21 | 0.60857
RenewHome | SCE | July | 7 | 22 | 0
RenewHome | SCE | July | 7 | 23 | 0
RenewHome | SCE | July | 7 | 24 | 0
RenewHome | SCE | August | 8 | 1 | 0
RenewHome | SCE | August | 8 | 2 | 0
RenewHome | SCE | August | 8 | 3 | 0
RenewHome | SCE | August | 8 | 4 | 0
RenewHome | SCE | August | 8 | 5 | 0
RenewHome | SCE | August | 8 | 6 | 0
RenewHome | SCE | August | 8 | 7 | 0
RenewHome | SCE | August | 8 | 8 | 0
RenewHome | SCE | August | 8 | 9 | 0
RenewHome | SCE | August | 8 | 10 | 0
RenewHome | SCE | August | 8 | 11 | 0
RenewHome | SCE | August | 8 | 12 | 0
RenewHome | SCE | August | 8 | 13 | 0
RenewHome | SCE | August | 8 | 14 | 0
RenewHome | SCE | August | 8 | 15 | 0
RenewHome | SCE | August | 8 | 16 | 0
RenewHome | SCE | August | 8 | 17 | 1.0613
RenewHome | SCE | August | 8 | 18 | 1
RenewHome | SCE | August | 8 | 19 | 1.4957
RenewHome | SCE | August | 8 | 20 | 1.2862
RenewHome | SCE | August | 8 | 21 | 0.63382
RenewHome | SCE | August | 8 | 22 | 0
RenewHome | SCE | August | 8 | 23 | 0
RenewHome | SCE | August | 8 | 24 | 0
RenewHome | SCE | September | 9 | 1 | 0
RenewHome | SCE | September | 9 | 2 | 0
RenewHome | SCE | September | 9 | 3 | 0
RenewHome | SCE | September | 9 | 4 | 0
RenewHome | SCE | September | 9 | 5 | 0
RenewHome | SCE | September | 9 | 6 | 0
RenewHome | SCE | September | 9 | 7 | 0
RenewHome | SCE | September | 9 | 8 | 0
RenewHome | SCE | September | 9 | 9 | 0
RenewHome | SCE | September | 9 | 10 | 0
RenewHome | SCE | September | 9 | 11 | 0
RenewHome | SCE | September | 9 | 12 | 0
RenewHome | SCE | September | 9 | 13 | 0
RenewHome | SCE | September | 9 | 14 | 0
RenewHome | SCE | September | 9 | 15 | 0
RenewHome | SCE | September | 9 | 16 | 0
RenewHome | SCE | September | 9 | 17 | 1
RenewHome | SCE | September | 9 | 18 | 0.9462
RenewHome | SCE | September | 9 | 19 | 1.3745
RenewHome | SCE | September | 9 | 20 | 1.1442
RenewHome | SCE | September | 9 | 21 | 0.58486
RenewHome | SCE | September | 9 | 22 | 0
RenewHome | SCE | September | 9 | 23 | 0
RenewHome | SCE | September | 9 | 24 | 0
RenewHome | SCE | October | 10 | 1 | 0
RenewHome | SCE | October | 10 | 2 | 0
RenewHome | SCE | October | 10 | 3 | 0
RenewHome | SCE | October | 10 | 4 | 0
RenewHome | SCE | October | 10 | 5 | 0
RenewHome | SCE | October | 10 | 6 | 0
RenewHome | SCE | October | 10 | 7 | 0
RenewHome | SCE | October | 10 | 8 | 0
RenewHome | SCE | October | 10 | 9 | 0
RenewHome | SCE | October | 10 | 10 | 0
RenewHome | SCE | October | 10 | 11 | 0
RenewHome | SCE | October | 10 | 12 | 0
RenewHome | SCE | October | 10 | 13 | 0
RenewHome | SCE | October | 10 | 14 | 0
RenewHome | SCE | October | 10 | 15 | 0
RenewHome | SCE | October | 10 | 16 | 0
RenewHome | SCE | October | 10 | 17 | 1
RenewHome | SCE | October | 10 | 18 | 0.93726
RenewHome | SCE | October | 10 | 19 | 1.2948
RenewHome | SCE | October | 10 | 20 | 1.0318
RenewHome | SCE | October | 10 | 21 | 0.62524
RenewHome | SCE | October | 10 | 22 | 0
RenewHome | SCE | October | 10 | 23 | 0
RenewHome | SCE | October | 10 | 24 | 0
RenewHome | SCE | November | 11 | 1 | 0
RenewHome | SCE | November | 11 | 2 | 0
RenewHome | SCE | November | 11 | 3 | 0
RenewHome | SCE | November | 11 | 4 | 0
RenewHome | SCE | November | 11 | 5 | 0
RenewHome | SCE | November | 11 | 6 | 0
RenewHome | SCE | November | 11 | 7 | 0
RenewHome | SCE | November | 11 | 8 | 0
RenewHome | SCE | November | 11 | 9 | 0
RenewHome | SCE | November | 11 | 10 | 0
RenewHome | SCE | November | 11 | 11 | 0
RenewHome | SCE | November | 11 | 12 | 0
RenewHome | SCE | November | 11 | 13 | 0
RenewHome | SCE | November | 11 | 14 | 0
RenewHome | SCE | November | 11 | 15 | 0
RenewHome | SCE | November | 11 | 16 | 0
RenewHome | SCE | November | 11 | 17 | 1.0209
RenewHome | SCE | November | 11 | 18 | 1
RenewHome | SCE | November | 11 | 19 | 1.0864
RenewHome | SCE | November | 11 | 20 | 1.2023
RenewHome | SCE | November | 11 | 21 | 0.96488
RenewHome | SCE | November | 11 | 22 | 0
RenewHome | SCE | November | 11 | 23 | 0
RenewHome | SCE | November | 11 | 24 | 0
RenewHome | SCE | December | 12 | 1 | 0
RenewHome | SCE | December | 12 | 2 | 0
RenewHome | SCE | December | 12 | 3 | 0
RenewHome | SCE | December | 12 | 4 | 0
RenewHome | SCE | December | 12 | 5 | 0
RenewHome | SCE | December | 12 | 6 | 0
RenewHome | SCE | December | 12 | 7 | 0
RenewHome | SCE | December | 12 | 8 | 0
RenewHome | SCE | December | 12 | 9 | 0
RenewHome | SCE | December | 12 | 10 | 0
RenewHome | SCE | December | 12 | 11 | 0
RenewHome | SCE | December | 12 | 12 | 0
RenewHome | SCE | December | 12 | 13 | 0
RenewHome | SCE | December | 12 | 14 | 0
RenewHome | SCE | December | 12 | 15 | 0
RenewHome | SCE | December | 12 | 16 | 0
RenewHome | SCE | December | 12 | 17 | 0.91303
RenewHome | SCE | December | 12 | 18 | 1
RenewHome | SCE | December | 12 | 19 | 1.0915
RenewHome | SCE | December | 12 | 20 | 1.1239
RenewHome | SCE | December | 12 | 21 | 0.84555
RenewHome | SCE | December | 12 | 22 | 0
RenewHome | SCE | December | 12 | 23 | 0
RenewHome | SCE | December | 12 | 24 | 0
RenewHome | SDGE | January | 1 | 1 | 0
RenewHome | SDGE | January | 1 | 2 | 0
RenewHome | SDGE | January | 1 | 3 | 0
RenewHome | SDGE | January | 1 | 4 | 0
RenewHome | SDGE | January | 1 | 5 | 0
RenewHome | SDGE | January | 1 | 6 | 0
RenewHome | SDGE | January | 1 | 7 | 0
RenewHome | SDGE | January | 1 | 8 | 0
RenewHome | SDGE | January | 1 | 9 | 0
RenewHome | SDGE | January | 1 | 10 | 0
RenewHome | SDGE | January | 1 | 11 | 0
RenewHome | SDGE | January | 1 | 12 | 0
RenewHome | SDGE | January | 1 | 13 | 0
RenewHome | SDGE | January | 1 | 14 | 0
RenewHome | SDGE | January | 1 | 15 | 0
RenewHome | SDGE | January | 1 | 16 | 0
RenewHome | SDGE | January | 1 | 17 | 0.85238
RenewHome | SDGE | January | 1 | 18 | 0.91055
RenewHome | SDGE | January | 1 | 19 | 1
RenewHome | SDGE | January | 1 | 20 | 1.0194
RenewHome | SDGE | January | 1 | 21 | 0.75172
RenewHome | SDGE | January | 1 | 22 | 0
RenewHome | SDGE | January | 1 | 23 | 0
RenewHome | SDGE | January | 1 | 24 | 0
RenewHome | SDGE | February | 2 | 1 | 0
RenewHome | SDGE | February | 2 | 2 | 0
RenewHome | SDGE | February | 2 | 3 | 0
RenewHome | SDGE | February | 2 | 4 | 0
RenewHome | SDGE | February | 2 | 5 | 0
RenewHome | SDGE | February | 2 | 6 | 0
RenewHome | SDGE | February | 2 | 7 | 0
RenewHome | SDGE | February | 2 | 8 | 0
RenewHome | SDGE | February | 2 | 9 | 0
RenewHome | SDGE | February | 2 | 10 | 0
RenewHome | SDGE | February | 2 | 11 | 0
RenewHome | SDGE | February | 2 | 12 | 0
RenewHome | SDGE | February | 2 | 13 | 0
RenewHome | SDGE | February | 2 | 14 | 0
RenewHome | SDGE | February | 2 | 15 | 0
RenewHome | SDGE | February | 2 | 16 | 0
RenewHome | SDGE | February | 2 | 17 | 0.83439
RenewHome | SDGE | February | 2 | 18 | 0.8843
RenewHome | SDGE | February | 2 | 19 | 1
RenewHome | SDGE | February | 2 | 20 | 1.0467
RenewHome | SDGE | February | 2 | 21 | 0.79794
RenewHome | SDGE | February | 2 | 22 | 0
RenewHome | SDGE | February | 2 | 23 | 0
RenewHome | SDGE | February | 2 | 24 | 0
RenewHome | SDGE | March | 3 | 1 | 0
RenewHome | SDGE | March | 3 | 2 | 0
RenewHome | SDGE | March | 3 | 3 | 0
RenewHome | SDGE | March | 3 | 4 | 0
RenewHome | SDGE | March | 3 | 5 | 0
RenewHome | SDGE | March | 3 | 6 | 0
RenewHome | SDGE | March | 3 | 7 | 0
RenewHome | SDGE | March | 3 | 8 | 0
RenewHome | SDGE | March | 3 | 9 | 0
RenewHome | SDGE | March | 3 | 10 | 0
RenewHome | SDGE | March | 3 | 11 | 0
RenewHome | SDGE | March | 3 | 12 | 0
RenewHome | SDGE | March | 3 | 13 | 0
RenewHome | SDGE | March | 3 | 14 | 0
RenewHome | SDGE | March | 3 | 15 | 0
RenewHome | SDGE | March | 3 | 16 | 0
RenewHome | SDGE | March | 3 | 17 | 0
RenewHome | SDGE | March | 3 | 18 | 0.83906
RenewHome | SDGE | March | 3 | 19 | 1
RenewHome | SDGE | March | 3 | 20 | 1.0595
RenewHome | SDGE | March | 3 | 21 | 1.0254
RenewHome | SDGE | March | 3 | 22 | 0.82681
RenewHome | SDGE | March | 3 | 23 | 0
RenewHome | SDGE | March | 3 | 24 | 0
RenewHome | SDGE | April | 4 | 1 | 0
RenewHome | SDGE | April | 4 | 2 | 0
RenewHome | SDGE | April | 4 | 3 | 0
RenewHome | SDGE | April | 4 | 4 | 0
RenewHome | SDGE | April | 4 | 5 | 0
RenewHome | SDGE | April | 4 | 6 | 0
RenewHome | SDGE | April | 4 | 7 | 0
RenewHome | SDGE | April | 4 | 8 | 0
RenewHome | SDGE | April | 4 | 9 | 0
RenewHome | SDGE | April | 4 | 10 | 0
RenewHome | SDGE | April | 4 | 11 | 0
RenewHome | SDGE | April | 4 | 12 | 0
RenewHome | SDGE | April | 4 | 13 | 0
RenewHome | SDGE | April | 4 | 14 | 0
RenewHome | SDGE | April | 4 | 15 | 0
RenewHome | SDGE | April | 4 | 16 | 0
RenewHome | SDGE | April | 4 | 17 | 0
RenewHome | SDGE | April | 4 | 18 | 1.1238
RenewHome | SDGE | April | 4 | 19 | 1
RenewHome | SDGE | April | 4 | 20 | 0.85689
RenewHome | SDGE | April | 4 | 21 | 0.73655
RenewHome | SDGE | April | 4 | 22 | 0.53035
RenewHome | SDGE | April | 4 | 23 | 0
RenewHome | SDGE | April | 4 | 24 | 0
RenewHome | SDGE | May | 5 | 1 | 0
RenewHome | SDGE | May | 5 | 2 | 0
RenewHome | SDGE | May | 5 | 3 | 0
RenewHome | SDGE | May | 5 | 4 | 0
RenewHome | SDGE | May | 5 | 5 | 0
RenewHome | SDGE | May | 5 | 6 | 0
RenewHome | SDGE | May | 5 | 7 | 0
RenewHome | SDGE | May | 5 | 8 | 0
RenewHome | SDGE | May | 5 | 9 | 0
RenewHome | SDGE | May | 5 | 10 | 0
RenewHome | SDGE | May | 5 | 11 | 0
RenewHome | SDGE | May | 5 | 12 | 0
RenewHome | SDGE | May | 5 | 13 | 0
RenewHome | SDGE | May | 5 | 14 | 0
RenewHome | SDGE | May | 5 | 15 | 0
RenewHome | SDGE | May | 5 | 16 | 0
RenewHome | SDGE | May | 5 | 17 | 0
RenewHome | SDGE | May | 5 | 18 | 0.80738
RenewHome | SDGE | May | 5 | 19 | 1.2232
RenewHome | SDGE | May | 5 | 20 | 1
RenewHome | SDGE | May | 5 | 21 | 0.68334
RenewHome | SDGE | May | 5 | 22 | 0.50807
RenewHome | SDGE | May | 5 | 23 | 0
RenewHome | SDGE | May | 5 | 24 | 0
RenewHome | SDGE | June | 6 | 1 | 0
RenewHome | SDGE | June | 6 | 2 | 0
RenewHome | SDGE | June | 6 | 3 | 0
RenewHome | SDGE | June | 6 | 4 | 0
RenewHome | SDGE | June | 6 | 5 | 0
RenewHome | SDGE | June | 6 | 6 | 0
RenewHome | SDGE | June | 6 | 7 | 0
RenewHome | SDGE | June | 6 | 8 | 0
RenewHome | SDGE | June | 6 | 9 | 0
RenewHome | SDGE | June | 6 | 10 | 0
RenewHome | SDGE | June | 6 | 11 | 0
RenewHome | SDGE | June | 6 | 12 | 0
RenewHome | SDGE | June | 6 | 13 | 0
RenewHome | SDGE | June | 6 | 14 | 0
RenewHome | SDGE | June | 6 | 15 | 0
RenewHome | SDGE | June | 6 | 16 | 0
RenewHome | SDGE | June | 6 | 17 | 1.0557
RenewHome | SDGE | June | 6 | 18 | 1
RenewHome | SDGE | June | 6 | 19 | 1.4852
RenewHome | SDGE | June | 6 | 20 | 1.2941
RenewHome | SDGE | June | 6 | 21 | 0.6473
RenewHome | SDGE | June | 6 | 22 | 0
RenewHome | SDGE | June | 6 | 23 | 0
RenewHome | SDGE | June | 6 | 24 | 0
RenewHome | SDGE | July | 7 | 1 | 0
RenewHome | SDGE | July | 7 | 2 | 0
RenewHome | SDGE | July | 7 | 3 | 0
RenewHome | SDGE | July | 7 | 4 | 0
RenewHome | SDGE | July | 7 | 5 | 0
RenewHome | SDGE | July | 7 | 6 | 0
RenewHome | SDGE | July | 7 | 7 | 0
RenewHome | SDGE | July | 7 | 8 | 0
RenewHome | SDGE | July | 7 | 9 | 0
RenewHome | SDGE | July | 7 | 10 | 0
RenewHome | SDGE | July | 7 | 11 | 0
RenewHome | SDGE | July | 7 | 12 | 0
RenewHome | SDGE | July | 7 | 13 | 0
RenewHome | SDGE | July | 7 | 14 | 0
RenewHome | SDGE | July | 7 | 15 | 0
RenewHome | SDGE | July | 7 | 16 | 0
RenewHome | SDGE | July | 7 | 17 | 1
RenewHome | SDGE | July | 7 | 18 | 0.94985
RenewHome | SDGE | July | 7 | 19 | 1.4354
RenewHome | SDGE | July | 7 | 20 | 1.2451
RenewHome | SDGE | July | 7 | 21 | 0.60858
RenewHome | SDGE | July | 7 | 22 | 0
RenewHome | SDGE | July | 7 | 23 | 0
RenewHome | SDGE | July | 7 | 24 | 0
RenewHome | SDGE | August | 8 | 1 | 0
RenewHome | SDGE | August | 8 | 2 | 0
RenewHome | SDGE | August | 8 | 3 | 0
RenewHome | SDGE | August | 8 | 4 | 0
RenewHome | SDGE | August | 8 | 5 | 0
RenewHome | SDGE | August | 8 | 6 | 0
RenewHome | SDGE | August | 8 | 7 | 0
RenewHome | SDGE | August | 8 | 8 | 0
RenewHome | SDGE | August | 8 | 9 | 0
RenewHome | SDGE | August | 8 | 10 | 0
RenewHome | SDGE | August | 8 | 11 | 0
RenewHome | SDGE | August | 8 | 12 | 0
RenewHome | SDGE | August | 8 | 13 | 0
RenewHome | SDGE | August | 8 | 14 | 0
RenewHome | SDGE | August | 8 | 15 | 0
RenewHome | SDGE | August | 8 | 16 | 0
RenewHome | SDGE | August | 8 | 17 | 1.0613
RenewHome | SDGE | August | 8 | 18 | 1
RenewHome | SDGE | August | 8 | 19 | 1.4957
RenewHome | SDGE | August | 8 | 20 | 1.2862
RenewHome | SDGE | August | 8 | 21 | 0.63382
RenewHome | SDGE | August | 8 | 22 | 0
RenewHome | SDGE | August | 8 | 23 | 0
RenewHome | SDGE | August | 8 | 24 | 0
RenewHome | SDGE | September | 9 | 1 | 0
RenewHome | SDGE | September | 9 | 2 | 0
RenewHome | SDGE | September | 9 | 3 | 0
RenewHome | SDGE | September | 9 | 4 | 0
RenewHome | SDGE | September | 9 | 5 | 0
RenewHome | SDGE | September | 9 | 6 | 0
RenewHome | SDGE | September | 9 | 7 | 0
RenewHome | SDGE | September | 9 | 8 | 0
RenewHome | SDGE | September | 9 | 9 | 0
RenewHome | SDGE | September | 9 | 10 | 0
RenewHome | SDGE | September | 9 | 11 | 0
RenewHome | SDGE | September | 9 | 12 | 0
RenewHome | SDGE | September | 9 | 13 | 0
RenewHome | SDGE | September | 9 | 14 | 0
RenewHome | SDGE | September | 9 | 15 | 0
RenewHome | SDGE | September | 9 | 16 | 0
RenewHome | SDGE | September | 9 | 17 | 1
RenewHome | SDGE | September | 9 | 18 | 0.94621
RenewHome | SDGE | September | 9 | 19 | 1.3745
RenewHome | SDGE | September | 9 | 20 | 1.1442
RenewHome | SDGE | September | 9 | 21 | 0.58487
RenewHome | SDGE | September | 9 | 22 | 0
RenewHome | SDGE | September | 9 | 23 | 0
RenewHome | SDGE | September | 9 | 24 | 0
RenewHome | SDGE | October | 10 | 1 | 0
RenewHome | SDGE | October | 10 | 2 | 0
RenewHome | SDGE | October | 10 | 3 | 0
RenewHome | SDGE | October | 10 | 4 | 0
RenewHome | SDGE | October | 10 | 5 | 0
RenewHome | SDGE | October | 10 | 6 | 0
RenewHome | SDGE | October | 10 | 7 | 0
RenewHome | SDGE | October | 10 | 8 | 0
RenewHome | SDGE | October | 10 | 9 | 0
RenewHome | SDGE | October | 10 | 10 | 0
RenewHome | SDGE | October | 10 | 11 | 0
RenewHome | SDGE | October | 10 | 12 | 0
RenewHome | SDGE | October | 10 | 13 | 0
RenewHome | SDGE | October | 10 | 14 | 0
RenewHome | SDGE | October | 10 | 15 | 0
RenewHome | SDGE | October | 10 | 16 | 0
RenewHome | SDGE | October | 10 | 17 | 1
RenewHome | SDGE | October | 10 | 18 | 0.93727
RenewHome | SDGE | October | 10 | 19 | 1.2948
RenewHome | SDGE | October | 10 | 20 | 1.0318
RenewHome | SDGE | October | 10 | 21 | 0.62525
RenewHome | SDGE | October | 10 | 22 | 0
RenewHome | SDGE | October | 10 | 23 | 0
RenewHome | SDGE | October | 10 | 24 | 0
RenewHome | SDGE | November | 11 | 1 | 0
RenewHome | SDGE | November | 11 | 2 | 0
RenewHome | SDGE | November | 11 | 3 | 0
RenewHome | SDGE | November | 11 | 4 | 0
RenewHome | SDGE | November | 11 | 5 | 0
RenewHome | SDGE | November | 11 | 6 | 0
RenewHome | SDGE | November | 11 | 7 | 0
RenewHome | SDGE | November | 11 | 8 | 0
RenewHome | SDGE | November | 11 | 9 | 0
RenewHome | SDGE | November | 11 | 10 | 0
RenewHome | SDGE | November | 11 | 11 | 0
RenewHome | SDGE | November | 11 | 12 | 0
RenewHome | SDGE | November | 11 | 13 | 0
RenewHome | SDGE | November | 11 | 14 | 0
RenewHome | SDGE | November | 11 | 15 | 0
RenewHome | SDGE | November | 11 | 16 | 0
RenewHome | SDGE | November | 11 | 17 | 1.0209
RenewHome | SDGE | November | 11 | 18 | 1
RenewHome | SDGE | November | 11 | 19 | 1.0864
RenewHome | SDGE | November | 11 | 20 | 1.2022
RenewHome | SDGE | November | 11 | 21 | 0.96488
RenewHome | SDGE | November | 11 | 22 | 0
RenewHome | SDGE | November | 11 | 23 | 0
RenewHome | SDGE | November | 11 | 24 | 0
RenewHome | SDGE | December | 12 | 1 | 0
RenewHome | SDGE | December | 12 | 2 | 0
RenewHome | SDGE | December | 12 | 3 | 0
RenewHome | SDGE | December | 12 | 4 | 0
RenewHome | SDGE | December | 12 | 5 | 0
RenewHome | SDGE | December | 12 | 6 | 0
RenewHome | SDGE | December | 12 | 7 | 0
RenewHome | SDGE | December | 12 | 8 | 0
RenewHome | SDGE | December | 12 | 9 | 0
RenewHome | SDGE | December | 12 | 10 | 0
RenewHome | SDGE | December | 12 | 11 | 0
RenewHome | SDGE | December | 12 | 12 | 0
RenewHome | SDGE | December | 12 | 13 | 0
RenewHome | SDGE | December | 12 | 14 | 0
RenewHome | SDGE | December | 12 | 15 | 0
RenewHome | SDGE | December | 12 | 16 | 0
RenewHome | SDGE | December | 12 | 17 | 0.91302
RenewHome | SDGE | December | 12 | 18 | 1
RenewHome | SDGE | December | 12 | 19 | 1.0915
RenewHome | SDGE | December | 12 | 20 | 1.1239
RenewHome | SDGE | December | 12 | 21 | 0.84555
RenewHome | SDGE | December | 12 | 22 | 0
RenewHome | SDGE | December | 12 | 23 | 0
RenewHome | SDGE | December | 12 | 24 | 0

## mastergen (updated SEP)
CLASSIFICATION | QF | RESOURCE_AGG_TYPE | PARENT_RESOURCE_ID | RESOURCE_ID | RESOURCE_TYPE | GEN_UNIT_NAME | NET_DEPENDABLE_CAPACITY | NAMEPLATE_CAPACITY | PTO_AREA | OWNER_OR_QF | UNIT_TYPE | ENERGY_SOURCE | ZONE | COD | RIVER_SYSTEM | BAA_ID | UDC | New Imports?
Non-Participating | N | Y | CHESTN_2_CHWSX2 | CHESTN_2_CHWSR2 | GEN | Chestnut Westside PV | 75 | 75 | PGAE | Chestnut Westside, LLC | PHOTO VOLTAIC | SUN | ZP26 |  |  | CISO | PGAE | 0
Participating Unit | N | N |  | ARLNTN_2_AR1SR1 | GEN | Arlington | 100 | 100 | SCE | Arlington Solar, LLC | PHOTO VOLTAIC | SUN | SP15 | 2022-03-21 |  | CISO | SCE | 0
Participating Unit | N | N |  | DRACKR_2_DS4SR4 | GEN | Dracker Solar Unit 4A | 62.5 | 62.5 | SCE | NextEra Blythe Solar Energy Center, LLC | PHOTO VOLTAIC | SUN | SP15 | 2020-08-24 |  | CISO | SCE | 0
Non-Participating |  | Y | SBERDO_2_PSP4 | SBERDO_7_CT4A | GEN | SBERDO_7_CT4A | 182 | 182 |  |  |  |  | SP15 |  |  | CISO | SCE | 0
Participating Unit | N | Y | DREWS_6_PL1X4 | DREWS_6_PL1X4 | GEN | Drews Generating Plant | 41.4 |  | SCE | Colton Power, LP | FTUR | NATURAL GAS | SP15 | 2001-08-14 |  | CISO | SCE | 0
Participating Unit | N | Y | SANDLT_2_SUNITS | SANDLT_2_SUNITS | GEN | Mojave Solar | 275 |  | SCE | Mojave Solar, LLC | STEAM | SUN | SP15 | 2014-12-04 |  | CISO | SCE | 0
Participating Unit | N | N |  | FRESHW_1_SOLAR1 | GEN | Corcoran 3 | 20 | 20 | PGAE | CED Corcoran Solar 3, LLC | PHOTO VOLTAIC | SUN | NP15 | 2016-03-04 |  | CISO | PGAE | 0
Participating Unit | N | N |  | GEYS17_7_UNIT17 | GEN | GEYSERS UNIT 17 (HEALDSBURG) | 75.5 | 84 | PGAE | Geysers Power Company, LLC | STEAM | GEOTHERMAL | NP15 | 1982-01-01 |  | CISO | PGAE | 0
Participating Unit | N | Y | HAASPH_7_PL1X2 | HAASPH_7_PL1X2 | GEN | HAAS PH UNIT 1 & 2 AGGREGATE | 144 |  | PGAE | Pacific Gas & Electric Company | HYDRO | WATER | NP15 | 21186 |  | CISO | PGAE | 0
Non-Participating | N | Y | SCHLTE_1_PL1X3 | SCHLTE_1_UNITA3 | GEN | Tracy Combined Cycle Plant | 165 | 165 |  | GWF Energy, LLC | COMBUSTION TURBINE | NATURAL GAS | NP15 |  |  | CISO | PGAE | 0
Participating Unit | N | N |  | CANTUA_1_SOLAR | GEN | Cantua Solar Station | 20 | 20 | PGAE | Pacific Gas & Electric Company | PHOTO VOLTAIC | SUN | NP15 | 2012-07-25 |  | CISO | PGAE | 0
Participating Unit | N | N |  | SENTNL_2_CTG4 | GEN | Sentinel Unit 4 | 106.55 | 131.8 | SCE | Sentinel Energy Center, LLC | COMBUSTION TURBINE | NATURAL GAS | SP15 | 2013-05-06 |  | CISO | SCE | 0
Non-Participating | N | Y | DELTA_2_PL1X4 | DELTA_2_CTG3 | GEN | DELTA ENERGY CENTER CTG UNIT 3 | 212.5 | 212.5 |  | Delta Energy Center, LLC | COMBUSTION TURBINE | NATURAL GAS | NP15 |  |  | CISO | PGAE | 0
Participating Unit | N | N |  | WESTPT_2_UNIT | GEN | West Point Hydro Plant | 14 | 14 | PGAE | Pacific Gas & Electric Company | HYDRO | WATER | NP15 | 1948-01-01 |  | CISO | PGAE | 0
Participating Unit | N | N |  | TWISSL_6_SOLAR1 | GEN | Coronal Lost Hills | 20 | 20 | PGAE | Coronal Lost Hills, LLC | PHOTO VOLTAIC | SUN | ZP26 | 2015-05-15 |  | CISO | PGAE | 0
Participating Unit | N | N |  | PBLOSM_2_SOLAR | GEN | PearBlossom | 9.5 | 9.5 | SCE | Solar Star California XLIV, LLC | PHOTO VOLTAIC | SUN | SP15 | 42733 |  | CISO | SCE | 0
Participating Unit | N | N |  | HINSON_2_W2CSR2 | GEN | Wilmington 2 Carson | 0.6 | 0.6 | SCE | Prologis Logistics Services Incorporated | PHOTO VOLTAIC | SUN | SP15 | 2025-08-14 |  | CISO | SCE | 0
Participating Unit | N | N |  | DTCHWD_2_BT3WND | GEN | Brookfield Tehachapi 3 | 4.5 | 4.5 | SCE | Coram Energy LLC | WIND | WIND | SP15 | 2016-04-22 |  | CISO | SCE | 0
Participating Unit | N | Y | SCEW_2_PDRP160 | SCEW_2_PDRP160 | GEN | LCR AMS Hybrid West LA 2-W-LSCE | 5.39 |  | SCE | Southern California Edison | OTHER | OTHER | SP15 |  |  | CISO | SCE | 0
Participating Unit | N | N |  | CURTIS_1_CANLCK | GEN | Canal Creek Powerhouse | 0.9 | 0.9 | PGAE | Merced Irrigation District | HYDRO | WATER | NP15 | 1983-01-01 |  | CISO | PGAE | 0
Non-Participating |  | Y | RVSIDE_6_SPRING | RVSIDE_7_SPRGU4 | GEN | RVSIDE_7_SPRGU4 | 11 | 11 |  |  |  |  | SP15 |  |  | CISO | RVSD | 0
Participating Unit | N | Y | CDWR07_2_GEN | CDWR07_2_GEN | GEN | CDWR07_2_GEN | 415.3 |  | PGAE | California Dept. of Water Resources | PUMP | WATER | ZP26 | 2009-03-31 |  | CISO | CWRP | 0
Participating Unit | N | N |  | OTAY_6_ECVBT2 | GEN | Chula Vista 2 | 3 | 3 | SDGE | EnerSmart Chula Vista BESS LLC | OTHER | LESR | SP15 | 45635 |  | CISO | SDGE | 0
Participating Unit | N | N |  | CENT40_1_C40SR1 | GEN | CENTRAL 40 | 40 | 40 | PGAE | Central 40, LLC | PHOTO VOLTAIC | SUN | NP15 | 44250 |  | CISO | PGAE | 0
Participating Unit | N | N |  | TUMBWD_2_WISBT3 | GEN | Willow Springs Solar 3 | 50 | 50 | SCE | Tumbleweed Energy, LLC | OTHER | LESR | SP15 | 2024-07-16 |  | CISO | SCE | 0
Participating Unit | N | N |  | CSCGNR_1_UNIT 1 | GEN | GIANERA PEAKER UNIT 1 | 24.75 | 24.8 | PGAE | City of Santa Clara DBA Silicon Valley Power (MSS Agreement - S14) | FTUR | NATURAL GAS | NP15 | 1987-01-01 |  | CISO | NCPA | 0
Participating Unit | N | N |  | EDWARD_2_E21SB1 | GEN | EdSan 2 Edwards 1A | 166 | 166 | SCE | ES 1A Group 3 Opco, LLC | OTHER | HYBD | SP15 | 2022-08-27 |  | CISO | SCE | 0
Participating Unit | N | N |  | SPRGVL_2_TULESC | GEN | TULE RIVER HYDRO PLANT (SCE) | 2.5 | 2.5 | SCE | Southern California Edison Company | HYDRO | WATER | SP15 | 1909-01-01 |  | CISO | SCE | 0
Participating Unit | N | N |  | CLRMNT_6_CLEBT1 | GEN | Clairemont Energy Storage | 9 | 9 | SDGE | San Diego Gas & Electric Company | OTHER | LESR | SP15 | 2024-03-27 |  | CISO | SDGE | 0
Participating Unit | N | N |  | OBERON_5_O2SSR4 | GEN | Oberon 2A Solar | 125 | 125 | SCE | IP Oberon II, LLC | PHOTO VOLTAIC | SUN | SP15 | 2023-11-08 |  | CISO | SCE | 0
Participating Unit | N | Y | SCEC_1_PDRP114 | SCEC_1_PDRP114 | GEN | SCEC_1_PDRP114 | 0.99 |  | SCE | Leapfrog Power, inc. | OTHER | OTHER | SP15 |  |  | CISO | SCE | 0
Participating Unit | N | N |  | BLCKWL_6_BTFBT1 | GEN | BTF Storage DIDF | 2 | 2 | PGAE | Blackwell Test Facility, LLC | OTHER | LESR | ZP26 |  |  | CISO | PGAE | 0
Participating Unit | N | Y | SCEC_1_PDRP150 | SCEC_1_PDRP150 | GEN | SCEC_1_PDRP150 | 0.99 |  | SCE | Leapfrog Power, Inc. | OTHER | OTHER | SP15 |  |  | CISO | SCE | 0
Participating Unit | N | Y | SANTFG_7_UNITS | SANTFG_7_UNITS | GEN | GEYSERS CALISTOGA AGGREGATE | 72 |  | PGAE | Geysers Power Company, LLC | STEAM | GEOTHERMAL | NP15 | 1984-03-14 |  | CISO | PGAE | 0
Participating Unit | N | N |  | BORDER_6_LTMBT1 | GEN | Lithium | 52 | 52 | SDGE | Hermes BESS LLC | OTHER | LESR | SP15 |  |  | CISO | SDGE | 0
Participating Unit | N | N |  | CMBLND_2_DS2BT3 | GEN | Daggett 2 c BESS | 46 | 46 | SCE | Daggett Solar Power 2 LLC | OTHER | LESR | SP15 | 2023-12-01 |  | CISO | SCE | 0
Participating Unit | N | N |  | DEVERS_1_SEPV05 | GEN | SEPV 5 | 2 | 2 | SCE | SEPV2, LLC | PHOTO VOLTAIC | SUN | SP15 | 41039 |  | CISO | SCE | 0
Participating Unit | N | N |  | CARBOU_7_UNIT 1 | GEN | CARIBOU PH 1 UNIT 1 | 24 | 24 | PGAE | Pacific Gas & Electric Company | HYDRO | WATER | NP15 | 1921-01-01 |  | CISO | PGAE | 0
Non-Participating | N | Y | ELKHRN_1_EESX3 | ELKHRN_1_EESBT1 | GEN | Elkhorn Energy Storage | 60.83 | 60.83 |  | Pacific Gas and Electric Company | OTHER | LESR |  |  |  | CISO | PGAE | 0
Participating Unit | N | N |  | YELPIN_2_YP2BT3 | GEN | Yellow Pine 2 B BESS | 32 | 32 | SCE | Yellow Pine Solar Interconnect, LLC | OTHER | LESR | SP15 | 45447 |  | CISO | VEA | 0
Participating Unit | N | Y | SCEW_2_PDRP103 | SCEW_2_PDRP103 | GEN | SCEW_2_PDRP103 | 2 |  | SCE | OHMCONNECT, INC. | OTHER | OTHER | SP15 |  |  | CISO | SCE | 0
Non-Participating | N | Y | MRCHNT_2_PL1X3 | MRCHNT_2_STG | GEN | Desert Star Energy Center ST1 | 201 | 201 |  | San Diego Gas and Electric Company | STEAM | NATURAL GAS | SP15 |  |  | CISO | SCE | 0
Participating Unit | N | N |  | WALCRK_2_CTG3 | GEN | Walnut Creek Energy Park Unit 3 | 100.1 | 102.5 | SCE | Walnut Creek Energy, LLC | COMBUSTION TURBINE | NATURAL GAS | SP15 | 2013-03-21 |  | CISO | SCE | 0
Non-Participating | N | Y | MOSSLD_2_PSP2 | MOSSLD_2_PSP2G2 | GEN | MOSS LANDING CC PLANT 2, CTG UNIT 2 | 176 | 176 |  | Duke Energy Moss Landing LLC | COMBUSTION TURBINE | NATURAL GAS | NP15 |  |  | CISO | PGAE | 0
Participating Unit | N | N |  | RAMON_2_SCEDYN | TG | RAMON_2_SCEDYN | 106.18 |  | SCE | MIR2 | OTHER | GEOTHERMAL | SP15 | 41943 |  | IID | SCE | 1
Participating Unit | N | N |  | INDIGO_1_UNIT 1 | GEN | INDIGO PEAKER UNIT 1 | 45.3 | 45.3 | SCE | Wildflower Energy LP | COMBUSTION TURBINE | NATURAL GAS | SP15 | 37153 |  | CISO | SCE | 0
Non-Participating | N | Y | ONLLPP_6_UNITS | ONLLPP_6_UNIT 1 | GEN | O'NEILL PUMP-GEN UNIT 1 | 4.2 | 4.2 |  |  | HYDRO | WATER | NP15 |  |  | CISO | PGAE | 0
Participating Unit | N | Y | PGEB_2_PDRP105 | PGEB_2_PDRP105 | GEN | PGEB_2_PDRP105 | 0.99 |  | PGAE | Leapfrog Power, Inc. | OTHER | OTHER | NP15 |  |  | CISO | PGAE | 0
Participating Unit | N | N |  | GEYS11_7_UNIT11 | GEN | GEYSERS UNIT 11 (HEALDSBURG) | 86.8 | 85 | PGAE | Geysers Power Company, LLC | STEAM | GEOTHERMAL | NP15 | 1975-01-01 |  | CISO | PGAE | 0
Participating Unit | N | N |  | VICTOR_1_SLRHES | GEN | Sunedison - Hesperia | 1.5 | 1.5 | SCE | DG Solar Lessee, LLC | PHOTO VOLTAIC | SUN | SP15 | 2014-08-08 |  | CISO | SCE | 0
Participating Unit | N | N |  | MNDOTA_1_SOLAR1 | GEN | North Star Solar 1 | 60 | 60 | PGAE | North Star Solar, LLC | PHOTO VOLTAIC | SUN | NP15 | 2015-06-20 |  | CISO | PGAE | 0
Participating Unit | N | N |  | SISPRG_2_DS3SR1 | GEN | Daggett Solar 3 a PV | 123 | 123 | SCE | Daggett Solar Power 3 LLC | PHOTO VOLTAIC | SUN | SP15 | 2023-10-24 |  | CISO | SCE | 0
Participating Unit | N | N |  | BLACK_7_UNIT 1 | GEN | JAMES B. BLACK 1 | 85 | 84 | PGAE | Pacific Gas & Electric Company | HYDRO | WATER | NP15 | 1966-01-01 |  | CISO | PGAE | 0
Participating Unit | Y | N |  | WSENGY_1_UNIT 1 | GEN | Wheelabrator Shasta | 50 | 50 | PGAE | Shasta-Sustainable Resource Management Inc. | STEAM | BIOMASS | NP15 | 43070 |  | CISO | PGAE | 0
Participating Unit | N | Y | OBERON_5_O1SSX2 | OBERON_5_O1SSX2 | GEN | Oberon 1A Solar | 150 |  | SCE | IP Oberon, LLC | PHOTO VOLTAIC | SUN | SP15 | 2023-11-03 |  | CISO | SCE | 0
Participating Unit | N | N |  | SPAULD_6_UNIT 3 | GEN | SPAULDING HYDRO PH 3 UNIT | 6.5 | 6.5 | PGAE | Pacific Gas & Electric Company | HYDRO | WATER | NP15 | 1928-01-01 |  | CISO | PGAE | 0
Non-Participating | N | Y | MOSSLD_2_PSP2 | MOSSLD_2_PSP2G3 | GEN | MOSS LANDING CC PLANT 2, STG UNIT | 198 | 198 |  | Duke Energy Moss Landing LLC | STEAM | HEAT RECOVERY | NP15 |  |  | CISO | PGAE | 0
Participating Unit | N | N |  | GOLETA_6_ELLWOD | GEN | ELLWOOD ENERGY SUPPORT FACILITY | 54 | 56 | SCE | Ellwood Power, LLC | COMBUSTION TURBINE | NATURAL GAS | SP15 | 35914 |  | CISO | SCE | 0
Participating Unit | Y | Y | STOILS_1_UNITS | STOILS_1_UNITS | GEN | Chevron Richmond Refinery | 56.2 |  | PGAE | Chevron Products Company | COMBINED CYCLE | NATURAL GAS | NP15 | 33847 |  | CISO | PGAE | 0
Participating Unit | N | N |  | SKERN_6_SOLAR1 | GEN | South Kern Solar PV Plant | 20 | 20 | PGAE | Algonquin SKIC 20 Solar, LLC | PHOTO VOLTAIC | SUN | ZP26 | 42101 |  | CISO | PGAE | 0
Participating Unit | Y | N |  | GRNVLY_7_SCLAND | GEN | SANTA CRUZ LANDFILL GENERATING PLANT | 3.04 | 3.6 | PGAE | Ameresco Santa Cruz Energy LLC | RECIPROCATING ENGINE | BIOGAS | NP15 | 2006-02-02 |  | CISO | PGAE | 0
Participating Unit | N | Y | REXFRD_2_RSFSX2 | REXFRD_2_RSFSX2 | GEN | Rexford Solar Farm | 300 |  | SCE | 20SD 8me LLC | PHOTO VOLTAIC | SUN | SP15 | 45709 |  | CISO | SCE | 0
Non-Participating |  | Y | SBERDO_2_PSP4 | SBERDO_7_STG4 | GEN | SBERDO_7_STG4 | 202 | 202 |  |  |  |  | SP15 |  |  | CISO | SCE | 0
Participating Unit | N | N |  | VALTNE_2_TSASR2 | GEN | Tropico Solar A | 70 | 70 | SCE | Big Beau Solar, LLC | PHOTO VOLTAIC | SUN | SP15 | 2025-07-02 |  | CISO | SCE | 0
Non-Participating | N | Y | REXFRD_2_RSFBX2 | REXFRD_2_RSFBT1 | GEN | Rexford Solar Farm BESS | 72 | 72 | SCE | 20SD 8me LLC | OTHER | LESR | SP15 |  |  | CISO | SCE | 0
Participating Unit | Y | N |  | HATLOS_6_BWDHY1 | GEN | Bidwell Ditch | 2 | 2 | PGAE | Mega Renewables | HYDRO | WATER | NP15 | 2017-06-29 |  | CISO | PGAE | 0
Participating Unit | N | N |  | KERKH2_7_UNIT 1 | GEN | KERKHOFF PH 2 UNIT #1 | 153.9 | 153.9 | PGAE | Pacific Gas & Electric Company | HYDRO | WATER | NP15 | 1983-01-01 |  | CISO | PGAE | 0
Participating Unit | N | N |  | VICTOR_1_EXSLRB | GEN | Expressway Solar B | 2 | 2 | SCE | FTS Master Tenant 1, LLC | PHOTO VOLTAIC | SUN | SP15 | 41766 |  | CISO | SCE | 0
Participating Unit | N | Y | CARBOU_7_PL4X5 | CARBOU_7_PL4X5 | GEN | CARIBOU PH 2 UNIT 4 & 5 AGGREGATE | 120 |  | PGAE | Pacific Gas & Electric Company | HYDRO | WATER | NP15 | 1958-01-01 |  | CISO | PGAE | 0
Participating Unit | N | N |  | RIOBRV_6_UNIT 1 | GEN | RIO BRAVO HYDRO | 14 | 14 | PGAE | OLCESE WATER DISTRICT | HYDRO | WATER | ZP26 | 1989-05-18 |  | CISO | PGAE | 0
Participating Unit | N | N |  | ROLLIN_6_UNIT | GEN | ROLLINS HYDRO | 13.5 | 13.5 | PGAE | Nevada Irrigation District | HYDRO | WATER | NP15 | 1980-01-01 |  | CISO | PGAE | 0
Participating Unit | N | N |  | CAMPFW_7_FARWST | GEN | CAMP FAR WEST HYDRO | 6.8 | 7.9 | PGAE | South Sutter Water District | HYDRO | WATER | NP15 | 31048 |  | CISO | PGAE | 0
Non-Participating |  | Y | OTMESA_2_PL1X3 | OTMESA_2_CTG1 | GEN | OTAY MESA COMBUSTION TURBINE 1 | 208 | 208 |  | Otay Mesa Energy Center, LLC | COMBUSTION TURBINE | NATURAL GAS | SP15 |  |  | CISO | SDGE | 0
Participating Unit | N | N |  | VLCNTR_6_VCEBT1 | GEN | Valley Center Energy Storage | 54 | 54 | SDGE | Valley Center ESS, LLC | OTHER | LESR | SP15 | 44529 |  | CISO | SDGE | 0
Participating Unit | N | N |  | RTEDDY_2_SRXSR4 | GEN | Rosamond West Solar Rosie X | 13.6 | 13.6 | SCE | Golden Fields Solar III, LLC | PHOTO VOLTAIC | SUN | SP15 | 44186 |  | CISO | SCE | 0
Participating Unit | N | N |  | VALTNE_2_TSASR1 | GEN | Tropico Solar Big Beau A | 58 | 58 | SCE | Big Beau Solar, LLC | PHOTO VOLTAIC | SUN | SP15 | 45840 |  | CISO | SCE | 0
Non-Participating | N | Y | PARDEB_6_UNITS | PARDEB_2_UNIT 3 | GEN | PARDEE HYDRO UNIT 3 | 10 | 10 |  | East Bay Municipal Utility District | HYDRO | WATER | NP15 |  |  | CISO | PGAE | 0
Participating Unit | N | Y | ELECTR_7_PL1X3 | ELECTR_7_PL1X3 | GEN | ELECTRA PH UNIT 1 & 2 AGGREGATE | 93 |  | PGAE | Pacific Gas & Electric Company | HYDRO | WATER | NP15 | 1948-01-01 |  | CISO | PGAE | 0
Participating Unit | N | Y | KRAMER_1_R2PX2 | KRAMER_1_R2PX2 | GEN | Resurgence 2 PV | 48 |  | SCE | Resurgence Solar II, LLC | PHOTO VOLTAIC | SUN | SP15 | 45183 |  | CISO | SCE | 0
Participating Unit | N | Y | REXFRD_2_RSFBX2 | REXFRD_2_RSFBX2 | GEN | Rexford Solar Farm BESS | 240 |  | SCE | 20SD 8me LLC | OTHER | LESR | SP15 | 2025-02-21 |  | CISO | SCE | 0
Participating Unit | N | N |  | VLCNTR_6_VCSLR2 | GEN | Valley Center 2 | 5 | 5 | SDGE | Sol Orchard San Diego 23, LLC | PHOTO VOLTAIC | SUN | SP15 | 41639 |  | CISO | SDGE | 0
Participating Unit | N | Y | DMDVLY_1_UNITS | DMDVLY_1_UNITS | GEN | Diamond Valley Lake Pump Gen | 15.6 |  | SCE | Metropolitan Water District of Southern California (MWD) | PUMPED STORAGE | WATER | SP15 | 36892 |  | CISO | SCE | 0
Participating Unit | N | Y | SDG1_1_PDRP117 | SDG1_1_PDRP117 | GEN | SDG1_1_PDRP117 | 0.99 |  | SDGE | Leapfrog Power, Inc. | OTHER | OTHER | SP15 |  |  | CISO | SDGE | 0
Participating Unit | N | N |  | TORTLA_1_SOLAR | GEN | Longboat Solar | 20 | 20 | SCE | Longboat Solar, LLC | PHOTO VOLTAIC | SUN | SP15 | 42720 |  | CISO | SCE | 0
Participating Unit | N | N |  | SISPRG_2_DS3BT4 | GEN | Daggett Solar 3 e BESS | 15 | 15 | SCE | Daggett Solar Power 3 LLC | OTHER | LESR | SP15 | 2023-08-24 |  | CISO | SCE | 0
Participating Unit | N | Y | SCEC_1_PDRP109 | SCEC_1_PDRP109 | GEN | SCEC_1_PDRP109 | 9.99 |  | SCE | Leapfrog Power, inc. | OTHER | OTHER | SP15 |  |  | CISO | SCE | 0
Non-Participating | N | Y | ALAMIT_2_PL1X3 | ALAMIT_7_CTG1A | GEN | ALAMIT_7_CTG1A | 234.5 | 234.5 |  | AES Alamitos Energy LLC | COMBINED CYCLE | NATURAL GAS | SP15 |  |  | CISO | SCE | 0
Participating Unit | N | Y | SCEN_6_PDRP102 | SCEN_6_PDRP102 | GEN | CPA_DR_SCEN_ResDM5of10 | 0.1 |  | SCE | Energy AI Systems Inc. | OTHER | OTHER | SP15 |  |  | CISO | SCE | 0
Participating Unit | N | N |  | HOLSTR_1_SOLAR2 | GEN | Hollister Solar | 1.5 | 1.5 | PGAE | Hollister Solar LLC | PHOTO VOLTAIC | SUN | NP15 | 2015-04-17 |  | CISO | PGAE | 0
Participating Unit | N | N |  | BIGSKY_2_AS2BT1 | GEN | Antelope Solar 2 LAB | 127 | 127 | SCE | sPower Development Company, LLC | OTHER | LESR | SP15 | 2022-09-02 |  | CISO | SCE | 0
Participating Unit | N | N |  | SUNPND_5_SPSBT2 | TG | Sun Pond Storage 2 | 42.5 | 42.5 | SCE | PVWEST | OTHER | LESR | SP15 |  |  | SRP | SCE | 0
Participating Unit | N | N |  | HAYPRS_6_HAYHD1 | GEN | Haypress Lower | 5.8 | 6.1 | PGAE | EIF Haypress, LLC | HYDRO | WATER | NP15 | 44258 |  | CISO | PGAE | 0
Participating Unit | Y | N |  | CLOVER_2_UNIT | GEN | Clover Creek | 0.99 | 1 | PGAE | Hydro Partners | HYDRO | WATER | NP15 | 2016-05-06 |  | CISO | PGAE | 0
Participating Unit | N | N |  | VENTSO_6_VENBT1 | GEN | Ventasso Energy Storage | 50 | 50 | SDGE | Ventasso Energy Storage, LLC | OTHER | LESR | SP15 |  |  | CISO | SDGE | 0
Non-Participating | N | Y | ELKHRN_1_EESX3 | ELKHRN_1_EESBT3 | GEN | Elkhorn Energy Storage | 60.83 | 60.83 |  | Pacific Gas & Electric Company - Transmission | OTHER | LESR | NP15 |  |  | CISO | PGAE | 0
Participating Unit | N | N |  | TWINKL_2_ASCBTB | GEN | Aratina Solar Center 1 b BESS | 50 | 50 | SCE | 64NB 8me LLC | OTHER | LESR | SP15 |  |  | CISO | SCE | 0
Non-Participating | N | Y | INTKEP_2_UNITS | INTKEP_2_HOLM 2 | GEN | HOLM HYDRO UNIT 2 | 90.14 | 90.14 |  |  |  |  | NP15 |  |  | CISO | PGAE | 0
Participating Unit | N | N |  | GIFFEN_6_SOLAR | GEN | Giffen Solar Station | 10 | 20 | PGAE | Pacific Gas & Electric Company | PHOTO VOLTAIC | SUN | NP15 | 2012-07-25 |  | CISO | PGAE | 0
Participating Unit | N | N |  | LODI25_2_UNIT 1 | GEN | LODI GAS TURBINE | 25 | 25.4 | PGAE | NCPA (MSS Agreement - S14) | FTUR | NATURAL GAS | NP15 | 31413 |  | CISO | NCPA | 0
Non-Participating | N | Y | RUSCTY_2_UNITS | RUSCTY_2_CTG2 | GEN | Russell City | 180 | 180 |  | Russell City Energy Company, LLC | COMBINED CYCLE | NATURAL GAS | NP15 |  |  | CISO | PGAE | 0
Participating Unit | N | N |  | SNCLRA_2_SILBT1 | GEN | Silverstrand BESS | 11 | 11 | SCE | Silverstrand Grid, LLC | OTHER | LESR | SP15 | 2021-04-01 |  | CISO | SCE | 0
Participating Unit | N | Y | GILRPP_1_PL1X2 | GILRPP_1_PL1X2 | GEN | GILROY ENERGY CENTER UNITS 1&2 AGGREGATE | 95.2 |  | PGAE | Gilroy Energy Center, LLC | COMBUSTION TURBINE | NATURAL GAS | NP15 | 2002-01-29 |  | CISO | PGAE | 0
Participating Unit | N | N |  | MESAS_2_CADBT1 | GEN | Cadillac 1 BESS | 3.5 | 3.5 | SCE | Southern California Edison | OTHER | LESR | SP15 |  |  | CISO | SCE | 0
Participating Unit | N | N |  | ALTWD_2_AT3WD3 | GEN | Altech 3 | 9.8 | 9.8 | SCE | San Gorgonio Westwinds II, LLC | WIND | WIND | SP15 | 2021-06-24 |  | CISO | SCE | 0
Non-Participating | N | Y | BIGCRK_2_EXESWD | BGCRK1_7_PORTAL | GEN | PORTAL HYDRO | 10.8 | 10.8 |  | Southern California Edison Company | HYDRO | WATER | SP15 |  |  | CISO | SCE | 0
Participating Unit | N | N |  | VICTOR_1_LRUSR3 | GEN | Landpro Rudy | 1.5 | 1.5 | SCE | CD US Solar PO 3, LLC | PHOTO VOLTAIC | SUN | SP15 | 2024-06-25 |  | CISO | SCE | 0
Participating Unit | N | Y | AGRICO_7_UNIT | AGRICO_7_UNIT | GEN | Fresno Cogen | 59.97 |  | PGAE | Fresno Cogeneration Partners, LP | OTHER | NATURAL GAS | NP15 | 2023-03-14 |  | CISO | PGAE | 0
Participating Unit | N | N |  | MALAGA_1_AUCTG1 | GEN | Acid Unit 1 | 55.3 | 55.3 | PGAE | Malaga Power, LLC | COMBUSTION TURBINE | NATURAL GAS | ZP26 | 45614 |  | CISO | PGAE | 0
Participating Unit | N | Y | BELLEF_2_BSFSX3 | BELLEF_2_BSFSX3 | GEN | Bellefield Solar Farm | 500 |  | SCE | 50LW 8me LLC | PHOTO VOLTAIC | SUN | SP15 |  |  | CISO | SCE | 0
Non-Participating |  | Y | OGROVE_6_PL1X2 | OGROVE_6_CTG2 | GEN | Orange Grove | 75 | 75 |  | Orange Grove LLC | COMBUSTION TURBINE | NATURAL GAS | SP15 |  |  | CISO | SDGE | 0
Participating Unit | N | N |  | CATLNA_2_SOLAR | GEN | Catalina Solar - Phases 1 and 2 | 110 | 110 | SCE | Catalina Solar, LLC | PHOTO VOLTAIC | SUN | SP15 | 2013-02-15 |  | CISO | SCE | 0
Participating Unit | N | N |  | TUPMAN_1_BIOGAS | GEN | ABEC Bidart-Stockale #1 | 0.6 | 0.6 | PGAE | ABEC Bidart-Stockdale LLC | RECIPROCATING ENGINE | BIOGAS | ZP26 | 2013-03-20 |  | CISO | PGAE | 0
Participating Unit | N | N |  | BDGRCK_1_UNITS | GEN | BADGER CREEK LIMITED | 48.08 | 55.3 | PGAE | Badger Creek Limited | COMBUSTION TURBINE | NATURAL GAS | ZP26 | 33329 |  | CISO | PGAE | 0
Participating Unit | N | Y | SCEC_1_PDRP101 | SCEC_1_PDRP101 | GEN | SCEC_1_PDRP101 | 2 |  | SCE | OHMCONNECT, INC. | OTHER | OTHER | SP15 |  |  | CISO | SCE | 0
Participating Unit | N | N |  | TRNQL8_2_AMASR1 | GEN | Tranquillity 8 Amarillo | 20 | 20 | PGAE | Great Valley Solar 4, LLC | PHOTO VOLTAIC | SUN | NP15 | 43095 |  | CISO | PGAE | 0
Participating Unit | N | N |  | PIUTE_6_GNBSR1 | GEN | Green Beanworks B | 3 | 3 | SCE | Green Beanworks B, LLC | PHOTO VOLTAIC | SUN | SP15 | 43462 |  | CISO | SCE | 0
Participating Unit | N | N |  | VICTOR_1_LVSLR1 | GEN | Lone Valley Solar Park 1 | 10 | 10 | SCE | Lone Valley Solar Park I LLC | PHOTO VOLTAIC | SUN | SP15 | 2014-11-19 |  | CISO | SCE | 0
Participating Unit | Y | N |  | CHINO_6_CIMGEN | GEN | Chino Co-Generation | 26 | 31.6 | SCE | O.L.S. Energy - Chino | COMBINED CYCLE | NATURAL GAS | SP15 | 2018-06-27 |  | CISO | SCE | 0
Non-Participating | N | Y | COLUSA_2_PL1X3 | COLUSA_2_CTG2 | GEN | Colusa Generating Station | 213.5 | 213.5 |  | Pacific Gas & Electric Company | COMBUSTION TURBINE | NATURAL GAS | NP15 |  |  | CISO | PGAE | 0
Non-Participating | N | Y | CHESTN_2_CHWSX2 | CHESTN_2_CHWSR1 | GEN | Chestnut Westside PV | 75 | 75 | PGAE | Chestnut Westside, LLC | PHOTO VOLTAIC | SUN | ZP26 |  |  | CISO | PGAE | 0
Non-Participating | N | Y | MONTPH_7_UNITS | MONTPH_7_UNIT 2 | GEN | MONTICELLO Unit 2 | 5.7 | 5.7 |  |  |  |  | NP15 |  |  | CISO | PGAE | 0
Participating Unit | N | N |  | DAIRLD_1_MD2BM1 | GEN | Madera Digester Genset 2 | 0.8 | 0.8 | PGAE | Madera Renewable Energy LLC | RECIPROCATING ENGINE | BIOGAS | NP15 | 2019-01-11 |  | CISO | PGAE | 0
Participating Unit | N | N |  | KERMAN_6_SOLAR1 | GEN | Fresno Solar South | 1.5 | 1.5 | PGAE | Fresno Cogeneration Partners, LP | PHOTO VOLTAIC | SUN | NP15 | 2015-10-21 |  | CISO | PGAE | 0
Participating Unit | N | Y | HIDSRT_2_UNITS | HIDSRT_2_UNITS | GEN | HIGH DESERT POWER PROJECT AGGREGATE | 850 |  | SCE | High Desert Power Project, LLC | COMBINED CYCLE | NATURAL GAS | SP15 | 2003-04-21 |  | CISO | SCE | 0
Participating Unit |  | N |  | VESTAL_6_QF | GEN | Isabella Hydro Dam 1 | 11.95 | 12 | SCE | Isabella Partners | HYDRO | WATER | SP15 | 2021-02-05 |  | CISO | SCE | 0
Non-Participating | N | Y | CENTPD_2_BMSSX2 | CENTPD_2_BMSSR1 | GEN | Blythe Mesa Solar | 111.8 | 111.8 |  | Blythe Mesa Solar II, LLC | PHOTO VOLTAIC | SUN | SP15 |  |  | CISO | SCE | 0
Participating Unit | N | N |  | TX-ELK_6_ECKSR2 | GEN | Eagle Creek | 3 | 3 | PGAE | Apex Eagle Creek, LLC | PHOTO VOLTAIC | SUN | ZP26 | 43820 |  | CISO | PGAE | 0
Participating Unit | N | N |  | DAIRLD_1_CR1BM1 | GEN | Clapper Rail Plant 1 | 2 | 2 | PGAE | Madera DP 2, LLC | RECIPROCATING ENGINE | BIOMASS | NP15 | 2021-10-01 |  | CISO | PGAE | 0
Participating Unit | N | N |  | HAMLIN_1_BMSBT2 | GEN | Baldy Mesa SP | 50 | 50 | SCE | Silver Peak Energy, LLC | PHOTO VOLTAIC | HYBD | SP15 | 2024-12-12 |  | CISO | SCE | 0
Non-Participating | N | Y | INTKEP_2_UNITS | MOCCPH_7_UNIT 2 | GEN | MOCCASIN HYDRO UNIT 2 | 51.75 | 51.75 |  |  |  |  | NP15 |  |  | CISO | PGAE | 0
Participating Unit | N | N |  | JAWBNE_2_SRWND | GEN | Sky River Wind Repower A | 30 | 30 | SCE | Sky River Wind, LLC | WIND | WIND | SP15 | 2021-09-01 |  | CISO | SCE | 0
Participating Unit | N | N |  | LAGBEL_2_CBPBT1 | GEN | CALD BESS I | 100 | 100 | SCE | Cald BESS LLC | OTHER | LESR | SP15 | 2024-07-02 |  | CISO | SCE | 0
Participating Unit | N | N |  | ADERA_1_SOLAR1 | GEN | Adera Solar | 20 | 20 | PGAE | Adera Solar, LLC | PHOTO VOLTAIC | SUN | NP15 | 2015-12-23 |  | CISO | PGAE | 0
Participating Unit | N | Y | SCEW_2_PDRP110 | SCEW_2_PDRP110 | GEN | SCEW_2_PDRP110 | 0.99 |  | SCE | Leapfrog Power, inc. | OTHER | OTHER | SP15 |  |  | CISO | SCE | 0
Participating Unit | N | N |  | DOUBLC_1_UNITS | GEN | DOUBLE "C" LIMITED | 52.23 | 55.3 | PGAE | DOUBLE "C" LIMITED | COMBUSTION TURBINE | NATURAL GAS | ZP26 | 32581 |  | CISO | PGAE | 0
Participating Unit | N | N |  | ARLNTN_2_ASUSR1 | GEN | Arlington Solar Unit 1 | 131 | 131 | SCE | Arlington Solar, LLC | PHOTO VOLTAIC | SUN | SP15 | 44774 |  | CISO | SCE | 0
Participating Unit | N | N |  | BEJNLS_5_BV2SCEDYN | TG | Broadview 2 | 167 |  | SCE | WILLOWBEACH | WIND | WIND | SP15 | 42762 |  | AZPS | SCE | 1
Participating Unit | N | N |  | SCARLT_2_SS2BT1 | GEN | Scarlet Solar 2 BESS | 150 | 150 | PGAE | EDPR Scarlet II BESS LLC | OTHER | LESR | NP15 | 45637 |  | CISO | PGAE | 0
Participating Unit | N | N |  | BLACK_7_UNIT 2 | GEN | JAMES B. BLACK 2 | 84.1 | 84.1 | PGAE | Pacific Gas & Electric Company | HYDRO | WATER | NP15 | 1965-01-01 |  | CISO | PGAE | 0
Participating Unit | N | N |  | LGHTHP_2_DOCSR1 | GEN | Dominguez Carson | 0.96 | 1 | SCE | Prologis Logistics Services Incorporated | PHOTO VOLTAIC | SUN | SP15 | 2025-08-04 |  | CISO | SCE | 0
Participating Unit | N | N |  | CHILLS_1_SYCENG | GEN | Sycamore Energy 1 | 1.5 | 1.9 | SDGE | Sycamore Energy 1 LLC | COMBUSTION TURBINE | BIOGAS | SP15 | 40682 |  | CISO | SDGE | 0
Participating Unit | N | N |  | RVRVEW_1_UNITA1 | GEN | Riverview Energy Center (GP Antioch) | 48.7 | 50 | PGAE | Gilroy Energy Center, LLC | COMBUSTION TURBINE | NATURAL GAS | NP15 | 37743 |  | CISO | PGAE | 0
Participating Unit | N | N |  | WSTWND_2_SBSBT1 | GEN | Sagebrush Solar 2 | 80 | 80 | SCE | Sagebrush ESS, LLC | OTHER | LESR | SP15 | 2023-05-23 |  | CISO | SCE | 0
Non-Participating | N | Y | SALTSP_7_UNITS | SALTSP_7_UNIT 2 | GEN | Salt Springs Unit 2 | 34 | 34 |  | Pacific Gas & Electric Company | HYDRO | WATER | NP15 |  |  | CISO | PGAE | 0
Participating Unit | N | N |  | BGSKYN_2_ASSR1B | GEN | Antelope Solar 1B | 17 | 17 | SCE | Antelope Expansion 1B, LLC | PHOTO VOLTAIC | SUN | SP15 | 2022-11-23 |  | CISO | SCE | 0
Participating Unit | N | Y | SCEW_2_PDRP186 | SCEW_2_PDRP186 | GEN | VLTS_PDR_SCEW_D | 5 |  | SCE | Voltus, Inc. | OTHER | OTHER | SP15 |  |  | CISO | SCE | 0
Participating Unit | N | N |  | HIGHDS_2_H5SBT1 | GEN | High 5 Solar BESS | 50 | 50 | SCE | HDSI, LLC | OTHER | LESR | SP15 | 2021-12-08 |  | CISO | SCE | 0
Participating Unit | N | N |  | MALIN_5_HERMDYN | TG | MALIN_5_HERMDYN | 308 |  | PGAE | MALIN500 | COMBINED CYCLE | NATURAL GAS | NP15 | 2021-04-13 |  | BPAT | PGAE | 1
Participating Unit | Y | N |  | CATLNA_2_SOLAR2 | GEN | Catalina Solar 2 | 18 | 18 | SCE | Catalina Solar 2, LLC | PHOTO VOLTAIC | SUN | SP15 | 2015-07-22 |  | CISO | SCE | 0
Participating Unit | N | N |  | YELPIN_2_YP2SR2 | GEN | Yellow Pine 2 A PV | 60 | 60 | SCE | Yellow Pine Solar Interconnect, LLC | PHOTO VOLTAIC | SUN | SP15 | 45457 |  | CISO | VEA | 0
Non-Participating | N | Y | DUANE_1_PL1X3 | DUANE_7_CTG1 | GEN | Donald Von Raesfeld CTG Unit 1 | 50.4 | 50.4 |  | Donald Von Raesfeld Power Plant | COMBUSTION TURBINE | NATURAL GAS | NP15 |  |  | CISO | NCPA | 0
Participating Unit | N | Y | SBERDO_2_PSP3 | SBERDO_2_PSP3 | GEN | Mountainview Gen Sta. Unit 3 | 555 |  | SCE | Southern California Edison Company | COMBINED CYCLE | NATURAL GAS | SP15 | 38696 |  | CISO | SCE | 0
Non-Participating | N | Y | NHOGAN_6_UNITS | NHOGAN_6_UNIT 1 | GEN | NEW HOGAN PH UNIT 1 | 2.2 | 2.2 |  |  |  |  | NP15 |  |  | CISO | PGAE | 0
Participating Unit | Y | Y | NAVYII_2_UNITS | NAVYII_2_UNITS | GEN | COSO POWER DEVELOPER (NAVY II) AGGREGATE | 47 |  | SCE | Coso Power Developers | STEAM | GEOTHERMAL | SP15 | 32865 |  | CISO | SCE | 0
Participating Unit | N | N |  | SANBRN_2_ES1BT3 | GEN | EdSan 1 Edwards 1 | 50.43 | 51 | SCE | ES 1A Group 2 Opco, LLC | OTHER | HYBD | SP15 | 2022-04-13 |  | CISO | SCE | 0
Participating Unit | N | Y | SDG1_1_PDRP104 | SDG1_1_PDRP104 | GEN | SDG1_1_PDRP104 | 9.99 |  | SDGE | Leapfrog Power, Inc. | OTHER | OTHER | SP15 |  |  | CISO | SDGE | 0
Participating Unit | N | N |  | ELCAJN_6_LM6K | GEN | El Cajon Energy Center | 48.1 | 49.7 | SDGE | El Cajon Energy, LLC | COMBUSTION TURBINE | NATURAL GAS | SP15 | 2010-06-16 |  | CISO | SDGE | 0
Participating Unit | N | N |  | MNDOTA_1_SOLAR2 | GEN | Citizen Solar B | 5 | 5 | PGAE | Citizen Solar B LLC | PHOTO VOLTAIC | SUN | NP15 | 42349 |  | CISO | PGAE | 0
Participating Unit | N | Y | SCEC_1_PDRP100 | SCEC_1_PDRP100 | GEN | SCEC_1_PDRP100 | 2 |  | SCE | OHMCONNECT, INC. | OTHER | OTHER | SP15 |  |  | CISO | SCE | 0
Participating Unit | Y | N |  | SNCLRA_6_PROCGN | GEN | Procter and Gamble Oxnard 2 | 47.9 | 49.5 | SCE | The Procter & Gamble Paper Products Company | FTUR | NATURAL GAS | SP15 | 1998-11-17 |  | CISO | SCE | 0
Non-Participating | N | Y | MARVEL_2_MARBX2 | MARVEL_2_MARBT2 | GEN | Marvel | 162.5 | 162.5 |  | Desert Peak Energy Center, LLC | OTHER | LESR | SP15 |  |  | CISO | SCE | 0
Participating Unit | Y | N |  | TBLMTN_6_QF | GEN | SMALL QF AGGREGATION - PARADISE | 1.7 | 5.8 | PGAE | Pacific Gas & Electric Company | HYDRO | WATER | NP15 | 1983-01-01 |  | CISO | PGAE | 0
Participating Unit | N | N |  | GRIZLY_1_UNIT 1 | GEN | GRIZZLY HYDRO | 20 | 20 | PGAE | Pacific Gas & Electric Company | HYDRO | WATER | NP15 | 1993-01-01 |  | CISO | PGAE | 0
Non-Participating | N | Y | DMDVLY_1_UNITS | DMDVLY_1_GEN 1 | GEN | Diamond Valley Unit 1 | 3.3 | 3.3 |  | Metropolitan Water District of Southern California (MWD) | PUMPED STORAGE | WATER | SP15 |  |  | CISO | SCE | 0
Participating Unit | N | N |  | MALIN_5_INHRED | TG | CSF Columbia Gorge | 50 |  | PGAE | MALIN500 | WIND | WIND | NP15 | 2011-10-01 |  | BPAT | PGAE | 1
Participating Unit | N | N |  | CAMLOT_2_SOLAR2 | GEN | Columbia Two | 15 | 15 | SCE | RE Columbia Two LLC | PHOTO VOLTAIC | SUN | SP15 | 41983 |  | CISO | SCE | 0
Participating Unit | N | N |  | BALCHS_7_UNIT 2 | GEN | BALCH 2 PH UNIT 2 | 52.5 | 52.5 | PGAE | Pacific Gas & Electric Company | HYDRO | WATER | NP15 | 1958-01-01 |  | CISO | PGAE | 0
Non-Participating | N | Y | COLVIL_7_PL1X2 | COLVIL_7_UNIT 1 | GEN | COLLIERVILLE HYDRO UNIT 1 | 126.5 | 126.5 |  | NCPA (MSS Agreement - S14) | HYDRO | WATER | NP15 |  |  | CISO | NCPA | 0
Participating Unit | Y | N |  | USWPJR_2_UNITS | GEN | Vasco Wind | 78.2 | 78.2 | PGAE | Vasco Winds, LLC | WIND | WIND | NP15 | 32143 |  | CISO | PGAE | 0
Participating Unit | N | N |  | PALA_6_PGCBT1 | GEN | Pala Gomez Creek BESS | 10 | 10 | SDGE | San Diego Gas & Electric Company | OTHER | LESR | SP15 | 45365 |  | CISO | SDGE | 0
Participating Unit | N | N |  | VESTAL_2_UNIT1 | GEN | CALGREN-PIXLEY | 5 | 11.2 | SCE | GFP Ethanol LLC | FTUR | NATURAL GAS | SP15 | 2016-06-30 |  | CISO | SCE | 0
Participating Unit | N | Y | LECEF_1_UNITS | LECEF_1_UNITS | GEN | LOS ESTEROS ENERGY FACILITY AGGREGATE | 309.84 |  | PGAE | Los Esteros Critical Energy Facility, LLC | COMBINED CYCLE | NATURAL GAS | NP15 | 2013-07-31 |  | CISO | PGAE | 0
Participating Unit | N | N |  | BISHOP_1_ALAMO | GEN | BISHOP CREEK PLANT 2 AND 6 | 13.4 | 13.4 | SCE | Southern California Edison Company | HYDRO | WATER | SP15 | 1908-01-01 |  | CISO | SCE | 0
Non-Participating | N | Y | DRUM_7_PL3X4 | DRUM_7_UNIT 3 | GEN | Drum PH 1 Unit 3 | 12.9 | 12.9 |  | Pacific Gas & Electric Company | HYDRO | WATER | NP15 |  |  | CISO | PGAE | 0
Participating Unit | N | N |  | SNCLRA_2_BWEBT1 | GEN | Black Walnut Energy Storage | 15 | 15 | SCE | Black Walnut Energy Storage, LLC | OTHER | LESR | SP15 |  |  | CISO | SCE | 0
Participating Unit | N | Y | HYTTHM_2_UNITS | HYTTHM_2_UNITS | GEN | HYATT-THERMALITO PUMP-GEN (AGGREGATE) | 933.1 |  | PGAE | California Dept. of Water Resources | HYDRO | WATER | NP15 | 1968-01-01 |  | CISO | CWRP | 0
Participating Unit | N | N |  | TUMBWD_2_WISBT4 | GEN | Willow Springs Solar 4 | 74.97 | 75 | SCE | Tumbleweed Energy, LLC | OTHER | LESR | SP15 | 2024-08-14 |  | CISO | SCE | 0
Participating Unit | Y | N |  | CHEVCD_6_UNIT | GEN | CHEVRON USA (TAFT/CADET) | 11.5 | 11.5 | PGAE | Pacific Gas & Electric Company | COMBUSTION TURBINE | NATURAL GAS | ZP26 | 1982-07-26 |  | CISO | PGAE | 0
Participating Unit | N | N |  | COWCRK_2_UNIT | GEN | Cow Creek Hydro | 2 | 2 | PGAE | Pacific Gas & Electric Company | HYDRO | WATER | NP15 | 2558 |  | CISO | PGAE | 0
Participating Unit | N | Y | AQUAWS_2_AQWSR1 | AQUAWS_2_AQWSR1 | GEN | Aquamarine Westside | 250 |  | PGAE | Aquamarine Westside, LLC | PHOTO VOLTAIC | SUN | ZP26 | 2021-12-08 |  | CISO | PGAE | 0
Participating Unit | N | Y | WARNE_2_UNIT | WARNE_2_UNIT | GEN | WARNE HYDRO AGGREGATE | 76 |  | SCE | California Dept. of Water Resources | HYDRO | WATER | SP15 | 29952 |  | CISO | CWRS | 0
Participating Unit | N | N |  | GIFENS_6_BUGSL1 | GEN | Burford Giffen | 20 | 20 | PGAE | Giffen Solar Park LLC | PHOTO VOLTAIC | SUN | NP15 | 2017-06-16 |  | CISO | PGAE | 0
Participating Unit | Y | N |  | NAROW1_2_UNIT | GEN | NARROWS PH 1 UNIT | 12 | 12 | PGAE | Yuba County Water Agency | HYDRO | WATER | NP15 | 2020-09-21 |  | CISO | PGAE | 0
Participating Unit | N | N |  | SLATE_2_SLASR1 | GEN | Slate | 50.5 | 50.5 | PGAE | RE Slate 1, LLC | PHOTO VOLTAIC | SUN | NP15 | 2021-11-12 |  | CISO | PGAE | 0
Participating Unit | Y | N |  | MOORPK_6_QF | GEN | MOORPARK QFS | 0.8 | 35.8 | SCE | Southern California Edison Company | OTHER | OTHER | SP15 | 1976-01-01 |  | CISO | SCE | 0
Participating Unit | N | N |  | SLATE_2_SLASR5 | GEN | Slate 5 | 26 | 26 | PGAE | RE Slate 1 LLC | OTHER | HYBD | NP15 | 2022-03-15 |  | CISO | PGAE | 0
Participating Unit | N | N |  | LAPLMA_2_UNIT 4 | GEN | LA PALOMA GENERATING PLANT, UNIT #4 | 267 | 295 | PGAE | CXA La Paloma LLC | COMBINED CYCLE | NATURAL GAS | ZP26 | 2003-03-05 |  | CISO | PGAE | 0
Non-Participating | N | Y | SANDLT_2_SUNITS | SANDLT_2_STGA | GEN | SANDLT_2_STGA | 137.5 | 137.5 |  | Abengoa Solar LLC | STEAM | SUN | SP15 |  |  | CISO | SCE | 0
Participating Unit | N | N |  | PROXSR_2_PS1BT2 | GEN | Proxima Solar BESS 1B | 32 | 32 | PGAE | Proxima Solar, LLC | OTHER | LESR | NP15 | 2024-05-07 |  | CISO | PGAE | 0
Non-Participating | N | Y | LECEF_1_UNITS | LECEF_1_CGT 1 | GEN | LOS ESTEROS ENERGY FACILITY CTG 1 | 49.9 | 49.9 |  | Los Esteros Critical Energy Facility, LLC | COMBUSTION TURBINE | NATURAL GAS | NP15 |  |  | CISO | PGAE | 0
Participating Unit | N | N |  | MARVEL_2_MARBT3 | GEN | Marvel 2 | 74.94 | 75 | SCE | Desert Peak Energy Center, LLC | OTHER | LESR | SP15 | 2024-04-25 |  | CISO | SCE | 0
Participating Unit | N | N |  | SANDRN_2_SS1SR1 | GEN | Sandrini Sol 1 | 100 | 100 | PGAE | EDPR CA Solar Park II LLC | PHOTO VOLTAIC | SUN | ZP26 | 2024-12-11 |  | CISO | PGAE | 0
Participating Unit | N | N |  | ALMASL_2_GS6SR6 | GEN | Almasol Generating Station 6 | 100 | 100 | SCE | Maverick Solar 6, LLC | PHOTO VOLTAIC | SUN | SP15 | 2021-10-22 |  | CISO | SCE | 0
Participating Unit | N | N |  | OASIS_6_LPPSR1 | GEN | Lancaster Psomas PV | 3 | 3 | SCE | PsomasFMG Lancaster Solar CREST, LLC. | PHOTO VOLTAIC | SUN | SP15 | 2022-07-25 |  | CISO | SCE | 0
Participating Unit | N | N |  | VICPAS_2_SOCSR3 | GEN | Sol Catcher BESS PV3 | 20 | 20 | SCE | Arica Solar, LLC | PHOTO VOLTAIC | SUN | SP15 | 2024-03-26 |  | CISO | SCE | 0
Non-Participating | N | Y | BLM_2_UNITS | BLM W_2_UNIT 9 | GEN | COSO ENERGY DEVELOPERS - BLM WEST UNIT 9 | 24 | 24 |  |  |  |  | SP15 |  |  | CISO | SCE | 0
Participating Unit | N | N |  | ORMOND_7_UNIT 2 | GEN | ORMOND BEACH GEN STA. UNIT 2 | 750 | 750 | SCE | Ormond Beach Power, LLC | STEAM | NATURAL GAS | SP15 | 1971-01-01 |  | CISO | SCE | 0
Non-Participating | N | Y | BIGCRK_2_EXESWD | MAMMTH_7_UNIT 2 | GEN | MAMMOTH POOL UNIT 2 | 95 | 95 |  | Southern California Edison Company | HYDRO | WATER | SP15 |  |  | CISO | SCE | 0
Participating Unit | Y | N |  | SNCLRA_2_HOWLNG | GEN | Houwelings Nurseries Oxnard, Inc | 12.71 | 13.2 | SCE | Glass House Camarillo Cultivation, LLC | RECIPROCATING ENGINE | NATURAL GAS | SP15 | 2013-06-14 |  | CISO | SCE | 0
Participating Unit | N | N |  | HENRTS_1_SOLAR | GEN | Henrietta Solar Project | 100 | 102 | PGAE | Parrey, LLC | PHOTO VOLTAIC | SUN | NP15 | 2016-08-19 |  | CISO | PGAE | 0
Participating Unit | N | N |  | GOLETA_6_TR2BM2 | GEN | Tajiguas Biogas Engines | 1.99 | 1.99 | SCE | Santa Barbara County Department of Public Works | RECIPROCATING ENGINE | BIOGAS | SP15 | 2022-06-24 |  | CISO | SCE | 0
Participating Unit | N | N |  | ALMASL_2_AL6BT6 | GEN | Almasol 6 BES | 50 | 50 | SCE | Maverick Solar 6, LLC | OTHER | LESR | SP15 | 2022-06-27 |  | CISO | SCE | 0
Participating Unit | N | N |  | CMBLND_2_DS2BT1 | GEN | Daggett 2 a BESS | 52 | 52 | SCE | Daggett Solar Power 2 LLC | OTHER | LESR | SP15 | 45252 |  | CISO | SCE | 0
Participating Unit | N | N |  | WNDMAS_2_UNIT 1 | GEN | BUENA VISTA ENERGY, LLC | 38 | 36 | PGAE | Buena Vista Energy, LLC | WIND | WIND | NP15 | 30674 |  | CISO | PGAE | 0
Participating Unit | N | N |  | CAMDEN_6_RDDBM1 | GEN | RuAnn Dairy Digester BioMAT | 0.55 | 0.55 | PGAE | Patmar Land Co., LLC | RECIPROCATING ENGINE | BIOMASS | ZP26 | 45406 |  | CISO | PGAE | 0
Non-Participating | N | Y | SUNSHN_2_LNDFL | SUNSHN_2_LNDFL3 | GEN | SUNSHN_2_LNDFL3 | 4.6 | 4.6 |  | Sunshine Gas Producers, L.L.C. Unit 3 | COMBUSTION TURBINE | BIOGAS | SP15 |  |  | CISO | SCE | 0
Non-Participating | N | Y | ELSEGN_2_UN2021 | ELSEGN_2_UNIT20 | GEN | El Segundo Energy Center Unit 8 | 90.5 | 90.5 |  | El Segundo Energy Center LLC | COMBINED CYCLE | NATURAL GAS | SP15 |  |  | CISO | SCE | 0
Participating Unit | N | Y | PGEB_2_PDRP107 | PGEB_2_PDRP107 | GEN | VLTS_PDR_PGEB_02 | 7.5 |  | PGAE | Voltus, Inc. | OTHER | OTHER | NP15 |  |  | CISO | PGAE | 0
Participating Unit | N | N |  | ARVINN_6_ORION1 | GEN | Orion 1 Solar | 12 | 12 | PGAE | Orion Solar I, LLC; Orion Solar II, LLC | PHOTO VOLTAIC | SUN | ZP26 | 2014-06-26 |  | CISO | PGAE | 0
Participating Unit | N | N |  | PASTSR_2_PSESR1 | GEN | Pastoria Solar | 105.2 | 105.2 | SCE | Pastoria Solar Energy Company, LLC | PHOTO VOLTAIC | SUN | SP15 |  |  | CISO | SCE | 0
Participating Unit | N | Y | SCEW_2_PDRP105 | SCEW_2_PDRP105 | GEN | SCEW_2_PDRP105 | 2 |  | SCE | OHMCONNECT, INC. | OTHER | OTHER | SP15 |  |  | CISO | SCE | 0
Participating Unit | Y | N |  | IGNACO_1_QF | GEN | SMALL QF AGGREGATION - VALLEJO/DINSMORE | 0.5 | 1 | PGAE | Pacific Gas & Electric Company | OTHER | OTHER | NP15 | 31048 |  | CISO | PGAE | 0
Participating Unit | N | N |  | ALTA3A_2_CPCE4 | GEN | Alta Wind 4 | 102 | 102 | SCE | Alta Interconnection Management II, LLC | WIND | WIND | SP15 | 40614 |  | CISO | SCE | 0
Non-Participating | N | Y | ATHOS_5_AP1X2 | ATHOS_5_AP1SR1 | GEN | Athos Power Plant | 125 | 125 |  | SE Athos I, LLC | PHOTO VOLTAIC | SUN | SP15 |  |  | CISO | SCE | 0
Participating Unit | N | Y | SCEC_1_PDRP108 | SCEC_1_PDRP108 | GEN | SCEC_1_PDRP108 | 9.99 |  | SCE | Leapfrog Power, inc. | OTHER | OTHER | SP15 |  |  | CISO | SCE | 0
Participating Unit | N | Y | SCEW_2_PDRP124 | SCEW_2_PDRP124 | GEN | SCEW_2_PDRP124 | 0.99 |  | SCE | Leapfrog Power, inc. | OTHER | OTHER | SP15 |  |  | CISO | SCE | 0
Non-Participating | N | Y | SLUISP_2_UNITS | SLUISP_2_UNIT 2 | GEN | San Luis P-G Unit 2 | 53 | 53 | PGAE | California Dept. of Water Resources | PUMPED STORAGE | WATER | NP15 |  |  | CISO | PGAE | 0
Participating Unit | N | N |  | VALLEY_5_REDMTN | GEN | MWD Red Mountain Hydroelectric Recovery | 5.9 | 5.9 | SCE | Metropolitan Water District of Southern California | HYDRO | WATER | SP15 | 1985-01-01 |  | CISO | SCE | 0
Non-Participating | N | Y | OBERON_5_O1BBX2 | OBERON_5_O1BBT1 | GEN | Oberon 1 BESS | 62.5 | 62.5 | SCE | IP Oberon BESS, LLC | OTHER | LESR | SP15 |  |  | CISO | SCE | 0
Participating Unit | N | N |  | RDWAY_1_WAISR2 | GEN | Watts I | 1.5 | 1.5 | SCE | TerraForm Phoenix I CD Holdings LLC | PHOTO VOLTAIC | SUN | SP15 | 2024-05-28 |  | CISO | SCE | 0
Participating Unit | N | Y | SCEN_6_PDRP101 | SCEN_6_PDRP101 | GEN | SCEN_6_PDRP101 | 0.99 |  | SCE | Leapfrog Power, Inc. | OTHER | OTHER | SP15 |  |  | CISO | SCE | 0
Participating Unit | N | Y | SCEC_1_PDRP132 | SCEC_1_PDRP132 | GEN | SCEC_1_PDRP132 | 0.99 |  | SCE | Leapfrog Power, inc. | OTHER | OTHER | SP15 |  |  | CISO | SCE | 0
Participating Unit | N | N |  | DELAMO_2_SOLAR6 | GEN | Freeway Springs | 2 | 2 | SCE | Freeway Springs, LLC | PHOTO VOLTAIC | SUN | SP15 | 42760 |  | CISO | SCE | 0
Participating Unit | Y | N |  | FMEADO_6_HELLHL | GEN | FMEADO_6_HELLHL | 0.6 | 0.5 | PGAE | Placer County Water Agency | HYDRO | WATER | NP15 | 1983-04-30 |  | CISO | PGAE | 0
Non-Participating | N | Y | LEBECS_2_UNITS | LEBECS_7_CTG1 | GEN | CC Power Block 1 CTG1 | 198.9 | 198.9 |  | Pastoria Energy Facility | COMBUSTION TURBINE | NATURAL GAS | SP15 |  |  | CISO | SCE | 0
Non-Participating | N | Y | LODIEC_2_PL1X2 | LODIEC_2_STG | GEN | Lodi Energy Center | 116.9 | 116.9 |  | Northern California Power Agency | STEAM | NATURAL GAS | NP15 |  |  | CISO | PGAE | 0
Participating Unit | N | N |  | MTWIND_1_UNIT 3 | GEN | Mountain View Power Project III | 22.44 | 22.4 | SCE | Mountain View Power Partners III, L.L.C. | WIND | WIND | SP15 | 2003-12-15 |  | CISO | SCE | 0
Participating Unit | N | N |  | STIGCT_2_LODI | GEN | LODI STIG UNIT | 49.9 | 51.2 | PGAE | NCPA (MSS Agreement - S14) | COMBUSTION TURBINE | NATURAL GAS | NP15 | 1996-01-01 |  | CISO | NCPA | 0
Participating Unit | N | N |  | LITLRK_6_SEPV01 | GEN | Gestamp Solar 1 | 2 | 2 | SCE | SEPV1, LLC | PHOTO VOLTAIC | SUN | SP15 | 41037 |  | CISO | SCE | 0
Participating Unit | N | N |  | BUCKCK_7_OAKFLT | GEN | Oak Flat | 1.3 | 1.3 | PGAE | Pacific Gas & Electric Company | HYDRO | WATER | NP15 | 31048 |  | CISO | PGAE | 0
Non-Participating |  | Y | CALGEN_1_UNITS | CALGEN_1_UNIT 2 | GEN | CALGEN_1_UNIT 2 | 32.2 | 32.2 |  |  |  |  | SP15 |  |  | CISO | SCE | 0
Participating Unit | N | N |  | VESTAL_2_WELLHD | GEN | Wellhead Power Delano | 49 | 49.5 | SCE | Delano Energy Center, LLC | COMBUSTION TURBINE | NATURAL GAS | SP15 | 2013-01-16 |  | CISO | SCE | 0
Non-Participating | N | Y | BIGCRK_2_EXESWD | BGCRK1_7_UNIT 2 | GEN | BIG CREEK PH 1 UNIT 2 | 15.8 | 15.8 |  | Southern California Edison Company | HYDRO | WATER | SP15 |  |  | CISO | SCE | 0
Participating Unit | N | N |  | KNGBRD_2_SOLAR1 | GEN | Kingbird Solar A | 20 | 20 | SCE | Kingbird Solar A, LLC | PHOTO VOLTAIC | SUN | SP15 | 2016-04-30 |  | CISO | SCE | 0
Participating Unit | N | N |  | MANZNA_2_CAMSR1 | GEN | Camino Solar | 44 | 44 | SCE | Camino Solar, LLC | PHOTO VOLTAIC | SUN | SP15 | 2025-04-03 |  | CISO | SCE | 0
Participating Unit | N | N |  | JOHANN_2_JOSBT1 | GEN | Johanna Storage 1 | 10 | 10 | SCE | Hecate Energy Johanna Facility LLC | OTHER | LESR | SP15 | 44498 |  | CISO | SCE | 0
Participating Unit | N | N |  | BUTTVL_7_UNIT 1 | GEN | BUTT VALLEY HYDRO | 39.5 | 41 | PGAE | Pacific Gas & Electric Company | HYDRO | WATER | NP15 | 1958-01-01 |  | CISO | PGAE | 0
Participating Unit | N | Y | ALAMIT_2_PL1X3 | ALAMIT_2_PL1X3 | GEN | Alamitos Energy Center Unit 7 | 674.7 |  | SCE | AES Alamitos Energy LLC | COMBINED CYCLE | NATURAL GAS | SP15 | 2020-02-06 |  | CISO | SCE | 0
Participating Unit | N | N |  | SRAPTA_5_DEAUXL1 | TG | Dateland Energy Complex Sierra | 6 |  | SCE | NRTHGILA500 | OTHER | OTHER | SP15 |  |  | AZPS | SDGE | 0
Participating Unit | N | N |  | CONDOR_2_CDRBT1 | GEN | Condor BESS | 200 | 200 | SCE | Condor Energy Storage, LLC | OTHER | LESR | SP15 | 2024-05-21 |  | CISO | SCE | 0
Participating Unit | N | N |  | DELSUR_6_DRYFRB | GEN | Dry Farm Ranch B | 5 | 5 | SCE | FTS Master Tenant 1, LLC | PHOTO VOLTAIC | SUN | SP15 | 2014-11-21 |  | CISO | SCE | 0
Participating Unit | N | Y | SCEW_2_PDRP106 | SCEW_2_PDRP106 | GEN | SCEW_2_PDRP106 | 9.99 |  | SCE | Leapfrog Power, inc. | OTHER | OTHER | SP15 |  |  | CISO | SCE | 0
Participating Unit | N | N |  | KIRKER_7_KELCYN | GEN | KELLER CANYON LANDFILL GEN FACILICITY | 3.56 | 3.8 | PGAE | Ameresco Keller Canyon, LLC | RECIPROCATING ENGINE | BIOGAS | NP15 | 2009-08-01 |  | CISO | PGAE | 0
Participating Unit | N | N |  | SNDBAR_7_UNIT 1 | GEN | SANDBAR | 16.2 | 18.6 | PGAE | Tri-Dam Power Authority | HYDRO | WATER | NP15 | 42736 |  | CISO | PGAE | 0
Participating Unit | N | N |  | SJOAQN_6_NFCBM1 | GEN | North Fork Community Power | 2.33 | 2.33 | PGAE | North Fork Community Power, LLC | RECIPROCATING ENGINE | BIOMASS | NP15 |  |  | CISO | PGAE | 0
Participating Unit | Y | N |  | SAUGUS_6_QF | GEN | SAUGUS QFS | 2.19 | 8.9 | SCE | Southern California Edison Company | OTHER | OTHER | SP15 | 1987-01-01 |  | CISO | SCE | 0
Participating Unit | N | N |  | EASTWD_7_UNIT | GEN | EASTWOOD PUMP-GEN | 200 | 207 | SCE | Southern California Edison Company | PUMPED STORAGE | WATER | SP15 | 1987-01-01 |  | CISO | SCE | 0
Participating Unit | N | Y | SCEC_1_PDRP134 | SCEC_1_PDRP134 | GEN | SCEC_1_PDRP134 | 0.99 |  | SCE | Leapfrog Power, inc. | OTHER | OTHER | SP15 |  |  | CISO | SCE | 0
Participating Unit | N | N |  | VISTRA_5_DALBT1 | GEN | Dallas Energy Storage | 100 | 100 | PGAE | Moss Landing Energy Storage 1, LLC | OTHER | LESR | NP15 | 2021-03-23 |  | CISO | PGAE | 0
Non-Participating | N | Y | BLM_2_UNITS | BLM E_2_UNIT 8 | GEN | COSO ENERGY DEVELOPERS - BLM EAST UNIT 8 | 24 | 24 |  |  |  |  | SP15 |  |  | CISO | SCE | 0
Participating Unit | N | N |  | RATSKE_2_NROSR1 | GEN | North Rosamond Solar | 150 | 150 | SCE | North Rosamond Solar, LLC | PHOTO VOLTAIC | SUN | SP15 | 2019-06-11 |  | CISO | SCE | 0
Non-Participating | N | Y | HUMBPP_6_UNITS | HUMBPP_6_UNITS2 | GEN | Humboldt Bay Generating Station 2 | 83.2 | 83.2 | PGAE | Pacific Gas & Electric Company | RECIPROCATING ENGINE | NATURAL GAS | NP15 |  |  | CISO | PGAE | 0
Participating Unit | N | N |  | CAMERN_6_BSPSR1 | GEN | Buckman Springs PV | 0.84 | 0.85 | SDGE | San Diego Gas & Electric Company | PHOTO VOLTAIC | SUN | SP15 | 45320 |  | CISO | SDGE | 0
Participating Unit | Y | N |  | GARNET_1_WT3WND | GEN | Wagner Wind | 6 | 6 | SCE | Wagner Wind, LLC | WIND | WIND | SP15 | 2012-12-24 |  | CISO | SCE | 0
Participating Unit | N | N |  | CABLRO_2_CBSBT1 | GEN | Caballero Storage | 99.7 | 99.7 | PGAE | Caballero CA Storage, LLC | OTHER | LESR | ZP26 | 2025-02-05 |  | CISO | PGAE | 0
Participating Unit | N | N |  | MARTIN_1_SUNSET | GEN | Sunset Reservoir - North Basin | 4.5 | 4.5 | PGAE | RE SFCity1, LP | PHOTO VOLTAIC | SUN | NP15 | 2010-10-29 |  | CISO | PGAE | 0
Non-Participating | N | Y | KELSO_2_UNITS | KELSO_2_GTG6 | GEN | Mariposa Energy Project | 49.4 | 49.4 |  | Pacific Gas & Electric Company | COMBUSTION TURBINE | NATURAL GAS | NP15 |  |  | CISO | PGAE | 0
Participating Unit | N | N |  | MCFLND_5_MFSBT1 | GEN | McFarland Solar A BESS | 100 | 100 | SDGE | McFarland Solar A, LLC | OTHER | LESR | SP15 | 2023-12-22 |  | CISO | SDGE | 0
Participating Unit | N | N |  | LCKHT1_2_LH1BT1 | GEN | Lockhart Solar BESS 1 | 45 | 45 | SCE | Lockhart ESS, LLC | OTHER | LESR | SP15 | 45481 |  | CISO | SCE | 0
Non-Participating | N | Y | BRODIE_2_WIND | BRODIE_2_WIND2 | GEN | Coram Brodie Wind Project Section 15 | 24 | 24 |  | Southern California Edison Company | WIND | WIND | SP15 |  |  | CISO | SCE | 0
Participating Unit | N | N |  | CLOVDL_1_SOLAR | GEN | Cloverdale Solar I | 1.5 | 1.5 | PGAE | GLT Cloverdale Solar, LLC | PHOTO VOLTAIC | SUN | NP15 | 2014-06-26 |  | CISO | PGAE | 0
Participating Unit | Y | N |  | SPIFBD_1_PL1X2 | GEN | SIERRA PACIFIC IND. (SONORA) | 7.5 | 7.5 | PGAE | Sierra Pacific Industries | STEAM | BIOMASS | NP15 | 2018-04-12 |  | CISO | PGAE | 0
Participating Unit | N | N |  | OBERON_5_O2SSR5 | GEN | Oberon 2B Solar | 125 | 125 | SCE | IP Oberon II, LLC | PHOTO VOLTAIC | SUN | SP15 | 45238 |  | CISO | SCE | 0
Participating Unit | Y | N |  | DEADCK_1_UNIT | GEN | DEADCK_1_UNIT | 1.96 | 2 | PGAE | Hydro Sierra Energy LLC | HYDRO | WATER | NP15 | 32902 |  | CISO | PGAE | 0
Participating Unit | N | N |  | OASIS_6_SOLAR3 | GEN | Soccer Center | 3 | 3.8 | SCE | Tesla Energy Operations, Inc. | PHOTO VOLTAIC | SUN | SP15 | 2017-08-11 |  | CISO | SCE | 0
Participating Unit | N | Y | ATHOS_5_AP1X2 | ATHOS_5_AP1X2 | GEN | Athos Power Plant | 250 |  | SCE | SE Athos I, LLC | PHOTO VOLTAIC | SUN | SP15 | 2022-05-13 |  | CISO | SCE | 0
Participating Unit | N | N |  | SMPRIP_1_SMPSON | GEN | Ripon Cogeneration Unit 1 | 46.05 | 56.9 | PGAE | AltaGas Ripon Energy Inc. | COMBUSTION TURBINE | NATURAL GAS | NP15 | 1988-04-19 |  | CISO | PGAE | 0
Non-Participating | N | Y | SOLBLU_2_WSBSX2 | SOLBLU_2_WSBSR2 | GEN | Westlands Solar Blue | 125 | 125 | PGAE | Westlands Solar Blue, LLC | PHOTO VOLTAIC | SUN | ZP26 |  |  | CISO | PGAE | 0
Participating Unit | N | N |  | ETIWND_2_UNIT1 | GEN | ETIWND_2_UNIT1 | 33.6 | 33.6 | SCE | New-Indy Ontario, LLC | FTUR | NATURAL GAS | SP15 | 2016-01-01 |  | CISO | SCE | 0
Participating Unit | N | N |  | SMYRNA_1_DL1SR1 | GEN | Delano Land 1 | 1 | 1 | PGAE | Delano PV 1, LLC | PHOTO VOLTAIC | SUN | ZP26 | 2017-12-28 |  | CISO | PGAE | 0
Participating Unit | N | Y | MARVEL_2_MARBX2 | MARVEL_2_MARBX2 | GEN | Marvel | 325 |  | SCE | Desert Peak Energy Center, LLC | OTHER | LESR | SP15 | 45407 |  | CISO | SCE | 0
Participating Unit | N | N |  | OASIS_6_AR4SR1 | GEN | Arrache 4006 I | 1 | 1 | SCE | TerraForm Phoenix I CD Holdings, LLC | PHOTO VOLTAIC | SUN | SP15 | 2024-05-20 |  | CISO | SCE | 0
Participating Unit | N | Y | DSRTSN_2_SOLAR2 | DSRTSN_2_SOLAR2 | GEN | Desert Sunlight 250 | 250 |  | SCE | Desert Sunlight Holdings, LLC | PHOTO VOLTAIC | SUN | SP15 | 2013-10-12 |  | CISO | SCE | 0
Participating Unit | N | N |  | STANIS_7_UNIT 1 | GEN | STANISLAUS HYDRO | 91 | 95 | PGAE | Pacific Gas & Electric Company | HYDRO | WATER | NP15 | 1963-01-01 |  | CISO | PGAE | 0
Participating Unit | N | N |  | TULEWD_1_TULWD1 | GEN | Tule Wind | 130.5 | 131.1 | SDGE | Tule Wind LLC | WIND | WIND | SP15 | 2018-01-05 |  | CISO | SDGE | 0
Non-Participating | N | Y | KRAMER_1_R1PX3 | KRAMER_1_R1PSR2 | GEN | Resurgence 1 PV | 30 | 30 |  | Resurgence Solar I, LLC | PHOTO VOLTAIC | SUN | SP15 |  |  | CISO | SCE | 0
Participating Unit | N | Y | SCEC_1_PDRP117 | SCEC_1_PDRP117 | GEN | SCEC_1_PDRP117 | 0.99 |  | SCE | Leapfrog Power, Inc. | OTHER | OTHER | SP15 |  |  | CISO | SCE | 0
Participating Unit | N | N |  | BGSKYN_2_ASSR3A | GEN | Antelope Solar 3A | 15 | 15 | SCE | Antelope Expansion 3A, LLC | PHOTO VOLTAIC | SUN | SP15 | 44369 |  | CISO | SCE | 0
Participating Unit | N | N |  | SISPRG_2_DS3BT3 | GEN | Daggett Solar 3 cd BESS | 12.5 | 12.5 | SCE | Daggett Solar Power 3 LLC | OTHER | LESR | SP15 | 45174 |  | CISO | SCE | 0
Participating Unit | N | N |  | WHITEH_2_MEADDYN2 | TG | White Hills B | 300 |  | SCE | MEAD230 | WIND | WIND | SP15 | 2020-12-16 |  | WALC | SCE | 1
Participating Unit | N | N |  | OTAY_6_PL1X2 | GEN | Chula Vista Energy Center, LLC | 39.57 | 40 | SDGE | Chula Vista Energy Center, LLC | COMBUSTION TURBINE | NATURAL GAS | SP15 | 2006-06-08 |  | CISO | SDGE | 0
Participating Unit | N | N |  | ALAMO_6_UNIT | GEN | ALAMO POWER PLANT | 17 | 18 | SCE | California Dept. of Water Resources | HYDRO | WATER | SP15 | 1986-01-01 |  | CISO | CWRS | 0
Non-Participating | N | Y | SLUISP_2_UNITS | SLUISP_2_UNIT 3 | GEN | San Luis P-G Unit 3 | 53 | 53 | PGAE | California Dept. of Water Resources | PUMPED STORAGE | WATER | NP15 |  |  | CISO | PGAE | 0
Non-Participating | N | Y | SLSTR1_2_SOLAR1 | SLSTR1_2_SOLR1A | GEN | Solar Star 1 | 151.5 | 151.5 |  | Southern California Edison Company | PHOTO VOLTAIC | SUN | SP15 |  |  | CISO | SCE | 0
Participating Unit | N | N |  | YELPIN_2_YP2BT1 | GEN | Yellow Pine 2 BESS | 65 | 65 | SCE | Yellow Pine Solar Interconnect, LLC | OTHER | LESR | SP15 | 2023-07-26 |  | CISO | VEA | 0
Participating Unit | N | Y | FILIPPI_2_QZSSRX | FILIPPI_2_QZSSRX | GEN | Quartzite Solar 8 | 300 |  | SCE | Desert Quartzite LLC | PHOTO VOLTAIC | SUN | SP15 | 2024-12-17 |  | CISO | SCE | 0
Non-Participating | N | Y | ELECTR_7_PL1X3 | ELECTR_7_UNIT 3 | GEN | ELECTRA UNIT 3 | 38.1 | 38.1 |  | Pacific Gas & Electric Company | HYDRO | WATER | NP15 |  |  | CISO | PGAE | 0
Participating Unit | N | Y | PGSB_1_PDRP104 | PGSB_1_PDRP104 | GEN | PGSB_1_PDRP104 | 0.99 |  | PGAE | Leapfrog Power, Inc. | OTHER | OTHER | NP15 |  |  | CISO | PGAE | 0
Participating Unit | N | N |  | LACIEN_2_VENICE | GEN | MWD Venice Hydroelectric Recovery Plant | 9.95 | 10.1 | SCE | Metropolitan Water District of Southern California | HYDRO | WATER | SP15 | 29952 |  | CISO | SCE | 0
Participating Unit | N | N |  | BIGSKY_2_SOLAR5 | GEN | Big Sky Solar 2 | 5 | 5 | SCE | Antelope DSR 2, LLC | PHOTO VOLTAIC | SUN | SP15 | 2016-11-30 |  | CISO | SCE | 0
Non-Participating | N | Y | HNTGBH_2_PL1X3 | HNTGBH_7_STG1S | GEN | HNTGBH_7_STG1S | 241.5 | 241.5 |  | AES Huntington Beach Energy LLC | COMBINED CYCLE | NATURAL GAS | SP15 |  |  | CISO | SCE | 0
Participating Unit | N | N |  | RVSIDE_2_RERCU3 | GEN | Riverside Energy Res. Ctr Unit 3 | 49 | 71 | SCE | City of Riverside (MSSA) | COMBUSTION TURBINE | NATURAL GAS | SP15 | 40634 |  | CISO | RVSD | 0
Participating Unit | N | N |  | WISE_1_UNIT 2 | GEN | WISE HYDRO UNIT 2 | 3.2 | 3.2 | PGAE | Pacific Gas & Electric Company | HYDRO | WATER | NP15 | 1986-01-01 |  | CISO | PGAE | 0
Non-Participating | N | Y | BIGCRK_2_EXESWD | BGCRK3_7_UNIT 5 | GEN | BIG CREEK PH 3 UNIT 5 | 36.5 | 36.5 |  | Southern California Edison Company | HYDRO | WATER | SP15 |  |  | CISO | SCE | 0
Participating Unit | Y | N |  | MOORPK_2_CALABS | GEN | Calabasas Gas-to-Energy Facility | 6.96 | 13.8 | SCE | County Sanitation District No.2 of Los Angeles County | COMBUSTION TURBINE | BIOGAS | SP15 | 2010-09-20 |  | CISO | SCE | 0
Participating Unit | N | N |  | SUTTER_2_CISO | TG | Sutter Power Plant Pseudo-CISO | 275 | 280 | PGAE | TESLA230 | COMBINED CYCLE | NATURAL GAS | NP15 | 2020-07-10 |  | BANC | PGAE | 1
Participating Unit | N | N |  | DSFLWR_2_WS2SR1 | GEN | Willow Springs 2 | 100 | 100 | SCE | Willow Springs Solar, LLC | PHOTO VOLTAIC | SUN | SP15 | 2019-01-29 |  | CISO | SCE | 0
Participating Unit | N | N |  | BRDSLD_2_HIWIND | GEN | High Winds Energy Center | 162 | 162 | PGAE | High Winds, LLC | WIND | WIND | NP15 | 37978 |  | CISO | PGAE | 0
Participating Unit | N | N |  | SISPRG_2_DS3SR2 | GEN | Daggett Solar 3 b PV | 110 | 110 | SCE | Daggett Solar Power 3 LLC | PHOTO VOLTAIC | SUN | SP15 | 45162 |  | CISO | SCE | 0
Participating Unit | N | N |  | WSTWND_2_M89WD2 | GEN | Mojave 89 Wind | 58.3 | 82.7 | SCE | Mojave 16/17/18 LLC | WIND | WIND | SP15 | 2023-05-25 |  | CISO | SCE | 0
Participating Unit | N | Y | SDG1_1_PDRP114 | SDG1_1_PDRP114 | GEN | SDG1_1_PDRP114 | 0.99 |  | SDGE | Leapfrog Power, Inc. | OTHER | OTHER | SP15 |  |  | CISO | SDGE | 0
Non-Participating |  | Y | STOILS_1_UNITS | STOILS_1_UNIT 2 | GEN | STOILS_1_UNIT 2 | 62.5 | 62.5 |  |  |  |  | NP15 |  |  | CISO | PGAE | 0
Participating Unit | N | N |  | DONNLS_7_UNIT | GEN | Donnells Hydro | 72 | 72 | PGAE | City of Santa Clara DBA Silicon Valley Power (MSS Agreement - S14) | HYDRO | WATER | NP15 | 20821 |  | CISO | NCPA | 0
Participating Unit | N | N |  | VESTAL_2_BTNBT1 | GEN | Bottleneck Energy Storage | 80 | 80 | SCE | VESI 12 LLC | OTHER | LESR | SP15 | 2024-10-19 |  | CISO | SCE | 0
Non-Participating | N | Y | IVWEST_2_SOLAR1 | IVWEST_2_SOLR1B | GEN | IVWEST_2_SOLR1B | 75 | 75 |  | CSolar IV West, LLC | PHOTO VOLTAIC | SUN | SP15 |  |  | CISO | SDGE | 0
Participating Unit | Y | N |  | OLINDA_7_BLKSND | GEN | BlackSand Generating Facility | 5.6 | 8 | SCE | Bridge Energy LLC | COMBUSTION TURBINE | WASTE TO POWER | SP15 | 2000-06-01 |  | CISO | SCE | 0
Participating Unit | N | N |  | RSMNDS_2_RSEBT1 | GEN | Rosamond South East BESS 2 | 92 | 92 | SCE | Golden Fields Solar IV, LLC | OTHER | LESR | SP15 | 2025-08-06 |  | CISO | SCE | 0
Participating Unit | N | N |  | DEVERS_1_SOLAR | GEN | Cascade Solar | 18.5 | 18.5 | SCE | Cascade Solar, LLC | PHOTO VOLTAIC | SUN | SP15 | 2013-11-30 |  | CISO | SCE | 0
Participating Unit | N | N |  | CHARCA_1_NGLSR1 | GEN | Nachtigall | 4.62 | 4.63 | PGAE | Nachtigall Solar, LLC | PHOTO VOLTAIC | SUN | ZP26 | 2025-01-31 |  | CISO | PGAE | 0
Participating Unit | N | N |  | SENTNL_2_CTG3 | GEN | Sentinel Unit 3 | 105.69 | 131.8 | SCE | Sentinel Energy Center, LLC | COMBUSTION TURBINE | NATURAL GAS | SP15 | 2013-05-06 |  | CISO | SCE | 0
Participating Unit | N | N |  | PIT7_7_UNIT 2 | GEN | PIT PH 7 UNIT 2 | 54.6 | 54.6 | PGAE | Pacific Gas & Electric Company | HYDRO | WATER | NP15 | 23743 |  | CISO | PGAE | 0
Participating Unit | N | N |  | KINGRV_7_UNIT 1 | GEN | KINGS RIVER HYDRO UNIT 1 | 51.2 | 51.2 | PGAE | Pacific Gas & Electric Company | HYDRO | WATER | NP15 | 1962-01-01 |  | CISO | PGAE | 0
Non-Participating | N | Y | KRAMER_1_R1PX3 | KRAMER_1_R1PSR3 | GEN | Resurgence 1 PV | 30 | 30 |  | Resurgence Solar I, LLC | PHOTO VOLTAIC | SUN | SP15 |  |  | CISO | SCE | 0
Non-Participating | N | Y | CENTRY_6_PL1X4 | CENTRY_6_GEN 1 | GEN | CENTURY GEN 1 | 10.8 | 10.8 |  | Colton Power, LP | COMBUSTION TURBINE | NATURAL GAS | SP15 |  |  | CISO | SCE | 0
Participating Unit | N | N |  | ALPAUG_1_TUDSR1 | GEN | Tulare DAC Solar | 3 | 3 | PGAE | Tulare CSG LLC | PHOTO VOLTAIC | SUN | ZP26 | 2024-10-28 |  | CISO | PGAE | 0
Participating Unit | N | N |  | CHINO_2_SOLAR2 | GEN | Kona Solar - Terra Francesca | 1.49 | 1.5 | SCE | Kona Solar, LLC | PHOTO VOLTAIC | SUN | SP15 | 2015-04-13 |  | CISO | SCE | 0
Non-Participating | N | Y | SPAULD_6_UNIT12 | SPAULD_6_UNIT 2 | GEN | SPAULDING HYDRO PH 2 UNIT | 4.4 | 4.4 |  | Pacific Gas & Electric Company | HYDRO | WATER | NP15 |  |  | CISO | PGAE | 0
Participating Unit | N | N |  | ANAHM_2_CANYN2 | GEN | CANYON POWER PLANT UNIT 2 | 48.04 | 71.2 | SCE | City of Anaheim (MSS Agreement - S14) | COMBUSTION TURBINE | NATURAL GAS | SP15 | 2011-09-16 |  | CISO | ANHM | 0
Participating Unit | N | N |  | COLGAT_7_UNIT 2 | GEN | Colgate Powerhouse Unit 2 | 175.67 | 175.7 | PGAE | Yuba County Water Agency | HYDRO | WATER | NP15 | 25204 |  | CISO | PGAE | 0
Non-Participating | N | Y | NHOGAN_6_UNITS | NHOGAN_6_UNIT 2 | GEN | NEW HOGAN PH UNIT 2 | 1.1 | 1.1 |  |  |  |  | NP15 |  |  | CISO | PGAE | 0
Participating Unit | N | N |  | AGUCAL_5_SOLAR1 | GEN | Agua Caliente Solar | 290 | 290 | SDGE | Agua Caliente Solar, LLC | PHOTO VOLTAIC | SUN | SP15 | 2014-06-10 |  | CISO | SDGE | 0
Participating Unit | N | Y | SCEC_1_PDRP115 | SCEC_1_PDRP115 | GEN | SCEC_1_PDRP115 | 0.99 |  | SCE | Leapfrog Power, inc. | OTHER | OTHER | SP15 |  |  | CISO | SCE | 0
Participating Unit | Y | N |  | KEKAWK_6_UNIT | GEN | STS HYDROPOWER LTD. (KEKAWAKA) | 5.5 | 6 | PGAE | STS HydroPower, Ltd. | HYDRO | WATER | NP15 | 1989-12-27 |  | CISO | PGAE | 0
Participating Unit | N | N |  | OCTILO_5_WIND | GEN | Ocotillo Wind Energy Facility | 265 | 265 | SDGE | Ocotillo Express LLC | WIND | WIND | SP15 | 41485 |  | CISO | SDGE | 0
Participating Unit | N | N |  | KNGBRG_1_KBSLR2 | GEN | Kingsburg2 | 1.5 | 1.5 | PGAE | Tulare PV II, LLC | PHOTO VOLTAIC | SUN | NP15 | 2013-12-06 |  | CISO | PGAE | 0
Participating Unit | N | N |  | SISPRG_2_DS3SR4 | GEN | Daggett Solar 3 e PV | 17 | 17 | SCE | Daggett Solar Power 3 LLC | PHOTO VOLTAIC | SUN | SP15 | 45121 |  | CISO | SCE | 0
Participating Unit | N | N |  | VOLTA_2_UNIT 2 | GEN | Volta Hydro Unit 2 | 1 | 1 | PGAE | Pacific Gas & Electric Company | HYDRO | WATER | NP15 | 1981-01-01 |  | CISO | PGAE | 0
Non-Participating | N | Y | HYTTHM_2_UNITS | HYATT_2_UNIT 2 | GEN | Edward Hyatt P-G Unit 2 | 132.2 | 132.2 |  | California Dept. of Water Resources | HYDRO | WATER | NP15 |  |  | CISO | CWRP | 0
Participating Unit | N | N |  | EDWARD_2_ESSSB2 | GEN | Sanborn Solar 2 | 132 | 132 | SCE | Edsan 1B Group 1 Edwards, LLC. | OTHER | HYBD | SP15 | 2023-11-14 |  | CISO | SCE | 0
Participating Unit | N | N |  | MOJAVW_2_SOLAR | GEN | Mojave West | 20 | 20 | SCE | SEPV Mojave West, LLC | PHOTO VOLTAIC | SUN | SP15 | 2016-06-15 |  | CISO | SCE | 0
Participating Unit | N | N |  | KANSAS_6_SOLAR | GEN | RE Kansas South | 20 | 20 | PGAE | Solar Kansas South LLC | PHOTO VOLTAIC | SUN | NP15 | 2013-06-06 |  | CISO | PGAE | 0
Participating Unit | N | N |  | CRNEVL_6_CRNVA | GEN | Crane Valley | 0.9 | 0.9 | PGAE | Pacific Gas & Electric Company | HYDRO | WATER | NP15 | 1919-01-01 |  | CISO | PGAE | 0
Participating Unit | N | Y | SCEC_1_PDRP145 | SCEC_1_PDRP145 | GEN | SCEC_1_PDRP145 | 0.99 |  | SCE | Leapfrog Power, Inc. | OTHER | OTHER | SP15 |  |  | CISO | SCE | 0
Non-Participating | N | Y | DMDVLY_1_UNITS | DMDVLY_1_GEN 8 | GEN | Diamond Valley Unit 8 | 3.3 | 3.3 |  | Metropolitan Water District of Southern California (MWD) | PUMPED STORAGE | WATER | SP15 |  |  | CISO | SCE | 0
Participating Unit | N | N |  | ANAHM_2_CANYN1 | GEN | CANYON POWER PLANT UNIT 1 | 49.21 | 71.2 | SCE | City of Anaheim (MSS Agreement - S14) | COMBUSTION TURBINE | NATURAL GAS | SP15 | 2011-09-16 |  | CISO | ANHM | 0
Non-Participating | N | Y | GENESI_2_STG | GENESI_2_STG2 | GEN | Genesis McCoy Solar Project | 140 | 140 |  | Southern California Edison Company | STEAM | SUN | SP15 |  |  | CISO | SCE | 0
Participating Unit | N | N |  | RSMNDS_2_CSRSR2 | GEN | Cyclone Solar Rosamond South I PV3 | 10 | 10 | SCE | Golden Fields Solar IV, LLC | PHOTO VOLTAIC | SUN | SP15 | 2025-07-25 |  | CISO | SCE | 0
Participating Unit | N | N |  | MIRLOM_2_LNDFL | GEN | Milliken Landfill Solar | 3 | 3 | SCE | PVN Milliken, LLC | PHOTO VOLTAIC | SUN | SP15 | 42909 |  | CISO | SCE | 0
Participating Unit | N | N |  | BIGSKY_2_SOLAR6 | GEN | Solverde 1 | 85 | 85 | SCE | Solverde 1, LLC | PHOTO VOLTAIC | SUN | SP15 | 2016-12-17 |  | CISO | SCE | 0
Participating Unit | N | N |  | BOWMN_6_HYDRO | GEN | NID Hydro Bowman Powerhouse | 3.6 | 3.6 | PGAE | Nevada Irrigation District | HYDRO | WATER | NP15 | 2016-12-20 |  | CISO | PGAE | 0
Participating Unit | N | N |  | SUNPND_5_SPSSR2 | TG | Sun Pond Solar 2 | 42.5 | 42.5 | SCE | PVWEST | PHOTO VOLTAIC | SUN | SP15 |  |  | SRP | SCE | 0
Participating Unit | N | N |  | HIGHDS_2_H5SSR1 | GEN | High 5 Solar | 100 | 100 | SCE | HDSI, LLC | PHOTO VOLTAIC | SUN | SP15 | 2021-08-09 |  | CISO | SCE | 0
Participating Unit | N | N |  | RVSIDE_6_RERCU1 | GEN | Riverside Energy Res. Ctr Unit 1 | 48.35 | 48.5 | SCE | City of Riverside (MSSA) | COMBUSTION TURBINE | NATURAL GAS | SP15 | 2006-06-01 |  | CISO | RVSD | 0
Non-Participating | N | Y | CRESTA_7_PL1X2 | CRESTA_7_UNIT 1 | GEN | CRESTA UNIT #1 | 35.2 | 35.2 |  | Pacific Gas & Electric Company | HYDRO | WATER | NP15 |  |  | CISO | PGAE | 0
Participating Unit | N | N |  | CORCAN_1_SOLAR1 | GEN | CID Solar | 20 | 20 | PGAE | CID Solar, LLC | PHOTO VOLTAIC | SUN | NP15 | 2015-01-09 |  | CISO | PGAE | 0
Non-Participating | N | Y | CAMCHE_1_PL1X3 | CAMCHE_1_UNIT 3 | GEN | Camanche 3 | 3.7 | 3.7 |  | East Bay Municipal Utility District | HYDRO | WATER | NP15 |  |  | CISO | PGAE | 0
Participating Unit | N | N |  | TWISSL_6_SOLAR | GEN | Nickel 1 ("NLH1") | 1.5 | 1.5 | PGAE | NLH1 Solar, LLC | PHOTO VOLTAIC | SUN | ZP26 | 2012-11-27 |  | CISO | PGAE | 0
Participating Unit | N | N |  | POLRIS_2_ASRBT1 | GEN | Antelope Solar 2 Raceway BESS | 80 | 80 | SCE | Raceway Solar 1, LLC | OTHER | LESR | SP15 | 45378 |  | CISO | SCE | 0
Participating Unit | N | N |  | JOHANN_2_OCEBT2 | GEN | Orange County Energy Storage 2 | 9 | 9 | SCE | Orange County Energy Storage 2 LLC | OTHER | LESR | SP15 | 2021-12-07 |  | CISO | SCE | 0
Participating Unit | N | N |  | BIGSKY_2_BSKSR7 | GEN | Big Sky Solar 7 | 20 | 20 | SCE | Bayshore Solar B, LLC | PHOTO VOLTAIC | SUN | SP15 | 43077 |  | CISO | SCE | 0
Participating Unit | N | Y | ATHOS_5_AP2X2 | ATHOS_5_AP2X2 | GEN | Athos Power Plant 2 | 200 |  | SCE | SE Athos II, LLC | PHOTO VOLTAIC | SUN | SP15 | 2021-12-16 |  | CISO | SCE | 0
Participating Unit | N | N |  | ULTPFR_1_UNIT 1 | GEN | Rio Bravo Fresno | 24.3 | 30.5 | PGAE | Rio Bravo Fresno | STEAM | BIOMASS | NP15 | 42985 |  | CISO | PGAE | 0
Participating Unit | N | N |  | MRGT_6_MMAREF | GEN | Miramar Energy Facility | 45 | 68 | SDGE | San Diego Gas & Electric | COMBUSTION TURBINE | NATURAL GAS | SP15 | 38560 |  | CISO | SDGE | 0
Participating Unit | N | Y | SCEW_2_PDRP175 | SCEW_2_PDRP175 | GEN | SCEW_2_PDRP175 | 0.99 |  | SCE | Leapfrog Power, Inc. | OTHER | OTHER | SP15 |  |  | CISO | SCE | 0
Participating Unit | N | N |  | AVENAL_6_SUNCTY | GEN | Sun City Solar Project | 20 | 20 | PGAE | Sun City Project LLC | PHOTO VOLTAIC | SUN | ZP26 | 2011-08-05 |  | CISO | PGAE | 0
Participating Unit | N | N |  | LTBEAR_1_LB4SR5 | GEN | Little Bear 4 Solar 5 | 50 | 50 | PGAE | Little Bear Solar 5, LLC | PHOTO VOLTAIC | SUN | NP15 | 2020-12-03 |  | CISO | PGAE | 0
Participating Unit | N | Y | KRAMER_1_R2BX2 | KRAMER_1_R2BX2 | GEN | Resurgence 2 BESS | 40 |  | SCE | Resurgence Solar II, LLC | OTHER | LESR | SP15 | 2023-08-30 |  | CISO | SCE | 0
Participating Unit | N | N |  | HINSON_2_CTCSR1 | GEN | Carson Town Center 1 | 0.68 | 0.68 | SCE | ESCA-PLD-Carson6, LLC | PHOTO VOLTAIC | SUN | SP15 |  |  | CISO | SCE | 0
Participating Unit | N | N |  | VOYAGR_2_VOYWD2 | GEN | Voyager Wind 2 | 126.35 | 128.7 | SCE | Alta Interconnection Management III, LLC | WIND | WIND | SP15 | 2018-12-19 |  | CISO | SCE | 0
Participating Unit | Y | N |  | MTNPOS_1_UNIT | GEN | MT.POSO COGENERATION CO. | 46.64 | 57 | PGAE | Mt. Poso Cogeneration Company | STEAM | BIOMASS | ZP26 | 32599 |  | CISO | PGAE | 0
Participating Unit | Y | N |  | GRSCRK_6_BGCKWW | GEN | BIG CREEK WATER WORKS - CEDAR FLAT | 5 | 5 | PGAE | Big Creek Water Works, Ltd. | HYDRO | WATER | NP15 | 1987-01-01 |  | CISO | PGAE | 0
Participating Unit | N | N |  | CABALO_2_M2BSR1 | GEN | Mustang 2 Barbaro Solar | 50 | 50 | PGAE | RE Mustang Two Barbaro LLC | PHOTO VOLTAIC | SUN | ZP26 | 2020-11-18 |  | CISO | PGAE | 0
Non-Participating | N | Y | HIDSRT_2_UNITS | HIDSRT_7_CTG2 | GEN | HIGH DESERT COMBUSTION TURBINE UNIT 2 | 177.3 | 177.3 |  | High Desert Power Project, LLC | COMBUSTION TURBINE | NATURAL GAS | SP15 |  |  | CISO | SCE | 0
Participating Unit | N | N |  | IVANPA_1_UNIT1 | GEN | Ivanpah 1 | 126 | 126 | SCE | Solar Partners II, LLC | STEAM | SUN | SP15 | 2013-11-17 |  | CISO | SCE | 0
Participating Unit | N | N |  | ATLASC_5_ACBBT6 | GEN | Atlas Complex 9 BESS | 150 | 150 | SCE | Atlas IX, LLC | OTHER | LESR | SP15 |  |  | CISO | SCE | 0
Participating Unit | N | N |  | CORONS_2_SOLAR | GEN | Master Development Corona | 0.99 | 1 | SCE | SunE W12DG-C, LLC | PHOTO VOLTAIC | SUN | SP15 | 2013-04-24 |  | CISO | SCE | 0
Participating Unit | N | Y | DELTA_2_PL1X4 | DELTA_2_PL1X4 | GEN | DELTA ENERGY CENTER AGGREGATE | 880 |  | PGAE | Delta Energy Center, LLC | COMBINED CYCLE | NATURAL GAS | NP15 | 2002-06-17 |  | CISO | PGAE | 0
Participating Unit | N | N |  | ACACIA_6_SOLAR | GEN | West Antelope Solar | 20 | 20 | SCE | TA-ACACIA, LLC | PHOTO VOLTAIC | SUN | SP15 | 41956 |  | CISO | SCE | 0
Participating Unit |  | N |  | DRACKR_2_DSUBT4 | GEN | Dracker Solar Unit 4 BESS | 47 | 47 | SCE | NextEra Blythe Solar Energy Center, LLC | OTHER | LESR | SP15 | 44832 |  | CISO | SCE | 0
Participating Unit | N | N |  | GASKW1_2_GW1SR1 | GEN | Gaskell West 1 | 20 | 20 | SCE | RE Gaskell West 1, LLC | PHOTO VOLTAIC | SUN | SP15 | 2018-03-06 |  | CISO | SCE | 0
Non-Participating | N | Y | CHESTN_2_CHWBX2 | CHESTN_2_CHWBT1 | GEN | Chestnut Westside BESS | 67.5 | 67.5 | PGAE | Chestnut Westside, LLC | OTHER | LESR | ZP26 |  |  | CISO | PGAE | 0
Participating Unit | N | Y | SDG1_1_PDRP103 | SDG1_1_PDRP103 | GEN | SDG1_1_PDRP103 | 0.99 |  | SDGE | Leapfrog Power, Inc. | OTHER | OTHER | SP15 |  |  | CISO | SDGE | 0
Participating Unit | N | Y | OBERON_5_O1BBX2 | OBERON_5_O1BBX2 | GEN | Oberon 1 BESS | 125 |  | SCE | IP Oberon, LLC | OTHER | LESR | SP15 | 2023-11-03 |  | CISO | SCE | 0
Participating Unit | N | N |  | ALTA4B_2_CPCW2 | GEN | Alta Wind 2 | 150 | 150 | SCE | Alta Interconnection Management, LLC | WIND | WIND | SP15 | 2010-12-29 |  | CISO | SCE | 0
Participating Unit | N | N |  | MALIN_5_BPADYN | TG | MALIN_5_BPADYN | 700 |  | PGAE | MALIN500 |  | WATER | NP15 | 39903 |  | BPAT | PGAE | 1
Participating Unit | N | N |  | VALLEY_5_ORTBT1 | GEN | Ortega Grid | 20 | 20 | SCE | Ortega Grid, LLC | OTHER | LESR | SP15 | 45824 |  | CISO | SCE | 0
Non-Participating | N | Y | SLUISP_2_UNITS | SLUISP_2_UNIT 4 | GEN | San Luis P-G Unit 4 | 53 | 53 | PGAE | California Dept. of Water Resources | PUMPED STORAGE | WATER | NP15 |  |  | CISO | PGAE | 0
Non-Participating | N | Y | BELLEF_2_BSFSX3 | BELLEF_2_BSFSR1 | GEN | Bellefield Solar Farm | 100 | 100 | SCE | 50LW 8me LLC | PHOTO VOLTAIC | SUN | SP15 |  |  | CISO | SCE | 0
Non-Participating | N | Y | ONLLPP_6_UNITS | ONLLPP_6_UNIT 6 | GEN | O'NEILL PUMP-GEN UNIT 6 | 4.2 | 4.2 |  |  | HYDRO | WATER | NP15 |  |  | CISO | PGAE | 0
Participating Unit | N | N |  | FRIANT_6_UNITS | GEN | FRIANT DAM | 25 | 34.7 | PGAE | Friant Power Authority | HYDRO | WATER | NP15 | 2016-03-01 |  | CISO | PGAE | 0
Participating Unit | N | N |  | SENTNL_2_CTG2 | GEN | Sentinel Unit 2 | 104.19 | 131.8 | SCE | Sentinel Energy Center, LLC | COMBUSTION TURBINE | NATURAL GAS | SP15 | 41400 |  | CISO | SCE | 0
Participating Unit | N | N |  | INDIGO_1_UNIT 2 | GEN | INDIGO PEAKER UNIT 2 | 45.3 | 45.3 | SCE | Wildflower Energy LP | COMBUSTION TURBINE | NATURAL GAS | SP15 | 2001-09-19 |  | CISO | SCE | 0
Participating Unit | N | N |  | CRELMN_6_RAMSR3 | GEN | Ramona Solar Energy | 4.32 | 4.4 | SDGE | San Diego Gas & Electric | PHOTO VOLTAIC | SUN | SP15 | 43134 |  | CISO | SDGE | 0
Participating Unit | N | N |  | LAFRES_2_ESHSR1 | GEN | El Segundo Hawthorne | 0.64 | 0.7 | SCE | Prologis Logistics Servies Incorporated | PHOTO VOLTAIC | SUN | SP15 | 2025-07-24 |  | CISO | SCE | 0
Participating Unit | N | N |  | GWFPWR_1_LDCTG2 | GEN | LEAD UNIT 2 | 55.3 | 55.3 | PGAE | MRP SAN JOAQUIN ENERGY LLC | COMBUSTION TURBINE | NATURAL GAS | ZP26 | 2025-07-25 |  | CISO | PGAE | 0
Participating Unit | N | N |  | OLINDA_2_LNDFL2 | GEN | Brea Power II | 28.1 | 35.7 | SCE | Brea Power II LLC | COMBINED CYCLE | BIOGAS | SP15 | 41214 |  | CISO | SCE | 0
Participating Unit | Y | N |  | FULTON_1_QF | GEN | SMALL QF AGGREGATION - ZENIA | 1 | 1 | PGAE | Pacific Gas & Electric Company | HYDRO | WATER | NP15 | 30317 |  | CISO | PGAE | 0
Participating Unit | N | N |  | OASIS_6_SOLAR2 | GEN | Oasis Solar | 20 | 20 | SCE | Solar Oasis LLC | PHOTO VOLTAIC | SUN | SP15 | 42388 |  | CISO | SCE | 0
Participating Unit | N | Y | MOSSLD_2_PSP1 | MOSSLD_2_PSP1 | GEN | MOSS LANDING POWER BLOCK 1 | 510 |  | PGAE | Moss Landing Power Company LLC | COMBINED CYCLE | NATURAL GAS | NP15 | 2002-07-01 |  | CISO | PGAE | 0
Participating Unit | Y | N |  | SALIRV_2_UNIT | GEN | Salinas River Cogeneration | 39 | 57 | PGAE | Chevron Power Holdings, Inc | FTUR | NATURAL GAS | NP15 | 1991-10-11 |  | CISO | PGAE | 0
Participating Unit | N | N |  | JAWBNE_2_NSRWND | GEN | North Sky River Wind Project | 160 | 162 | SCE | North Sky River Energy, LLC | WIND | WIND | SP15 | 41251 |  | CISO | SCE | 0
Participating Unit | N | N |  | OROLOM_1_SOLAR2 | GEN | Oro Loma Solar 2 | 10 | 10 | PGAE | CED Oro Loma Solar, LLC | PHOTO VOLTAIC | SUN | NP15 | 2017-01-28 |  | CISO | PGAE | 0
Participating Unit | N | N |  | ROMOLA_5_MPBBT1 | GEN | Menifee Power Bank | 230 | 230 | SCE | NOVA Power, LLC | OTHER | LESR | SP15 | 45555 |  | CISO | SCE | 0
Participating Unit | N | N |  | POEPH_7_UNIT 1 | GEN | POE HYDRO UNIT 1 | 68 | 68 | PGAE | Pacific Gas & Electric Company | HYDRO | WATER | NP15 | 21186 |  | CISO | PGAE | 0
Participating Unit | N | Y | SCEW_2_PDRP141 | SCEW_2_PDRP141 | GEN | SCEW_2_PDRP141 | 0.99 |  | SCE | Leapfrog Power, Inc. | OTHER | OTHER | SP15 |  |  | CISO | SCE | 0
Non-Participating | N | Y | SHELRF_1_UNITS | SHELRF_7_UNIT 2 | GEN | Shell Oil Refinery Unit 2 | 40 | 40 |  | Martinez Refining Company-Division of Equilon Enterprises, LLC | COMBUSTION TURBINE | NATURAL GAS | NP15 |  |  | CISO | PGAE | 0
Participating Unit | N | N |  | OCOTLO_6_OCWSB1 | TG | Ocotillo Wells Solar and BESS | 49.89 | 50 | SDGE | IVLY2 | OTHER | HYBD | SP15 | 45170 |  | IID | SDGE | 1
Participating Unit | Y | N |  | MSSION_2_QF | GEN | SMALL QF AGGREGATION - SAN DIEGO | 2 | 50 | SDGE | SDG&E Exempt |  | OTHER | SP15 | 1980-01-01 |  | CISO | SDGE | 0
Participating Unit | N | Y | NORORC_2_NOSBX2 | NORORC_2_NOSBX2 | GEN | Northern Orchard Solar | 150 |  | PGAE | Northern Orchard Solar PV, LLC | OTHER | HYBD | ZP26 | 45769 |  | CISO | PGAE | 0
Participating Unit | N | N |  | TOPAZ_2_SOLAR | GEN | Topaz Solar Farms | 550 | 550 | PGAE | Topaz Solar Farms, LLC | PHOTO VOLTAIC | SUN | ZP26 | 2014-10-27 |  | CISO | PGAE | 0
Participating Unit | N | N |  | MIRLOM_2_MLBBTB | GEN | Mira Loma BESS B | 10 | 10 | SCE | Southern California Edison | OTHER | LESR | SP15 | 2016-12-30 |  | CISO | SCE | 0
Non-Participating |  | Y | RVSIDE_6_SPRING | RVSIDE_7_SPRGU1 | GEN | RVSIDE_7_SPRGU1 | 11 | 11 |  |  |  |  | SP15 |  |  | CISO | RVSD | 0
Non-Participating | N | Y | CARLS1_2_CARCT1 | CARLS1_2_CTG7 | GEN | CARLS1_2_CTG7 | 105.5 | 105.5 |  | San Diego Gas & Electric | COMBUSTION TURBINE | NATURAL GAS | SP15 |  |  | CISO | SDGE | 0
Participating Unit | N | N |  | MILFRD_7_PASADENA | TG | Milford I | 5 |  | SCE | IPP | WIND | WIND | SP15 | 2016-03-01 |  | LADWP | SCE | 1
Participating Unit | N | Y | PGSB_1_PDRP102 | PGSB_1_PDRP102 | GEN | PGSB_1_PDRP102 | 0.99 |  | PGAE | Leapfrog Power, Inc. | OTHER | OTHER | NP15 |  |  | CISO | PGAE | 0
Non-Participating | N | Y | VESTAL_2_KERN | VESTAL_6_KERNU1 | GEN | KERN RIVER PH 3 UNITS 1 | 20.5 | 20.5 |  | Kings River Conservation District | HYDRO | WATER | SP15 |  |  | CISO | SCE | 0
Non-Participating | N | Y | WISHON_6_UNITS | WISHON_6_UNIT 1 | GEN | WISHON HYDRO UNIT 1 | 5.6 | 5.6 |  | Pacific Gas & Electric Company | HYDRO | WATER | NP15 |  |  | CISO | PGAE | 0
Participating Unit | N | Y | SLSTR1_2_SOLAR1 | SLSTR1_2_SOLAR1 | GEN | Solar Star 1 | 310 |  | SCE | Solar Star California XIX, LLC | PHOTO VOLTAIC | SUN | SP15 | 2014-10-22 |  | CISO | SCE | 0
Participating Unit | N | N |  | RICHMN_1_SOLAR | GEN | Chevron 2 | 2 | 2 | PGAE | MCE Solar One, LLC | PHOTO VOLTAIC | SUN | NP15 | 2017-12-21 |  | CISO | PGAE | 0
Participating Unit | N | N |  | MSOLAR_2_MS4BT1 | GEN | Mesquite Solar 4 BESS | 10 | 10 | SDGE | Mesquite Solar 4, LLC | OTHER | LESR | SP15 | 45317 |  | CISO | SDGE | 0
Participating Unit | N | Y | SCEW_2_PDRP117 | SCEW_2_PDRP117 | GEN | SCEW_2_PDRP117 | 0.99 |  | SCE | Leapfrog Power, inc. | OTHER | OTHER | SP15 |  |  | CISO | SCE | 0
Participating Unit | N | N |  | SUNSLR_1_SSVSR1 | GEN | Sunshine Valley Solar 1 | 100 | 100 | SCE | Sunshine Valley Solar, LLC | PHOTO VOLTAIC | SUN | SP15 | 43817 |  | CISO | VEA | 0
Participating Unit | N | N |  | SISQUC_1_SMARIA | GEN | Santa Maria II LFG Power Plant | 1.42 | 1.5 | PGAE | J&A-Santa Maria II, LLC | RECIPROCATING ENGINE | BIOGAS | NP15 | 2010-09-27 |  | CISO | PGAE | 0
Participating Unit | N | Y | TULLCK_7_UNITS | TULLCK_7_UNITS | GEN | Tullock Hydro | 25.9 |  | PGAE | City of Santa Clara DBA Silicon Valley Power (MSS Agreement - S14) |  | WATER | NP15 | 1958-01-01 |  | CISO | NCPA | 0
Non-Participating | N | Y | AGRICO_7_UNIT | AGRICO_7_UNIT 4 | GEN | Fresno Cogen GT Unit 4 | 46.5 | 46.5 |  | Fresno Cogeneration Partners, LP | COMBUSTION TURBINE | NATURAL GAS | NP15 |  |  | CISO | PGAE | 0
Participating Unit | N | Y | CARBOU_7_PL2X3 | CARBOU_7_PL2X3 | GEN | CARIBOU PH 1 UNIT 2 & 3 AGGREGATE | 49 |  | PGAE | Pacific Gas & Electric Company | HYDRO | WATER | NP15 | 1921-01-01 |  | CISO | PGAE | 0
Participating Unit | N | N |  | 7STDRD_1_SOLAR1 | GEN | Shafter Solar | 20 | 20 | PGAE | Shafter Solar, LLC | PHOTO VOLTAIC | SUN | ZP26 | 42159 |  | CISO | PGAE | 0
Participating Unit | N | N |  | VICPAS_2_SLOSR1 | GEN | Sloth | 49.5 | 49.5 | SCE | Arica Solar, LLC | PHOTO VOLTAIC | SUN | SP15 | 2024-03-26 |  | CISO | SCE | 0
Participating Unit | N | N |  | JOHANN_2_T1BBT1 | GEN | Titanium 1 BESS | 1.4 | 1.4 | SCE | Southern California Edison Company | OTHER | LESR | SP15 |  |  | CISO | SCE | 0
Participating Unit | N | Y | SBERDO_2_PSP4 | SBERDO_2_PSP4 | GEN | Mountainview Gen Sta. Unit 4 | 555 |  | SCE | Southern California Edison Company | COMBINED CYCLE | NATURAL GAS | SP15 | 2006-01-19 |  | CISO | SCE | 0
Participating Unit | N | Y | PGEB_2_PDRP101 | PGEB_2_PDRP101 | GEN | PGEB_2_PDRP101 | 0.99 |  | PGAE | Leapfrog Power, Inc. | OTHER | OTHER | NP15 |  |  | CISO | PGAE | 0
Participating Unit | N | N |  | MERCED_1_SOLAR1 | GEN | Mission Solar | 1.5 | 1.5 | PGAE | Mission Solar LLC | PHOTO VOLTAIC | SUN | NP15 | 2015-05-23 |  | CISO | PGAE | 0
Participating Unit | N | N |  | GWFPWR_1_LEDBT1 | GEN | Lead BESS 2 | 32 | 32 | PGAE | Hanford BESS LLC | OTHER | LESR | ZP26 | 2025-08-20 |  | CISO | PGAE | 0
Participating Unit | N | N |  | PROXSR_2_PS1BT1 | GEN | Proxima Solar BESS 1A | 40 | 40 | PGAE | Proxima Solar, LLC | OTHER | LESR | NP15 | 2024-04-08 |  | CISO | PGAE | 0
Non-Participating | N | Y | HUMBPP_6_UNITS | HUMBPP_6_UNITS1 | GEN | Humboldt Bay Generating Station 1 | 83.2 | 83.2 | PGAE | Pacific Gas & Electric Company | RECIPROCATING ENGINE | NATURAL GAS | NP15 |  |  | CISO | PGAE | 0
Participating Unit | N | N |  | PLMSSR_6_HISIER | GEN | High Sierra Cogeneration Aggregate | 6 | 6 | PGAE | Plumas Sierra REC | RECIPROCATING ENGINE | NATURAL GAS | NP15 | 2010-04-22 |  | CISO | NCPA | 0
Participating Unit | N | N |  | COCOPP_2_CTG4 | GEN | Marsh Landing 4 | 204.29 | 222 | PGAE | Marsh Landing LLC | FTUR | NATURAL GAS | NP15 | 2013-05-01 |  | CISO | PGAE | 0
Participating Unit | N | N |  | BASICE_2_UNITS | GEN | King City Cogen | 120 | 120 | PGAE | Calpine King City Cogen | COMBINED CYCLE | NATURAL GAS | NP15 | 1989-03-14 |  | CISO | PGAE | 0
Participating Unit | N | N |  | AVSOLR_2_SOLAR | GEN | AV SOLAR RANCH 1 | 241.5 | 250 | SCE | AV SOLAR RANCH 1, LLC | PHOTO VOLTAIC | SUN | SP15 | 41809 |  | CISO | SCE | 0
Non-Participating | N | Y | SHELRF_1_UNITS | SHELRF_7_UNIT 3 | GEN | Shell Oil Refinery Unit 3 | 40 | 40 |  | Martinez Refining Company-Division of Equilon Enterprises, LLC | COMBUSTION TURBINE | NATURAL GAS | NP15 |  |  | CISO | PGAE | 0
Participating Unit | N | N |  | VISTRA_5_PLABT2 | GEN | Plano Storage 2 | 100.4 | 100.4 | PGAE | Moss Landing Energy Storage 3, LLC | OTHER | LESR | NP15 | 2023-06-01 |  | CISO | PGAE | 0
Participating Unit | N | N |  | AZALEA_6_AZABT1 | GEN | Azalea BESS | 38 | 38 | PGAE | SF Azalea, LLC | OTHER | LESR | ZP26 |  |  | CISO | PGAE | 0
Participating Unit | N | N |  | LOCKFD_1_BEARCK | GEN | Bear Creek Solar | 1.5 | 2.5 | PGAE | Ecos Energy LLC | PHOTO VOLTAIC | SUN | NP15 | 2014-02-05 |  | CISO | PGAE | 0
Non-Participating | N | Y | PNOCHE_1_PL1X2 | PNOCHE_7_CTG1 | GEN | Panoche Peaker Facility | 49 | 49 |  | Wellhead Power Panoche, LLC | COMBUSTION TURBINE | NATURAL GAS | NP15 |  |  | CISO | PGAE | 0
Participating Unit | N | N |  | CHINO_2_PESBT1 | GEN | Pomona Energy Storage 2 | 20 | 20 | SCE | Pomona Energy Storage 2 LLC | OTHER | LESR | SP15 | 2023-07-08 |  | CISO | SCE | 0
Participating Unit | N | Y | SCEW_2_PDRP183 | SCEW_2_PDRP183 | GEN | ESPN_SCEW_2_PDRP183 | 9.99 |  | SCE | Enersponse, Inc | OTHER | OTHER | SP15 |  |  | CISO | SCE | 0
Non-Participating | N | Y | BUCKBL_2_PL1X3 | BUCKBL_2_CTG12 | GEN | Blythe CTG 12 | 182 | 182 |  | Blythe Energy, LLC | COMBUSTION TURBINE | NATURAL GAS | SP15 |  |  | CISO | SCE | 0
Non-Participating | N | Y | BIGCRK_2_EXESWD | BGCRK3_7_UNIT 3 | GEN | BIG CREEK PH 3 UNIT 3 | 34 | 34 |  | Southern California Edison Company | HYDRO | WATER | SP15 |  |  | CISO | SCE | 0
Participating Unit | N | N |  | LMBEPK_2_UNITA2 | GEN | Creed Energy Center, Unit #1 | 47.6 | 49.9 | PGAE | Creed Energy Facility, LLC | COMBUSTION TURBINE | NATURAL GAS | NP15 | 2003-01-06 |  | CISO | PGAE | 0
Participating Unit | N | N |  | AVENAL_6_AVSLR2 | GEN | Avenal Solar 2 | 7.9 | 7.9 | PGAE | CED Avenal Solar, LLC | PHOTO VOLTAIC | SUN | ZP26 | 2017-01-28 |  | CISO | PGAE | 0
Participating Unit | N | N |  | TOADTW_6_UNIT | GEN | TOAD TOWN | 1.5 | 1.5 | PGAE | Pacific Gas & Electric Company | HYDRO | WATER | NP15 | 1986-01-01 |  | CISO | PGAE | 0
Non-Participating | N | Y | SCHLTE_1_PL1X3 | SCHLTE_1_UNITA2 | GEN | Tracy Unit 2 Peaking Project | 87 | 87 | PGAE | GWF Energy LLC | COMBUSTION TURBINE | NATURAL GAS | NP15 |  |  | CISO | PGAE | 0
Non-Participating | N | Y | MOSSLD_2_PSP1 | MOSSLD_2_PSP1G2 | GEN | MOSS LANDING CC PLANT 1, CTG UNIT 2 | 176 | 176 |  | Duke Energy Moss Landing LLC | COMBUSTION TURBINE | NATURAL GAS | NP15 |  |  | CISO | PGAE | 0
Participating Unit | N | N |  | EDWARD_2_E23SB1 | GEN | EdSan 2 Edwards 3 | 24 | 24 | SCE | ES 1A Group 2 Opco, LLC | OTHER | HYBD | SP15 | 2021-12-30 |  | CISO | SCE | 0
Participating Unit | N | Y | SCEC_1_PDRP157 | SCEC_1_PDRP157 | GEN | SCEC_1_PDRP157 | 0.99 |  | SCE | Leapfrog Power, Inc. | OTHER | OTHER | SP15 |  |  | CISO | SCE | 0
Participating Unit | N | Y | GWFPWR_1_UNITS | GWFPWR_1_UNITS | GEN | Hanford Peaker Plant | 98.46 |  | PGAE | MRP San Joaquin Energy, LLC | COMBUSTION TURBINE | NATURAL GAS | NP15 | 2001-08-27 |  | CISO | PGAE | 0
Non-Participating |  | Y | VERNON_6_MALBRG | VERNON_7_STG3 | GEN | VERNON_7_STG3 | 51.87 | 51.9 |  |  |  |  | SP15 |  |  | CISO | VERN | 0
Participating Unit | Y | N |  | OLSEN_2_UNIT | GEN | OLSEN POWER PARTNERS | 5.5 | 5.8 | PGAE | Olsen Power Partners | HYDRO | WATER | NP15 | 1990-01-03 |  | CISO | PGAE | 0
Participating Unit | N | N |  | GASKW1_2_GW5SR1 | GEN | Gaskell West 5 | 20 | 20 | SCE | RE Gaskell West 3 LLC | PHOTO VOLTAIC | SUN | SP15 | 45051 |  | CISO | SCE | 0
Participating Unit | N | N |  | OLDRIV_6_LKVBM1 | GEN | Lakeview Dairy Biogas | 1 | 1 | PGAE | ABEC #3 LLC | RECIPROCATING ENGINE | BIOGAS | ZP26 | 43133 |  | CISO | PGAE | 0
Participating Unit | N | N |  | ELCAP_1_SOLAR | GEN | 2097 Helton | 1.5 | 1.5 | PGAE | Solarenewal LLC | PHOTO VOLTAIC | SUN | NP15 | 2015-05-01 |  | CISO | PGAE | 0
Participating Unit | N | N |  | ALAMIT_7_UNIT 5 | GEN | ALAMITOS GEN STA. UNIT 5 | 480 | 482 | SCE | AES Alamitos | STEAM | NATURAL GAS | SP15 | 1999-01-01 |  | CISO | SCE | 0
Participating Unit | N | Y | PGF1_2_PDRP108 | PGF1_2_PDRP108 | GEN | VLTS_PDR_PGF1_02 | 9.95 |  | PGAE | Voltus, Inc. | OTHER | OTHER | NP15 |  |  | CISO | PGAE | 0
Participating Unit | N | N |  | RTEDDY_2_RWSBT5 | GEN | Rosamond West Solar Central BESS C | 12 | 12 | SCE | Golden Fields Solar III, LLC | OTHER | LESR | SP15 | 2024-05-03 |  | CISO | SCE | 0
Participating Unit | N | N |  | VISTRA_5_PLABT3 | GEN | Plano Storage 3 | 74.6 | 74.6 | PGAE | Moss Landing Energy Storage 3, LLC | OTHER | LESR | NP15 | 2023-05-16 |  | CISO | PGAE | 0
Participating Unit | N | N |  | SPRGAP_1_UNIT 1 | GEN | SPRING GAP HYDRO | 7 | 7 | PGAE | Pacific Gas & Electric Company | HYDRO | WATER | NP15 | 1921-01-01 |  | CISO | PGAE | 0
Participating Unit | N | N |  | VICTOR_1_VDRYFB | GEN | Victor Dry Farm Ranch B | 5 | 5 | SCE | Victor Dry Farm Ranch B LLC | PHOTO VOLTAIC | SUN | SP15 | 2015-06-12 |  | CISO | SCE | 0
Participating Unit | N | N |  | BRDSLD_2_MTZUMA | GEN | FPL Energy Montezuma Wind | 36.8 | 38 | PGAE | FPL Energy Montezuma Wind, LLC | WIND | WIND | NP15 | 40568 |  | CISO | PGAE | 0
Non-Participating | N | Y | BLKCRK_2_GMCBT1 | BLKCRK_2_GMBT1B | GEN | Genesis McCoy Bess | 115 | 115 |  | NextEra Desert Center Blythe, LLC | OTHER | LESR | SP15 |  |  | CISO | SCE | 0
Participating Unit | N | N |  | EXCHEC_7_UNIT 1 | GEN | EXCHEQUER HYDRO | 94.5 | 94.5 | PGAE | Merced Irrigation District | HYDRO | WATER | NP15 | 1967-01-01 |  | CISO | PGAE | 0
Participating Unit | N | N |  | ATWELL_1_SOLAR | GEN | Atwell Island PV Solar Generating Faci. | 20 | 20 | PGAE | SPS Atwell Island, LLC | PHOTO VOLTAIC | SUN | ZP26 | 2013-03-08 |  | CISO | PGAE | 0
Participating Unit | N | N |  | SISPRG_2_DS3BT1 | GEN | Daggett Solar 3 a BESS | 61.5 | 61.5 | SCE | Daggett Solar Power 3 LLC | OTHER | LESR | SP15 | 2023-11-15 |  | CISO | SCE | 0
Participating Unit | N | N |  | LODI25_6_ERKNG1 | GEN | LODI STRATEGIC RESERVE | 47.97 | 47.97 | PGAE | Enchanted Rock Electric, LLC | RECIPROCATING ENGINE | NATURAL GAS | NP15 | 2024-11-22 |  | CISO | PGAE | 0
Non-Participating | N | Y | LAROA2_2_UNITA1 | LAROA2_2_CTG 2S | GEN | CENTRAL LA ROSITA II COMBUSTION TURBINE | 181.5 | 181.5 |  | Energia de Baja California, S. de R.L. de C.V. | COMBUSTION TURBINE | NATURAL GAS | SP15 |  |  | CISO | SDGE | 0
Participating Unit | N | N |  | INTMNT_3_PASADENA | TG | Intermountain Power Project | 107 |  | SCE | IPP | STEAM | COAL | SP15 | 42156 |  | LADWP | SCE | 1
Participating Unit | N | N |  | SANBRN_2_ESABT1 | GEN | EdSan 1A | 100 | 100 | SCE | Edwards Sanborn Storage I, LLC | OTHER | LESR | SP15 | 44519 |  | CISO | SCE | 0
Participating Unit | N | N |  | PLACVL_1_CHILIB | GEN | Chili Bar Powerhouse | 8.34 | 8.4 | PGAE | Sacramento Municipal Utility District | HYDRO | WATER | NP15 | 1965-01-01 |  | CISO | PGAE | 0
Participating Unit | N | N |  | KERMAN_6_SOLAR2 | GEN | Fresno Solar West | 1.5 | 1.5 | PGAE | Fresno Cogeneration Partners, LP | PHOTO VOLTAIC | SUN | NP15 | 2015-10-20 |  | CISO | PGAE | 0
Participating Unit | N | N |  | TEHAPI_2_PW2WD2 | GEN | Point Wind 2 | 14.4 | 14.4 | SCE | Tehachapi Plains Wind, LLC | WIND | WIND | SP15 | 44306 |  | CISO | SCE | 0
Participating Unit | N | N |  | PLAINV_6_SOLAR3 | GEN | Sierra Solar Greenworks LLC | 20 | 20 | SCE | Sierra Solar Greenworks LLC | PHOTO VOLTAIC | SUN | SP15 | 2015-11-30 |  | CISO | SCE | 0
Non-Participating | N | Y | GILRPP_1_PL1X2 | GILRPP_1_UNIT 2 | GEN | Gilroy Energy Center Unit 2 | 49.9 | 49.9 |  | Gilroy Energy Center, LLC | COMBUSTION TURBINE | NATURAL GAS | NP15 |  |  | CISO | PGAE | 0
Participating Unit | N | N |  | WALCRK_2_CTG5 | GEN | Walnut Creek Energy Park Unit 5 | 100.1 | 102.5 | SCE | Walnut Creek Energy, LLC | COMBUSTION TURBINE | NATURAL GAS | SP15 | 2013-04-30 |  | CISO | SCE | 0
Participating Unit | N | N |  | ALAMIT_7_UNIT 3 | GEN | ALAMITOS GEN STA. UNIT 3 | 326.76 | 322 | SCE | AES Alamitos | STEAM | NATURAL GAS | SP15 | 1961-01-01 |  | CISO | SCE | 0
Participating Unit | N | N |  | DEVERS_2_DHSPG2 | GEN | Desert Hot Springs 2 | 1.4 | 1.5 | SCE | CES DHS Solar, LLC | PHOTO VOLTAIC | SUN | SP15 | 2013-12-31 |  | CISO | SCE | 0
Participating Unit | N | N |  | DRACKR_2_DSUBT1 | GEN | Dracker Solar Unit 1 BESS | 63 | 63 | SCE | NextEra Blythe Solar Energy Center, LLC | OTHER | LESR | SP15 | 44420 |  | CISO | SCE | 0
Non-Participating | N | Y | TIGRCK_7_UNITS | TIGRCK_7_UNIT 1 | GEN | Tiger Creek Unit 1 | 31 | 31 |  | Pacific Gas & Electric Company | HYDRO | WATER | NP15 |  |  | CISO | PGAE | 0
Non-Participating | N | Y | BIGCRK_2_EXESWD | BGCRK1_7_UNIT 3 | GEN | BIG CREEK PH 1 UNIT 3 | 21.6 | 21.6 |  | Southern California Edison Company | HYDRO | WATER | SP15 |  |  | CISO | SCE | 0
Participating Unit | N | Y | KRAMER_1_R1PX3 | KRAMER_1_R1PX3 | GEN | Resurgence 1 PV | 90 |  | SCE | Resurgence Solar I, LLC | PHOTO VOLTAIC | SUN | SP15 | 2023-08-02 |  | CISO | SCE | 0
Participating Unit | N | Y | AGRICO_6_PL3N5 | AGRICO_6_PL3N5 | GEN | Fresno Peaker | 22.69 |  | PGAE | Fresno Cogeneration Partners, LP | COMBUSTION TURBINE | NATURAL GAS | NP15 | 38959 |  | CISO | PGAE | 0
Participating Unit | N | N |  | NWCSTL_7_UNIT 1 | GEN | NEWCASTLE HYDRO | 12 | 12 | PGAE | Pacific Gas & Electric Company | HYDRO | WATER | NP15 | 31413 |  | CISO | PGAE | 0
Participating Unit | N | N |  | TRNQL8_2_ROJSR1 | GEN | Tranquillity 8 Rojo | 100 | 100 | PGAE | Great Valley Solar 1, LLC | PHOTO VOLTAIC | SUN | NP15 | 2018-04-14 |  | CISO | PGAE | 0
Participating Unit | N | Y | CARLS1_2_CARCT1 | CARLS1_2_CARCT1 | GEN | Carlsbad 1 | 422 |  | SDGE | Carlsbad Energy Center LLC | COMBUSTION TURBINE | NATURAL GAS | SP15 | 43423 |  | CISO | SDGE | 0
Participating Unit | N | N |  | SNCLRA_2_UNIT1 | GEN | New Indy Oxnard | 27.8 | 29 | SCE | New-Indy Oxnard LLC | FTUR | NATURAL GAS | SP15 | 2016-04-15 |  | CISO | SCE | 0
Participating Unit | N | N |  | PMPJCK_1_RB2SLR | GEN | Rio Bravo Solar 2 | 20 | 20 | PGAE | Rio Bravo Solar II, LLC | PHOTO VOLTAIC | SUN | ZP26 | 2016-12-29 |  | CISO | PGAE | 0
Participating Unit | N | N |  | SMUDGO_7_UNIT 1 | GEN | SONOMA POWER PLANT | 64.8 | 78 | PGAE | Geysers Power Company, LLC | STEAM | GEOTHERMAL | NP15 | 1983-01-01 |  | CISO | PGAE | 0
Non-Participating | N | Y | TWINKL_2_ASCBTA | TWINKL_2_ASCBT1 | GEN | Aratina Solar Center 1 a BESS | 50 | 50 |  | 64NB 8me LLC | OTHER | LESR | SP15 |  |  | CISO |  | 0
Participating Unit | N | N |  | MSQUIT_5_SERDYN | TG | MSQUIT_5_SERDYN | 625 |  | SCE | PVWEST | COMBINED CYCLE | NATURAL GAS | SP15 | 2009-03-31 |  | SRP | SCE | 1
Participating Unit | N | Y | SCEW_2_PDRP167 | SCEW_2_PDRP167 | GEN | LCR AMS Hybrid West LA 1-W-2-SCE | 9.09 |  | SCE | Southern California Edison | OTHER | OTHER | SP15 |  |  | CISO | SCE | 0
Participating Unit | N | Y | CRESTA_7_PL1X2 | CRESTA_7_PL1X2 | GEN | CRESTA PH UNIT 1 & 2 AGGREGATE | 70.4 |  | PGAE | Pacific Gas & Electric Company | HYDRO | WATER | NP15 | 1949-01-01 |  | CISO | PGAE | 0
Non-Participating | N | Y | NORORC_2_NOSBX2 | NORORC_2_NOSSB1 | GEN | Northern Orchard Solar | 133.6 | 133.6 | PGAE | Northern Orchard Solar PV, LLC | OTHER | HYBD | ZP26 |  |  | CISO | PGAE | 0
Participating Unit | N | N |  | LAPLMA_2_UNIT 2 | GEN | La Paloma Generating Plant Unit #2 | 266 | 295 | PGAE | CXA La Paloma LLC | COMBINED CYCLE | NATURAL GAS | ZP26 | 2003-03-05 |  | CISO | PGAE | 0
Participating Unit | N | N |  | HUMBPP_1_UNITS3 | GEN | Humboldt Bay Generating Station 3 | 65.08 | 83.2 | PGAE | Pacific Gas & Electric Company | RECIPROCATING ENGINE | NATURAL GAS | NP15 | 40450 |  | CISO | PGAE | 0
Non-Participating | N | Y | OBERON_5_O1BBX2 | OBERON_5_O1BBT2 | GEN | Oberon 1 BESS | 62.5 | 62.5 | SCE | IP Oberon BESS, LLC | OTHER | LESR | SP15 |  |  | CISO | SCE | 0
Participating Unit | N | N |  | MIDWD_2_WIND2 | GEN | Coram Energy | 3 | 3 | SCE | Coram Energy, LLC | WIND | WIND | SP15 | 2015-12-23 |  | CISO | SCE | 0
Participating Unit | N | N |  | RSMSLR_6_SOLAR2 | GEN | Rosamond Two | 20 | 20 | SCE | RE Rosamond Two LLC | PHOTO VOLTAIC | SUN | SP15 | 41628 |  | CISO | SCE | 0
Participating Unit | N | N |  | RETAKE_2_SS2SR5 | GEN | Sanborn Solar 2 S5 | 46 | 46 | SCE | EdSan 1C Solar, LLC | PHOTO VOLTAIC | SUN | SP15 |  |  | CISO | SCE | 0
Non-Participating | N | Y | SANITR_6_UNITS | SANITR_6_CTG1 | GEN | LACSD CARSON WATER POLLUTION CTG1 | 10 | 10 |  | County Sanitation District No. 2 of Los Angeles County | COMBUSTION TURBINE | BIOGAS | SP15 |  |  | CISO | SCE | 0
Non-Participating | N | Y | BIGCRK_2_EXESWD | MAMMTH_7_UNIT 1 | GEN | MAMMOTH POOL UNIT 1 | 95 | 95 |  | Southern California Edison Company | HYDRO | WATER | SP15 |  |  | CISO | SCE | 0
Non-Participating | N | Y | BLKCRK_2_SOLAR1 | BLKCRK_2_SOLR1B | GEN | BLKCRK_2_SOLR1B | 125 | 125 |  | McCoy Solar, LLC | PHOTO VOLTAIC | SUN | SP15 |  |  | CISO | SCE | 0
Non-Participating | N | Y | DREWS_6_PL1X4 | DREWS_6_GEN 1 | GEN | DREWS UNIT 1 | 10.8 | 10.8 |  | Colton Power, LP | COMBUSTION TURBINE | NATURAL GAS | SP15 |  |  | CISO | SCE | 0
Participating Unit | N | N |  | WISE_1_UNIT 1 | GEN | Wise Hydro Unit 1 | 14.5 | 14.5 | PGAE | Pacific Gas & Electric Company | HYDRO | WATER | NP15 | 6211 |  | CISO | PGAE | 0
Participating Unit | N | N |  | ETIWND_6_MWDETI | GEN | ETIWANDA RECOVERY HYDRO | 24 | 23.9 | SCE | Metropolitan Water District of Southern California (MWD) | HYDRO | WATER | SP15 | 1994-01-01 |  | CISO | SCE | 0
Non-Participating | N | Y | PARDEB_6_UNITS | PARDEB_2_UNIT 2 | GEN | PARDEE HYDRO UNIT 2 | 10 | 10 |  | East Bay Municipal Utility District | HYDRO | WATER | NP15 |  |  | CISO | PGAE | 0
Participating Unit | N | N |  | IVANPA_1_UNIT2 | GEN | Ivanpah 2 | 133 | 133.4 | SCE | Solar Partners I, LLC | STEAM | SUN | SP15 | 2013-12-30 |  | CISO | SCE | 0
Participating Unit | Y | N |  | VOLTA_7_QFUNTS | GEN | VOLTA_7_QFUNTS | 0.15 | 2.3 | PGAE | Pacific Gas & Electric Company | HYDRO | WATER | NP15 | 39142 |  | CISO | PGAE | 0
Participating Unit | N | N |  | PIOPIC_2_CTG1 | GEN | Pio Pico Unit 1 | 111.3 | 111.3 | SDGE | Pio Pico Energy Center | COMBUSTION TURBINE | NATURAL GAS | SP15 | 2016-11-03 |  | CISO | SDGE | 0
Participating Unit | Y | N |  | TIDWTR_2_UNITS | GEN | MARTINEZ COGEN LIMITED PARTNERSHIP | 114.8 | 114.8 | PGAE | Martinez Cogen Limited Partnership | FTUR | NATURAL GAS | NP15 | 1987-02-23 |  | CISO | PGAE | 0
Non-Participating | N | Y | CARBOU_7_PL4X5 | CARBOU_7_UNIT 4 | GEN | Caribou PH 2 Unit 4 | 61 | 61 |  | Pacific Gas & Electric Company | HYDRO | WATER | NP15 |  |  | CISO | PGAE | 0
Participating Unit | Y | N |  | COTTLE_2_FRNKNH | GEN | Frankenheimer Power Plant | 5.3 | 5 | PGAE | South San Joaquin Irrigation District | HYDRO | WATER | NP15 | 2013-04-01 |  | CISO | PGAE | 0
Participating Unit | N | N |  | HALSEY_6_UNIT | GEN | HALSEY HYDRO | 13.5 | 13.5 | PGAE | Pacific Gas & Electric Company | HYDRO | WATER | NP15 | 1916-01-01 |  | CISO | PGAE | 0
Non-Participating | N | Y | PIT5_7_PL1X2 | PIT5_7_UNIT 2 | GEN | Pit PH 5 Unit 2 | 41 | 41 |  | Pacific Gas & Electric Company | HYDRO | WATER | NP15 |  |  | CISO | PGAE | 0
Participating Unit | N | Y | DSRTSN_2_DS2X2 | DSRTSN_2_DS2X2 | GEN | Desert Sunlight PV II Storage | 230 | 230 | SCE | Sunlight Storage, LLC | OTHER | LESR | SP15 | 44801 |  | CISO | SCE | 0
Participating Unit | N | Y | PGF1_2_PDRP106 | PGF1_2_PDRP106 | GEN | PGF1_2_PDRP106 | 4.8 |  | PGAE | OHMCONNECT, INC. | OTHER | OTHER | NP15 |  |  | CISO | PGAE | 0
Participating Unit | N | N |  | DLN_5_HARQSCEDYN | TG | Harq | 150 |  | SCE | DELANEY500 | PHOTO VOLTAIC | SUN | SP15 | 2025-04-19 |  | AZPS | SCE | 1
Non-Participating | N | Y | ELKHIL_2_PL1X3 | ELKHIL_7_STG | GEN | ELK HILLS STEAM TURBINE UNIT | 223 | 223 |  | Elk Hills Power, LLC | STEAM | HEAT RECOVERY | ZP26 |  |  | CISO | PGAE | 0
Non-Participating | N | Y | DELTA_2_PL1X4 | DELTA_2_STG | GEN | DELTA ENERGY CENTER STG UNIT | 306 | 306 |  | Delta Energy Center, LLC | STEAM | HEAT RECOVERY | NP15 |  |  | CISO | PGAE | 0
Participating Unit | N | N |  | CHALK_1_UNIT | GEN | CHALK CLIFF LIMITED | 48.67 | 55.1 | PGAE | Chalk Cliff Limited | COMBUSTION TURBINE | NATURAL GAS | ZP26 | 32952 |  | CISO | PGAE | 0
Participating Unit | N | N |  | INYOKN_1_IKSSR1 | GEN | Inyokern Solar 1203 | 19.9 | 19.9 | SCE | RB Inyokern Solar WDAT 1203 LLC | PHOTO VOLTAIC | SUN | SP15 | 2024-12-31 |  | CISO | SCE | 0
Non-Participating | N | Y | MANZNA_2_WIND | MANZNA_2_MANWD1 | GEN | Manzana Wind | 84 | 84 | SCE | Manzana Wind | WIND | WIND | SP15 |  |  | CISO | SCE | 0
Non-Participating | N | Y | GILROY_1_UNIT | GILROY_1_ST2 | GEN | GILROY COGEN - UNIT 2 | 45 | 45 |  | Calpine Gilroy Cogen, L.P. | STEAM | HEAT RECOVERY | NP15 |  |  | CISO | PGAE | 0
Non-Participating | N | Y | GENESI_2_STG | GENESI_2_STG1 | GEN | Genesis McCoy Solar Project | 140 | 140 |  | Southern California Edison Company | STEAM | SUN | SP15 |  |  | CISO | SCE | 0
Participating Unit | N | N |  | MOJAVE_1_SIPHON | GEN | MOJAVE SIPHON POWER PLANT | 14.36 | 34.5 | SCE | California Dept. of Water Resources | HYDRO | WATER | SP15 | 1996-01-01 |  | CISO | CWRS | 0
Participating Unit | N | N |  | LOCKFD_1_KSOLAR | GEN | Kettleman Solar | 1 | 1 | PGAE | Kettleman Solar LLC | PHOTO VOLTAIC | SUN | NP15 | 2014-03-14 |  | CISO | PGAE | 0
Participating Unit | N | N |  | BGSKYN_2_BS3SR3 | GEN | Big Sky Solar 3 | 20 | 20 | SCE | Antelope DSR3, LLC | PHOTO VOLTAIC | SUN | SP15 | 2019-09-14 |  | CISO | SCE | 0
Participating Unit | N | N |  | KRNCNY_6_UNIT | GEN | KERN CANYON POWERHOUSE | 10.6 | 11.5 | PGAE | Kern and Tule Hydro LLC | HYDRO | WATER | ZP26 | 2021-06-09 |  | CISO | PGAE | 0
Participating Unit | N | Y | PGSB_1_PDRP101 | PGSB_1_PDRP101 | GEN | VLTS_PDR_PGSB_04 | 9.95 |  | PGAE | Voltus, Inc. | OTHER | OTHER | NP15 |  |  | CISO | PGAE | 0
Participating Unit | N | N |  | SGREGY_6_SANGER | GEN | Algonquin Power Sanger 2 | 48.3 | 48.3 | PGAE | Algonquin Power Sanger LLC | COMBINED CYCLE | NATURAL GAS | NP15 | 2017-06-01 |  | CISO | PGAE | 0
Participating Unit | N | Y | DVLCYN_1_UNITS | DVLCYN_1_UNITS | GEN | DEVIL CANYON HYDRO UNITS 1-4 AGGREGATE | 235 |  | SCE | California Dept. of Water Resources | HYDRO | WATER | SP15 | 1972-01-01 |  | CISO | CWRS | 0
Non-Participating | N | Y | VESTAL_2_KERN | VESTAL_6_KERNU2 | GEN | KERN RIVER PH 3 UNITS 2 | 19.7 | 19.7 |  | Kings River Conservation District | HYDRO | WATER | SP15 |  |  | CISO | SCE | 0
Participating Unit | N | N |  | SNCLRA_2_UNIT | GEN | Channel Islands Power | 27.5 | 28 | SCE | CSU Channel Islands Site Authority | COMBINED CYCLE | NATURAL GAS | SP15 | 2018-04-26 |  | CISO | SCE | 0
Non-Participating | N | Y | HARBGN_7_UNITS | HARBGN_7_UNIT 2 | GEN | Harbor Cogen Unit 2 | 13.6 | 13.6 |  | Harbor Cogeneration Company | STEAM | HEAT RECOVERY | SP15 |  |  | CISO | SCE | 0
Non-Participating | N | Y | HYTTHM_2_UNITS | THERMA_2_UNIT 2 | GEN | Thermalito P-G Unit 2 | 28 | 28 |  | California Dept. of Water Resources | HYDRO | WATER | NP15 |  |  | CISO | CWRP | 0
Participating Unit | N | N |  | GLOW_6_SOLAR | GEN | Antelope Power Plant | 20 | 20 | SCE | TA-High Desert, LLC | PHOTO VOLTAIC | SUN | SP15 | 2013-03-25 |  | CISO | SCE | 0
Participating Unit | N | Y | SCEW_2_PDRP120 | SCEW_2_PDRP120 | GEN | SCEW_2_PDRP120 | 0.99 |  | SCE | Leapfrog Power, Inc. | OTHER | OTHER | SP15 |  |  | CISO | SCE | 0
Participating Unit | N | N |  | BORDER_6_LTMCT1 | GEN | Lithium Unit 1 | 51.25 | 52 | SDGE | CalPeak Power - Border LLC | COMBUSTION TURBINE | NATURAL GAS | SP15 |  |  | CISO | SDGE | 0
Participating Unit | N | Y | ELSEGN_2_UN2021 | ELSEGN_2_UN2021 | GEN | El Segundo Energy Center 7/8 | 271.74 |  | SCE | El Segundo Energy Center LLC | COMBINED CYCLE | NATURAL GAS | SP15 | 41454 |  | CISO | SCE | 0
Non-Participating | N | Y | CARBOU_7_PL2X3 | CARBOU_7_UNIT 2 | GEN | CARIBOU PH 1 UNIT 2 | 25 | 25 |  | Pacific Gas & Electric Company | HYDRO | WATER | NP15 |  |  | CISO | PGAE | 0
Participating Unit | N | N |  | MIRLOM_2_CORONA | GEN | MWD Corona Hydroelectric Recovery Plant | 2.85 | 2.8 | SCE | Metropolitan Water District of Southern California | HYDRO | WATER | SP15 | 1987-01-01 |  | CISO | SCE | 0
Non-Participating | N | Y | PIT5_7_PL3X4 | PIT5_7_UNIT 4 | GEN | Pit PH 5 Unit 4 | 41 | 41 |  | Pacific Gas & Electric Company | HYDRO | WATER | NP15 |  |  | CISO | PGAE | 0
Participating Unit | N | N |  | POME_6_POMBT1 | GEN | POME BESS | 100 | 100 | SDGE | Pome BESS LLC | OTHER | LESR | SP15 |  |  | CISO | SDGE | 0
Participating Unit | N | N |  | VALTNE_2_TSBBT2 | GEN | Tropico Solar B | 22 | 22 | SCE | Big Beau Solar, LLC | OTHER | LESR | SP15 | 45840 |  | CISO | SCE | 0
Non-Participating | N | Y | SPAULD_6_UNIT12 | SPAULD_6_UNIT 1 | GEN | SPAULDING HYDRO PH 1 UNIT | 7 | 7 |  | Pacific Gas & Electric Company | HYDRO | WATER | NP15 |  |  | CISO | PGAE | 0
Participating Unit | N | N |  | POEPH_7_UNIT 2 | GEN | POE HYDRO UNIT 2 | 68.5 | 68.5 | PGAE | Pacific Gas & Electric Company | HYDRO | WATER | NP15 | 1958-01-01 |  | CISO | PGAE | 0
Participating Unit | N | N |  | TAHOE_2_THOBT2 | GEN | Tahoe 2 | 109.06 | 109 | SCE | Silver Peak Solar, LLC | OTHER | LESR | SP15 | 2025-06-02 |  | CISO | SCE | 0
Participating Unit | Y | N |  | OAKWD_6_QF | GEN | Oak Creek | 27.87 | 30.3 | SCE | Oak Creek Wind Power, LLC | WIND | WIND | SP15 | 2017-12-12 |  | CISO | SCE | 0
Non-Participating | N | Y | DSRTSN_2_DS2X2 | DSRTSN_2_DS2BT1 | GEN | Desert Sunlight PV II Storage | 87.4 | 87.4 |  | Sunlight Storage, LLC | OTHER | LESR | SP15 |  |  | CISO | SCE | 0
Participating Unit | N | N |  | PMPJCK_1_SOLAR2 | GEN | Rio Bravo Solar 1 | 20 | 20 | PGAE | Rio Bravo Solar I, LLC | PHOTO VOLTAIC | SUN | ZP26 | 2016-12-21 |  | CISO | PGAE | 0
Participating Unit | N | N |  | LNCSTR_6_CREST | GEN | Lanacaster Aggregate Solar Resources | 5.5 | 5.7 | SCE | Southern California Edison Company | PHOTO VOLTAIC | SUN | SP15 | 2017-06-23 |  | CISO | SCE | 0
Participating Unit | N | Y | SDG1_1_PDRP111 | SDG1_1_PDRP111 | GEN | SDG1_1_PDRP111 | 0.99 |  | SDGE | Leapfrog Power, Inc. | OTHER | OTHER | SP15 |  |  | CISO | SDGE | 0
Participating Unit | Y | N |  | SRINTL_6_UNIT | GEN | SRI INTERNATIONAL | 6.9 | 6.9 | PGAE | Pacific Gas & Electric Company | COMBUSTION TURBINE | NATURAL GAS | NP15 | 1987-03-10 |  | CISO | PGAE | 0
Participating Unit | N | Y | PGF1_2_PDRP120 | PGF1_2_PDRP120 | GEN | VLTS_PDR_PGF1_D | 3 |  | PGAE | Voltus, Inc. | OTHER | OTHER | NP15 |  |  | CISO | PGAE | 0
Participating Unit | N | N |  | VICTOR_1_SOLAR3 | GEN | Adelanto Solar 2 | 7 | 7 | SCE | Adelanto Solar II, LLC | PHOTO VOLTAIC | SUN | SP15 | 2015-07-01 |  | CISO | SCE | 0
Non-Participating | N | Y | GILRPP_1_PL1X2 | GILRPP_1_UNIT 1 | GEN | Gilroy Energy Center Unit 1 | 49.9 | 49.9 |  | Gilroy Energy Center, LLC | COMBUSTION TURBINE | NATURAL GAS | NP15 |  |  | CISO | PGAE | 0
Non-Participating |  | Y | PALOMR_2_PL1X3 | PALOMR_7_CTG1 | GEN | PALOMR_7_CTG1 | 188 | 188 |  |  | COMBUSTION TURBINE |  | SP15 |  |  | CISO | SDGE | 0
Participating Unit | N | N |  | MIDWY3_2_MDSSR1 | TG | Midway South Solar Farm | 20 | 20 | SDGE | IVLY2 | PHOTO VOLTAIC | SUN | SP15 | 2018-09-06 |  | IID | SDGE | 1
Participating Unit | N | N |  | GEYS20_7_UNIT20 | GEN | GEYSERS UNIT 20 (HEALDSBURG) | 50 | 84 | PGAE | Geysers Power Company, LLC | STEAM | GEOTHERMAL | NP15 | 1985-01-01 |  | CISO | PGAE | 0
Participating Unit | N | N |  | ENWIND_2_WIND2 | GEN | Ridgetop I | 38.24 | 65 | SCE | Ridgetop Energy, LLC | WIND | WIND | SP15 | 2015-03-23 |  | CISO | SCE | 0
Participating Unit | Y | N |  | CHEVCO_6_UNIT 2 | GEN | AERA ENERGY LLC. (COALINGA) | 8.5 | 12.5 | PGAE | Pacific Gas & Electric Company | FTUR | NATURAL GAS | ZP26 | 32297 |  | CISO | PGAE | 0
Participating Unit | N | N |  | TITANS_2_TTSSR1 | TG | Titan Solar 1 Pseudo | 70 | 70 | SDGE | IVLY2 | PHOTO VOLTAIC | SUN | SP15 | 2020-12-17 |  | IID | SDGE | 1
Participating Unit | N | N |  | SKERN_6_SOLAR2 | GEN | SKIC Solar | 10 | 10 | PGAE | Algonquin SKIC 10 Solar, LLC | PHOTO VOLTAIC | SUN | ZP26 | 42740 |  | CISO | PGAE | 0
Non-Participating | N | Y | SUNSHN_2_LNDFL | SUNSHN_2_LNDFL1 | GEN | SUNSHN_2_LNDFL1 | 4.6 | 4.6 |  | Sunshine Gas Producers, L.L.C. Unit 1 | COMBUSTION TURBINE | BIOGAS | SP15 |  |  | CISO | SCE | 0
Participating Unit | N | N |  | ESCNDO_6_EB2BT2 | GEN | Escondido BESS 2 | 10 | 10 | SDGE | San Diego Gas & Electric | OTHER | LESR | SP15 | 2017-03-06 |  | CISO | SDGE | 0
Participating Unit | N | Y | PGF1_2_PDRP116 | PGF1_2_PDRP116 | GEN | VLTS_PDR_PGF1_04 | 9.9 |  | PGAE | Voltus, Inc. | OTHER | OTHER | NP15 |  |  | CISO | PGAE | 0
Participating Unit | N | N |  | VICTOR_1_SDRSR2 | GEN | Snowline Duncan Road South | 1 | 1 | SCE | SunE Solar XV Lessor, LLC | PHOTO VOLTAIC | SUN | SP15 | 2025-07-15 |  | CISO | SCE | 0
Non-Participating | N | Y | SLUISP_2_UNITS | SLUISP_2_UNIT 5 | GEN | San Luis P-G Unit 5 | 53 | 53 | PGAE | California Dept. of Water Resources | PUMPED STORAGE | WATER | NP15 |  |  | CISO | PGAE | 0
Non-Participating | N | Y | PNCHPP_1_PL1X2 | PNCHPP_1_CTG1 | GEN | STARWOOD POWER - MIDWAY UNIT 1 | 82.3 | 82.3 |  | Starwood Power-Midway, LLC | COMBUSTION TURBINE | NATURAL GAS | NP15 |  |  | CISO | PGAE | 0
Participating Unit | N | N |  | KEARNY_6_SESBT2 | GEN | Kearny South Energy Storage | 10 | 10 | SDGE | San Diego Gas & Electric | OTHER | LESR | SP15 | 2022-03-10 |  | CISO | SDGE | 0
Participating Unit | N | Y | PIT5_7_PL1X2 | PIT5_7_PL1X2 | GEN | PIT PH 5 UNITS 1 & 2 AGGREGATE | 82 |  | PGAE | Pacific Gas & Electric Company | HYDRO | WATER | NP15 | 1944-01-01 |  | CISO | PGAE | 0
Non-Participating | N | Y | HYTTHM_2_UNITS | HYATT_2_UNIT 3 | GEN | Edward Hyatt Gen Unit 3 | 141.6 | 141.6 |  | California Dept. of Water Resources | HYDRO | WATER | NP15 |  |  | CISO | CWRP | 0
Non-Participating | N | Y | MCFLND_5_MBSBX2 | MCFLND_5_MSBSB2 | GEN | McFarland Solar B Hybrid | 375 | 375 | SDGE | McFarland Solar B, LLC | OTHER | HYBD | SP15 |  |  | CISO | SDGE | 0
Participating Unit | N | N |  | LAGBEL_2_CDCSR1 | GEN | Commerce Dis Ctr 4 | 1.24 | 1.24 | SCE | SCA-PLD-Commerce3, LLC | PHOTO VOLTAIC | SUN | SP15 |  |  | CISO | SCE | 0
Participating Unit | N | N |  | RTEDDY_2_SOLAR2 | GEN | Rosamond West Solar 2 | 54 | 55 | SCE | Golden Fields Solar I, LLC | PHOTO VOLTAIC | SUN | SP15 | 42726 |  | CISO | SCE | 0
Participating Unit | N | N |  | PSWEET_1_STCRUZ | GEN | Santa Cruz Energy LLC | 1.6 | 1.6 | PGAE | Santa Cruz Energy LLC | RECIPROCATING ENGINE | BIOGAS | NP15 | 2010-02-06 |  | CISO | PGAE | 0
Participating Unit | N | N |  | NZWIND_2_WDSTR5 | GEN | Windstream 6111 | 6.31 | 6.5 | SCE | Wind Stream Operations, LLC | WIND | WIND | SP15 | 2016-03-08 |  | CISO | SCE | 0
Non-Participating | N | Y | PINFLT_7_UNITS | PINFLT_7_UNIT 3 | GEN | Pine Flat Unit 3 | 63.3 | 63.3 |  |  | HYDRO | WATER | NP15 |  |  | CISO | CWRP | 0
Participating Unit | N | N |  | RNDSBG_1_HZASR1 | GEN | Hazel A | 2.99 | 3 | SCE | DG West 2021, LLC | PHOTO VOLTAIC | SUN | SP15 | 43780 |  | CISO | SCE | 0
Non-Participating | N | Y | INTKEP_2_UNITS | INTKEP_2_KIRKW1 | GEN | KIRKWOOD HYDRO UNIT 1 | 45.41 | 45.41 |  |  |  |  | NP15 |  |  | CISO | PGAE | 0
Non-Participating | N | Y | PNCHEG_2_PL1X4 | PNCHEG_2_CTG1 | GEN | PANOCHE ENERGY CENTER (CTG1) | 104.25 | 104.25 |  | PANOCHE ENERGY CENTER | COMBUSTION TURBINE | NATURAL GAS | NP15 |  |  | CISO | PGAE | 0
Participating Unit | N | N |  | WAUKNA_1_SOLAR2 | GEN | Corcoran 2 | 19.75 | 19.8 | PGAE | CED Corcoran Solar 2, LLC | PHOTO VOLTAIC | SUN | NP15 | 2015-05-05 |  | CISO | PGAE | 0
Participating Unit | N | N |  | RECTOR_2_VISSR1 | GEN | Visalia CSG | 3 | 3 | SCE | Visalia CSG LLC | PHOTO VOLTAIC | SUN | SP15 | 2024-04-03 |  | CISO | SCE | 0
Participating Unit | N | N |  | DSRTHV_2_DH1SR1 | GEN | Desert Harvest | 80 | 80 | SCE | Desert Harvest, LLC | PHOTO VOLTAIC | SUN | SP15 | 2020-12-11 |  | CISO | SCE | 0
Participating Unit | N | N |  | COPMTN_2_CM10 | GEN | Copper Mountain 10 | 10 | 10 | SCE | Copper Mountain Solar 1, LLC | PHOTO VOLTAIC | SUN | SP15 | 2011-10-03 |  | CISO | SCE | 0
Participating Unit | N | N |  | ARCATA_6_FCPSB2 | GEN | Foster Clean Power B | 4 | 4 | PGAE | Foster Clean Power B LLC | OTHER | HYBD | NP15 |  |  | CISO | PGAE | 0
Participating Unit | N | N |  | VOLTA_2_UNIT 1 | GEN | VOLTA HYDRO UNIT 1 | 9.1 | 9.1 | PGAE | Pacific Gas & Electric Company | HYDRO | WATER | NP15 | 1980-01-01 |  | CISO | PGAE | 0
Participating Unit | N | N |  | AKINGS_6_AMESR1 | GEN | American Kings Solar | 123 | 123 | PGAE | American Kings Solar, LLC | PHOTO VOLTAIC | SUN | NP15 | 2020-12-05 |  | CISO | PGAE | 0
Participating Unit | Y | N |  | INDVLY_1_UNITS | GEN | Indian Valley Hydro | 3.01 | 5 | PGAE | Yolo County Flood Control | HYDRO | WATER | NP15 | 1983-09-15 |  | CISO | PGAE | 0
Participating Unit | N | N |  | UNVRSY_1_UNIT 1 | GEN | Berry Cogen 38 - Unit 1 | 38 | 38 | PGAE | Berry Petroleum Company | FTUR | NATURAL GAS | ZP26 | 1986-01-01 |  | CISO | PGAE | 0
Participating Unit | N | N |  | CAMLOT_2_SOLAR1 | GEN | Camelot | 45 | 45 | SCE | RE Camelot, LLC | PHOTO VOLTAIC | SUN | SP15 | 41984 |  | CISO | SCE | 0
Non-Participating | N | Y | SANITR_6_UNITS | SANITR_6_CTG2 | GEN | LACSD CARSON WATER POLLUTION CTG2 | 10 | 10 |  | County Sanitation District No. 2 of Los Angeles County | COMBUSTION TURBINE | BIOGAS | SP15 |  |  | CISO | SCE | 0
Participating Unit | Y | N |  | COVERD_2_HCKHY1 | GEN | HATCHET CREEK | 6.89 | 7 | PGAE | Mega Renewables | HYDRO | WATER | NP15 | 2017-06-01 |  | CISO | PGAE | 0
Participating Unit | N | N |  | MERCED_1_SOLAR2 | GEN | Merced Solar | 1.5 | 1.5 | PGAE | Merced Solar LLC | PHOTO VOLTAIC | SUN | NP15 | 2015-05-12 |  | CISO | PGAE | 0
Non-Participating | N | Y | ATHOS_5_AP2X2 | ATHOS_5_AP2SR3 | GEN | Athos Power Plant 2 | 100 | 100 |  | SE Athos II, LLC | PHOTO VOLTAIC | SUN | SP15 |  |  | CISO | SCE | 0
Non-Participating | N | Y | BELLEF_2_BSFBX3 | BELLEF_2_BSFBT3 | GEN | Bellefield Solar Farm BESS | 200 | 200 | SCE | 50LW 8me LLC | OTHER | LESR | SP15 |  |  | CISO | SCE | 0
Participating Unit | N | N |  | VEAVST_1_SOLAR | GEN | Community Solar | 14.4 | 15 | SCE | Valley Electric Association, Inc. | PHOTO VOLTAIC | SUN | SP15 | 2017-02-10 |  | CISO | VEA | 0
Participating Unit | N | N |  | VOYAGR_2_VOYWD4 | GEN | Voyager Wind 4 | 21.01 | 21.6 | SCE | Alta Interconnection Management III, LLC | WIND | WIND | SP15 | 43463 |  | CISO | SCE | 0
Participating Unit | N | N |  | OAK C_7_UNIT 3 | GEN | OAKLAND STATION C GT UNIT 3 | 55 | 55 | PGAE | Oakland Power Company LLC | COMBUSTION TURBINE | DISTILLATE | NP15 | 1978-01-01 |  | CISO | PGAE | 0
Participating Unit | N | N |  | CONTRL_1_CASAD1 | GEN | Mammoth G1 | 7.2 | 10 | SCE | Mammoth Three LLC | OTHER | GEOTHERMAL | SP15 | 31012 |  | CISO | SCE | 0
Participating Unit | N | N |  | BARRE_6_PEAKER | GEN | Barre Peaker | 49 | 59 | SCE | Southern California Edison Company | COMBUSTION TURBINE | NATURAL GAS | SP15 | 39345 |  | CISO | SCE | 0
Participating Unit | N | N |  | BAHIA_2_LKHSR1 | GEN | Lake Herman Solar | 5 | 5 | PGAE | RPCA Solar 4, LLC | PHOTO VOLTAIC | SUN | NP15 | 2021-09-23 |  | CISO | PGAE | 0
Participating Unit | N | N |  | COCOPP_2_CTG2 | GEN | Marsh Landing 2 | 202.7 | 222 | PGAE | Marsh Landing LLC | FTUR | NATURAL GAS | NP15 | 2013-05-01 |  | CISO | PGAE | 0
Participating Unit | N | N |  | SIERRA_1_UNITS | GEN | HIGH SIERRA LIMITED | 52.43 | 60.3 | PGAE | HIGH SIERRA LIMITED | COMBUSTION TURBINE | NATURAL GAS | ZP26 | 32563 |  | CISO | PGAE | 0
Non-Participating | N | Y | GYS7X8_7_UNITS | GYS7X8_7_UNIT 8 | GEN | Geysers Unit 8 | 55 | 55 |  | Geysers Power Company, LLC | STEAM | GEOTHERMAL | NP15 |  |  | CISO | PGAE | 0
Participating Unit | N | N |  | CARLS2_1_CARCT1 | GEN | Carlsbad 2 | 105.5 | 105.5 | SDGE | Carlsbad Energy Center LLC | COMBUSTION TURBINE | NATURAL GAS | SP15 | 2018-11-20 |  | CISO | SDGE | 0
Non-Participating | N | Y | BUCKCK_7_PL1X2 | BUCKCK_7_UNIT 2 | GEN | Bucks Creek Unit #2 | 32.5 | 32.5 |  | Pacific Gas & Electric Company | HYDRO | WATER | NP15 |  |  | CISO | PGAE | 0
Non-Participating |  | Y | STOILS_1_UNITS | STOILS_1_UNIT 1 | GEN | STOILS_1_UNIT 1 | 62.5 | 62.5 |  |  |  |  | NP15 |  |  | CISO | PGAE | 0
Participating Unit | N | N |  | BRDSLD_2_SHLO3B | GEN | Shiloh IV Wind Project | 100 | 100 | PGAE | Shiloh IV Wind Project, LLC | WIND | WIND | NP15 | 41250 |  | CISO | PGAE | 0
Non-Participating | N | Y | DVLCYN_1_UNITS | DVLCYN_1_UNIT 4 | GEN | DEVIL CANYON HYDRO UNIT 4 | 80 | 80 |  | California Dept. of Water Resources | HYDRO | WATER | SP15 |  |  | CISO | CWRS | 0
Participating Unit | N | N |  | ESNHWR_2_WC1BT1 | GEN | Wildcat I BESS | 3 | 3 | SCE | Wildcat I Energy Storage, LLC | OTHER | LESR | SP15 | 2021-10-13 |  | CISO | SCE | 0
Non-Participating | N | Y | ELKHRN_1_EESX3 | ELKHRN_1_EESBT2 | GEN | Elkhorn Energy Storage | 60.83 | 60.83 |  | Pacific Gas & Electric Company - Transmission | OTHER | LESR | NP15 |  |  | CISO | PGAE | 0
Participating Unit | N | N |  | DIXNLD_1_LNDFL | GEN | Zero Waste Energy | 1.6 | 1.6 | PGAE | Zero Waste Energy Development Company LLC | RECIPROCATING ENGINE | BIOMASS | NP15 | 2015-11-13 |  | CISO | PGAE | 0
Non-Participating | N | Y | PIT5_7_PL3X4 | PIT5_7_UNIT 3 | GEN | PIT PH 5 UNIT 3 | 41 | 41 |  | Pacific Gas & Electric Company | HYDRO | WATER | NP15 |  |  | CISO | PGAE | 0
Participating Unit | N | N |  | VISTRA_5_PLABT1 | GEN | Plano Storage 1 | 100.4 | 100.4 | PGAE | Moss Landing Energy Storage 3, LLC | OTHER | LESR | NP15 | 2023-05-13 |  | CISO | PGAE | 0
Participating Unit | N | N |  | BOGUE_1_UNITA1 | GEN | Feather River Energy Center, Unit #1 | 48.69 | 49.9 | PGAE | Gilroy Energy Center, LLC | COMBUSTION TURBINE | NATURAL GAS | NP15 | 37613 |  | CISO | PGAE | 0
Participating Unit | N | N |  | SIGHEB_6_MIRDYN | TG | Heber South | 17 |  | SCE | MIR2 | COMBUSTION TURBINE | GEOTHERMAL | SP15 | 2021-12-29 |  | IID | SCE | 1
Participating Unit | N | Y | SCEW_2_PDRP114 | SCEW_2_PDRP114 | GEN | LCR AMS Hybrid West LA 1-W-SCE | 6.78 |  | SCE | Southern California Edison | OTHER | OTHER | SP15 |  |  | CISO | SCE | 0
Participating Unit | N | Y | SCEW_2_PDRP122 | SCEW_2_PDRP122 | GEN | SCEW_2_PDRP122 | 9.99 |  | SCE | Leapfrog Power, Inc. | OTHER | OTHER | SP15 |  |  | CISO | SCE | 0
Non-Participating | N | Y | HAASPH_7_PL1X2 | HAASPH_7_UNIT 1 | GEN | HAAS PH UNIT 1 | 72 | 72 |  | Pacific Gas & Electric Company | HYDRO | WATER | NP15 |  |  | CISO | PGAE | 0
Participating Unit | N | N |  | WLDWD_1_SOLAR2 | GEN | Wildwood Solar 2 | 15 | 15 | PGAE | Wildwood Solar II, LLC | PHOTO VOLTAIC | SUN | ZP26 | 42746 |  | CISO | PGAE | 0
Non-Participating |  | Y | SBERDO_2_PSP4 | SBERDO_7_CT4B | GEN | SBERDO_7_CT4B | 182 | 182 |  |  |  |  | SP15 |  |  | CISO | SCE | 0
Participating Unit | N | N |  | BREGGO_6_DEGRSL | GEN | Desert Green Solar Farm | 6.3 | 6.5 | SDGE | Desert Green Solar Farm, LLC | PHOTO VOLTAIC | SUN | SP15 | 2013-02-13 |  | CISO | SDGE | 0
Non-Participating |  | Y | OTMESA_2_PL1X3 | OTMESA_2_STG3 | GEN | OTAY MESA STEAM TURBINE 3 | 290.7 | 290.7 |  | Otay Mesa Energy Center, LLC | STEAM | HEAT RECOVERY | SP15 |  |  | CISO | SDGE | 0
Participating Unit | Y | N |  | MISSIX_1_QF | GEN | SMALL QF AGGREGATION - SAB FRABCUSCI | 1 | 15 | PGAE | Pacific Gas & Electric Company | FTUR | NATURAL GAS | NP15 | 1987-01-01 |  | CISO | PGAE | 0
Non-Participating | N | Y | CARLS1_2_CARCT1 | CARLS1_2_CTG8 | GEN | CARLS1_2_CTG8 | 105.5 | 105.5 |  | San Diego Gas & Electric | COMBUSTION TURBINE | NATURAL GAS | SP15 |  |  | CISO | SDGE | 0
Non-Participating | N | Y | SOLBLU_2_WSBBX2 | SOLBLU_2_WSBBT1 | GEN | Westlands Solar Blue BESS | 112.5 | 112.5 | PGAE | Westlands Solar Blue (OZ) Owner, LLC | OTHER | LESR | ZP26 |  |  | CISO | PGAE | 0
Participating Unit | N | N |  | CHWCHL_1_AVSSR2 | GEN | Avenue 26 Phase II Solar | 5 | 5 | PGAE | RPCA Solar 1 LLC | PHOTO VOLTAIC | SUN | NP15 | 45604 |  | CISO | PGAE | 0
Participating Unit | N | N |  | KNGBRG_1_KBSLR1 | GEN | Kingsburg1 | 1.5 | 1.5 | PGAE | Tulare PV II, LLC | PHOTO VOLTAIC | SUN | NP15 | 2013-12-06 |  | CISO | PGAE | 0
Participating Unit | N | Y | PGF1_2_PDRP107 | PGF1_2_PDRP107 | GEN | PGF1_2_PDRP107 | 4.8 |  | PGAE | OHMCONNECT, INC. | OTHER | OTHER | NP15 |  |  | CISO | PGAE | 0
Participating Unit | N | N |  | COPMTN_2_SOLAR1 | GEN | Copper Mountain 48 | 48 | 48 | SCE | Copper Mountain Solar 1, LLC | PHOTO VOLTAIC | SUN | SP15 | 2010-06-15 |  | CISO | SCE | 0
Non-Participating | N | Y | CAMCHE_1_PL1X3 | CAMCHE_1_UNIT 2 | GEN | Camanche 2 | 3.3 | 3.3 |  | East Bay Municipal Utility District | HYDRO | WATER | NP15 |  |  | CISO | PGAE | 0
Participating Unit | N | N |  | GASKW1_2_GW2SR2 | GEN | Gaskell West 2b | 29 | 29 | SCE | RE Gaskell West 2 LLC | PHOTO VOLTAIC | SUN | SP15 | 2023-05-05 |  | CISO | SCE | 0
Participating Unit | N | N |  | INTMNT_3_CC_3_ANAHEIM | TG | Intermountain Generating Station UNITS | 67 |  | SCE | IPP | COMBINED CYCLE | NATURAL GAS | SP15 |  |  | LADWP | SCE | 0
Participating Unit | N | N |  | PLAINV_6_DSOLAR | GEN | Western Antelope Dry Ranch | 10 | 10 | SCE | Western Antelope Dry Ranch LLC | PHOTO VOLTAIC | SUN | SP15 | 2016-12-01 |  | CISO | SCE | 0
Participating Unit | N | Y | SCEC_1_PDRP110 | SCEC_1_PDRP110 | GEN | SCEC_1_PDRP110 | 9.99 |  | SCE | Leapfrog Power, inc. | OTHER | OTHER | SP15 |  |  | CISO | SCE | 0
Participating Unit |  | N |  | BIGSKY_2_BSKSR6 | GEN | Big Sky Solar 6 | 20 | 20 | SCE | Bayshore Solar A, LLC | PHOTO VOLTAIC | SUN | SP15 | 2017-12-08 |  | CISO | SCE | 0
Participating Unit | N | Y | RVSIDE_6_SPRING | RVSIDE_6_SPRING | GEN | SPRINGS GENERATION PROJECT AGGREGATE | 36 |  | SCE | City of Riverside (MSSA) | FTUR | NATURAL GAS | SP15 | 2002-06-13 |  | CISO | RVSD | 0
Participating Unit | N | N |  | RCKCRK_7_UNIT 2 | GEN | ROCK CREEK HYDRO UNIT 2 | 56.9 | 56.9 | PGAE | Pacific Gas & Electric Company | HYDRO | WATER | NP15 | 1950-01-01 |  | CISO | PGAE | 0
Non-Participating | N | Y | DMDVLY_1_UNITS | DMDVLY_1_GEN 6 | GEN | Diamond Valley Unit 6 | 3.3 | 3.3 |  | Metropolitan Water District of Southern California (MWD) | PUMPED STORAGE | WATER | SP15 |  |  | CISO | SCE | 0
Participating Unit | N | N |  | HELMPG_7_UNIT 3 | GEN | HELMS PUMP-GEN UNIT 3 | 404 | 404 | PGAE | Pacific Gas & Electric Company | PUMPED STORAGE | WATER | NP15 | 1984-01-01 |  | CISO | PGAE | 0
Participating Unit | N | Y | SCEC_1_PDRP181 | SCEC_1_PDRP181 | GEN | SCEC_1_PDRP181 | 0.99 |  | SCE | Leapfrog Power, Inc. | OTHER | OTHER | SP15 |  |  | CISO | SCE | 0
Non-Participating | N | Y | COLUSA_2_PL1X3 | COLUSA_2_CTG1 | GEN | Colusa Generating Station | 213.5 | 213.5 |  | Pacific Gas & Electric Company | COMBUSTION TURBINE | NATURAL GAS | NP15 |  |  | CISO | PGAE | 0
Participating Unit | N | Y | SCEC_1_PDRP143 | SCEC_1_PDRP143 | GEN | SCEC_1_PDRP143 | 0.99 |  | SCE | Leapfrog Power, Inc. | OTHER | OTHER | SP15 |  |  | CISO | SCE | 0
Participating Unit | N | Y | SCEW_2_PDRP168 | SCEW_2_PDRP168 | GEN | VLTS_PDR_SCEW_01 | 6.5 |  | SCE | Voltus, Inc. | OTHER | OTHER | SP15 |  |  | CISO | SCE | 0
Participating Unit | N | N |  | CMBLND_2_DS2SR2 | GEN | Daggett 2 b PV | 65 | 65 | SCE | Daggett Solar Power 2 LLC | PHOTO VOLTAIC | SUN | SP15 | 2023-11-17 |  | CISO | SCE | 0
Participating Unit | N | N |  | GIFFEN_6_SOLAR1 | GEN | Aspiration Solar G | 9 | 9 | PGAE | Aspiration Solar G LLC | PHOTO VOLTAIC | SUN | NP15 | 42993 |  | CISO | PGAE | 0
Participating Unit | N | N |  | ARLINT_5_SCEDYN | TG | Arlington Valley CC | 565 |  | SCE | PVWEST | COMBINED CYCLE | NATURAL GAS | SP15 | 2016-11-02 |  | AZPS | SCE | 1
Non-Participating | N | Y | HYTTHM_2_UNITS | THERMA_2_UNIT 3 | GEN | Thermalito P-G Unit 3 | 28 | 28 |  | California Dept. of Water Resources | HYDRO | WATER | NP15 |  |  | CISO | CWRP | 0
Participating Unit | Y | N |  | BARRE_2_QF | GEN | BARRE QFS | 0.2 | 0.2 | SCE | Southern California Edison Company | OTHER | OTHER | SP15 | 1994-01-01 |  | CISO | SCE | 0
Participating Unit | N | Y | SCEW_2_PDRP179 | SCEW_2_PDRP179 | GEN | CPA_DR_SCEW_ResDM5of10 | 0.2 |  | SCE | Energy AI Systems Inc. | OTHER | OTHER | SP15 |  |  | CISO | SCE | 0
Non-Participating | N | Y | RUSSELL_2_SOLANO1 | RUSSLL_2_SMUD | GEN | SOLANO WIND FARM | 102 | 102 | PGAE | Sacramento Municipal Utility District | WIND | WIND | NP15 |  |  | CISO | PGAE | 0
Non-Participating | N | Y | ALAMIT_2_PL1X3 | ALAMIT_7_CTG1B | GEN | ALAMIT_7_CTG1B | 234.5 | 234.5 |  | AES Alamitos Energy LLC | COMBINED CYCLE | NATURAL GAS | SP15 |  |  | CISO | SCE | 0
Participating Unit | N | N |  | WHITNY_6_SOLAR | GEN | Whitney Point Solar | 20 | 22 | PGAE | Whitney Point Solar, LLC | PHOTO VOLTAIC | SUN | NP15 | 2017-04-15 |  | CISO | PGAE | 0
Participating Unit | Y | N |  | GOLETA_6_EXGEN | GEN | EXXON COMPANY USA | 48.2 | 48.2 | SCE | SOUTHERN CALIFORNIA EDISON COMPANY |  | OTHER | SP15 | 1993-08-19 |  | CISO | SCE | 0
Participating Unit | Y | N |  | DISCOV_1_CHEVRN | GEN | CHEVRON USA (EASTRIDGE) | 48.8 | 56.2 | PGAE | Pacific Gas & Electric Company | FTUR | NATURAL GAS | ZP26 | 1988-06-13 |  | CISO | PGAE | 0
Participating Unit | N | Y | PGEB_2_PDRP103 | PGEB_2_PDRP103 | GEN | PGEB_2_PDRP103 | 0.99 |  | PGAE | Leapfrog Power, Inc. | OTHER | OTHER | NP15 |  |  | CISO | PGAE | 0
Participating Unit | N | N |  | WILLMS_6_ARBBM1 | GEN | Abel Road Bioenergy | 3 | 3 | PGAE | ACC Renewable Resources, LLC | OTHER | BIOMASS | NP15 | 2022-07-26 |  | CISO | PGAE | 0
Non-Participating | N | Y | PIT4_7_PL1X2 | PIT4_7_UNIT 2 | GEN | Pit PH 4 Unit 2 | 47 | 47 |  | Pacific Gas & Electric Company | HYDRO | WATER | NP15 |  |  | CISO | PGAE | 0
Participating Unit | N | N |  | ALT6DS_2_WIND9 | GEN | Pinyon Pines 2 | 132 | 132 | SCE | Alta Interconnection Management II, LLC | WIND | WIND | SP15 | 2013-01-01 |  | CISO | SCE | 0
Participating Unit | N | N |  | GOLETA_2_PAIBT2 | GEN | PAINTER BESS | 10 | 10 | SCE | Painter Energy Storage, LLC | OTHER | LESR | SP15 |  |  | CISO | SCE | 0
Participating Unit | Y | N |  | CHINO_2_QF | GEN | CHINO QFS | 0.19 | 21.8 | SCE | Southern California Edison Company | OTHER | OTHER | SP15 | 1987-01-01 |  | CISO | SCE | 0
Non-Participating | N | Y | ATHOS_5_AP1X2 | ATHOS_5_AP1SR2 | GEN | Athos Power Plant | 125 | 125 |  | SE Athos I, LLC | PHOTO VOLTAIC | SUN | SP15 |  |  | CISO | SCE | 0
Participating Unit | N | N |  | VILLPK_6_MWDYOR | GEN | Yorba Linda Hydroelectric Recovery Plant | 5.1 | 5.1 | SCE | Metropolitan Water District of Southern California (MWD) | HYDRO | WATER | SP15 | 1981-01-01 |  | CISO | SCE | 0
Participating Unit | N | Y | VERNON_6_MALBRG | VERNON_6_MALBRG | GEN | Malburg Generating Station | 139 |  | SCE | City of Vernon | COMBINED CYCLE | NATURAL GAS | SP15 | 2005-10-17 |  | CISO | VERN | 0
Participating Unit | N | N |  | DELSUR_6_SOLAR5 | GEN | Radiance Solar 5 | 1.5 | 1.9 | SCE | Radiance Solar 5 LLC | PHOTO VOLTAIC | SUN | SP15 | 2018-12-31 |  | CISO | SCE | 0
Non-Participating | N | Y | CENTRY_6_PL1X4 | CENTRY_6_GEN 3 | GEN | CENTURY GEN 3 | 10.8 | 10.8 |  | Colton Power, LP | COMBUSTION TURBINE | NATURAL GAS | SP15 |  |  | CISO | SCE | 0
Participating Unit | N | N |  | BCTSYS_5_PWXDYN | TG | BCTSYS_5_PWXDYN | 428 |  | PGAE | MALIN500 |  | WATER | NP15 | 2009-03-31 |  | BPAT | PGAE | 1
Non-Participating | N | Y | CENTRY_6_PL1X4 | CENTRY_6_GEN 4 | GEN | CENTURY GEN 4 | 10.8 | 10.8 |  | Colton Power, LP | COMBUSTION TURBINE | NATURAL GAS | SP15 |  |  | CISO | SCE | 0
Participating Unit | N | N |  | USWND2_1_WIND2 | GEN | Golden Hills B | 42.96 | 43 | PGAE | Golden Hills Interconnection, LLC | WIND | WIND | NP15 | 42361 |  | CISO | PGAE | 0
Participating Unit | N | N |  | ORTGA_6_LSLSB1 | GEN | Lara Solar 2 Hybrid | 0.93 | 0.93 | PGAE | Apex Energy Solutions, LLC | OTHER | HYBD | NP15 |  |  | CISO | PGAE | 0
Participating Unit | N | N |  | CHWCHL_1_UNIT | GEN | CHOW 2 PEAKER PLANT | 48.6 | 48.6 | PGAE | California Power Holdings, LLC | RECIPROCATING ENGINE | NATURAL GAS | NP15 | 37055 |  | CISO | PGAE | 0
Participating Unit | N | N |  | DELAMO_2_SOLAR5 | GEN | Golden Springs Building L | 1 | 1 | SCE | Golden Springs Development Company, LLC | PHOTO VOLTAIC | SUN | SP15 | 2017-02-24 |  | CISO | SCE | 0
Participating Unit | N | Y | KOLA_2_KLBBT1 | KOLA_2_KLBBT1 | GEN | Kola | 275 | 275 | PGAE | Kola Energy Storage, LLC | OTHER | LESR | NP15 | 2025-08-01 |  | CISO | PGAE | 0
Participating Unit | N | Y | MOSSLD_2_PSP2 | MOSSLD_2_PSP2 | GEN | MOSS LANDING POWER BLOCK 2 | 510 |  | PGAE | Moss Landing Power Company LLC | COMBINED CYCLE | NATURAL GAS | NP15 | 37448 |  | CISO | PGAE | 0
Participating Unit | N | N |  | LILIAC_6_SOLAR | GEN | Mesa Crest | 3 | 3 | SDGE | NLP Granger A82, LLC | PHOTO VOLTAIC | SUN | SP15 | 2016-09-17 |  | CISO | SDGE | 0
Non-Participating | N | Y | TENGEN_2_PL1X2 | TENGEN_6_UNIT 1 | GEN | Berry Petroleum Placerita, Unit 1 | 22.7 | 22.7 |  |  | COMBUSTION TURBINE | OTHER | SP15 |  |  | CISO | SCE | 0
Non-Participating | N | Y | PINFLT_7_UNITS | PINFLT_7_UNIT 1 | GEN | Pine Flat Unit 1 | 63.3 | 63.3 |  |  | HYDRO | WATER | NP15 |  |  | CISO | CWRP | 0
Participating Unit | N | N |  | PADUA_6_MWDSDM | GEN | San Dimas Hydroelectric Recovery Plant | 9.9 | 9.9 | SCE | Metropolitan Water District of Southern California (MWD) | HYDRO | WATER | SP15 | 1981-01-01 |  | CISO | SCE | 0
Participating Unit | N | N |  | POLRIS_2_ASESR1 | GEN | Antelope Solar 2 Estrella | 56 | 56 | SCE | Estrella Solar, LLC | PHOTO VOLTAIC | SUN | SP15 | 45289 |  | CISO | SCE | 0
Participating Unit | N | N |  | WALCRK_2_CTG2 | GEN | Walnut Creek Energy Park Unit 2 | 100.1 | 102.5 | SCE | Walnut Creek Energy, LLC | COMBUSTION TURBINE | NATURAL GAS | SP15 | 2013-03-21 |  | CISO | SCE | 0
Participating Unit | N | N |  | STOREY_2_MDRCH2 | GEN | Madera Chowchilla 2 | 0.56 | 0.6 | PGAE | Madera Chowchilla Water and Power Authority | HYDRO | WATER | NP15 | 2016-08-01 |  | CISO | PGAE | 0
Participating Unit | N | N |  | CENTER_2_RHONDO | GEN | MWD Rio Hondo Hydroelectric Recovery Pla | 1.91 | 1.9 | SCE | Metropolitan Water District of Southern California | HYDRO | WATER | SP15 | 30682 |  | CISO | SCE | 0
Non-Participating | N | Y | GATWAY_2_PL1X3 | GATWAY_2_CTGB | GEN | Gateway CTG B | 203.1 | 203.1 |  | Gateway Generating Station | COMBUSTION TURBINE | NATURAL GAS | NP15 |  |  | CISO | PGAE | 0
Non-Participating | N | Y | NAVYII_2_UNITS | NAVYII_2_UNIT 5 | GEN | COSO Power Developers (Navy II) Unit 5 | 33.3 | 33.3 |  |  |  |  | SP15 |  |  | CISO | SCE | 0
Participating Unit | N | N |  | OBERON_5_O1SSR3 | GEN | Oberon 1B Solar | 100 | 100 | SCE | IP Oberon, LLC | PHOTO VOLTAIC | SUN | SP15 | 45233 |  | CISO | SCE | 0
Non-Participating | N | Y | RUSCTY_2_UNITS | RUSCTY_2_CTG1 | GEN | Russell City | 180 | 180 |  | Russell City Energy Company, LLC | COMBINED CYCLE | NATURAL GAS | NP15 |  |  | CISO | PGAE | 0
Non-Participating | N | Y | DMDVLY_1_UNITS | DMDVLY_1_GEN 11 | GEN | Diamond Valley Unit 11 | 3.3 | 3.3 |  | Metropolitan Water District of Southern California (MWD) | PUMPED STORAGE | WATER | SP15 |  |  | CISO | SCE | 0
Non-Participating | N | Y | HARBGN_7_UNITS | HARBGN_7_UNIT 3 | GEN | Harbor Cogen Unit 3 | 11.5 | 11.5 |  | Harbor Cogeneration Company | STEAM | HEAT RECOVERY | SP15 |  |  | CISO | SCE | 0
Participating Unit | N | N |  | MALIN_5_IBERDR | TG | Iberdrola Centroid Sytem Resource | 100 |  | PGAE | MALIN500 | WIND | WIND | NP15 | 42036 |  | BPAT | PGAE | 1
Participating Unit | N | N |  | CRNEVL_6_SJQN 2 | GEN | SAN JOAQUIN 2 | 3.2 | 3.2 | PGAE | Pacific Gas & Electric Company | HYDRO | WATER | NP15 | 6211 |  | CISO | PGAE | 0
Participating Unit | N | N |  | SNCLRA_6_OXGEN | GEN | OXGEN | 47.7 | 47.7 | SCE | EF Oxnard LLC | COMBUSTION TURBINE | NATURAL GAS | SP15 | 43983 |  | CISO | SCE | 0
Non-Participating | N | Y | TULLCK_7_UNITS | TULLCK_7_UNIT 3 | GEN | TULLOCH HYDRO AGGREGATE | 7.2 | 7.2 |  | TRI-DAM PROJECT |  | WATER | NP15 |  |  | CISO | NCPA | 0
Participating Unit | N | N |  | KNTSTH_6_WALSR1 | GEN | Westlands Almond | 19.88 | 20 | PGAE | GSPP NN WA LESSEE, LLC | PHOTO VOLTAIC | SUN | NP15 | 2023-09-26 |  | CISO | PGAE | 0
Non-Participating | N | Y | BUCKBL_2_PL1X3 | BUCKBL_2_STG10 | GEN | Blythe STG | 227 | 227 |  | Blythe Energy, LLC | STEAM | NATURAL GAS | SP15 |  |  | CISO | SCE | 0
Non-Participating | N | Y | CDWR07_2_GEN | WHELPP_2_NSPIN | GEN | WHELPP_2_NSPIN | 112.5 | 112.5 |  |  | PUMP | OTHER | ZP26 |  |  | CISO | CWRP | 0
Non-Participating | N | Y | LECEF_1_UNITS | LECEF_1_CGT 3 | GEN | LOS ESTEROS ENERGY FACILITY CTG 3 | 49.9 | 49.9 |  | Los Esteros Critical Energy Facility, LLC | COMBUSTION TURBINE | NATURAL GAS | NP15 |  |  | CISO | PGAE | 0
Participating Unit | N | N |  | HOOVER_2_MWDPT | TG | HOOVER MWD | 249 | 250 | SCE | MEAD230 | HYDRO | WATER | SP15 | 44951 |  | WALC | SCE | 1
Participating Unit | N | Y | OBERON_5_O2BBX2 | OBERON_5_O2BBX2 | GEN | Oberon 2 BESS | 125 |  | SCE | IP Oberon II, LLC | OTHER | LESR | SP15 | 2023-11-03 |  | CISO | SCE | 0
Participating Unit | N | N |  | ALTA4B_2_CPCW6 | GEN | Mustang Hills | 150 | 150 | SCE | Alta Interconnection Management, LLC | WIND | WIND | SP15 | 2012-05-09 |  | CISO | SCE | 0
Participating Unit | Y | Y | SANITR_6_UNITS | SANITR_6_UNITS | GEN | LACSD CARSON WATER POLLUTION AGGREGATE | 8 |  | SCE | County Sanitation District No. 2 of Los Angeles County | COMBINED CYCLE | NATURAL GAS | SP15 | 2009-03-31 |  | CISO | SCE | 0
Non-Participating | N | Y | SPICER_1_UNITS | SPICER_1_UNIT 2 | GEN | SPICER HYDRO UNIT 2 | 2.8 | 2.8 |  | NCPA (MSS Agreement - S14) | HYDRO | WATER | NP15 |  |  | CISO | NCPA | 0
Participating Unit | N | N |  | OTAY_6_ECVBT1 | GEN | EnerSmart Chula Vista 1 | 3 | 3 | SDGE | EnerSmart Chula Vista BESS LLC | OTHER | LESR | SP15 | 2024-10-29 |  | CISO | SDGE | 0
Participating Unit | N | Y | OTMESA_2_PL1X3 | OTMESA_2_PL1X3 | GEN | OTAY MESA ENERGY CENTER | 603.68 | 689 | SDGE | Otay Mesa Energy Center, LLC | COMBINED CYCLE | NATURAL GAS | SP15 | 40088 |  | CISO | SDGE | 0
Participating Unit | N | N |  | MIRLOM_7_MWDLKM | GEN | Lake Mathews Hydroelectric Recovery Plan | 5 | 5 | SCE | Metropolitan Water District of Southern California (MWD) | HYDRO | WATER | SP15 | 1980-01-01 |  | CISO | SCE | 0
Participating Unit | N | N |  | ALTA6B_2_WIND11 | GEN | Alta Wind 11 | 88.15 | 90 | SCE | Alta Interconnection Management III, LLC | WIND | WIND | SP15 | 2014-03-13 |  | CISO | SCE | 0
Non-Participating | N | Y | DRUM_7_PL3X4 | DRUM_7_UNIT 4 | GEN | Drum PH 1 Unit 4 | 16 | 16 |  | Pacific Gas & Electric Company | HYDRO | WATER | NP15 |  |  | CISO | PGAE | 0
Participating Unit | N | N |  | RICHMN_1_CHVSR2 | GEN | Chevron 8.5 | 8.5 | 8.5 | PGAE | MCE Solar One, LLC | PHOTO VOLTAIC | SUN | NP15 | 2017-12-21 |  | CISO | PGAE | 0
Participating Unit | Y | N |  | SAMPSN_6_KELCO1 | GEN | KELCO QUALIFYING FACILITY | 25 | 28 | SDGE | CP Kelco U.S., Inc. | COMBUSTION TURBINE | OTHER | SP15 | 41703 |  | CISO | SDGE | 0
Participating Unit | N | N |  | VACADX_1_UNITA1 | GEN | CalPeak Power Vaca Dixon Unit 1 | 51.91 | 57 | PGAE | CalPeak Power - Vaca-Dixon LLC | COMBUSTION TURBINE | NATURAL GAS | NP15 | 37428 |  | CISO | PGAE | 0
Participating Unit | N | N |  | ALMASL_2_GS1SR1 | GEN | Almasol Generating Station 1 | 125 | 125 | SCE | Maverick Solar, LLC | PHOTO VOLTAIC | SUN | SP15 | 2020-12-11 |  | CISO | SCE | 0
Participating Unit | N | N |  | NZWIND_6_WDSTR | GEN | Windstream 39 | 4.8 | 6.2 | SCE | Windstream Operations, LLC | WIND | WIND | SP15 | 1984-02-01 |  | CISO | SCE | 0
Participating Unit | N | N |  | VERNON_6_GONZL2 | GEN | H. Gonzales Unit #2 | 5.75 | 5.5 | SCE | City of Vernon | FTUR | NATURAL GAS | SP15 | 2013-06-13 |  | CISO | VERN | 0
Participating Unit | N | N |  | SUNSET_2_UNITS | GEN | MIDWAY SUNSET COGENERATION PLANT | 248 | 291 | PGAE | Midway Sunset Cogeneration Company | FTUR | NATURAL GAS | ZP26 | 1989-12-18 |  | CISO | PGAE | 0
Participating Unit | N | N |  | RVSIDE_6_RERCU2 | GEN | Riverside Energy Res. Ctr Unit 2 | 48.5 | 48.5 | SCE | City of Riverside (MSSA) | COMBUSTION TURBINE | NATURAL GAS | SP15 | 2006-06-01 |  | CISO | RVSD | 0
Participating Unit | N | N |  | CMRRON_2_CMNWD1 | GEN | Cimarron Wind | 300 | 300 | SDGE | Energia Sierra Juarez, S. de R.L. de C.V. | WIND | WIND | SP15 |  |  | CISO | SDGE | 0
Participating Unit | N | N |  | HAMLIN_1_BLDSB1 | GEN | Baldy Mesa Hybrid | 150 | 150 | SCE | Baldy Mesa Solar, LLC | PHOTO VOLTAIC | HYBD | SP15 | 45412 |  | CISO | SCE | 0
Participating Unit | N | N |  | WESCN2_2_BDSBT1 | GEN | Bateria Del Sur 2A | 119 | 119 | SDGE | Westside Canal 2A, LLC | OTHER | LESR | SP15 | 45657 |  | CISO | SDGE | 0
Participating Unit | N | N |  | MANTEC_1_ML1SR1 | GEN | Manteca Land 1 | 1 | 1 | PGAE | Manteca PV 1, LLC | PHOTO VOLTAIC | SUN | NP15 | 43097 |  | CISO | PGAE | 0
Participating Unit | Y | N |  | ELLIS_2_QF | GEN | ELLIS QFS | 12 | 28.2 | SCE | Southern California Edison Company | OTHER | OTHER | SP15 | 1993-01-01 |  | CISO | SCE | 0
Participating Unit | N | Y | SCEC_1_PDRP159 | SCEC_1_PDRP159 | GEN | SCEC_1_PDRP159 | 0.99 |  | SCE | Leapfrog Power, Inc. | OTHER | OTHER | SP15 |  |  | CISO | SCE | 0
Participating Unit | N | N |  | CONTRL_1_CASAD3 | GEN | Mammoth G3 | 14 | 14 | SCE | Mammoth One LLC | OTHER | GEOTHERMAL | SP15 | 41365 |  | CISO | SCE | 0
Participating Unit | N | Y | SCEC_1_PDRP183 | SCEC_1_PDRP183 | GEN | CPA_DR_SCEC_ResDM5of10 | 0.3 |  | SCE | Energy AI Systems Inc. | OTHER | OTHER | SP15 |  |  | CISO | SCE | 0
Non-Participating | N | Y | GRNLF1_1_PL1X2 | GRNLF1_1_UNITA | GEN | Greenleaf 1 | 37 | 37 |  | Calpine Greenleaf Holdings, Inc. | COMBUSTION TURBINE | NATURAL GAS | NP15 |  |  | CISO | PGAE | 0
Participating Unit | N | Y | SCEC_1_PDRP137 | SCEC_1_PDRP137 | GEN | SCEC_1_PDRP137 | 0.99 |  | SCE | Leapfrog Power, Inc. | OTHER | OTHER | SP15 |  |  | CISO | SCE | 0
Participating Unit | N | Y | SCEC_1_PDRP199 | SCEC_1_PDRP199 | GEN | CBP-3-C | 7.26 |  | SCE | Southern California Edison | OTHER | OTHER | SP15 |  |  | CISO | SCE | 0
Participating Unit | N | Y | SCEC_1_PDRP155 | SCEC_1_PDRP155 | GEN | SCEC_1_PDRP155 | 0.99 |  | SCE | Leapfrog Power, Inc. | OTHER | OTHER | SP15 |  |  | CISO | SCE | 0
Participating Unit | Y | N |  | MURRAY_6_UNIT | GEN | Grossmont Hospital | 4.12 | 4.6 | SDGE | Grossmont Hospital Corp | FTUR | NATURAL GAS | SP15 | 42720 |  | CISO | SDGE | 0
Participating Unit | N | N |  | SCHNDR_1_WSTSDE | GEN | Westside Solar Station | 15 | 15 | PGAE | Pacific Gas & Electric Company | PHOTO VOLTAIC | SUN | NP15 | 40799 |  | CISO | PGAE | 0
Participating Unit | Y | N |  | NEWARK_1_QF | GEN | NEWARK 1 QF | 0.1 | 1.1 | PGAE | Pacific Gas & Electric Company | OTHER | OTHER | NP15 | 39903 |  | CISO | PGAE | 0
Participating Unit | Y | N |  | MORWD_6_QF | GEN | Morwind | 38.16 | 56 | SCE | Terra-Gen Mojave Windfarms, LLC | WIND | WIND | SP15 | 2017-01-17 |  | CISO | SCE | 0
Participating Unit | N | N |  | VEGA_6_SOLAR1 | GEN | Vega Solar | 20 | 20 | PGAE | Vega Solar, LLC | PHOTO VOLTAIC | SUN | NP15 | 2015-03-23 |  | CISO | PGAE | 0
Participating Unit | Y | N |  | COVERD_2_MCKHY1 | GEN | Montgomery Creek Hydro | 2.8 | 2.8 | PGAE | Enel Green Power NA,Inc dba El Dorado Hydro, LLC | HYDRO | WATER | NP15 | 42948 |  | CISO | PGAE | 0
Participating Unit | N | Y | SCEC_1_PDRP130 | SCEC_1_PDRP130 | GEN | SCEC_1_PDRP130 | 0.99 |  | SCE | Leapfrog Power, inc. | OTHER | OTHER | SP15 |  |  | CISO | SCE | 0
Non-Participating | N | Y | DSRTSN_2_DS2BX2 | DSRTSN_2_DS2BT4 | GEN | Desert Sunlight PV II Storage 2 | 115 | 115 | SCE | Sunlight Storage II, LLC | OTHER | LESR | SP15 |  |  | CISO | SCE | 0
Participating Unit | N | N |  | ELDORO_7_UNIT 2 | GEN | El Dorado Unit 2 | 11 | 10.5 | PGAE | El Dorado Irrigation District | HYDRO | WATER | NP15 | 2005-05-21 |  | CISO | PGAE | 0
Participating Unit | N | N |  | VICTOR_1_VDRYFA | GEN | Victor Dry Farm Ranch A | 5 | 5 | SCE | Victor Dry Farm Ranch A LLC | PHOTO VOLTAIC | SUN | SP15 | 2015-06-12 |  | CISO | SCE | 0
Non-Participating | N | Y | GATWAY_2_PL1X3 | GATWAY_2_CTGA | GEN | Gateway CTG A | 203.1 | 203.1 |  | Gateway Generating Station | COMBUSTION TURBINE | NATURAL GAS | NP15 |  |  | CISO | PGAE | 0
Non-Participating | N | Y | BELLEF_2_BSFSX3 | BELLEF_2_BSFSR2 | GEN | Bellefield Solar Farm | 200 | 200 | SCE | 50LW 8me LLC | PHOTO VOLTAIC | SUN | SP15 |  |  | CISO | SCE | 0
Participating Unit | N | N |  | CHARMN_2_PGONG1 | GEN | PROCTER AND GAMBLE OXNARD I | 19.87 | 19.9 | SCE | The Procter & Gamble Paper Products Company | FTUR | NATURAL GAS | SP15 | 2020-08-01 |  | CISO | SCE | 0
Non-Participating | N | Y | FILIPPI_2_QZSBTX | FILIPPI_2_QZSBT1 | GEN | Quartzite Solar 8 BESS | 75 | 75 | SCE | Desert Quartzite LLC | OTHER | LESR | SP15 |  |  | CISO | SCE | 0
Non-Participating | N | Y | CENTPD_2_BMSX2 | CENTPD_2_BMSBT2 | GEN | Blythe Mesa Solar 2 BESS | 56 | 56 |  | Blythe Mesa Solar II, LLC | OTHER | LESR | SP15 |  |  | CISO | SCE | 0
Participating Unit | N | N |  | REDMAN_2_SOLAR | GEN | Lancaster East Avenue F | 3.75 | 3.8 | SCE | Tesla Energy Operations, Inc. | PHOTO VOLTAIC | SUN | SP15 | 42972 |  | CISO | SCE | 0
Participating Unit | N | N |  | RSMNDS_2_CSRSR1 | GEN | Cyclone Solar | 30 | 30 | SCE | Golden Fields Solar IV, LLC | PHOTO VOLTAIC | SUN | SP15 | 2025-08-01 |  | CISO | SCE | 0
Participating Unit | N | N |  | SUNCAT_2_A2ABT2 | GEN | Arlington Solar Unit 2A BESS | 132 | 132 | SCE | Arlington Solar, LLC | OTHER | LESR | SP15 | 44789 |  | CISO | SCE | 0
Participating Unit | N | N |  | SUNPND_5_SPSBT1 | TG | Sun Pond Storage 1 | 42.5 | 127 | SCE | PVWEST | OTHER | LESR | SP15 |  |  | SRP | SCE | 0
Participating Unit | N | N |  | VICTOR_1_SOLAR4 | GEN | Adelanto Solar | 20 | 20 | SCE | Adelanto Solar, LLC | PHOTO VOLTAIC | SUN | SP15 | 2015-09-03 |  | CISO | SCE | 0
Participating Unit | N | Y | GENESI_2_STG | GENESI_2_STG | GEN | Genesis Station | 250 |  | SCE | NextEra Desert Center Blythe, LLC | STEAM | SUN | SP15 | 2013-11-27 |  | CISO | SCE | 0
Participating Unit | N | Y | PGEB_2_PDRP104 | PGEB_2_PDRP104 | GEN | PGEB_2_PDRP104 | 0.99 |  | PGAE | Leapfrog Power, Inc. | OTHER | OTHER | NP15 |  |  | CISO | PGAE | 0
Participating Unit | N | Y | SCEC_1_PDRP140 | SCEC_1_PDRP140 | GEN | SCEC_1_PDRP140 | 0.99 |  | SCE | Leapfrog Power, Inc. | OTHER | OTHER | SP15 |  |  | CISO | SCE | 0
Participating Unit | N | N |  | KERNEY_6_FCSSR1 | GEN | Fresno Community Solar | 10 | 10 | PGAE | Fresno Community Solar Developers, LLC | PHOTO VOLTAIC | SUN | NP15 | 2024-07-29 |  | CISO | PGAE | 0
Non-Participating | N | Y | BIGCRK_2_EXESWD | BGCRK2_7_UNIT 5 | GEN | BIG CREEK PH 2 UNIT 5 | 17.5 | 17.5 |  | Southern California Edison Company | HYDRO | WATER | SP15 |  |  | CISO | SCE | 0
Participating Unit | N | N |  | WDFRDF_2_WFFBT1 | GEN | West Ford Flat Energy Storage | 25 | 25 | PGAE | Geysers Power Company, LLC | OTHER | LESR | NP15 | 2024-07-25 |  | CISO | PGAE | 0
Participating Unit | N | N |  | HARDWK_6_STWBM1 | GEN | Still Water Ranch Dairy | 1 |  | PGAE | Still Water Power LLC | RECIPROCATING ENGINE | BIOGAS | ZP26 | 43977 |  | CISO | PGAE | 0
Participating Unit | N | N |  | PIOPIC_2_CTG2 | GEN | Pio Pico Unit 2 | 112.7 | 112.7 | SDGE | Pio Pico Energy Center | COMBUSTION TURBINE | NATURAL GAS | SP15 | 2016-11-03 |  | CISO | SDGE | 0
Participating Unit | N | N |  | MSTANG_2_SOLAR | GEN | Mustang | 30 | 30 | PGAE | RE Mustang LLC | PHOTO VOLTAIC | SUN | NP15 | 42563 |  | CISO | PGAE | 0
Participating Unit | Y | N |  | COLPIN_6_COLLNS | GEN | Collins Pine | 3.3 | 3.3 | PGAE | Collins Pine Company | STEAM | BIOMASS | NP15 | 44519 |  | CISO | PGAE | 0
Participating Unit | N | N |  | INTMNT_3_CC_4_ANAHEIM | TG | Intermountain Generating Station UNITS | 67 |  | SCE | IPP | COMBINED CYCLE | NATURAL GAS | SP15 |  |  | LADWP | SCE | 0
Participating Unit | N | N |  | KELYRG_6_UNIT | GEN | KELLY RIDGE HYDRO | 11 | 11 | PGAE | South Feather Water and Power | HYDRO | WATER | NP15 | 1963-01-01 |  | CISO | PGAE | 0
Participating Unit | N | N |  | CALFTS_2_CFSSR1 | GEN | California Flats Solar South | 150 | 150 | PGAE | CA Flats Solar 150, LLC | PHOTO VOLTAIC | SUN | NP15 | 43529 |  | CISO | PGAE | 0
Participating Unit | N | N |  | MRGT_6_MEF2 | GEN | Miramar Energy Facility II | 44 | 67.5 | SDGE | San Diego Gas & Electric | COMBUSTION TURBINE | NATURAL GAS | SP15 | 2009-08-07 |  | CISO | SDGE | 0
Participating Unit | N | N |  | PMPJCK_1_SOLAR1 | GEN | Pumpjack Solar I | 20 | 20 | PGAE | Pumpjack Solar I, LLC | PHOTO VOLTAIC | SUN | ZP26 | 42031 |  | CISO | PGAE | 0
Participating Unit | N | N |  | ARVINN_6_ORION2 | GEN | Orion 2 Solar | 8 | 8 | PGAE | Orion Solar II, LLC | PHOTO VOLTAIC | SUN | ZP26 | 2014-06-26 |  | CISO | PGAE | 0
Participating Unit | Y | Y | CAMCHE_1_PL1X3 | CAMCHE_1_PL1X3 | GEN | CAMANCHE UNITS 1, 2 & 3 AGGREGATE | 9.99 |  | PGAE | East Bay Municipal Utility District | HYDRO | WATER | NP15 | 30317 |  | CISO | PGAE | 0
Non-Participating | N | Y | PIT5_7_PL1X2 | PIT5_7_UNIT 1 | GEN | PIT PH 5 UNIT 1 | 41 | 41 |  | Pacific Gas & Electric Company | HYDRO | WATER | NP15 |  |  | CISO | PGAE | 0
Participating Unit | N | N |  | WHITEW_5_WWAUXL1 | TG | White Wing Ranch Solar | 5 |  | SCE | NRTHGILA500 | OTHER | OTHER | SP15 |  |  | AZPS | SDGE | 0
Non-Participating | N | Y | SLSTR2_2_SOLAR2 | SLSTR2_2_SOLR2A | GEN | Solar Star 2 | 219 | 219 |  | Southern California Edison Company | PHOTO VOLTAIC | SUN | SP15 |  |  | CISO | SCE | 0
Participating Unit | N | N |  | OLIVEP_1_SOLAR2 | GEN | White River West | 19.75 | 19.8 | PGAE | CED White River Solar 2, LLC | PHOTO VOLTAIC | SUN | ZP26 | 2014-10-01 |  | CISO | PGAE | 0
Participating Unit | N | N |  | GWFPWR_1_LDCTG1 | GEN | LEAD UNIT 1 | 55.3 | 55.3 | PGAE | MRP SAN JOAQUIN ENERGY LLC | COMBUSTION TURBINE | NATURAL GAS | ZP26 | 45863 |  | CISO | PGAE | 0
Participating Unit | Y | N |  | LASSEN_6_UNITS | GEN | Honey Lake Power | 30 | 50.4 | PGAE | HL Power Company | STEAM | BIOMASS | NP15 | 42913 |  | CISO | PGAE | 0
Participating Unit | N | N |  | WSTWND_2_M90WD2 | GEN | Mojave 90 | 64.82 | 64.9 | SCE | Mojave 3/4/5, LLC | WIND | WIND | SP15 | 2020-06-02 |  | CISO | SCE | 0
Participating Unit | N | Y | PGF1_2_PDRP110 | PGF1_2_PDRP110 | GEN | PGF1_2_PDRP110 | 0.99 |  | PGAE | Leapfrog Power, Inc. | OTHER | OTHER | NP15 |  |  | CISO | PGAE | 0
Participating Unit | N | Y | HENRTA_6_ELCBX2 | HENRTA_6_ELCBX2 | GEN | Electrolyte | 99.4 |  | PGAE | Henrietta BESS LLC | OTHER | LESR | ZP26 | 2025-05-20 |  | CISO | PGAE | 0
Participating Unit | N | N |  | CABZON_1_WINDA1 | GEN | Cabazon Wind Project | 41 | 41 | SCE | Cabazon Wind Partners, LLC | WIND | WIND | SP15 | 37499 |  | CISO | SCE | 0
Participating Unit | N | N |  | JOANEC_2_ST3BT3 | GEN | Santa Ana Storage 3 | 40 | 40 | SCE | Johanna Energy Center, LLC | OTHER | LESR | SP15 | 45079 |  | CISO | SCE | 0
Participating Unit | N | N |  | BERCYN_2_BCEBT1 | GEN | Bear Canyon Energy Storage | 13 | 13 | PGAE | Geysers Power Company, LLC | OTHER | LESR | NP15 | 2024-07-24 |  | CISO | PGAE | 0
Participating Unit | N | N |  | LCKHT1_2_LH1SR1 | GEN | Lockhart Solar 1 PV | 85 | 85 | SCE | Lockhart Solar PV, LLC | PHOTO VOLTAIC | SUN | SP15 | 2023-07-18 |  | CISO | SCE | 0
Participating Unit | N | N |  | ORMOND_7_UNIT 1 | GEN | ORMOND BEACH GEN STA. UNIT 1 | 741.27 | 750 | SCE | Ormond Beach Power, LLC | STEAM | NATURAL GAS | SP15 | 25934 |  | CISO | SCE | 0
Participating Unit | Y | N |  | COGNAT_1_UNIT | GEN | Stockton Biomas | 45 | 45 | PGAE | DTE Stockton, LLC | STEAM | BIOMASS | NP15 | 2014-02-12 |  | CISO | PGAE | 0
Participating Unit | N | Y | PARDEB_6_UNITS | PARDEB_6_UNITS | GEN | Pardee Power House | 30 |  | PGAE | East Bay Municipal Utility District | HYDRO | WATER | NP15 | 1930-01-01 |  | CISO | PGAE | 0
Participating Unit | N | N |  | MCARTH_6_FRIVRB | GEN | Fall River Mills Project B | 1.5 | 1.5 | PGAE | Ignite Solar Holdings 1, LLC | PHOTO VOLTAIC | SUN | NP15 | 41703 |  | CISO | PGAE | 0
Participating Unit | Y | Y | NHOGAN_6_UNITS | NHOGAN_6_UNITS | GEN | NEW HOGAN PH AGGREGATE | 4 |  | PGAE | Modesto Irrigation District | HYDRO | WATER | NP15 | 1986-04-15 |  | CISO | PGAE | 0
Participating Unit | N | N |  | CASADB_1_CD4GT1 | GEN | Casa Diablo 4 | 40.7 | 40.7 | SCE | Mammoth-Pacific, L.P. | STEAM | GEOTHERMAL | SP15 | 45398 |  | CISO | SCE | 0
Non-Participating | N | Y | PIT4_7_PL1X2 | PIT4_7_UNIT 1 | GEN | PIT PH 4 UNIT 1 | 55 | 55 |  | Pacific Gas & Electric Company | HYDRO | WATER | NP15 |  |  | CISO | PGAE | 0
Non-Participating | N | Y | PRIMM_2_SOLAR1 | PRIMM_2_SOLRA1 | GEN | PRIMM_2_SOLRA1 | 136.5 | 136.5 |  | Silver State Solar Power South, LLC | PHOTO VOLTAIC | SUN | SP15 |  |  | CISO | SCE | 0
Participating Unit | N | N |  | VOLTA_7_PONHY1 | GEN | Ponderosa Bailey Hydroelectric | 1.25 | 1.25 | PGAE | Snow Mountain Hydro, LLC | HYDRO | WATER | NP15 | 2020-03-20 |  | CISO | PGAE | 0
Participating Unit | N | Y | RUSSELL_2_SOLANO1 | RUSSELL_2_SOLANO1 | GEN | Solano Renewables 1 | 229.98 |  | PGAE | Sacramento Municipal Utility District | WIND | WIND | NP15 | 45328 |  | CISO | PGAE | 0
Participating Unit | Y | N |  | CSTRVL_7_QFUNTS | GEN | Castroville QF Aggregate | 2 | 11 | PGAE | Pacific Gas & Electric Company | OTHER | OTHER | NP15 | 2006-06-01 |  | CISO | PGAE | 0
Participating Unit | N | N |  | LEPRFD_1_KANSAS | GEN | Kansas | 20 | 20 | PGAE | RE Kansas, LLC | PHOTO VOLTAIC | SUN | NP15 | 41991 |  | CISO | PGAE | 0
Participating Unit | N | N |  | VICTOR_1_NUNSR4 | GEN | Nunn | 1 | 1 | SCE | TerraForm Phoenix I CD Holdings LLC | PHOTO VOLTAIC | SUN | SP15 | 45468 |  | CISO | SCE | 0
Participating Unit | N | Y | PGSB_1_PDRP111 | PGSB_1_PDRP111 | GEN | VLTS_PDR_PGSB_05 | 3 |  | PGAE | Voltus, Inc. | OTHER | OTHER | NP15 |  |  | CISO | PGAE | 0
Participating Unit | N | N |  | CAVLSR_2_RSOLAR | GEN | California Valley Solar Ranch-Phase A | 210 | 210 | PGAE | High Plains Ranch II, LLC | PHOTO VOLTAIC | SUN | ZP26 | 41579 |  | CISO | PGAE | 0
Non-Participating | N | Y | HAASPH_7_PL1X2 | HAASPH_7_UNIT 2 | GEN | HAAS PH UNIT 2 | 72 | 72 |  | Pacific Gas & Electric Company | HYDRO | WATER | NP15 |  |  | CISO | PGAE | 0
Participating Unit | N | N |  | CHILLS_7_UNITA1 | GEN | Sycamore Energy 2 | 2.25 | 2.5 | SDGE | Sycamore Energy 2 LLC |  | BIOGAS | SP15 | 2004-07-14 |  | CISO | SDGE | 0
Participating Unit | N | N |  | WFRESN_1_SOLAR | GEN | Joya Del Sol | 1.5 | 1.5 | PGAE | GASNA 16P, LLC | PHOTO VOLTAIC | SUN | NP15 | 2012-12-21 |  | CISO | PGAE | 0
Participating Unit | N | Y | WNDSTR_2_WIND | WNDSTR_2_WIND | GEN | Windstar | 120 |  | SCE | Windstar Energy, LLC | WIND | WIND | SP15 | 2012-01-28 |  | CISO | SCE | 0
Participating Unit | N | N |  | AZALEA_6_AZASR1 | GEN | Azalea | 60 | 60 | PGAE | SF Azalea, LLC | PHOTO VOLTAIC | SUN | ZP26 |  |  | CISO | PGAE | 0
Participating Unit | N | N |  | ARBWD_6_QF | GEN | Wind Resource II | 19.95 | 19.35 | SCE | CalWind Resources, Incorporated | WIND | WIND | SP15 | 2013-05-17 |  | CISO | SCE | 0
Participating Unit | N | N |  | WSTWND_2_M89BT2 | GEN | Mojave 89 BESS 2B | 70.6 | 70.6 | SCE | Mojave 16/17/18 LLC | OTHER | LESR | SP15 | 45071 |  | CISO | SCE | 0
Participating Unit | N | Y | SCEC_1_PDRP125 | SCEC_1_PDRP125 | GEN | SCEC_1_PDRP125 | 9.99 |  | SCE | Leapfrog Power, Inc. | OTHER | OTHER | SP15 |  |  | CISO | SCE | 0
Participating Unit | N | Y | SCEC_1_PDRP107 | SCEC_1_PDRP107 | GEN | SCEC_1_PDRP107 | 9.99 |  | SCE | Leapfrog Power, inc. | OTHER | OTHER | SP15 |  |  | CISO | SCE | 0
Participating Unit | N | N |  | VALTNE_2_TBBBT1 | GEN | Tropico Solar Big Beau | 58 | 58 | SCE | BigBeau Solar, LLC | OTHER | HYBD | SP15 | 2022-12-27 |  | CISO | SCE | 0
Participating Unit | N | N |  | PROXSR_2_PROSR1 | GEN | Proxima Solar | 120 | 120 | PGAE | Proxima Solar, LLC | PHOTO VOLTAIC | SUN | NP15 | 2024-06-11 |  | CISO | PGAE | 0
Participating Unit | N | N |  | APLHIL_1_SFKHY1 | GEN | South Fork Powerhouse | 2.68 | 2.7 | PGAE | Sacramento Municipal Utility District | HYDRO | WATER | NP15 | 2020-12-04 |  | CISO | PGAE | 0
Participating Unit | N | N |  | DRACKR_2_SOLAR2 | GEN | Dracker Solar Unit 2 | 125 | 125 | SCE | NextEra Blythe Solar Energy Center, LLC | PHOTO VOLTAIC | SUN | SP15 | 42643 |  | CISO | SCE | 0
Participating Unit | N | N |  | VICTOR_1_LMISR2 | GEN | Landpro Mitchell | 1.5 | 1.5 | SCE | CD US Solar PO 3, LLC | PHOTO VOLTAIC | SUN | SP15 | 2024-05-28 |  | CISO | SCE | 0
Participating Unit | N | Y | SCEN_6_PDRP105 | SCEN_6_PDRP105 | GEN | SCEN_6_PDRP105 | 0.99 |  | SCE | Leapfrog Power, Inc. | OTHER | OTHER | SP15 |  |  | CISO | SCE | 0
Participating Unit | N | N |  | HOOVER_2_VEAPT | TG | HOOVER VEA | 16 | 18 | SCE | MEAD230 | HYDRO | WATER | SP15 | 2023-01-25 |  | WALC | SCE | 1
Participating Unit | N | N |  | STOREY_2_MDRCH3 | GEN | Madera Chowchilla 3 | 0.42 | 0.5 | PGAE | Madera Chowchilla Water and Power Authority | HYDRO | WATER | NP15 | 2016-08-01 |  | CISO | PGAE | 0
Participating Unit | Y | N |  | TANHIL_6_SOLART | GEN | Berry Cogen 18 | 17 | 17 | PGAE | Berry Petroleum Company | FTUR | NATURAL GAS | ZP26 | 31413 |  | CISO | PGAE | 0
Participating Unit | N | N |  | PRCTVY_1_MIGBT1 | GEN | Miguel BESS | 2 | 2 | SDGE | San Diego Gas and Electric | OTHER | LESR | SP15 | 43446 |  | CISO | SDGE | 0
Non-Participating | N | Y | LMEC_1_PL1X3 | LMEC_1_CTG2 | GEN | LOS MEDANOS CTG UNIT 2 | 172 | 172 |  | Los Medanos Energy Center, LLC | COMBUSTION TURBINE | NATURAL GAS | NP15 |  |  | CISO | PGAE | 0
Participating Unit | N | N |  | LMBEPK_2_UNITA1 | GEN | Lambie Energy Center, Unit #1 | 47.5 | 49.9 | PGAE | Gilroy Energy Center, LLC | COMBUSTION TURBINE | NATURAL GAS | NP15 | 37627 |  | CISO | PGAE | 0
Non-Participating | N | Y | BUCKCK_7_PL1X2 | BUCKCK_7_UNIT 1 | GEN | Bucks Creek Unit #1 | 33 | 33 |  | Pacific Gas & Electric Company | HYDRO | WATER | NP15 |  |  | CISO | PGAE | 0
Participating Unit | N | N |  | RTREE_2_WIND1 | GEN | Rising Tree 1 | 79.2 | 79.2 | SCE | Rising Tree Wind Farm LLC | WIND | WIND | SP15 | 2015-01-12 |  | CISO | SCE | 0
Participating Unit | N | N |  | TIFFNY_1_DILLON | GEN | TIFFNY_1_DILLON | 45 | 45 | SCE | Dillion Wind LLC | WIND | WIND | SP15 | 2008-04-18 |  | CISO | SCE | 0
Participating Unit | N | N |  | GATES_2_SOLAR | GEN | Gates Solar Station | 20 | 20 | PGAE | Pacific Gas & Electric Company | PHOTO VOLTAIC | SUN | ZP26 | 2013-06-24 |  | CISO | PGAE | 0
Non-Participating | N | Y | TWINKL_2_ASCSRA | TWINKL_2_ASCSR1 | GEN | Aratina Solar Center 1 | 80 | 80 |  | 64NB 8me LLC | PHOTO VOLTAIC | SUN | SP15 |  |  | CISO |  | 0
Participating Unit | N | Y | SOLBLU_2_WSBBX2 | SOLBLU_2_WSBBX2 | GEN | Westlands Solar Blue BESS | 225 |  | PGAE | Westlands Solar Blue (OZ) Owner, LLC | OTHER | LESR | ZP26 | 45273 |  | CISO | PGAE | 0
Participating Unit | N | N |  | WSTWND_2_SBSBT2 | GEN | Sagebrush Solar 2 ESS 40 | 40 | 40 | SCE | Sagebrush ESS II, LLC | OTHER | LESR | SP15 | 2024-09-16 |  | CISO | SCE | 0
Participating Unit | N | Y | BUCKCK_7_PL1X2 | BUCKCK_7_PL1X2 | GEN | BUCKS CREEK AGGREGATE | 57.25 |  | PGAE | Pacific Gas & Electric Company | HYDRO | WATER | NP15 | 1928-01-01 |  | CISO | PGAE | 0
Non-Participating | N | Y | FILIPPI_2_QZSSRX | FILIPPI_2_QZSSR2 | GEN | Quartzite Solar 8 | 150 | 150 | SCE | Desert Quartzite LLC | PHOTO VOLTAIC | SUN | SP15 |  |  | CISO | SCE | 0
Participating Unit | N | N |  | OAK C_7_UNIT 1 | GEN | OAKLAND STATION C GT UNIT 1 | 55 | 55 | PGAE | Oakland Power Company LLC | COMBUSTION TURBINE | DISTILLATE | NP15 | 1978-01-01 |  | CISO | PGAE | 0
Participating Unit | Y | N |  | PACLUM_6_UNIT | GEN | Humboldt Redwood | 28.8 | 28.8 | PGAE | Humboldt Sawmill Company, LLC | STEAM | BIOMASS | NP15 | 2017-06-01 |  | CISO | PGAE | 0
Participating Unit | N | N |  | BRDSLD_2_SHLO3A | GEN | Shiloh III Wind Project, LLC | 102.5 | 100 | PGAE | Shiloh III Wind Project, LLC | WIND | WIND | NP15 | 40899 |  | CISO | PGAE | 0
Participating Unit | N | N |  | DOSMGO_2_NSPIN | GEN | DOSMGO_2_NSPIN | 159 | 159 | PGAE | California Dept. of Water Resources | PUMP | WATER | NP15 | 39903 |  | CISO | CWRP | 0
Non-Participating | N | Y | DMDVLY_1_UNITS | DMDVLY_1_GEN 4 | GEN | Diamond Valley Unit 4 | 3.3 | 3.3 |  | Metropolitan Water District of Southern California (MWD) | PUMPED STORAGE | WATER | SP15 |  |  | CISO | SCE | 0
Participating Unit | Y | N |  | CONTRL_1_QF | GEN | CONTROL QFS | 1.05 | 41.9 | SCE | Southern California Edison Company | OTHER | OTHER | SP15 | 1982-01-01 |  | CISO | SCE | 0
Participating Unit | N | Y | SCEW_2_PDRP100 | SCEW_2_PDRP100 | GEN | SCEW_2_PDRP100 | 2 |  | SCE | OHMCONNECT, INC. | OTHER | OTHER | SP15 |  |  | CISO | SCE | 0
Participating Unit | N | N |  | BKRFLD_2_SOLAR1 | GEN | Bakersfield 111 | 1.38 | 1.4 | PGAE | Bakersfield 111, LLC | PHOTO VOLTAIC | SUN | ZP26 | 2015-07-28 |  | CISO | PGAE | 0
Participating Unit | N | N |  | LITLRK_6_SOLAR3 | GEN | One Ten Partners | 2 | 2 | SCE | One Ten Partners, LLC | PHOTO VOLTAIC | SUN | SP15 | 2017-09-30 |  | CISO | SCE | 0
Participating Unit | Y | N |  | MCCALL_1_QF | GEN | Fish Water | 0.52 | 2.5 | PGAE | Orange Cove Irrigation District | HYDRO | WATER | NP15 | 1990-01-01 |  | CISO | PGAE | 0
Participating Unit | N | N |  | MIRLOM_2_CREST | GEN | Temescal Canyon RV | 1.5 | 1.5 | SCE | Temescal Canyon RV, LLC | PHOTO VOLTAIC | SUN | SP15 | 43915 |  | CISO | SCE | 0
Participating Unit | N | N |  | VICTOR_1_LMASR1 | GEN | Madelyn | 1 | 1 | SCE | CD US Solar PO 3, LLC | PHOTO VOLTAIC | SUN | SP15 | 45468 |  | CISO | SCE | 0
Participating Unit | N | N |  | BARRE_2_ALASB1 | GEN | Los Alamitos 1 | 10 | 10 | SCE | BCE Los Alamitos, LLC | OTHER | HYBD | SP15 | 45240 |  | CISO | SCE | 0
Non-Participating | N | Y | DSRTSN_2_DS2BX2 | DSRTSN_2_DS2BT3 | GEN | Desert Sunlight PV II Storage 2 | 115 | 115 | SCE | Sunlight Storage II, LLC | OTHER | LESR | SP15 |  |  | CISO | SCE | 0
Participating Unit | N | N |  | REDMAN_6_AVSSR1 | GEN | Antelope Valley Solar | 3 | 3 | SCE | AVS Phase 2, LLC | PHOTO VOLTAIC | SUN | SP15 | 43500 |  | CISO | SCE | 0
Participating Unit | N | N |  | GILRPP_1_PL3X4 | GEN | GILROY ENERGY CENTER, UNIT #3 | 46.2 | 49.9 | PGAE | Gilroy Energy Center, LLC | COMBUSTION TURBINE | NATURAL GAS | NP15 | 37315 |  | CISO | PGAE | 0
Participating Unit | N | Y | SCEC_1_PDRP151 | SCEC_1_PDRP151 | GEN | SCEC_1_PDRP151 | 0.99 |  | SCE | Leapfrog Power, Inc. | OTHER | OTHER | SP15 |  |  | CISO | SCE | 0
Participating Unit | N | N |  | SCARLT_2_SSASR1 | GEN | Scarlet Solar CA 1A PV | 100 | 100 | PGAE | EDPR Scarlet I LLC | PHOTO VOLTAIC | SUN | NP15 | 2024-05-03 |  | CISO | PGAE | 0
Participating Unit | N | Y | SCEC_1_PDRP153 | SCEC_1_PDRP153 | GEN | SCEC_1_PDRP153 | 0.99 |  | SCE | Leapfrog Power, Inc. | OTHER | OTHER | SP15 |  |  | CISO | SCE | 0
Participating Unit | N | N |  | DELAMO_2_SOLAR1 | GEN | Golden Springs Building H | 1.5 | 1.5 | SCE | Golden Springs Development Co. LLC | PHOTO VOLTAIC | SUN | SP15 | 2015-04-22 |  | CISO | SCE | 0
Non-Participating | N | Y | CRESTA_7_PL1X2 | CRESTA_7_UNIT 2 | GEN | CRESTA UNIT #2 | 35.2 | 35.2 |  | Pacific Gas & Electric Company | HYDRO | WATER | NP15 |  |  | CISO | PGAE | 0
Participating Unit | N | N |  | BGSKYN_2_ASSR3B | GEN | Antelope Solar 3B | 5 | 5 | SCE | Antelope Expansion 3B, LLC | PHOTO VOLTAIC | SUN | SP15 | 44369 |  | CISO | SCE | 0
Participating Unit | N | N |  | INTMNT_3_RIVERSIDE | TG | IPPDYN | 135 |  | SCE | IPP | STEAM | COAL | SP15 | 42095 |  | LADWP | SCE | 1
Non-Participating | N | Y | DSRTSN_2_DS2X2 | DSRTSN_2_DS2BT2 | GEN | Desert Sunlight PV II Storage | 142.6 | 142.6 |  | Sunlight Storage, LLC | OTHER | LESR | SP15 |  |  | CISO | SCE | 0
Participating Unit | Y | N |  | SEARLS_7_ARGUS | GEN | Argus Cogeneration | 19 | 62.5 | SCE | Searles Valley Minerals Inc. |  | OTHER | SP15 | 41593 |  | CISO | SCE | 0
Participating Unit | N | N |  | WRGTSR_2_WSFSR1 | GEN | Wright Solar Freeman | 200 | 200 | PGAE | Wright Solar Park LLC | PHOTO VOLTAIC | SUN | NP15 | 43830 |  | CISO | PGAE | 0
Participating Unit | N | Y | KRAMER_1_R1BX3 | KRAMER_1_R1BX3 | GEN | Resurgence 1 BESS | 75 |  | SCE | Resurgence Solar I, LLC | OTHER | LESR | SP15 | 45108 |  | CISO | SCE | 0
Participating Unit | N | N |  | DEVERS_1_SOLAR2 | GEN | SEPV9 | 9 | 9 | SCE | Highlander Solar 2, LLC | PHOTO VOLTAIC | SUN | SP15 | 2013-06-01 |  | CISO | SCE | 0
Participating Unit | N | Y | SCEW_2_PDRP171 | SCEW_2_PDRP171 | GEN | SCEW_2_PDRP171 | 0.99 |  | SCE | Leapfrog Power, Inc. | OTHER | OTHER | SP15 |  |  | CISO | SCE | 0
Non-Participating | N | Y | BLKCRK_2_SOLAR1 | BLKCRK_2_SOLR1A | GEN | BLKCRK_2_SOLR1A | 125 | 125 |  | McCoy Solar, LLC | PHOTO VOLTAIC | SUN | SP15 |  |  | CISO | SCE | 0
Participating Unit | N | N |  | CEDRCK_6_UNIT | GEN | Water Wheel Ranch | 0.98 | 1 | PGAE | Water Wheel Ranch | HYDRO | WATER | NP15 | 1984-03-22 |  | CISO | PGAE | 0
Participating Unit | N | N |  | SMRCOS_6_LNDFIL | GEN | San Marcos Energy | 1.5 | 2 | SDGE | San Marcos Energy LLC | RECIPROCATING ENGINE | BIOGAS | SP15 | 2011-05-20 |  | CISO | SDGE | 0
Participating Unit | N | N |  | ALTA3A_2_CPCE8 | GEN | Alta Wind 8 | 150 | 150 | SCE | Alta Interconnection Management II, LLC | WIND | WIND | SP15 | 40940 |  | CISO | SCE | 0
Participating Unit | N | N |  | EDWARD_2_ES2BT3 | GEN | EdSan 2 | 151 | 151 | SCE | ES 1A Group 2 Opco, LLC | OTHER | HYBD | SP15 | 2022-04-02 |  | CISO | SCE | 0
Participating Unit | N | N |  | MTWIND_1_MVPWD1 | GEN | Mountain View Power Project I Repower | 66.6 | 66.6 | SCE | Mountain View Power Partners, LLC | WIND | WIND | SP15 | 2022-07-26 |  | CISO | SCE | 0
Participating Unit | N | Y | LEBECS_2_UNITS | LEBECS_2_UNITS | GEN | Pastoria Energy Facility | 799.47 |  | SCE | Pastoria Energy Facility, LLC | COMBINED CYCLE | NATURAL GAS | SP15 | 38476 |  | CISO | SCE | 0
Participating Unit | N | Y | SDG1_1_PDRP100 | SDG1_1_PDRP100 | GEN | SDG1_1_PDRP100 | 0.99 |  | SDGE | Leapfrog Power, Inc. | OTHER | OTHER | SP15 |  |  | CISO | SDGE | 0
Participating Unit | Y | N |  | RNDMTN_2_SLSPHY1 | GEN | Silver Springs | 0.6 | 0.6 | PGAE | Mega Renewables | HYDRO | WATER | NP15 | 2017-08-10 |  | CISO | PGAE | 0
Participating Unit | N | N |  | PLAINV_6_SOLARC | GEN | Central Antelope Dry Ranch C | 20 | 20 | SCE | Central Antelope Dry Ranch C, LLC | PHOTO VOLTAIC | SUN | SP15 | 42496 |  | CISO | SCE | 0
Participating Unit | Y | N |  | CHEVCY_1_UNIT | GEN | CHEVRON USA (CYMRIC) | 24.3 | 24.3 | PGAE | Pacific Gas & Electric Company | COMBUSTION TURBINE | NATURAL GAS | ZP26 | 30239 |  | CISO | PGAE | 0
Participating Unit | N | N |  | CAYTNO_2_VASCO | GEN | Vasco Road | 4.3 | 4.3 | PGAE | Ameresco Vasco Road LLC | RECIPROCATING ENGINE | BIOGAS | NP15 | 41675 |  | CISO | PGAE | 0
Participating Unit | Y | N |  | GARNET_2_WIND1 | GEN | Phoenix | 11.2 | 11.2 | SCE | Coachella Wind Holdings, LLC | WIND | WIND | SP15 | 2015-01-26 |  | CISO | SCE | 0
Participating Unit | N | N |  | GRNLF2_1_UNIT | GEN | GREENLEAF II COGEN | 49.2 | 63.8 | PGAE | Greenleaf Energy Unit 2 LLC | COMBUSTION TURBINE | NATURAL GAS | NP15 | 2020-06-01 |  | CISO | PGAE | 0
Participating Unit | N | N |  | VOYAGR_2_VOAWD5 | GEN | Voyager Wind Oasis Alta | 13.98 | 14 | SCE | Alta Interconnection Management III, LLC | WIND | WIND | SP15 | 44312 |  | CISO | SCE | 0
Non-Participating |  | Y | CALGEN_1_UNITS | CALGEN_1_UNIT 1 | GEN | CALGEN_1_UNIT 1 | 32.2 | 32.2 |  |  |  |  | SP15 |  |  | CISO | SCE | 0
Participating Unit | N | N |  | SLATE_2_SLASR2 | GEN | SLATE_2 | 93 | 93 | PGAE | RE Slate 1 LLC | OTHER | HYBD | NP15 | 44635 |  | CISO | PGAE | 0
Non-Participating | N | Y | IVWEST_2_SOLAR1 | IVWEST_2_SOLR1A | GEN | IVWEST_2_SOLR1A | 75 | 75 |  | CSolar IV West, LLC | PHOTO VOLTAIC | SUN | SP15 |  |  | CISO | SDGE | 0
Non-Participating | N | Y | SUNSHN_2_LNDFL | SUNSHN_2_LNDFL5 | GEN | SUNSHN_2_LNDFL5 | 4.6 | 4.6 |  | Sunshine Gas Producers, L.L.C. Unit 5 | COMBUSTION TURBINE | BIOGAS | SP15 |  |  | CISO | SCE | 0
Participating Unit | N | N |  | VICPAS_2_SOCBT2 | GEN | Sol Catcher BESS 2 | 71 | 71 | SCE | Arica Solar, LLC | OTHER | LESR | SP15 | 2024-03-26 |  | CISO | SCE | 0
Participating Unit | N | Y | FILIPPI_2_QZSBTX | FILIPPI_2_QZSBTX | GEN | Quartzite Solar 8 BESS | 150 |  | SCE | Desert Quartzite LLC | OTHER | LESR | SP15 | 2024-12-17 |  | CISO | SCE | 0
Participating Unit | N | Y | SCEC_1_PDRP161 | SCEC_1_PDRP161 | GEN | SCEC_1_PDRP161 | 9.99 |  | SCE | Leapfrog Power, Inc. | OTHER | OTHER | SP15 |  |  | CISO | SCE | 0
Participating Unit | N | N |  | PAIGES_6_SOLAR | GEN | Paige Solar | 20 | 22 | PGAE | Westside Solar, LLC | PHOTO VOLTAIC | SUN | NP15 | 2017-03-09 |  | CISO | PGAE | 0
Participating Unit | N | N |  | VICTOR_1_SOLAR1 | GEN | Victor Phelan Solar One | 17.5 | 17.5 | SCE | RE Victor Phelan Solar One LLC | PHOTO VOLTAIC | SUN | SP15 | 2013-11-18 |  | CISO | SCE | 0
Participating Unit | Y | N |  | MALCHQ_7_UNIT 1 | GEN | MALACHA HYDRO L.P. | 32.5 | 32.5 | PGAE | Pacific Gas & Electric Company | HYDRO | WATER | NP15 | 32484 |  | CISO | PGAE | 0
Participating Unit | N | N |  | STRAUS_1_STRWD1 | GEN | Strauss Wind, LLC | 95.25 | 99 | PGAE | Strauss Wind, LLC | WIND | WIND | ZP26 | 45280 |  | CISO | PGAE | 0
Participating Unit | N | Y | SCEC_1_PDRP152 | SCEC_1_PDRP152 | GEN | SCEC_1_PDRP152 | 0.99 |  | SCE | Leapfrog Power, Inc. | OTHER | OTHER | SP15 |  |  | CISO | SCE | 0
Participating Unit | N | N |  | GLNARM_7_UNIT 2 | GEN | GLEN ARM UNIT 2 | 22.38 | 30.6 | SCE | City of Pasadena | COMBUSTION TURBINE | NATURAL GAS | SP15 | 1976-01-01 |  | CISO | PASA | 0
Participating Unit | N | N |  | DRACKR_2_SOLAR1 | GEN | Dracker Solar Unit 1 | 110 | 110 | SCE | NextEra Blythe Solar Energy Center, LLC | PHOTO VOLTAIC | SUN | SP15 | 2016-03-07 |  | CISO | SCE | 0
Participating Unit | N | N |  | TKOPWR_6_HYDRO | GEN | Bear Creek Hydroelectric Project | 2.83 | 3.2 | PGAE | Enel Green Power North America, Inc. | HYDRO | WATER | NP15 | 42487 |  | CISO | PGAE | 0
Participating Unit | N | N |  | GOLETA_2_GE2BT3 | GEN | Goleta Energy Storage | 60 | 60 | SCE | GOLETA ENERGY STORAGE, LLC | OTHER | LESR | SP15 | 2024-01-06 |  | CISO | SCE | 0
Non-Participating | N | Y | METEC_2_PL1X3 | METEC_7_STG3 | GEN | Metcalf Energy Center Unit 3 | 231 | 231 |  | Metcalf Energy Center, LLC | STEAM | HEAT RECOVERY | NP15 |  |  | CISO | PGAE | 0
Non-Participating | N | Y | BIGCRK_2_EXESWD | BGCRK3_7_UNIT 4 | GEN | BIG CREEK PH 3 UNIT 4 | 36 | 36 |  | Southern California Edison Company | HYDRO | WATER | SP15 |  |  | CISO | SCE | 0
Participating Unit | N | N |  | ESTWND_2_OPPWD1 | GEN | Oasis Power Plant Eastwind | 57.14 | 57.2 | SCE | Oasis Power Partners, LLC | WIND | WIND | SP15 | 44481 |  | CISO | SCE | 0
Participating Unit | N | Y | SCEC_1_PDRP163 | SCEC_1_PDRP163 | GEN | SCEC_1_PDRP163 | 9.99 |  | SCE | Leapfrog Power, Inc. | OTHER | OTHER | SP15 |  |  | CISO | SCE | 0
Participating Unit | N | N |  | ETIWND_2_FONTNA | GEN | FONTANALYTLE CREEK POWERHOUSE P | 2.56 | 2.6 | SCE | Southern California Edison Company | HYDRO | WATER | SP15 | 1904-01-01 |  | CISO | SCE | 0
Participating Unit | N | N |  | GRADYW_5_GDYWD1 | TG | Grady Wind | 200 | 220.5 | SCE | WILLOWBEACH | WIND | WIND | SP15 | 2019-08-01 |  | AZPS | SCE | 1
Participating Unit | Y | N |  | CRESSY_1_PARKER | GEN | PARKER POWERHOUSE | 2.83 | 3.8 | PGAE | Merced Irrigation District | HYDRO | WATER | NP15 | 29852 |  | CISO | PGAE | 0
Participating Unit | N | N |  | OASIS_6_AR8SR1 | GEN | Arrache 8083 I | 1.5 | 1.5 | SCE | TerraForm Phoenix I CD Holdings, LLC | PHOTO VOLTAIC | SUN | SP15 | 45105 |  | CISO | SCE | 0
Participating Unit | N | N |  | VICPAS_2_SOCSR2 | GEN | Sol Catcher BESS PV2 | 93.5 | 93.5 | SCE | Arica Solar, LLC | PHOTO VOLTAIC | SUN | SP15 | 2024-04-02 |  | CISO | SCE | 0
Participating Unit | N | N |  | MAGUND_1_BKSSR2 | GEN | Bakersfield Solar 1 | 5.25 | 5.3 | PGAE | Bakersfield PV 1, LLC | PHOTO VOLTAIC | SUN | ZP26 | 2017-12-26 |  | CISO | PGAE | 0
Non-Participating | N | Y | SUNRIS_2_PL1X3 | SUNRIS_2_UNIT 2 | GEN | Sunrise Power Project Unit 2 | 164 | 164 |  | Sunrise Power Company | COMBUSTION TURBINE | NATURAL GAS | ZP26 |  |  | CISO | PGAE | 0
Participating Unit | N | Y | LODIEC_2_PL1X2 | LODIEC_2_PL1X2 | GEN | Lodi Energy Center | 302.58 |  | PGAE | Northern California Power Agency - Lodi Energy Center | COMBINED CYCLE | NATURAL GAS | NP15 | 41240 |  | CISO | PGAE | 0
Participating Unit | N | N |  | RTEDDY_2_SPASR4 | GEN | Rosamond West Solar Palo Alto | 26 | 26 | SCE | Golden Fields Solar III, LLC | PHOTO VOLTAIC | SUN | SP15 | 2020-12-21 |  | CISO | SCE | 0
Participating Unit | N | N |  | SLRMS3_2_SRMSR1 | GEN | SILVER RIDGE MOUNT SIGNAL 3 | 250 | 250 | SDGE | IMPERIAL VALLEY SOLAR 3, LLC | PHOTO VOLTAIC | SUN | SP15 | 2019-12-06 |  | CISO | SDGE | 0
Participating Unit | N | N |  | RTEDDY_2_RWSBT2 | GEN | Rosamond West Solar Central BESS A2 | 30 | 30 | SCE | Golden Fields Solar III, LLC | OTHER | LESR | SP15 | 2024-05-02 |  | CISO | SCE | 0
Participating Unit | Y | N |  | MLPTAS_7_QFUNTS | GEN | MLPTAS_7_QFUNTS | 1 | 2 | PGAE | Pacific Gas & Electric Company | OTHER | OTHER | NP15 | 2009-03-31 |  | CISO | PGAE | 0
Non-Participating | N | Y | DMDVLY_1_UNITS | DMDVLY_1_GEN 9 | GEN | Diamond Valley Unit 9 | 3.3 | 3.3 |  | Metropolitan Water District of Southern California (MWD) | PUMPED STORAGE | WATER | SP15 |  |  | CISO | SCE | 0
Non-Participating | N | Y | ELSEGN_2_UN1011 | ELSEGN_2_UNIT10 | GEN | El Segundo Energy Center Unit 6 | 90.5 | 90.5 |  | El Segundo Energy Center LLC | COMBINED CYCLE | NATURAL GAS | SP15 |  |  | CISO | SCE | 0
Non-Participating | N | Y | MONTPH_7_UNITS | MONTPH_7_UNIT 1 | GEN | MONTICELLO Unit 1 | 5.7 | 5.7 |  |  |  |  | NP15 |  |  | CISO | PGAE | 0
Participating Unit | N | Y | MRCHNT_2_PL1X3 | MRCHNT_2_PL1X3 | GEN | Desert Star Energy Center | 494.58 |  | SCE | San Diego Gas & Electric Company | COMBINED CYCLE | NATURAL GAS | SP15 | 41078 |  | CISO | SCE | 0
Participating Unit | N | Y | ELSEGN_2_UN1011 | ELSEGN_2_UN1011 | GEN | El Segundo Energy Center 5/6 | 274.31 |  | SCE | El Segundo Energy Center LLC | COMBINED CYCLE | NATURAL GAS | SP15 | 2013-06-29 |  | CISO | SCE | 0
Participating Unit | N | Y | PNCHEG_2_PL1X4 | PNCHEG_2_PL1X4 | GEN | PANOCHE ENERGY CENTER (Aggregated) | 417 |  | PGAE | PANOCHE ENERGY CENTER | COMBUSTION TURBINE | NATURAL GAS | NP15 | 2009-05-27 |  | CISO | PGAE | 0
Non-Participating | N | Y | BELLEF_2_BSFBX3 | BELLEF_2_BSFBT1 | GEN | Bellefield Solar Farm BESS | 100 | 100 | SCE | 50LW 8me LLC | OTHER | LESR | SP15 |  |  | CISO | SCE | 0
Participating Unit | N | N |  | COLEMN_2_UNIT | GEN | Coleman | 13 | 13 | PGAE | Pacific Gas & Electric Company | HYDRO | WATER | NP15 | 1979-01-01 |  | CISO | PGAE | 0
Participating Unit | N | N |  | STANTN_2_STAGT1 | GEN | Stanton 1 | 49.65 | 50 | SCE | STANTON ENERGY RELIABILITY CENTER, LLC | OTHER | NATURAL GAS | SP15 | 43971 |  | CISO | SCE | 0
Participating Unit | N | N |  | ESCNDO_6_UNITB1 | GEN | CalPeak Power Enterprise Unit 1 | 50.96 | 52 | SDGE | CalPeak Power - Enterprise LLC | COMBUSTION TURBINE | NATURAL GAS | SP15 | 2001-10-23 |  | CISO | SDGE | 0
Participating Unit | N | N |  | IVANPA_1_UNIT3 | GEN | Ivanpah 3 | 133 | 133.4 | SCE | Solar Partners VIII, LLC | STEAM | SUN | SP15 | 2013-12-26 |  | CISO | SCE | 0
Participating Unit | N | Y | MANZNA_2_WIND | MANZNA_2_WIND | GEN | Manzana Wind | 189 |  | SCE | Manzana Wind | WIND | WIND | SP15 | 2012-12-20 |  | CISO | SCE | 0
Participating Unit | N | N |  | SIGHEB_6_HE2SCEDYN | TG | Heber 2 | 28 |  | SCE | MIR2 | COMBUSTION TURBINE | GEOTHERMAL | SP15 | 2022-12-20 |  | IID | SCE | 1
Participating Unit | N | N |  | DRUM_7_UNIT 5 | GEN | DRUM PH 2 UNIT 5 | 50 | 50 | PGAE | Pacific Gas & Electric Company | HYDRO | WATER | NP15 | 1965-01-01 |  | CISO | PGAE | 0
Participating Unit | N | N |  | RVSIDE_2_RERCU4 | GEN | Riverside Energy Res. Ctr Unit 4 | 49 | 71.2 | SCE | City of Riverside (MSSA) | COMBUSTION TURBINE | NATURAL GAS | SP15 | 40634 |  | CISO | RVSD | 0
Non-Participating | N | Y | ELSEGN_2_UN1011 | ELSEGN_2_UNIT11 | GEN | El Segundo Energy Center Unit 5 | 228 | 228 |  | El Segundo Energy Center LLC | COMBINED CYCLE | NATURAL GAS | SP15 |  |  | CISO | SCE | 0
Participating Unit | N | N |  | BIGCRK_7_MAMRES | GEN | MAMMOTH POOL RESERVOIR (FISHWATER | 1.25 | 1.3 | SCE | Southern California Edison Company | HYDRO | WATER | SP15 | 2009-03-31 |  | CISO | SCE | 0
Participating Unit | Y | N |  | WALNUT_7_WCOVST | GEN | MM West Covina - ST Unit | 6.5 | 6.5 | SCE | MM West Covina LLC | STEAM | BIOGAS | SP15 | 1996-10-05 |  | CISO | SCE | 0
Participating Unit | N | Y | DSRTSN_2_DS2BX2 | DSRTSN_2_DS2BX2 | GEN | Desert Sunlight PV II Storage 2 | 230 |  | SCE | Sunlight Storage II, LLC | OTHER | LESR | SP15 | 2024-04-09 |  | CISO | SCE | 0
Participating Unit | N | N |  | VISTRA_5_PLABT4 | GEN | Plano Storage 4 | 74.6 | 74.6 | PGAE | Moss Landing Energy Storage 3, LLC | OTHER | LESR | NP15 | 45079 |  | CISO | PGAE | 0
Participating Unit | Y | N |  | SAUGUS_7_CHIQCN | GEN | Chiquita Canyon Landfill Fac | 8 | 9.2 | SCE | Ameresco Chiquita Energy, LLC | COMBUSTION TURBINE | BIOGAS | SP15 | 2010-11-23 |  | CISO | SCE | 0
Participating Unit | N | N |  | ROSMDW_2_WIND1 | GEN | Pacific Wind - Phase 1 | 140 | 141.3 | SCE | Pacific Wind, LLC | WIND | WIND | SP15 | 2012-07-20 |  | CISO | SCE | 0
Participating Unit | N | N |  | BORDER_6_UNITA1 | GEN | CalPeak Power Border Unit 1 | 51.25 | 52 | SDGE | CalPeak Power - Border LLC | COMBUSTION TURBINE | NATURAL GAS | SP15 | 2001-10-26 |  | CISO | SDGE | 0
Non-Participating | N | Y | PARDEB_6_UNITS | PARDEB_2_UNIT 1 | GEN | PARDEE HYDRO UNIT 1 | 10 | 10 |  | East Bay Municipal Utility District | HYDRO | WATER | NP15 |  |  | CISO | PGAE | 0
Participating Unit | N | N |  | COPMT2_2_SOLAR2 | GEN | CMS2 | 155 | 155 | SCE | Copper Mountain Solar 2, LLC | PHOTO VOLTAIC | SUN | SP15 | 2012-06-27 |  | CISO | SCE | 0
Participating Unit | N | N |  | HINSON_6_LBECH2 | GEN | Long Beach Unit 2 | 63 | 70 | SCE | Long Beach Generation LLC | FTUR | NATURAL GAS | SP15 | 2007-08-01 |  | CISO | SCE | 0
Non-Participating | N | Y | BGROCK_2_BRFBX2 | BGROCK_2_BRFBT2 | GEN | Big Rock Solar Farm | 100 | 100 | SDGE | Big Rock ESS Assets, LLC. | OTHER | LESR | SP15 |  |  | CISO | SDGE | 0
Participating Unit | N | N |  | LITLRK_6_SOLAR2 | GEN | Palmdale 18 | 2 | 2 | SCE | SEPV18, LLC | PHOTO VOLTAIC | SUN | SP15 | 2016-01-13 |  | CISO | SCE | 0
Participating Unit | N | Y | BLKCRK_2_GMCBT1 | BLKCRK_2_GMCBT1 | GEN | Genesis McCoy Bess | 230 | 230 | SCE | NextEra Desert Center Blythe, LLC | OTHER | LESR | SP15 | 44377 |  | CISO | SCE | 0
Non-Participating | N | Y | MDFKRL_2_PROJCT | RALSTN_7_UNIT 1 | GEN | RALSTON UNIT 1 | 86 | 86 |  | Pacific Gas & Electric Company | HYDRO | WATER | NP15 |  |  | CISO | PGAE | 0
Non-Participating | N | Y | ONLLPP_6_UNITS | ONLLPP_6_UNIT 5 | GEN | O'NEILL PUMP-GEN UNIT 5 | 4.2 | 4.2 |  |  | HYDRO | WATER | NP15 |  |  | CISO | PGAE | 0
Participating Unit | N | N |  | BLVRDE_6_BLVBT1 | GEN | Boulevard Energy Storage | 10 | 10 | SDGE | San Diego Gas & Electric Company | OTHER | LESR | SP15 | 2024-05-21 |  | CISO | SDGE | 0
Non-Participating | N | Y | OBERON_5_O2BBX2 | OBERON_5_O2BBT3 | GEN | Oberon 2 BESS | 62.5 | 62.5 | SCE | IP Oberon BESS, LLC | OTHER | LESR | SP15 |  |  | CISO | SCE | 0
Participating Unit | N | N |  | VLCNTR_6_VCEBT2 | GEN | Valley Center Energy Storage B | 85 | 85 | SDGE | Valley Center ESS, LLC | OTHER | LESR | SP15 | 2021-12-16 |  | CISO | SDGE | 0
Participating Unit | N | N |  | NCPA_7_GP1UN1 | GEN | NCPA GEO PLANT 1 UNIT 1 | 38.85 | 55 | PGAE | NCPA (MSS Agreement - S14) | STEAM | GEOTHERMAL | NP15 | 1983-01-01 |  | CISO | NCPA | 0
Participating Unit | N | N |  | SRAPTA_5_DECBT1 | GEN | Dateland Energy Complex Sierra | 112.5 | 113 | SDGE | Sierra Pinta Energy Storage, LLC | OTHER | LESR | SP15 |  |  | CISO | SDGE | 0
Non-Participating | N | Y | DSRTSL_2_SOLAR1 | DSRTSL_2_SOLR1A | GEN | DSRTSL_2_SOLR1A | 148.1 | 148.1 |  | Desert Stateline, LLC | PHOTO VOLTAIC | SUN | SP15 |  |  | CISO | SCE | 0
Participating Unit | N | N |  | VALLEY_5_PERRIS | GEN | MWD Perris Hydroelectric Recovery Plant | 7.94 | 7.9 | SCE | Metropolitan Water District of Southern California | HYDRO | WATER | SP15 | 1983-01-01 |  | CISO | SCE | 0
Participating Unit | N | N |  | VIKING_2_VSHSB1 | TG | Vikings Solar BESS Hybrid Project | 150 | 150 | SCE | MIR2 | OTHER | HYBD | SP15 | 2024-06-08 |  | IID | SCE | 0
Non-Participating | N | Y | STANTN_2_SBEBX2 | STANTN_2_SBEBT4 | GEN | Stanton Battery Energy Storage | 34.4 | 34.4 | SCE | Stanton Energy Holdco, LLC | OTHER | LESR | SP15 |  |  | CISO | SCE | 0
Non-Participating |  | Y | SANTFG_7_UNITS | SANTFG_7_UNIT 2 | GEN | SANTFG_7_UNIT 2 | 46 | 46 |  |  |  |  | NP15 |  |  | CISO | PGAE | 0
Participating Unit | N | N |  | ANZA_6_SOLAR1 | TG | Seville Solar One | 20 | 20 | SDGE | IVLY2 | PHOTO VOLTAIC | SUN | SP15 | 2015-12-30 |  | IID | SDGE | 1
Participating Unit | N | N |  | MELRSE_6_MELBT1 | GEN | Melrose BESS 1 | 10 | 10 | SDGE | San Diego Gas & Electric Company | OTHER | LESR | SP15 | 45366 |  | CISO | SDGE | 0
Participating Unit | N | N |  | NCPA_7_GP1UN2 | GEN | NCPA GEO PLANT 1 UNIT 2 | 50 | 55 | PGAE | NCPA (MSS Agreement - S14) | STEAM | GEOTHERMAL | NP15 | 30317 |  | CISO | NCPA | 0
Participating Unit | N | N |  | DUTCH2_7_UNIT 1 | GEN | DUTCH FLAT 2 PH | 26 | 26 | PGAE | Nevada Irrigation District | HYDRO | WATER | NP15 | 1965-01-01 |  | CISO | PGAE | 0
Non-Participating | N | Y | AGRICO_7_UNIT | AGRICO_6_FEGBT1 | GEN | Fresno EGT | 50.6 | 50.6 | PGAE | FRESNO COGENERATION PARTNERS | OTHER | LESR | NP15 |  |  | CISO | PGAE | 0
Participating Unit | Y | N |  | NZWIND_6_WDSTR3 | GEN | Windstream 6041 | 6 | 6 | SCE | Windstream Operations, LLC | WIND | WIND | SP15 | 41973 |  | CISO | SCE | 0
Participating Unit | N | Y | PGF1_2_PDRP111 | PGF1_2_PDRP111 | GEN | VLTS_PDR_PGF1_03 | 9.9 |  | PGAE | Voltus, Inc. | OTHER | OTHER | NP15 |  |  | CISO | PGAE | 0
Participating Unit | N | N |  | ORLND_6_SOLAR1 | GEN | Enerparc California 2 | 1.5 | 1.5 | PGAE | Adapture CA2, LLC | PHOTO VOLTAIC | SUN | NP15 | 2016-03-23 |  | CISO | PGAE | 0
Participating Unit | N | N |  | GEYS16_7_UNIT16 | GEN | GEYSERS UNIT 16 (HEALDSBURG) | 63 | 119.9 | PGAE | Geysers Power Company, LLC | STEAM | GEOTHERMAL | NP15 | 1985-01-01 |  | CISO | PGAE | 0
Participating Unit | N | N |  | SYCAMR_2_UNIT 3 | GEN | Sycamore Cogeneration Unit 3 | 74 | 90 | SCE | Chevron Power Holdings | FTUR | NATURAL GAS | SP15 | 31778 |  | CISO | SCE | 0
Participating Unit | N | N |  | ARCATA_6_FCPSB1 | GEN | Foster Clean Power A | 3 | 3 | PGAE | Foster Clean Power A LLC | OTHER | HYBD | NP15 |  |  | CISO | PGAE | 0
Participating Unit | N | Y | SCEN_6_PDRP113 | SCEN_6_PDRP113 | GEN | CBP-3-N | 0.31 |  | SCE | Southern California Edison | OTHER | OTHER | SP15 |  |  | CISO | SCE | 0
Participating Unit | N | N |  | GOLETA_2_VALBT1 | GEN | Vallecito Energy Storage | 10 | 10 | SCE | ORNI 34 LLC | OTHER | LESR | SP15 | 2021-02-04 |  | CISO | SCE | 0
Participating Unit | N | N |  | NAROW2_2_UNIT | GEN | Narrows Powerhouse Unit 2 | 55 | 55 | PGAE | Yuba County Water Agency | HYDRO | WATER | NP15 | 1969-01-01 |  | CISO | PGAE | 0
Participating Unit | N | N |  | MAGUND_1_BKISR1 | GEN | Bakersfield Industrial 1 | 1 | 1 | PGAE | Bakersfield Industrial PV 1, LLC | PHOTO VOLTAIC | SUN | ZP26 | 2017-12-27 |  | CISO | PGAE | 0
Participating Unit | N | Y | SCEC_1_PDRP120 | SCEC_1_PDRP120 | GEN | SCEC_1_PDRP120 | 0.99 |  | SCE | Leapfrog Power, Inc. | OTHER | OTHER | SP15 |  |  | CISO | SCE | 0
Non-Participating | N | Y | SANITR_6_UNITS | SANITR_6_STG4 | GEN | LACSD CARSON WATER POLLUTION STG4 | 5.5 | 5.5 |  | County Sanitation District No. 2 of Los Angeles County | STEAM | HEAT RECOVERY | SP15 |  |  | CISO | SCE | 0
Non-Participating | N | Y | BLKCRK_2_GMCBT1 | BLKCRK_2_GMBT1A | GEN | Genesis McCoy Bess | 115 | 115 |  | NextEra Desert Center Blythe, LLC | OTHER | LESR | SP15 |  |  | CISO | SCE | 0
Participating Unit | N | Y | SCEN_6_PDRP106 | SCEN_6_PDRP106 | GEN | SCEN_6_PDRP106 | 0.99 |  | SCE | Leapfrog Power, Inc. | OTHER | OTHER | SP15 |  |  | CISO | SCE | 0
Non-Participating | N | Y | SANITR_6_UNITS | SANITR_6_CTG3 | GEN | LACSD CARSON WATER POLLUTION CTG3 | 10 | 10 |  | County Sanitation District No. 2 of Los Angeles County | COMBUSTION TURBINE | BIOGAS | SP15 |  |  | CISO | SCE | 0
Participating Unit | N | N |  | MAGNLA_6_ANAHEIM | TG | Magnolia Power Plant Anaheim | 115 |  | SCE | LUGO | COMBINED CYCLE | NATURAL GAS | SP15 | 2020-01-15 |  | LADWP | SCE | 1
Participating Unit | N | Y | SCEC_1_PDRP111 | SCEC_1_PDRP111 | GEN | SCEC_1_PDRP111 | 0.99 |  | SCE | Leapfrog Power, inc. | OTHER | OTHER | SP15 |  |  | CISO | SCE | 0
Participating Unit | N | N |  | GEYS13_7_UNIT13 | GEN | GEYSERS UNIT 13 (HEALDSBURG) | 73 | 102 | PGAE | Geysers Power Company, LLC | STEAM | GEOTHERMAL | NP15 | 1980-01-01 |  | CISO | PGAE | 0
Non-Participating | N | Y | SALTSP_7_UNITS | SALTSP_7_UNIT 1 | GEN | Salt Springs Unit 1 | 12 | 12 |  | Pacific Gas & Electric Company | HYDRO | WATER | NP15 |  |  | CISO | PGAE | 0
Participating Unit | N | N |  | ALMASL_2_GS4SR4 | GEN | Almasol Generating Station 4 | 100 | 100 | SCE | Maverick Solar 4, LLC | PHOTO VOLTAIC | SUN | SP15 | 44176 |  | CISO | SCE | 0
Participating Unit | N | Y | SCEW_2_PDRP123 | SCEW_2_PDRP123 | GEN | SCEW_2_PDRP123 | 9.99 |  | SCE | Leapfrog Power, Inc. | OTHER | OTHER | SP15 |  |  | CISO | SCE | 0
Participating Unit | N | N |  | PIT7_7_UNIT 1 | GEN | PIT PH 7 UNIT 1 | 55.7 | 55.7 | PGAE | Pacific Gas & Electric Company | HYDRO | WATER | NP15 | 1965-01-01 |  | CISO | PGAE | 0
Participating Unit | N | N |  | WHITEW_5_WWRSR1 | GEN | White Wing Ranch Solar | 179 | 179 | SDGE | White Wing Ranch North, LLC | PHOTO VOLTAIC | SUN | SP15 | 2024-10-23 |  | CISO | SDGE | 0
Participating Unit | N | N |  | OASIS_6_MA4SR1 | GEN | Ma 4035 | 1.5 | 1.5 | SCE | TerraForm Phoenix I CD Holdings, LLC | PHOTO VOLTAIC | SUN | SP15 | 45432 |  | CISO | SCE | 0
Participating Unit | N | N |  | MSOLAR_2_MS4SR4 | GEN | Mesquite Solar 4 | 52.5 | 52.5 | SDGE | Mesquite Solar 4, LLC | PHOTO VOLTAIC | SUN | SP15 | 2024-01-18 |  | CISO | SDGE | 0
Non-Participating |  | Y | DSRTSN_2_SOLAR2 | DSRTSN_2_SOLR2B | GEN | Desert Sunlight 250 | 129.8 | 129.8 |  | Desert Sunlight Holdings, LLC | PHOTO VOLTAIC | SUN | SP15 |  |  | CISO | SCE | 0
Participating Unit | N | Y | SCEW_2_PDRP104 | SCEW_2_PDRP104 | GEN | SCEW_2_PDRP104 | 2 |  | SCE | OHMCONNECT, INC. | OTHER | OTHER | SP15 |  |  | CISO | SCE | 0
Participating Unit | N | N |  | LAMONT_1_SOLAR5 | GEN | Redcrest Solar Farm | 16.66 | 20 | PGAE | 67RK 8me, LLC | PHOTO VOLTAIC | SUN | ZP26 | 2015-10-30 |  | CISO | PGAE | 0
Participating Unit | Y | N |  | OILFLD_7_QFUNTS | GEN | Nacimiento Hydroelectric Plant | 3.8 | 4.4 | PGAE | Monterey County Water Resources Agency | HYDRO | WATER | NP15 | 2013-09-16 |  | CISO | PGAE | 0
Participating Unit | N | Y | CENTPD_2_BMSSX2 | CENTPD_2_BMSSX2 | GEN | Blythe Mesa Solar | 223.6 | 223.6 | SCE | Blythe Mesa Solar II, LLC | PHOTO VOLTAIC | SUN | SP15 | 2022-12-21 |  | CISO | SCE | 0
Participating Unit | N | N |  | CEDUCR_2_SOLAR3 | GEN | Ducor Solar 3 | 15 | 15 | SCE | CED Ducor Solar 3, LLC | PHOTO VOLTAIC | SUN | SP15 | 2016-12-23 |  | CISO | SCE | 0
Non-Participating | N | Y | METEC_2_PL1X3 | METEC_7_CTG2 | GEN | Metcalf Energy Center Unit 2 | 193 | 193 |  | Metcalf Energy Center, LLC | COMBUSTION TURBINE | NATURAL GAS | NP15 |  |  | CISO | PGAE | 0
Non-Participating | N | Y | PNCHEG_2_PL1X4 | PNCHEG_2_CTG4 | GEN | PANOCHE ENERGY CENTER (CTG4) | 104.25 | 104.25 |  | PANOCHE ENERGY CENTER | COMBUSTION TURBINE | NATURAL GAS | NP15 |  |  | CISO | PGAE | 0
Participating Unit | N | N |  | HENRTA_6_SOLAR1 | GEN | Lemoore 1 | 1.5 | 1.5 | PGAE | Lemoore PV 1 LLC | PHOTO VOLTAIC | SUN | NP15 | 2016-01-29 |  | CISO | PGAE | 0
Participating Unit | N | N |  | RDWAY_1_CREST | GEN | CREST Contracts | 4.5 | 8.5 | SCE | Southern California Edison Company | PHOTO VOLTAIC | SUN | SP15 | 42627 |  | CISO | SCE | 0
Participating Unit | N | N |  | SHUTLE_6_RUISR1 | GEN | Rutan 1 | 1.5 | 1.5 | SCE | TerraForm Phoenix I CD Holdings LLC | PHOTO VOLTAIC | SUN | SP15 | 2024-04-29 |  | CISO | SCE | 0
Participating Unit | N | Y | PGSB_1_PDRP106 | PGSB_1_PDRP106 | GEN | ART PGSB_1_PDRP106 | 2.91 |  | PGAE | Pacific Gas & Electric Company | OTHER | OTHER | NP15 |  |  | CISO | PGAE | 0
Participating Unit | N | N |  | BIGSKY_2_SOLAR2 | GEN | Big Sky Solar 4 | 40 | 40 | SCE | Elevation Solar C LLC | PHOTO VOLTAIC | SUN | SP15 | 2016-12-03 |  | CISO | SCE | 0
Participating Unit | N | N |  | ESCNDO_6_EB1BT1 | GEN | Escondido BESS 1 | 10 | 10 | SDGE | San Diego Gas & Electric | OTHER | LESR | SP15 | 42800 |  | CISO | SDGE | 0
Participating Unit | N | N |  | BISHOP_1_UNITS | GEN | BISHOP CREEK PLANT 3 AND 4 | 15.8 | 15.8 | SCE | Southern California Edison Company | HYDRO | WATER | SP15 | 1828 |  | CISO | SCE | 0
Participating Unit | N | Y | DRUM_7_PL1X2 | DRUM_7_PL1X2 | GEN | Drum PH 1 Units 1 & 2 Aggregate | 26 |  | PGAE | Pacific Gas & Electric Company | HYDRO | WATER | NP15 | 1913-01-01 |  | CISO | PGAE | 0
Participating Unit | N | Y | TIGRCK_7_UNITS | TIGRCK_7_UNITS | GEN | TIGER CREEK HYDRO AGGREGATE | 62 |  | PGAE | Pacific Gas & Electric Company | HYDRO | WATER | NP15 | 11324 |  | CISO | PGAE | 0
Participating Unit | N | Y | PRIMM_2_SOLAR1 | PRIMM_2_SOLAR1 | GEN | Silver State South | 250 |  | SCE | Silver State Solar Power South, LLC | PHOTO VOLTAIC | SUN | SP15 | 2016-08-23 |  | CISO | SCE | 0
Participating Unit | N | N |  | SANBRN_2_SS2SB4 | GEN | Sanborn Solar 2 Edwards Sanborn S4 | 36 | 36 | SCE | Edsan 1B Group 1 Edwards, LLC. | OTHER | HYBD | SP15 | 45118 |  | CISO | SCE | 0
Participating Unit | N | N |  | DELSUR_6_HORSR1 | GEN | Horn | 1.5 | 1.5 | SCE | TerraForm Phoenix I CD Holdings, LLC | PHOTO VOLTAIC | SUN | SP15 | 2023-08-22 |  | CISO | SCE | 0
Non-Participating | N | Y | MDFKRL_2_PROJCT | MIDFRK_7_UNIT 1 | GEN | MIDDLE FORK UNIT 1 | 65.7 | 65.7 |  | Pacific Gas & Electric Company | HYDRO | WATER | NP15 |  |  | CISO | PGAE | 0
Participating Unit | N | N |  | LHILLS_6_SOLAR1 | GEN | Lost Hills Solar | 20 | 20 | PGAE | Lost Hills Solar, LLC | PHOTO VOLTAIC | SUN | ZP26 | 42104 |  | CISO | PGAE | 0
Non-Participating |  | Y | VERNON_6_MALBRG | VERNON_7_CTG2 | GEN | VERNON_7_CTG2 | 43.57 | 43.6 |  |  |  |  | SP15 |  |  | CISO | VERN | 0
Non-Participating | N | Y | CARLS1_2_CARCT1 | CARLS1_2_CTG9 | GEN | CARLS1_2_CTG9 | 105.5 | 105.5 |  | San Diego Gas & Electric | COMBUSTION TURBINE | NATURAL GAS | SP15 |  |  | CISO | SDGE | 0
Participating Unit | N | N |  | LGHTHP_2_SBDSR1 | GEN | South Bay Dis Ctr 20 | 1.32 | 1.32 | SCE | ESCA-PLD-Southbay1, LLC | PHOTO VOLTAIC | SUN | SP15 |  |  | CISO | SCE | 0
Non-Participating | N | Y | KELSO_2_UNITS | KELSO_2_GTG7 | GEN | Mariposa Energy Project | 49.4 | 49.4 |  | Pacific Gas & Electric Company | COMBUSTION TURBINE | NATURAL GAS | NP15 |  |  | CISO | PGAE | 0
Non-Participating | N | Y | COLUSA_2_PL1X3 | COLUSA_2_STG | GEN | Colusa Generating Station | 411 | 411 |  | Pacific Gas & Electric Company | COMBUSTION TURBINE | NATURAL GAS | NP15 |  |  | CISO | PGAE | 0
Non-Participating | N | Y | DSRTSL_2_SOLAR1 | DSRTSL_2_SOLR1B | GEN | DSRTSL_2_SOLR1B | 148.1 | 148.1 |  | Desert Stateline, LLC | PHOTO VOLTAIC | SUN | SP15 |  |  | CISO | SCE | 0
Non-Participating |  | Y | DSRTSN_2_SOLAR1 | DSRTSN_2_SOLR1B | GEN | Desert Sunlight 300 | 156.9 | 156.9 |  | Desert Sunlight Holdings, LLC | PHOTO VOLTAIC | SUN | SP15 |  |  | CISO | SCE | 0
Non-Participating | N | Y | LEBECS_2_UNITS | LEBECS_7_STG3 | GEN | CC Power Block 1 STG3 | 184 | 184 |  | Pastoria Energy Facility | STEAM | NATURAL GAS | SP15 |  |  | CISO | SCE | 0
Participating Unit | N | N |  | OLIVEP_1_SOLAR | GEN | White River Solar | 20 | 20 | PGAE | CED White River Solar, LLC | PHOTO VOLTAIC | SUN | ZP26 | 2013-06-22 |  | CISO | PGAE | 0
Participating Unit | N | Y | GATWAY_2_PL1X3 | GATWAY_2_PL1X3 | GEN | GATEWAY GENERATING STATION | 585 |  | PGAE | Pacific Gas & Electric Company | COMBINED CYCLE | NATURAL GAS | NP15 | 2009-01-06 |  | CISO | PGAE | 0
Participating Unit | N | N |  | INTMNT_3_CC_4_PASADENA | TG | INTMNT_PASA_UNIT4 | 29 |  | SCE | IPP | COMBINED CYCLE | NATURAL GAS | SP15 |  |  | LADWP | SCE | 0
Participating Unit | N | N |  | SANTGO_2_LNDFL1 | GEN | Bowerman Power | 19.6 | 20 | SCE | Bowerman Power | RECIPROCATING ENGINE | BIOGAS | SP15 | 2016-04-12 |  | CISO | SCE | 0
Participating Unit | N | N |  | YUBACT_6_UNITA1 | GEN | Yuba City Energy Center (Calpine) | 47.16 | 49.9 | PGAE | Gilroy Energy Center, LLC | COMBUSTION TURBINE | NATURAL GAS | NP15 | 2002-07-26 |  | CISO | PGAE | 0
Participating Unit | N | N |  | PIT6_7_UNIT 1 | GEN | PIT PH 6 UNIT 1 | 39 | 39 | PGAE | Pacific Gas & Electric Company | HYDRO | WATER | NP15 | 1965-01-01 |  | CISO | PGAE | 0
Participating Unit | N | N |  | BIGSKY_2_SOLAR1 | GEN | Antelope Big Sky Ranch | 20 | 20 | SCE | Antelope Big Sky Ranch LLC | PHOTO VOLTAIC | SUN | SP15 | 2016-08-19 |  | CISO | SCE | 0
Non-Participating | N | Y | DMDVLY_1_UNITS | DMDVLY_1_GEN 5 | GEN | Diamond Valley Unit 5 | 3.3 | 3.3 |  | Metropolitan Water District of Southern California (MWD) | PUMPED STORAGE | WATER | SP15 |  |  | CISO | SCE | 0
Non-Participating | N | Y | DRUM_7_PL1X2 | DRUM_7_UNIT 1 | GEN | DRUM PH 1 UNIT 1 | 13 | 13 |  | Pacific Gas & Electric Company | HYDRO | WATER | NP15 |  |  | CISO | PGAE | 0
Non-Participating | N | Y | KRAMER_1_R2BX2 | KRAMER_1_R2BBT2 | GEN | Resurgence 2 BESS | 20 | 20 |  | Resurgence Solar II, LLC | OTHER | LESR | SP15 |  |  | CISO | SCE | 0
Participating Unit | N | N |  | CHICPK_7_UNIT 1 | GEN | Chicago Park Powerhouse | 42 | 42 | PGAE | Nevada Irrigation District | HYDRO | WATER | NP15 | 23743 |  | CISO | PGAE | 0
Participating Unit | Y | N |  | SPQUIN_6_SRPCQU | GEN | Quincy Biomass | 24 | 24 | PGAE | Sierra Pacific Industries | STEAM | BIOMASS | NP15 | 2018-05-17 |  | CISO | PGAE | 0
Participating Unit | N | N |  | LCKHT1_2_LH1SR2 | GEN | Lockhart Solar 2 | 75 | 75 | SCE | Lockhart Solar PV II, LLC | PHOTO VOLTAIC | SUN | SP15 | 2023-07-26 |  | CISO | SCE | 0
Participating Unit | N | N |  | GRIFFI_2_LSPDYN | TG | Griffith Energy | 570 |  | SCE | MEAD230 | COMBINED CYCLE | NATURAL GAS | SP15 | 42028 |  | WALC | SCE | 1
Participating Unit | N | N |  | MIRLOM_6_PEAKER | GEN | Mira Loma Peaker | 47.18 | 59 | SCE | Southern California Edison Company | COMBUSTION TURBINE | NATURAL GAS | SP15 | 2007-09-20 |  | CISO | SCE | 0
Participating Unit | N | N |  | SOUTH_2_UNIT | GEN | SOUTH HYDRO | 7.1 | 7.1 | PGAE | Pacific Gas & Electric Company | HYDRO | WATER | NP15 | 1979-01-01 |  | CISO | PGAE | 0
Non-Participating |  | Y | RVSIDE_6_SPRING | RVSIDE_7_SPRGU3 | GEN | RVSIDE_7_SPRGU3 | 11 | 11 |  |  |  |  | SP15 |  |  | CISO | RVSD | 0
Participating Unit | N | N |  | ETIWND_2_SOLAR1 | GEN | Dedeaux Ontario | 1 | 1 | SCE | DG Solar Lessee II, LLC (Dedeaux Ontario) | PHOTO VOLTAIC | SUN | SP15 | 2016-03-23 |  | CISO | SCE | 0
Participating Unit | N | N |  | BLCKWL_6_SOLAR1 | GEN | Blackwell Solar | 12 | 12 | PGAE | Blackwell Solar, LLC | PHOTO VOLTAIC | SUN | ZP26 | 42110 |  | CISO | PGAE | 0
Participating Unit | N | N |  | OMAR_2_UNIT 3 | GEN | KERN RIVER COGENERATION CO. UNIT 3 | 75 | 85 | SCE | Chevron Power Holdings, INC | FTUR | NATURAL GAS | SP15 | 31168 |  | CISO | SCE | 0
Participating Unit | N | N |  | PIOPIC_2_CTG3 | GEN | Pio Pico Unit 3 | 112 | 112 | SDGE | Pio Pico Energy Center | COMBUSTION TURBINE | NATURAL GAS | SP15 | 2016-11-03 |  | CISO | SDGE | 0
Participating Unit | N | N |  | ORTGA_6_MCDBT1 | GEN | Merced BESS | 2.93 | 2.93 | PGAE | Apex Energy Solutions, LLC | OTHER | LESR | NP15 |  |  | CISO | PGAE | 0
Participating Unit | N | N |  | SEAWND_2_AMWWD1 | GEN | Alta Mesa Wind | 27 | 27 | SCE | AM Wind Repower, LLC | WIND | WIND | SP15 | 45730 |  | CISO | SCE | 0
Participating Unit | N | N |  | TEHAPI_2_WIND1 | GEN | Wind Wall Monolith 1 | 19.85 | 19.85 | SCE | Wind Wall 1 | WIND | WIND | SP15 | 2021-03-30 |  | CISO | SCE | 0
Participating Unit | Y | N |  | SPBURN_7_SNOWMT | GEN | Burney Creek Hydro | 3 | 3 | PGAE | Snow Mountain Hydro LLC | HYDRO | WATER | NP15 | 1990-03-28 |  | CISO | PGAE | 0
Participating Unit | N | Y | SCEW_2_PDRP101 | SCEW_2_PDRP101 | GEN | SCEW_2_PDRP101 | 2 |  | SCE | OHMCONNECT, INC. | OTHER | OTHER | SP15 |  |  | CISO | SCE | 0
Participating Unit | N | N |  | BIGSKY_2_SOLAR4 | GEN | Western Antelope Blue Sky Ranch B | 20 | 20 | SCE | Western Antelope Blue Sky Ranch B LLC | PHOTO VOLTAIC | SUN | SP15 | 2016-12-03 |  | CISO | SCE | 0
Participating Unit | N | N |  | FALBRK_6_FESBT1 | GEN | Fallbrook Energy Storage | 40 | 40 | SDGE | San Diego Gas and Electric | OTHER | LESR | SP15 | 45049 |  | CISO | SDGE | 0
Participating Unit | N | Y | LMEC_1_PL1X3 | LMEC_1_PL1X3 | GEN | Los Medanos Energy Center AGGREGATE | 580 |  | PGAE | Los Medanos Energy Center, LLC | COMBINED CYCLE | NATURAL GAS | NP15 | 2001-06-09 |  | CISO | PGAE | 0
Participating Unit | Y | N |  | HOLGAT_1_BORAX | GEN | U.S. Borax, Unit 1 | 48.2 | 48.2 | SCE | U.S. Borax Inc. |  | OTHER | SP15 | 1984-06-01 |  | CISO | SCE | 0
Participating Unit | N | N |  | VALLEY_5_SOLAR2 | GEN | AP North Lake Solar | 20 | 20 | SCE | SUNE DB APNL LLC | PHOTO VOLTAIC | SUN | SP15 | 2015-08-11 |  | CISO | SCE | 0
Participating Unit | N | N |  | OASIS_6_AR4SR3 | GEN | Arrache 4013 | 1.5 | 1.5 | SCE | TerraForm Phoenix I CD Holdings, LLC | PHOTO VOLTAIC | SUN | SP15 | 45268 |  | CISO | SCE | 0
Participating Unit | N | N |  | STOREY_2_MDRCH4 | GEN | Madera Chowchilla 4 | 0.92 | 1 | PGAE | Madera Chowchilla Water and Power Authority | HYDRO | WATER | NP15 | 2016-07-19 |  | CISO | PGAE | 0
Participating Unit | N | N |  | SNORA_2_SNRSLR | TG | SG Sorrento | 50 |  | SDGE | IVLY2 | PHOTO VOLTAIC | SUN | SP15 | 2015-08-29 |  | IID | SDGE | 1
Participating Unit | N | N |  | PANERO_2_MWPWD1 | GEN | Mesa Wind Project | 30 | 30 | SCE | Mesa Wind Power, LLC | WIND | WIND | SP15 | 2024-06-19 |  | CISO | SCE | 0
Participating Unit | N | N |  | MIRLOM_2_MLBBTA | GEN | Mira Loma BESS A | 10 | 10 | SCE | Southern California Edison | OTHER | LESR | SP15 | 2016-12-30 |  | CISO | SCE | 0
Non-Participating | N | Y | KOLA_2_KLBBT1 | KOLA_2_KLBT1B | GEN | Kola | 75 | 75 | PGAE | Kola Energy Storage, LLC | OTHER | LESR | NP15 |  |  | CISO | PGAE | 0
Participating Unit | Y | N |  | MSHGTS_6_MMARLF | GEN | MIRAMAR LANDFILL | 5 | 3 | SDGE | MM San Diego LLC | RECIPROCATING ENGINE | BIOGAS | SP15 | 2003-05-21 |  | CISO | SDGE | 0
Participating Unit | N | Y | PGEB_2_PDRP112 | PGEB_2_PDRP112 | GEN | PGEB_2_PDRP112 | 3 |  | PGAE | OHMCONNECT, INC. | OTHER | OTHER | NP15 |  |  | CISO | PGAE | 0
Participating Unit | N | Y | PNCHVS_2_SOLAR | PNCHVS_2_SOLAR | GEN | Panoche Valley Solar | 140 |  | PGAE | Panoche Valley Solar, LLC | PHOTO VOLTAIC | SUN | NP15 | 2018-11-26 |  | CISO | PGAE | 0
Participating Unit | N | N |  | PROXSR_2_PS2BT3 | GEN | Proxima Solar BESS 2 | 90 | 90 | PGAE | Proxima Solar, LLC | OTHER | LESR | NP15 | 2024-04-11 |  | CISO | PGAE | 0
Participating Unit | N | Y | SCEC_1_PDRP126 | SCEC_1_PDRP126 | GEN | SCEC_1_PDRP126 | 0.99 |  | SCE | Leapfrog Power, Inc. | OTHER | OTHER | SP15 |  |  | CISO | SCE | 0
Participating Unit | N | Y | PGCC_1_PDRP100 | PGCC_1_PDRP100 | GEN | PGCC_1_PDRP100 | 0.99 |  | PGAE | Leapfrog Power, Inc. | OTHER | OTHER | NP15 |  |  | CISO | PGAE | 0
Participating Unit | N | Y | CENTRY_6_PL1X4 | CENTRY_6_PL1X4 | GEN | CENTURY GENERATING PLANT (AGGREGATE) | 41.4 |  | SCE | Colton Power, LP | FTUR | NATURAL GAS | SP15 | 2001-09-17 |  | CISO | SCE | 0
Participating Unit | N | N |  | VSTAES_6_VESBT1 | GEN | Vista Energy Storage | 40 | 40 | SDGE | Vista Energy Storage, LLC | OTHER | LESR | SP15 | 2018-06-26 |  | CISO | SDGE | 0
Participating Unit | N | N |  | CAMERN_6_BSPBT1 | GEN | Buckman Springs BESS | 0.46 | 0.5 | SDGE | San Diego Gas & Electric | OTHER | LESR | SP15 |  |  | CISO | SDGE | 0
Participating Unit | N | N |  | GWFPWR_1_HPPBT1 | GEN | Lead BESS 1 | 99.34 | 99.4 | PGAE | Hanford BESS LLC | OTHER | LESR | ZP26 | 45889 |  | CISO | PGAE | 0
Participating Unit | N | Y | SCEW_2_PDRP121 | SCEW_2_PDRP121 | GEN | SCEW_2_PDRP121 | 0.99 |  | SCE | Leapfrog Power, Inc. | OTHER | OTHER | SP15 |  |  | CISO | SCE | 0
Participating Unit | N | N |  | GASKW1_2_GW3SR1 | GEN | Gaskell West 3 | 20 | 20 | SCE | RE Gaskell West 3 LLC | PHOTO VOLTAIC | SUN | SP15 | 2023-05-05 |  | CISO | SCE | 0
Participating Unit | N | N |  | BELDEN_7_UNIT 1 | GEN | BELDEN HYDRO | 119 | 119 | PGAE | Pacific Gas & Electric Company | HYDRO | WATER | NP15 | 25204 |  | CISO | PGAE | 0
Participating Unit | N | N |  | INDIGO_1_UNIT 3 | GEN | INDIGO PEAKER UNIT 3 | 45.3 | 45.3 | SCE | Wildflower Energy LP | COMBUSTION TURBINE | NATURAL GAS | SP15 | 37153 |  | CISO | SCE | 0
Participating Unit | N | Y | MCFLND_5_MBSBX2 | MCFLND_5_MBSBX2 | GEN | McFarland Solar B Hybrid | 300 |  | SDGE | McFarland Solar B, LLC | OTHER | HYBD | SP15 | 2024-09-26 |  | CISO | SDGE | 0
Participating Unit | N | Y | SCEC_1_PDRP178 | SCEC_1_PDRP178 | GEN | SCEC_1_PDRP178 | 0.99 |  | SCE | Leapfrog Power, Inc. | OTHER | OTHER | SP15 |  |  | CISO | SCE | 0
Participating Unit | N | N |  | ATLASC_5_ACBBT2 | GEN | Atlas Complex 7A BESS | 180 | 180 | SCE | Atlas VII, LLC | OTHER | LESR | SP15 |  |  | CISO | SCE | 0
Participating Unit | N | Y | SDG1_1_PDRP121 | SDG1_1_PDRP121 | GEN | SDG1_1_PDRP121 | 0.99 |  | SDGE | Leapfrog Power, Inc. | OTHER | OTHER | SP15 |  |  | CISO | SDGE | 0
Participating Unit | N | N |  | PUTHCR_1_PCNSB1 | GEN | Putah Creek Solar Farm North | 3 | 3 | PGAE | PUTAH CREEK SOLAR FARMS LLC | OTHER | HYBD | NP15 | 2022-10-15 |  | CISO | PGAE | 0
Participating Unit | N | N |  | ALAMIT_7_ES1 | GEN | Alamitos Energy Storage | 100.45 | 100 | SCE | AES ES Alamitos, LLC | OTHER | LESR | SP15 | 2020-12-04 |  | CISO | SCE | 0
Participating Unit | N | N |  | MCFLND_5_MFAUXL1 | TG | McFarland Solar | 6 |  | SCE | NRTHGILA500 | OTHER | OTHER | SP15 |  |  | AZPS | SDGE | 0
Participating Unit | N | N |  | WISTER_2_WISSR1 | TG | Wister Solar | 20 | 20 | SDGE | IVLY2 | PHOTO VOLTAIC | SUN | SP15 | 44754 |  | IID | SDGE | 1
Participating Unit | N | N |  | FLOWD_2_RT2WD2 | GEN | Ridgetop 2 | 27.39 | 27.4 | SCE | Ridgetop Energy, LLC | WIND | WIND | SP15 | 2018-10-12 |  | CISO | SCE | 0
Participating Unit | N | N |  | ARLVAL_5_SOLAR | TG | Arlington Valley Solar Energy II | 127 | 127 | SDGE | PVWEST | PHOTO VOLTAIC | SUN | SP15 | 2013-10-28 |  | SRP | SDGE | 1
Participating Unit | N | N |  | HURON_6_SOLAR | GEN | Huron Solar Station | 20 | 20 | PGAE | Pacific Gas & Electric Company | PHOTO VOLTAIC | SUN | ZP26 | 2012-08-30 |  | CISO | PGAE | 0
Non-Participating | N | Y | AQUAWS_2_AQWSR1 | AQUAWS_2_AQWSU1 | GEN | Aquamarine Westside | 125 | 13.5 | PGAE | Aquamarine Westside, LLC | PHOTO VOLTAIC | SUN | ZP26 |  |  | CISO | PGAE | 0
Non-Participating | N | Y | KOLA_2_KLBBT1 | KOLA_2_KLBT1A | GEN | Kola | 200 | 200 | PGAE | Kola Energy Storage, LLC | OTHER | LESR | NP15 |  |  | CISO | PGAE | 0
Non-Participating | N | Y | INTKEP_2_UNITS | INTKEP_2_HOLM 1 | GEN | HOLM HYDRO UNIT 1 | 90.14 | 90.14 |  |  |  |  | NP15 |  |  | CISO | PGAE | 0
Participating Unit | N | N |  | NITHWK_1_NHSBT1 | GEN | Nighthawk Storage | 300 | 300 | SDGE | Nighthawk Energy Storage, LLC | OTHER | LESR | SP15 |  |  | CISO | SDGE | 0
Participating Unit | Y | N |  | PLACVL_1_RCKCRE | GEN | Rock Creek Hydro | 5 | 3.6 | PGAE | Rock Creek Hydro, LLC | HYDRO | WATER | NP15 | 2017-03-29 |  | CISO | PGAE | 0
Non-Participating | N | Y | DMDVLY_1_UNITS | DMDVLY_1_GEN 3 | GEN | Diamond Valley Unit 3 | 3.3 | 3.3 |  | Metropolitan Water District of Southern California (MWD) | PUMPED STORAGE | WATER | SP15 |  |  | CISO | SCE | 0
Participating Unit | N | N |  | ETIWND_6_INEBT1 | GEN | Inland Empire Energy Storage | 70 | 70 | SCE | Poblano Energy Storage, LLC | OTHER | LESR | SP15 | 2024-10-09 |  | CISO | SCE | 0
Participating Unit | N | Y | SCEC_1_PDRP104 | SCEC_1_PDRP104 | GEN | SCEC_1_PDRP104 | 2.24 |  | SCE | OHMCONNECT, INC. | OTHER | OTHER | SP15 |  |  | CISO | SCE | 0
Non-Participating | N | Y | MOSSLD_2_PSP1 | MOSSLD_2_PSP1G3 | GEN | MOSS LANDING CC PLANT 1, STG UNIT | 198 | 198 |  | Duke Energy Moss Landing LLC | STEAM | HEAT RECOVERY | NP15 |  |  | CISO | PGAE | 0
Participating Unit | N | Y | SDG1_1_PDRP101 | SDG1_1_PDRP101 | GEN | SDG1_1_PDRP101 | 0.99 |  | SDGE | Leapfrog Power, Inc. | OTHER | OTHER | SP15 |  |  | CISO | SDGE | 0
Participating Unit | N | N |  | MRLSDS_6_SOLAR1 | GEN | Morelos Solar | 15 | 15 | PGAE | Morelos Solar, LLC | PHOTO VOLTAIC | SUN | ZP26 | 2015-11-25 |  | CISO | PGAE | 0
Participating Unit | Y | N |  | CAPWD_1_QF | GEN | Edom Hills Wind Farm | 19.55 | 20 | SCE | Edom Hills Project 1, LLC | WIND | WIND | SP15 | 42296 |  | CISO | SCE | 0
Participating Unit | N | N |  | PADUA_7_SDIMAS | GEN | San Dimas Wash Hydro | 1.05 | 2 | SCE | San Gabriel Valley Municipal Water District | HYDRO | WATER | SP15 | 1986-01-28 |  | CISO | SCE | 0
Participating Unit | Y | Y | CALGEN_1_UNITS | CALGEN_1_UNITS | GEN | Coso Navy 1 | 55 |  | SCE | Coso Finance Partners | STEAM | GEOTHERMAL | SP15 | 31971 |  | CISO | SCE | 0
Participating Unit | N | N |  | LIVEOK_6_SOLAR | GEN | Harris | 1.25 | 1.3 | PGAE | Solarenewal LLC | PHOTO VOLTAIC | SUN | NP15 | 41970 |  | CISO | PGAE | 0
Non-Participating | N | Y | PNCHVS_2_SOLAR | PNCHVS_2_SOLARB | GEN | PNCHVS_2_SOLARB | 74.4 | 74.4 |  | Pacific Gas & Electric | PHOTO VOLTAIC | SUN | NP15 |  |  | CISO | PGAE | 0
Participating Unit | N | Y | PINFLT_7_UNITS | PINFLT_7_UNITS | GEN | PINE FLAT HYDRO AGGREGATE | 198.51 |  | PGAE | California Dept. of Water Resources | HYDRO | WATER | NP15 | 1984-01-01 |  | CISO | CWRP | 0
Non-Participating | N | Y | BIGCRK_2_EXESWD | BGCRK4_7_UNIT 1 | GEN | BIG CREEK PH 4 UNIT 1 | 50 | 50 |  | Southern California Edison Company | HYDRO | WATER | SP15 |  |  | CISO | SCE | 0
Participating Unit | N | Y | PGSI_1_PDRP101 | PGSI_1_PDRP101 | GEN | UC Davis PGSI | 9.9 |  | PGAE | Olivine, Inc. | OTHER | OTHER | NP15 |  |  | CISO | PGAE | 0
Participating Unit | N | Y | PNOCHE_1_PL1X2 | PNOCHE_1_PL1X2 | GEN | Panoche Peaker | 49.97 |  | PGAE | Wellhead Power Panoche, LLC | COMBUSTION TURBINE | NATURAL GAS | NP15 | 2005-06-14 |  | CISO | PGAE | 0
Participating Unit | N | N |  | COCOSB_6_SOLAR | GEN | Oakley Solar Project | 1.5 | 1.5 | PGAE | Hayworth-Fabian, LLC | PHOTO VOLTAIC | SUN | NP15 | 41437 |  | CISO | PGAE | 0
Participating Unit | N | Y | SCEC_1_PDRP156 | SCEC_1_PDRP156 | GEN | SCEC_1_PDRP156 | 0.99 |  | SCE | Leapfrog Power, Inc. | OTHER | OTHER | SP15 |  |  | CISO | SCE | 0
Non-Participating |  | Y | RVSIDE_6_SPRING | RVSIDE_7_SPRGU2 | GEN | RVSIDE_7_SPRGU2 | 11 | 11 |  |  |  |  | SP15 |  |  | CISO | RVSD | 0
Participating Unit | N | N |  | DELAMO_2_SOLRD | GEN | Golden Solar Building D | 1.25 | 1.4 | SCE | Golden Springs Development Company LLC | PHOTO VOLTAIC | SUN | SP15 | 41001 |  | CISO | SCE | 0
Non-Participating | N | Y | FILIPPI_2_QZSSRX | FILIPPI_2_QZSSR1 | GEN | Quartzite Solar 8 | 150 | 150 | SCE | Desert Quartzite LLC | PHOTO VOLTAIC | SUN | SP15 |  |  | CISO | SCE | 0
Participating Unit | N | Y | SCEW_2_PDRP118 | SCEW_2_PDRP118 | GEN | SCEW_2_PDRP118 | 0.99 |  | SCE | Leapfrog Power, Inc. | OTHER | OTHER | SP15 |  |  | CISO | SCE | 0
Participating Unit | N | Y | SCEC_1_PDRP162 | SCEC_1_PDRP162 | GEN | SCEC_1_PDRP162 | 9.99 |  | SCE | Leapfrog Power, Inc. | OTHER | OTHER | SP15 |  |  | CISO | SCE | 0
Participating Unit | N | N |  | EDWARD_2_ESSSB1 | GEN | Sanborn Solar 2 Edwards 5 | 68 | 68 | SCE | EdSan 1B Group 1 Edwards, LLC | OTHER | HYBD | SP15 | 2025-01-07 |  | CISO | SCE | 0
Participating Unit | N | N |  | CASCES_6_CESBT1 | GEN | Cascade Energy Storage | 25 | 25 | PGAE | Cascade BESS, LLC | OTHER | LESR | NP15 | 45274 |  | CISO | PGAE | 0
Participating Unit | N | N |  | OLINDA_2_COYCRK | GEN | MWD Coyote Creek Hydroelectric Recovery | 3.13 | 3.1 | SCE | Metropolitan Water District of Southern California | HYDRO | WATER | SP15 | 28907 |  | CISO | SCE | 0
Participating Unit | N | Y | CHESTN_2_CHWBX2 | CHESTN_2_CHWBX2 | GEN | Chestnut Westside BESS | 135 |  | PGAE | Castanea Project, LLC | OTHER | LESR | ZP26 | 2023-12-14 |  | CISO | PGAE | 0
Participating Unit | N | N |  | GUERNS_6_VH2BM1 | GEN | Hanford Digester Genset 2 | 1 | 1.02 | PGAE | Hanford Renewable Energy LLC | RECIPROCATING ENGINE | BIOGAS | NP15 | 2019-07-01 |  | CISO | PGAE | 0
Non-Participating | N | Y | INTKEP_2_UNITS | INTKEP_2_KIRKW3 | GEN | KIRKWOOD HYDRO UNIT 3 | 36.53 | 36.53 |  |  |  |  | NP15 |  |  | CISO | PGAE | 0
Participating Unit | N | Y | PGSB_1_PDRPCON01 | PGSB_1_PDRPCON01 | GEN | CVP Load Shift PGSB | 0 |  | PGAE | Micronoc, Inc | OTHER | DISPATCHABLE DEMAND RESPONSE | NP15 |  |  | CISO | PGAE | 0
Participating Unit | N | Y | LAROA2_2_UNITA1 | LAROA2_2_UNITA1 | GEN | LR2 | 322 |  | SDGE | Energia de Baja California, S. de R.L. de C.V. | COMBINED CYCLE | NATURAL GAS | SP15 | 2003-07-22 |  | CISO | SDGE | 0
Participating Unit | N | N |  | OLDRV1_6_SOLAR | GEN | Old River One | 20 | 20 | PGAE | RE Old River One, LLC | PHOTO VOLTAIC | SUN | ZP26 | 2014-12-30 |  | CISO | PGAE | 0
Participating Unit | N | N |  | MALIN_5_INHRPG | TG | BIGLOW CANYON | 50 |  | PGAE | MALIN500 | WIND | WIND | NP15 | 2011-10-01 |  | BPAT | PGAE | 1
Non-Participating | N | Y | KRAMER_1_R1BX3 | KRAMER_1_R1BBT2 | GEN | Resurgence 1 BESS | 25 | 25 |  | Resurgence Solar I, LLC | OTHER | LESR | SP15 |  |  | CISO | SCE | 0
Participating Unit | N | N |  | HAYPRS_6_HAYHD2 | GEN | Haypress Middle | 6.7 | 8.7 | PGAE | EIF Haypress, LLC | HYDRO | WATER | NP15 | 2021-04-08 |  | CISO | PGAE | 0
Participating Unit | N | N |  | PIT1_6_FRIVRA | GEN | Fall River Mills Project A | 1.5 | 1.5 | PGAE | Ignite Solar Holdings 1, LLC | PHOTO VOLTAIC | SUN | NP15 | 2014-03-05 |  | CISO | PGAE | 0
Participating Unit | Y | N |  | SNMALF_6_UNITS | GEN | Sonoma County Landfill | 5 | 8 | PGAE | Republic Services of Sonoma County Energy Producers, Inc | RECIPROCATING ENGINE | BIOGAS | NP15 | 1993-04-30 |  | CISO | PGAE | 0
Participating Unit | N | N |  | VESTAL_2_SOLAR2 | GEN | TROPICO | 14 | 14 | SCE | Tropico, LLC | PHOTO VOLTAIC | SUN | SP15 | 42627 |  | CISO | SCE | 0
Participating Unit | N | N |  | LTBEAR_1_LB4SR4 | GEN | Little Bear 4 | 50 | 50 | PGAE | Little Bear Solar 4, LLC | PHOTO VOLTAIC | SUN | NP15 | 44168 |  | CISO | PGAE | 0
Non-Participating | N | Y | CARLS1_2_CARCT1 | CARLS1_2_CTG6 | GEN | CARLS1_2_CTG6 | 105.5 | 105.5 |  | San Diego Gas & Electric | COMBUSTION TURBINE | NATURAL GAS | SP15 |  |  | CISO | SDGE | 0
Participating Unit | N | Y | SCEC_1_PDRP128 | SCEC_1_PDRP128 | GEN | SCEC_1_PDRP128 | 0.99 |  | SCE | Leapfrog Power, Inc. | OTHER | OTHER | SP15 |  |  | CISO | SCE | 0
Non-Participating | N | Y | ELECTR_7_PL1X3 | ELECTR_7_UNIT 2 | GEN | ELECTRA UNIT 2 | 31.7 | 31.7 |  | Pacific Gas & Electric Company | HYDRO | WATER | NP15 |  |  | CISO | PGAE | 0
Participating Unit | N | N |  | CHINO_2_SASOLR | GEN | SS San Antonio West LLC | 1.5 | 1.5 | SCE | SS San Antonio West, LLC | PHOTO VOLTAIC | SUN | SP15 | 2013-12-20 |  | CISO | SCE | 0
Participating Unit | N | N |  | SANBRN_2_ESBBT1 | GEN | EdSan 1B | 100 | 100 | SCE | Edwards Sanborn Storage II, LLC | OTHER | LESR | SP15 | 44501 |  | CISO | SCE | 0
Participating Unit | Y | N |  | VLYHOM_7_SSJID | GEN | Woodward Power Plant | 3 | 5 | PGAE | South San Joaquin Irrigation District | HYDRO | WATER | NP15 | 2013-04-01 |  | CISO | PGAE | 0
Participating Unit | N | N |  | SANLOB_1_OSFBM1 | GEN | Old Santa Fe Road | 0.85 |  | PGAE | HZIU Kompogas SLO Inc | RECIPROCATING ENGINE | BIOGAS | ZP26 | 2019-07-11 |  | CISO | PGAE | 0
Participating Unit | N | N |  | OASIS_6_AR8SR2 | GEN | Arrache 8083 II | 1.5 | 1.5 | SCE | TerraForm Phoenix I CD Holdings, LLC | PHOTO VOLTAIC | SUN | SP15 | 2023-06-28 |  | CISO | SCE | 0
Participating Unit | N | N |  | UKIAH_7_LAKEMN | GEN | UKIAH LAKE MENDOCINO HYDRO | 3.5 | 3.5 | PGAE | NCPA (MSS Agreement - S14) | HYDRO | WATER | NP15 | 2007-07-02 |  | CISO | NCPA | 0
Participating Unit | N | N |  | ROMOLA_5_MPBBT5 | GEN | Menifee Power Bank 5 | 60 | 60 | SCE | NOVA Power, LLC | OTHER | LESR | SP15 | 2025-06-30 |  | CISO | SCE | 0
Participating Unit | N | N |  | JOANEC_2_STABT2 | GEN | Santa Ana Storage 2 | 20 | 20 | SCE | Johanna Energy Center, LLC | OTHER | LESR | SP15 | 44718 |  | CISO | SCE | 0
Participating Unit | N | Y | SCEW_2_PDRP130 | SCEW_2_PDRP130 | GEN | SCEW_2_PDRP130 | 0.99 |  | SCE | Leapfrog Power, Inc. | OTHER | OTHER | SP15 |  |  | CISO | SCE | 0
Participating Unit | N | N |  | CUYAMA_6_SB3SB1 | GEN | SEPV Barbara 3 | 3 | 3 | PGAE | SEPV Cuyama, LLC | OTHER | HYBD | ZP26 | 45293 |  | CISO | PGAE | 0
Participating Unit | N | N |  | BLAST_1_WIND | GEN | Mountain View IV Wind | 49 | 49 | SCE | Mountain View Power Partners IV, LLC | WIND | WIND | SP15 | 2012-02-23 |  | CISO | SCE | 0
Participating Unit | N | Y | METEC_2_PL1X3 | METEC_2_PL1X3 | GEN | Metcalf Energy Center | 597.05 |  | PGAE | Metcalf Energy Center, LLC | COMBINED CYCLE | NATURAL GAS | NP15 | 2005-05-27 |  | CISO | PGAE | 0
Participating Unit | N | N |  | CNTNLA_2_SOLAR1 | GEN | Centinela Solar Energy I | 125 | 127 | SDGE | Centinela Solar Energy, LLC | PHOTO VOLTAIC | SUN | SP15 | 2013-10-16 |  | CISO | SDGE | 0
Non-Participating | N | Y | ELECTR_7_PL1X3 | ELECTR_7_UNIT 1 | GEN | ELECTRA UNIT 1 | 31.7 | 31.7 |  | Pacific Gas & Electric Company | HYDRO | WATER | NP15 |  |  | CISO | PGAE | 0
Participating Unit | N | N |  | CABALO_2_M2WSR2 | GEN | Mustang 2 Whirlaway Solar | 100 | 100 | PGAE | RE Mustang Two Whirlaway LLC | PHOTO VOLTAIC | SUN | ZP26 | 2020-11-11 |  | CISO | PGAE | 0
Participating Unit | N | N |  | WALCRK_2_CTG1 | GEN | Walnut Creek Energy Park Unit 1 | 100.1 | 102.5 | SCE | Walnut Creek Energy, LLC | COMBUSTION TURBINE | NATURAL GAS | SP15 | 2013-03-21 |  | CISO | SCE | 0
Participating Unit | N | N |  | SPRGVL_2_PORTPV | GEN | Porterville Tulare PV | 3.5 | 3.5 | SCE | TULARE PV I, LLC | PHOTO VOLTAIC | SUN | SP15 | 2022-02-03 |  | CISO | SCE | 0
Participating Unit | N | N |  | BLM W_2_COSBT1 | GEN | Coso Battery Storage | 60 | 60 | SCE | Coso Battery Storage, LLC | OTHER | LESR | SP15 | 44620 |  | CISO | SCE | 0
Participating Unit | N | Y | SUNRIS_2_PL1X3 | SUNRIS_2_PL1X3 | GEN | Sunrise Power Project AGGREGATE II | 586.02 |  | PGAE | Sunrise Power Company | COMBINED CYCLE | NATURAL GAS | ZP26 | 2001-06-07 |  | CISO | PGAE | 0
Participating Unit | N | Y | CORONS_6_CLRWTR | CORONS_6_CLRWTR | GEN | Clearwater Power Plant | 28 |  | SCE | City of Riverside (MSSA) | COMBINED CYCLE | NATURAL GAS | SP15 | 38411 |  | CISO | RVSD | 0
Participating Unit | N | N |  | BIGSKY_2_BSKSR8 | GEN | Big Sky Solar 8 | 20 | 20 | SCE | Bayshore Solar C, LLC | PHOTO VOLTAIC | SUN | SP15 | 2017-12-08 |  | CISO | SCE | 0
Participating Unit | N | N |  | STANTN_2_STAGT2 | GEN | Stanton 2 | 49.65 | 50 | SCE | STANTON ENERGY RELIABILITY CENTER, LLC | OTHER | NATURAL GAS | SP15 | 2020-05-20 |  | CISO | SCE | 0
Participating Unit | Y | N |  | PEABDY_2_LNDFL1 | GEN | Potrero Hills Energy Producers | 8 | 8 | PGAE | Potrero Hills Energy Producers, LLC | RECIPROCATING ENGINE | BIOGAS | NP15 | 2016-04-07 |  | CISO | PGAE | 0
Participating Unit | N | N |  | MERCFL_6_UNIT | GEN | Merced Falls Powerhouse | 3.5 | 3.5 | PGAE | Merced Irrigation District | HYDRO | WATER | NP15 | 1930-01-01 |  | CISO | PGAE | 0
Non-Participating | N | Y | BGROCK_2_BRFBX2 | BGROCK_2_BRFBT1 | GEN | Big Rock Solar Farm | 100 | 100 | SDGE | Big Rock ESS Assets, LLC. | OTHER | LESR | SP15 |  |  | CISO | SDGE | 0
Participating Unit | N | N |  | USWND2_1_WIND1 | GEN | Golden Hills A | 42.96 | 43 | PGAE | Golden Hills Interconnection, LLC | WIND | WIND | NP15 | 2015-12-18 |  | CISO | PGAE | 0
Participating Unit | N | Y | STANTN_2_SBEBX2 | STANTN_2_SBEBX2 | GEN | Stanton Battery Energy Storage | 68.8 |  | SCE | Stanton Battery Energy Storage, LLC | OTHER | LESR | SP15 | 2023-07-19 |  | CISO | SCE | 0
Participating Unit | N | N |  | USWND2_1_WIND3 | GEN | Golden Hills C | 46 | 46 | PGAE | Golden Hills Interconnection, LLC | WIND | WIND | NP15 | 43048 |  | CISO | PGAE | 0
Participating Unit | N | N |  | VICPAS_2_SOCBT1 | GEN | Sol Catcher BESS 1 | 50 | 50 | SCE | Arica Solar, LLC | OTHER | LESR | SP15 | 2024-03-26 |  | CISO | SCE | 0
Participating Unit | N | N |  | HOOVER_2_SCEPT | TG | Hoover DAM - SCE Share | 287 | 288 | SCE | MEAD230 | HYDRO | WATER | SP15 | 44951 |  | WALC | SCE | 1
Participating Unit | N | N |  | HOLSTR_1_SOLAR | GEN | San Benito Smart Park | 1.5 | 1.5 | PGAE | Enerparc CA1, LLC | PHOTO VOLTAIC | SUN | NP15 | 41806 |  | CISO | PGAE | 0
Non-Participating | N | Y | DVLCYN_1_UNITS | DVLCYN_1_UNIT 1 | GEN | DEVIL CANYON HYDRO UNIT 1 | 60 | 60 |  | California Dept. of Water Resources | HYDRO | WATER | SP15 |  |  | CISO | CWRS | 0
Participating Unit | Y | N |  | SPIAND_1_ANDSN2 | GEN | SPI Anderson 2 | 27.15 | 30.1 | PGAE | Sierra Pacific Industries | STEAM | BIOMASS | NP15 | 42256 |  | CISO | PGAE | 0
Participating Unit | N | N |  | SLATE_2_SLASR3 | GEN | SLATE_3 | 67.5 | 67.5 | PGAE | RE Slate 1 LLC | OTHER | HYBD | NP15 | 2022-03-15 |  | CISO | PGAE | 0
Participating Unit | N | Y | SCEW_2_PDRP173 | SCEW_2_PDRP173 | GEN | SCEW_2_PDRP173 | 0.99 |  | SCE | Leapfrog Power, Inc. | OTHER | OTHER | SP15 |  |  | CISO | SCE | 0
Participating Unit | N | N |  | MIRLOM_2_TEMESC | GEN | MWD Temescal Hydroelectric Recovery Plan | 2.85 | 2.8 | SCE | Metropolitan Water District of Southern California | HYDRO | WATER | SP15 | 31778 |  | CISO | SCE | 0
Non-Participating | N | Y | RUSSELL_2_SOLANO1 | RUSSLL_2_SMUD2 | GEN | Solano Wind Project Phase 3 | 218.78 | 218.78 | PGAE | Sacramento Municipal Utility District | WIND | WIND | NP15 |  |  | CISO | PGAE | 0
Participating Unit | N | Y | SDG1_1_PDRP120 | SDG1_1_PDRP120 | GEN | SDG1_1_PDRP120 | 0.99 |  | SDGE | Leapfrog Power, Inc. | OTHER | OTHER | SP15 |  |  | CISO | SDGE | 0
Participating Unit | N | N |  | GRIDLY_6_SOLAR | GEN | GRIDLEY MAIN TWO | 2.5 | 2.5 | PGAE | LIGHTBEAM POWER COMPANY GRIDLEY MAIN TWO LLC | PHOTO VOLTAIC | SUN | NP15 | 41365 |  | CISO | PGAE | 0
Non-Participating |  | Y | PALOMR_2_PL1X3 | PALOMR_7_CTG2 | GEN | PALOMR_7_CTG2 | 188 | 188 |  |  | COMBUSTION TURBINE |  | SP15 |  |  | CISO | SDGE | 0
Participating Unit | N | N |  | VALTNE_2_TRSBT1 | GEN | Tropico Solar | 70 | 70 | SCE | BigBeau Solar, LLC | OTHER | HYBD | SP15 | 44922 |  | CISO | SCE | 0
Non-Participating | N | Y | DELTA_2_PL1X4 | DELTA_2_CTG1 | GEN | DELTA ENERGY CENTER CTG UNIT 1 | 212.5 | 212.5 |  | Delta Energy Center, LLC | COMBUSTION TURBINE | NATURAL GAS | NP15 |  |  | CISO | PGAE | 0
Non-Participating | N | Y | DVLCYN_1_UNITS | DVLCYN_1_UNIT 2 | GEN | DEVIL CANYON HYDRO UNIT 2 | 60 | 60 |  | California Dept. of Water Resources | HYDRO | WATER | SP15 |  |  | CISO | CWRS | 0
Participating Unit | N | N |  | RTEDDY_2_RWSBT4 | GEN | Rosamond West Solar Central BESS B | 30 | 30 | SCE | Golden Fields Solar III, LLC | OTHER | LESR | SP15 | 2024-05-02 |  | CISO | SCE | 0
Participating Unit | N | Y | VESTAL_2_KERN | VESTAL_2_KERN | GEN | KERN RIVER PH 3 UNITS 1 & 2 AGGREGATE | 36.8 |  | SCE | Southern California Edison Company | HYDRO | WATER | SP15 | 2558 |  | CISO | SCE | 0
Participating Unit | N | N |  | TAHOE_5_THAUXL | TG | TAHOE | 10 |  | SCE | ELDORADO230 | OTHER | OTHER | SP15 |  |  | NEVP | SCE | 0
Participating Unit | N | Y | DELSUR_6_CREST | DELSUR_6_CREST | GEN | Delsur Aggregate Solar Resources | 8.5 |  | SCE | Southern California Edison Company | PHOTO VOLTAIC | SUN | SP15 | 42465 |  | CISO | SCE | 0
Participating Unit | N | Y | SCEC_1_PDRP148 | SCEC_1_PDRP148 | GEN | SCEC_1_PDRP148 | 0.99 |  | SCE | Leapfrog Power, Inc. | OTHER | OTHER | SP15 |  |  | CISO | SCE | 0
Participating Unit | N | N |  | MCSWAN_6_UNITS | GEN | MC SWAIN HYDRO | 9 | 10 | PGAE | Merced Irrigation District | HYDRO | WATER | NP15 | 1967-01-01 |  | CISO | PGAE | 0
Participating Unit | Y | N |  | SNCLRA_6_QF | GEN | SANTA CLARA QFS | 1.65 | 15 | SCE | Southern California Edison Company | OTHER | OTHER | SP15 | 1987-01-01 |  | CISO | SCE | 0
Participating Unit | N | N |  | HATCR1_7_UNIT | GEN | Hat Creek #1 | 8.5 | 8.5 | PGAE | Pacific Gas & Electric Company | HYDRO | WATER | NP15 | 1921-01-01 |  | CISO | PGAE | 0
Participating Unit | N | N |  | ZOND_6_UNIT | GEN | ZOND WINDSYSTEMS INC. | 17.1 | 21.87 | PGAE | Rooney Ranch Wind, LLC | WIND | WIND | NP15 | 1985-12-30 |  | CISO | PGAE | 0
Non-Participating | N | Y | HYTTHM_2_UNITS | HYATT_2_UNIT 1 | GEN | Edward Hyatt Gen Unit 1 | 141.6 | 141.6 |  | California Dept. of Water Resources | HYDRO | WATER | NP15 |  |  | CISO | CWRP | 0
Participating Unit | N | N |  | ROSMND_6_SOLAR | GEN | Lancaster B | 3 | 3 | SCE | Lancaster WAD B, LLC | PHOTO VOLTAIC | SUN | SP15 | 2017-04-22 |  | CISO | SCE | 0
Participating Unit | N | N |  | KOLA_2_KLBBT2 | GEN | Kola BESS 2 | 125 | 125 | PGAE | Kola Energy Storage, LLC | OTHER | LESR | NP15 | 2025-08-01 |  | CISO | PGAE | 0
Participating Unit | N | N |  | IVSLRP_2_SOLAR1 | GEN | Silver Ridge Mount Signal | 200 | 200 | SDGE | Imperial Valley Solar 1, LLC | PHOTO VOLTAIC | SUN | SP15 | 41575 |  | CISO | SDGE | 0
Participating Unit | N | N |  | SENTNL_2_CTG8 | GEN | Sentinel Unit 8 | 106.85 | 131.8 | SCE | Sentinel Energy Center, LLC | COMBUSTION TURBINE | NATURAL GAS | SP15 | 2013-05-06 |  | CISO | SCE | 0
Non-Participating | N | Y | GRNLF1_1_PL1X2 | GRNLF1_1_UNITB | GEN | Greenleaf 1 | 37 | 37 |  | Calpine Greenleaf Holdings, Inc. | COMBUSTION TURBINE | NATURAL GAS | NP15 |  |  | CISO | PGAE | 0
Participating Unit | N | N |  | CHINO_2_JURUPA | GEN | Jurupa | 1.5 | 1.5 | SCE | California PV Energy, LLC | PHOTO VOLTAIC | SUN | SP15 | 2013-12-20 |  | CISO | SCE | 0
Participating Unit | N | N |  | LAWRNC_7_SUNYVL | GEN | City of Sunnyvale Unit 1 and 2 | 0.3 | 1.6 | PGAE | City of Sunnyvale | RECIPROCATING ENGINE | BIOGAS | NP15 | 36161 |  | CISO | PGAE | 0
Non-Participating | N | Y | BUCKBL_2_PL1X3 | BUCKBL_2_CTG11 | GEN | Blythe CTG 11 | 182 | 182 |  | Blythe Energy, LLC | COMBUSTION TURBINE | NATURAL GAS | SP15 |  |  | CISO | SCE | 0
Participating Unit | N | Y | PGSB_1_PDRPCUR01 | PGSB_1_PDRPCUR01 | GEN | CVP Load Shift PGSB | 0.1 |  | PGAE | Micronoc, Inc | OTHER | OTHER | NP15 |  |  | CISO | PGAE | 0
Participating Unit | N | N |  | SUMWHT_6_SWSSR1 | GEN | Summer Wheat Solar Farm | 18.5 | 18.5 | PGAE | GASNA 6P, LLC | PHOTO VOLTAIC | SUN | NP15 | 2018-10-11 |  | CISO | PGAE | 0
Participating Unit | N | N |  | OMAR_2_UNIT 4 | GEN | KERN RIVER COGENERATION CO. UNIT 4 | 75 | 85 | SCE | Chevron Power Holdings, INC | FTUR | NATURAL GAS | SP15 | 1985-05-01 |  | CISO | SCE | 0
Participating Unit | N | N |  | VICPAS_2_VPSBT1 | GEN | Victory Pass Solar BESS | 50 | 50 | SCE | Victory Pass I, LLC | OTHER | LESR | SP15 | 45378 |  | CISO | SCE | 0
Participating Unit | N | N |  | SPRGVL_2_CREST | GEN | Springerville Aggregate Solar Resources | 3 | 18.5 | SCE | Southern California Edison Company | PHOTO VOLTAIC | SUN | SP15 | 42740 |  | CISO | SCE | 0
Participating Unit | N | N |  | PEARBL_2_NSPIN | GEN | PEARBL_2_NSPIN | 118 | 151.2 | SCE | California Dept. of Water Resources | PUMP | WATER | SP15 | 2009-03-31 |  | CISO | CWRS | 0
Participating Unit | N | N |  | POLRIS_2_ASRSR1 | GEN | Antelope Solar 2 Raceway | 125 | 125 | SCE | Raceway Solar 1, LLC | PHOTO VOLTAIC | SUN | SP15 | 2024-03-27 |  | CISO | SCE | 0
Participating Unit | N | N |  | PVERDE_5_SCEDYN | TG | PVERDE_5_SCEDYN | 635 |  | SCE | PVWEST |  | URANIUM | SP15 | 2009-03-31 |  | SRP | SCE | 1
Participating Unit | N | Y | BIGCRK_2_EXESWD | BIGCRK_2_EXESWD | GEN | BIG CREEK HYDRO PROJECT PSP | 820 |  | SCE | Southern California Edison Company | HYDRO | WATER | SP15 | 1913-01-01 |  | CISO | SCE | 0
Participating Unit | N | N |  | RSMNDS_2_RSESR1 | GEN | Rosamond South East | 100 | 100 | SCE | Golden Fields Solar IV, LLC | PHOTO VOLTAIC | SUN | SP15 | 2025-08-12 |  | CISO | SCE | 0
Participating Unit | N | N |  | CRELMN_6_RAMON2 | GEN | Ramona 2 | 5 | 5 | SDGE | Sol Orchard San Diego 21, LLC | PHOTO VOLTAIC | SUN | SP15 | 2013-12-31 |  | CISO | SDGE | 0
Participating Unit | N | N |  | PIT1_7_UNIT 2 | GEN | PIT PH 1 UNIT 2 | 32 | 32 | PGAE | Pacific Gas & Electric Company | HYDRO | WATER | NP15 | 1922-01-01 |  | CISO | PGAE | 0
Non-Participating | N | Y | SUNSHN_2_LNDFL | SUNSHN_2_LNDFL2 | GEN | SUNSHN_2_LNDFL2 | 4.6 | 4.6 |  | Sunshine Gas Producers, L.L.C. Unit 2 | COMBUSTION TURBINE | BIOGAS | SP15 |  |  | CISO | SCE | 0
Participating Unit | N | N |  | RCKCRK_7_UNIT 1 | GEN | ROCK CREEK HYDRO UNIT 1 | 57 | 57 | PGAE | Pacific Gas & Electric Company | HYDRO | WATER | NP15 | 1950-01-01 |  | CISO | PGAE | 0
Participating Unit | N | N |  | CENTER_2_SOLAR1 | GEN | Pico Rivera | 0.9 | 1 | SCE | DG Solar Lessee II, LLC (Pico Rivera) | PHOTO VOLTAIC | SUN | SP15 | 2015-11-20 |  | CISO | SCE | 0
Participating Unit | N | N |  | HENRTA_6_ELCTG2 | GEN | ELECTROLYTE UNIT 2 | 50 | 55.3 | PGAE | MRP SAN JOAQUIN ENERGY LLC | COMBUSTION TURBINE | NATURAL GAS | ZP26 | 2025-01-03 |  | CISO | PGAE | 0
Participating Unit | N | N |  | FORBST_7_UNIT 1 | GEN | FORBESTOWN HYDRO | 37.5 | 39 | PGAE | South Feather Water and Power | HYDRO | WATER | NP15 | 23012 |  | CISO | PGAE | 0
Participating Unit | N | N |  | PIT1_7_UNIT 1 | GEN | PIT PH 1 UNIT 1 | 32 | 32 | PGAE | Pacific Gas & Electric Company | HYDRO | WATER | NP15 | 1922-01-01 |  | CISO | PGAE | 0
Participating Unit | N | N |  | ETIWND_6_GRPLND | GEN | Grapeland Peaker | 45.64 | 59 | SCE | Southern California Edison Company | COMBUSTION TURBINE | NATURAL GAS | SP15 | 2007-09-20 |  | CISO | SCE | 0
Non-Participating | N | Y | KRAMER_1_R1PX3 | KRAMER_1_R1PSR1 | GEN | Resurgence 1 PV | 30 | 30 |  | Resurgence Solar I, LLC | PHOTO VOLTAIC | SUN | SP15 |  |  | CISO | SCE | 0
Participating Unit | N | N |  | RETAKE_2_SS2SR6 | GEN | Sanborn Solar 2 S6 | 102 | 102 | SCE | EdSan 1C Solar, LLC | PHOTO VOLTAIC | SUN | SP15 |  |  | CISO | SCE | 0
Participating Unit | N | Y | SCEC_1_PDRP160 | SCEC_1_PDRP160 | GEN | SCEC_1_PDRP160 | 0.99 |  | SCE | Leapfrog Power, Inc. | OTHER | OTHER | SP15 |  |  | CISO | SCE | 0
Participating Unit | N | Y | SDG1_1_PDRP105 | SDG1_1_PDRP105 | GEN | SDG1_1_PDRP105 | 0.99 |  | SDGE | Leapfrog Power, Inc. | OTHER | OTHER | SP15 |  |  | CISO | SDGE | 0
Participating Unit | N | Y | SCEC_1_PDRP158 | SCEC_1_PDRP158 | GEN | SCEC_1_PDRP158 | 0.99 |  | SCE | Leapfrog Power, Inc. | OTHER | OTHER | SP15 |  |  | CISO | SCE | 0
Participating Unit | N | N |  | HNTGBH_7_UNIT 2 | GEN | HUNTINGTON BEACH GEN STA. UNIT 2 | 226.84 | 226 | SCE | AES Huntington Beach | STEAM | NATURAL GAS | SP15 | 35920 |  | CISO | SCE | 0
Participating Unit | N | N |  | LCKHT1_2_LSCBT2 | GEN | Lockhart Solar CL ESS 2 | 59.7 | 59.7 | SCE | Lockhart CL ESS II, LLC | OTHER | LESR | SP15 |  |  | CISO | SCE | 0
Participating Unit | N | N |  | SENTNL_2_CTG5 | GEN | Sentinel Unit 5 | 107.52 | 131.8 | SCE | Sentinel Energy Center, LLC | COMBUSTION TURBINE | NATURAL GAS | SP15 | 2013-05-06 |  | CISO | SCE | 0
Participating Unit | N | N |  | BIGCRK_7_DAM7 | GEN | DAM 7 AT BIG CREEK (FISHWATER GEN) | 0.3 | 0.3 | SCE | Southern California Edison Company | HYDRO | WATER | SP15 | 31413 |  | CISO | SCE | 0
Participating Unit | N | N |  | MIDWD_7_CORAMB | GEN | CELLC 7.5 MW Tehachapi Project | 7.5 | 7.5 | SCE | Coram Energy, LLC | WIND | WIND | SP15 | 1983-12-01 |  | CISO | SCE | 0
Participating Unit | N | N |  | BGSKYN_2_ASPSR2 | GEN | Antelope Solar 2 San Pablo | 100 | 100 | SCE | San Pablo Raceway, LLC | PHOTO VOLTAIC | SUN | SP15 | 2019-08-03 |  | CISO | SCE | 0
Participating Unit | Y | N |  | ALLGNY_6_HYDRO1 | GEN | Salmon Creek Hydroelectric Project | 0.52 | 0.6 | PGAE | Salmon Creek Hydroelectric Company, LLC | HYDRO | WATER | NP15 | 41976 |  | CISO | PGAE | 0
Non-Participating | N | Y | GYS7X8_7_UNITS | GYS7X8_7_UNIT 7 | GEN | Geysers Unit 7 | 55 | 55 |  | Geysers Power Company, LLC | STEAM | GEOTHERMAL | NP15 |  |  | CISO | PGAE | 0
Participating Unit | N | N |  | RANCHO_2_SMUDSYSDYN | TG | SMUD Regulation Market | 124 |  | PGAE | RANCHOSECO | OTHER | OTHER | NP15 | 2017-03-01 |  | BANC | PGAE | 1
Participating Unit | N | N |  | CMBLND_2_DS2BT2 | GEN | Daggett 2 b BESS | 33 | 33 | SCE | Daggett Solar Power 2 LLC | OTHER | LESR | SP15 | 2023-11-22 |  | CISO | SCE | 0
Participating Unit | N | N |  | GATES_2_WSOLAR | GEN | West Gates Solar Station | 10 | 10 | PGAE | Pacific Gas & Electric Company | PHOTO VOLTAIC | SUN | ZP26 | 2013-06-24 |  | CISO | PGAE | 0
Non-Participating | N | Y | LODIEC_2_PL1X2 | LODIEC_2_CTG | GEN | Lodi Energy Center | 220 | 220 |  | Northern California Power Agency | COMBUSTION TURBINE | NATURAL GAS | NP15 |  |  | CISO | PGAE | 0
Participating Unit | N | N |  | ARKANS_1_ARKSLR | TG | SG Arkansas | 50 | 50 | SDGE | IVLY2 | PHOTO VOLTAIC | SUN | SP15 | 42245 |  | IID | SDGE | 1
Participating Unit | N | Y | SCEC_1_PDRP138 | SCEC_1_PDRP138 | GEN | SCEC_1_PDRP138 | 0.99 |  | SCE | Leapfrog Power, Inc. | OTHER | OTHER | SP15 |  |  | CISO | SCE | 0
Participating Unit | N | N |  | ETIWND_2_CHMPNE | GEN | Champagne | 1 | 1.5 | SCE | California PV Energy, LLC | PHOTO VOLTAIC | SUN | SP15 | 2013-12-20 |  | CISO | SCE | 0
Participating Unit | N | Y | COLUSA_2_PL1X3 | COLUSA_2_PL1X3 | GEN | Colusa Generating Station | 641 |  | PGAE | Pacific Gas & Electric Company | COMBINED CYCLE | NATURAL GAS | NP15 | 2010-12-22 |  | CISO | PGAE | 0
Participating Unit | N | Y | MDFKRL_2_PROJCT | MDFKRL_2_PROJCT | GEN | MIDDLE FORK AND RALSTON PSP | 210 |  | PGAE | Placer County Water Agency | HYDRO | WATER | NP15 | 1966-01-01 |  | CISO | PGAE | 0
Participating Unit | N | N |  | RSMNDS_2_CSRBT2 | GEN | Cyclone Solar Rosamond South I BESS 3 | 10 | 10 | SCE | Golden Fields Solar IV, LLC | OTHER | LESR | SP15 | 2025-08-01 |  | CISO | SCE | 0
Participating Unit | N | N |  | LGHTHP_6_ICEGEN | GEN | CARSON COGENERATION | 48 | 54.7 | SCE | Carson Hybrid Energy Storage LLC | COMBINED CYCLE | NATURAL GAS | SP15 | 1989-12-22 |  | CISO | SCE | 0
Participating Unit | Y | N |  | VEDDER_1_SEKERN | GEN | TEXACO EXPLORATION & PROD (SE KERN RIVER | 34.47 | 39.7 | PGAE | Pacific Gas & Electric Company | FTUR | NATURAL GAS | ZP26 | 1989-01-31 |  | CISO | PGAE | 0
Participating Unit | N | N |  | ALTWD_2_COAWD1 | GEN | Coachella 1 | 50.4 | 50.4 | SCE | Coachella Wind Holdings, LLC | WIND | WIND | SP15 | 44299 |  | CISO | SCE | 0
Participating Unit | N | N |  | KEARNY_6_NESBT1 | GEN | Kearny North Energy Storage | 10 | 10 | SDGE | San Diego Gas & Electric | OTHER | LESR | SP15 | 44630 |  | CISO | SDGE | 0
Participating Unit | N | N |  | CRSTWD_6_KUMYAY | GEN | Kumeyaay Wind Farm | 50 | 50 | SDGE | Kumeyaay Wind LLC | WIND | WIND | SP15 | 38707 |  | CISO | SDGE | 0
Participating Unit | N | N |  | ATLASC_5_ACBBT3 | GEN | Atlas Complex 7B BESS | 120 | 120 | SCE | Atlas VII, LLC | OTHER | LESR | SP15 |  |  | CISO | SCE | 0
Participating Unit | N | N |  | MSTANG_2_SOLAR4 | GEN | Mustang 4 | 30 | 30 | PGAE | RE Mustang 4 LLC | PHOTO VOLTAIC | SUN | NP15 | 2016-06-09 |  | CISO | PGAE | 0
Participating Unit | N | N |  | CLINESCO_3_WBDYN | TG | CLINES CORNERS B | 194.28 |  | SCE | WILLOWBEACH | WIND | WIND | SP15 | 2021-12-01 |  | PNM | SCE | 1
Participating Unit | N | Y | PIT4_7_PL1X2 | PIT4_7_PL1X2 | GEN | PIT PH 4 UNITS 1 & 2 AGGREGATE | 95 |  | PGAE | Pacific Gas & Electric Company | HYDRO | WATER | NP15 | 1955-01-01 |  | CISO | PGAE | 0
Non-Participating | N | Y | WARNE_2_UNIT | WARNE_2_UNIT 1 | GEN | WARNE HYDRO UNIT 1 | 39.1 | 39.1 |  | California Dept. of Water Resources | HYDRO | WATER | SP15 |  |  | CISO | CWRS | 0
Participating Unit | N | N |  | VENWD_1_WIND3 | GEN | Painted Hills | 44.53 | 44.6 | SCE | Painted Hills Wind Holdings, LLC | WIND | WIND | SP15 | 2021-04-14 |  | CISO | SCE | 0
Participating Unit | N | N |  | MRGT_6_TGEBT1 | GEN | Top Gun Energy Storage | 30 | 30 | SDGE | San Diego Gas and Electric Company | OTHER | LESR | SP15 | 2021-06-30 |  | CISO | SDGE | 0
Participating Unit | N | N |  | LUNAVL_2_LVSSR2 | GEN | Luna Valley Solar 2 | 2 | 2 | PGAE | Luna Valley Solar I, LLC | PHOTO VOLTAIC | SUN | NP15 | 45891 |  | CISO | PGAE | 0
Participating Unit | N | N |  | TOWNSITE_2_MEADDYN | TG | Townsite Solar BESS | 180 |  | SCE | MEAD230 | OTHER | HYBD | SP15 | 2021-12-17 |  | WALC | SCE | 1
Non-Participating | N | Y | WISHON_6_UNITS | WISHON_6_UNIT 3 | GEN | WISHON HYDRO UNIT 3 | 5.6 | 5.6 |  | Pacific Gas & Electric Company | HYDRO | WATER | NP15 |  |  | CISO | PGAE | 0
Participating Unit | Y | N |  | CLRMTK_1_QF | GEN | SMALL QF AGGREGATION - OAKLAND | 1.25 | 1.3 | PGAE | Pacific Gas & Electric Company | FTUR | NATURAL GAS | NP15 | 30655 |  | CISO | PGAE | 0
Participating Unit | N | N |  | FROGTN_1_UTICAA | GEN | Angels Powerhouse | 1.4 | 1.4 | PGAE | Utica Water and Power Authority | HYDRO | WATER | NP15 | 42969 |  | CISO | PGAE | 0
Participating Unit | N | Y | BRODIE_2_WIND | BRODIE_2_WIND | GEN | Coram Brodie Wind Project | 102 |  | SCE | Coram California Development, L.P. | WIND | WIND | SP15 | 40997 |  | CISO | SCE | 0
Non-Participating | N | Y | WARNE_2_UNIT | WARNE_2_UNIT 2 | GEN | WARNE HYDRO UNIT 2 | 39.1 | 39.1 |  | California Dept. of Water Resources | HYDRO | WATER | SP15 |  |  | CISO | CWRS | 0
Participating Unit | N | N |  | VACADX_1_SOLAR | GEN | Vaca-Dixon Solar Station | 2.5 | 2.5 | PGAE | Pacific Gas & Electric Company | PHOTO VOLTAIC | SUN | NP15 | 41523 |  | CISO | PGAE | 0
Non-Participating | N | Y | DMDVLY_1_UNITS | DMDVLY_1_GEN 12 | GEN | Diamond Valley Unit 12 | 3.3 | 3.3 |  | Metropolitan Water District of Southern California (MWD) | PUMPED STORAGE | WATER | SP15 |  |  | CISO | SCE | 0
Participating Unit | N | Y | HARBGN_7_UNITS | HARBGN_7_UNITS | GEN | HARBOR COGEN COMBINED CYCLE | 109.01 |  | SCE | Harbor Cogeneration Company | COMBINED CYCLE | NATURAL GAS | SP15 | 37056 |  | CISO | SCE | 0
Non-Participating | N | Y | DUANE_1_PL1X3 | DUANE_7_STG3 | GEN | Donald Von Raesfeld STG Unit 3 | 53.6 | 53.6 |  | Donald Von Raesfeld Power Plant | STEAM | HEAT RECOVERY | NP15 |  |  | CISO | NCPA | 0
Non-Participating | N | Y | PNCHPP_1_PL1X2 | PNCHPP_1_CTG2 | GEN | STARWOOD POWER - MIDWAY UNIT 2 | 82.3 | 82.3 |  | Starwood Power-Midway, LLC | COMBUSTION TURBINE | NATURAL GAS | NP15 |  |  | CISO | PGAE | 0
Participating Unit | N | N |  | MKTRCK_1_UNIT 1 | GEN | MCKITTRICK LIMITED | 47.72 | 57.9 | PGAE | McKittrick Limited | COMBUSTION TURBINE | NATURAL GAS | ZP26 | 33527 |  | CISO | PGAE | 0
Participating Unit | N | N |  | GLNARM_7_UNIT 3 | GEN | GLEN ARM UNIT 3 | 44.83 | 47.3 | SCE | City of Pasadena | COMBUSTION TURBINE | NATURAL GAS | SP15 | 37994 |  | CISO | PASA | 0
Participating Unit | N | N |  | VISTRA_5_DALBT4 | GEN | Dallas Energy Storage 4 | 100 | 100 | PGAE | Moss Landing Energy Storage 2, LLC | OTHER | LESR | NP15 | 44405 |  | CISO | PGAE | 0
Participating Unit | N | N |  | USWND4_2_UNIT2 | GEN | Altamont Landfill Gas to Energy | 7.4 | 7.4 | PGAE | WM Renewable Energy, LLC | COMBUSTION TURBINE | BIOGAS | NP15 | 2018-02-01 |  | CISO | PGAE | 0
Participating Unit | N | N |  | MOORPK_2_ACOBT1 | GEN | Acorn I BESS | 1.95 | 2 | SCE | Acorn I Energy Storage, LLC | OTHER | LESR | SP15 | 2021-03-31 |  | CISO | SCE | 0
Non-Participating | N | Y | PNCHEG_2_PL1X4 | PNCHEG_2_CTG2 | GEN | PANOCHE ENERGY CENTER (CTG2) | 104.25 | 104.25 |  | PANOCHE ENERGY CENTER | COMBUSTION TURBINE | NATURAL GAS | NP15 |  |  | CISO | PGAE | 0
Participating Unit | N | N |  | NOVATO_6_LNDFL | GEN | Redwood Renewable Energy | 3.9 | 3.9 | PGAE | WM Renewable Energy, LLC | RECIPROCATING ENGINE | BIOGAS | NP15 | 2017-09-16 |  | CISO | PGAE | 0
Participating Unit | N | N |  | MARCPW_6_SOLAR1 | GEN | Maricopa West Solar PV | 20 | 20 | PGAE | Maricopa West Solar PV, LLC | PHOTO VOLTAIC | SUN | ZP26 | 2015-12-12 |  | CISO | PGAE | 0
Participating Unit | N | N |  | NORCNV_1_NCVBT1 | GEN | North Central Valley | 132 | 132 | PGAE | North Central Valley Energy Storage, LLC | OTHER | LESR | NP15 | 2023-08-30 |  | CISO | PGAE | 0
Participating Unit | N | N |  | WLDWD_1_SOLAR1 | GEN | Wildwood Solar I | 20 | 20 | PGAE | Wildwood Solar I, LLC | PHOTO VOLTAIC | SUN | ZP26 | 2015-02-19 |  | CISO | PGAE | 0
Participating Unit | N | Y | SDG1_1_PDRP106 | SDG1_1_PDRP106 | GEN | SDG1_1_PDRP106 | 9.99 |  | SDGE | Leapfrog Power, Inc. | OTHER | OTHER | SP15 |  |  | CISO | SDGE | 0
Participating Unit | N | Y | SCEW_2_PDRP108 | SCEW_2_PDRP108 | GEN | SCEW_2_PDRP108 | 0.99 |  | SCE | Leapfrog Power, inc. | OTHER | OTHER | SP15 |  |  | CISO | SCE | 0
Participating Unit | N | Y | SCEC_1_PDRP124 | SCEC_1_PDRP124 | GEN | LCR AMS Hybrid West LA 1-C-LCRLL | 2.41 |  | SCE | Southern California Edison | OTHER | OTHER | SP15 |  |  | CISO | SCE | 0
Participating Unit | N | N |  | GLNARM_7_UNIT 4 | GEN | GLEN ARM UNIT 4 | 42.42 | 47.3 | SCE | City of Pasadena | COMBUSTION TURBINE | NATURAL GAS | SP15 | 2004-01-08 |  | CISO | PASA | 0
Participating Unit | N | N |  | BLM W_2_MDRBT1 | GEN | BLM EAST Facility Mordor 2 | 20 | 20 | SCE | Mordor ES2 LLC | OTHER | LESR | SP15 | 2025-04-29 |  | CISO | SCE | 0
Non-Participating | N | Y | KELSO_2_UNITS | KELSO_3_GTG8 | GEN | Mariposa Energy Project | 49.4 | 49.4 |  | Pacific Gas & Electric Company | COMBUSTION TURBINE | NATURAL GAS |  |  |  | CISO | PGAE | 0
Participating Unit | N | N |  | CONTRL_1_OXBOW | GEN | Dixie Valley Geo | 60 | 64.7 | SCE | Ormat Dixie Valley LLC | STEAM | GEOTHERMAL | SP15 | 43286 |  | CISO | SCE | 0
Participating Unit | N | N |  | SCARLT_2_SSBBT1 | GEN | Scarlet Solar CA 1B | 30 | 30 | PGAE | EDPR Scarlet I LLC | OTHER | LESR | NP15 | 45415 |  | CISO | PGAE | 0
Participating Unit | Y | N |  | PADUA_6_QF | GEN | PADUA QFS | 0.87 | 30.1 | SCE | Southern California Edison Company | OTHER | OTHER | SP15 | 1984-01-01 |  | CISO | SCE | 0
Participating Unit | Y | N |  | ESCO_6_GLMQF | GEN | Goal Line Cogen | 49.9 | 49.9 | SDGE | Goal Line, L.P. | COMBUSTION TURBINE | NATURAL GAS | SP15 | 1994-01-01 |  | CISO | SDGE | 0
Participating Unit | N | N |  | FRNTBW_6_SOLAR1 | GEN | Frontier Solar | 20 | 20 | PGAE | CED Lost Hills Solar, LLC | PHOTO VOLTAIC | SUN | ZP26 | 2019-02-05 |  | CISO | PGAE | 0
Participating Unit | N | N |  | OASIS_6_VINSR1 | GEN | Vinam | 1.5 | 1.5 | SCE | TerraForm Phoenix I CD Holdings, LLC | PHOTO VOLTAIC | SUN | SP15 | 2023-10-30 |  | CISO | SCE | 0
Participating Unit | N | N |  | DSFLWR_2_W9CSB2 | GEN | Willy 9 Chap 2 | 72 | 72 | SCE | Chaparral Springs, LLC | OTHER | HYBD | SP15 | 45785 |  | CISO | SCE | 0
Participating Unit | N | N |  | SUNCAT_2_A2BSR2 | GEN | Arlington Solar Unit 2B | 133 | 133 | SCE | ARLINGTON SOLAR, LLC | PHOTO VOLTAIC | SUN | SP15 | 45219 |  | CISO | SCE | 0
Participating Unit | N | N |  | SHANDN_2_SBBBM1 | GEN | San Bernardino Biogas | 2.6 | 2.6 | SCE | Organic Energy Solutions LLC | RECIPROCATING ENGINE | BIOMASS | SP15 | 2023-06-30 |  | CISO | SCE | 0
Participating Unit | N | N |  | ULTRCK_2_UNIT | GEN | Rio Bravo Rocklin | 24.4 | 28.8 | PGAE | Rio Bravo Rocklin | STEAM | BIOMASS | NP15 | 2017-09-07 |  | CISO | PGAE | 0
Participating Unit | N | N |  | RSMSLR_6_SOLAR1 | GEN | Rosamond One | 20 | 20 | SCE | RE Rosamond One LLC | PHOTO VOLTAIC | SUN | SP15 | 41628 |  | CISO | SCE | 0
Participating Unit | Y | N |  | SPI LI_2_UNIT 1 | GEN | Lincoln Biomass | 17.2 | 19.2 | PGAE | Sierra Pacific Industries | STEAM | BIOMASS | NP15 | 1986-06-03 |  | CISO | PGAE | 0
Participating Unit | N | N |  | SBERDO_2_SNTANA | GEN | SANTA ANA PSP | 6.95 | 7 | SCE | Southern California Edison Company | HYDRO | WATER | SP15 | 2009-03-31 |  | CISO | SCE | 0
Participating Unit | N | N |  | DELAMO_2_SOLAR3 | GEN | Golden Springs Building G | 1.25 | 1.3 | SCE | Golden Springs Development Company, LLC | PHOTO VOLTAIC | SUN | SP15 | 2017-02-24 |  | CISO | SCE | 0
Participating Unit | N | N |  | ALHMBR_1_ALHSLR | TG | SG Alhambra | 50 | 50 | SDGE | IVLY2 | PHOTO VOLTAIC | SUN | SP15 | 2015-08-29 |  | IID | SDGE | 1
Participating Unit | N | N |  | LOWGAP_7_QFUNTS | GEN | Matthews Dam Hydro | 1.35 | 3.5 | PGAE | Humboldt Bay Municipal Water District | HYDRO | WATER | NP15 | 42865 |  | CISO | PGAE | 0
Participating Unit | N | N |  | DELSUR_6_SOLAR1 | GEN | Summer Solar North | 6.5 | 6.5 | SCE | FTS Master Tenant 1, LLC | PHOTO VOLTAIC | SUN | SP15 | 2015-06-03 |  | CISO | SCE | 0
Participating Unit | N | N |  | SYCAMR_2_UNIT 1 | GEN | Sycamore Cogeneration Unit 1 | 74 | 90 | SCE | Chevron Power Holdings | FTUR | NATURAL GAS | SP15 | 31778 |  | CISO | SCE | 0
Participating Unit | N | N |  | VICPAS_2_VPSSR1 | GEN | Victory Pass Solar | 200 | 200 | SCE | Victory Pass I, LLC | PHOTO VOLTAIC | SUN | SP15 | 45377 |  | CISO | SCE | 0
Participating Unit | Y | N |  | FELLOW_7_QFUNTS | GEN | Fellow QF Aggregate | 6.2 | 17.5 | PGAE | Pacific Gas & Electric Company | FTUR | NATURAL GAS | ZP26 | 2006-06-01 |  | CISO | PGAE | 0
Participating Unit | N | N |  | CALGEN_1_MDRBT1 | GEN | Coso Navy 1 | 25 | 25 | SCE | Mordor ES1 LLC | OTHER | LESR | SP15 | 2025-04-29 |  | CISO | SCE | 0
Participating Unit | N | N |  | VALTNE_2_TSBBT1 | GEN | Tropico Solar Big Beau B | 18 | 18 | SCE | Big Beau Solar, LLC | OTHER | LESR | SP15 | 45840 |  | CISO | SCE | 0
Non-Participating | N | Y | BIGCRK_2_EXESWD | BGCRK2_7_UNIT 2 | GEN | BIG CREEK PH 2 UNIT 2 | 55 | 55 |  | Southern California Edison Company | HYDRO | WATER | SP15 |  |  | CISO | SCE | 0
Participating Unit | Y | N |  | OAK C_1_EBMUD | GEN | MWWTP PGS 1 - ENGINES | 6.9 | 6.9 | PGAE | EAST BAY MUNICIPAL UTILITY DISTRICT | RECIPROCATING ENGINE | BIOGAS | NP15 | 2012-11-01 |  | CISO | PGAE | 0
Participating Unit | N | N |  | CPVERD_2_SOLAR | GEN | Campo Verde Solar | 139 | 147 | SDGE | Campo Verde Solar, LLC | PHOTO VOLTAIC | SUN | SP15 | 2013-10-22 |  | CISO | SDGE | 0
Participating Unit | N | N |  | HINSON_6_LBECH1 | GEN | Long Beach Unit 1 | 63 | 70 | SCE | Long Beach Generation LLC | FTUR | NATURAL GAS | SP15 | 2007-08-01 |  | CISO | SCE | 0
Participating Unit | N | N |  | COLGNS_2_CNSSR1 | TG | ColGreen North Shore | 74.8 | 74.8 | SCE | MIR2 | PHOTO VOLTAIC | SUN | SP15 | 43465 |  | IID | SCE | 1
Participating Unit | N | N |  | YELPIN_2_YP2SR3 | GEN | Yellow Pine 2 B PV | 65 | 65 | SCE | Yellow Pine Solar Interconnect, LLC | PHOTO VOLTAIC | SUN | SP15 | 2024-06-27 |  | CISO | VEA | 0
Participating Unit | N | N |  | INTMNT_3_CC_4_RIVERSIDE | TG | Intermountain; Unit 4 RVS Share | 37.09 |  | SCE | IPP | COMBINED CYCLE | NATURAL GAS | SP15 |  |  | LADWP | SCE | 0
Participating Unit | N | N |  | LOTUS_6_LSFSR1 | GEN | Lotus Solar Farm | 50 | 50 | PGAE | 41MB 8me LLC | PHOTO VOLTAIC | SUN | NP15 | 2020-05-30 |  | CISO | PGAE | 0
Participating Unit | N | N |  | TWINKL_2_ASCSRB | GEN | Aratina Solar Center 1 b PV | 80 | 80 | SCE | 64NB 8me LLC | PHOTO VOLTAIC | SUN | SP15 |  |  | CISO | SCE | 0
Participating Unit | N | N |  | WSNR_2_CVPDYN | TG | Central Valley 1 | 10 |  | PGAE | CTW230 | HYDRO | WATER | NP15 | 2017-07-26 |  | BANC | PGAE | 1
Participating Unit | N | N |  | TMPLTN_2_SOLAR | GEN | Vintner Solar | 1.5 | 1.5 | PGAE | Vintner Solar LLC | PHOTO VOLTAIC | SUN | ZP26 | 2014-03-05 |  | CISO | PGAE | 0
Participating Unit | N | N |  | HELMPG_7_UNIT 1 | GEN | HELMS PUMP-GEN UNIT 1 | 407 | 407 | PGAE | Pacific Gas & Electric Company | PUMPED STORAGE | WATER | NP15 | 1984-01-01 |  | CISO | PGAE | 0
Non-Participating | N | Y | KRAMER_1_R1BX3 | KRAMER_1_R1BBT3 | GEN | Resurgence 1 BESS | 25 | 25 |  | Resurgence Solar I, LLC | OTHER | LESR | SP15 |  |  | CISO | SCE | 0
Participating Unit | N | N |  | RECTOR_2_KAWH 1 | GEN | KAWEAH PH 1 UNIT 1 | 2.25 | 2.3 | SCE | Southern California Edison Company | HYDRO | WATER | SP15 | 1929-01-01 |  | CISO | SCE | 0
Non-Participating | N | Y | PNOCHE_1_PL1X2 | PNOCHE_7_ICE2 | GEN | Panoche Peaker Facility | 0.3 | 0.3 |  | Wellhead Power Panoche, LLC | RECIPROCATING ENGINE | NATURAL GAS | NP15 |  |  | CISO | PGAE | 0
Participating Unit | Y | N |  | FTSWRD_7_QFUNTS | GEN | FTSWRD_7_QFUNTS | 1.6 | 1.3 | PGAE | Pacific Gas & Electric Company | HYDRO | WATER | NP15 | 2009-03-31 |  | CISO | PGAE | 0
Participating Unit | N | N |  | HELMPG_7_UNIT 2 | GEN | HELMS PUMP-GEN UNIT 2 | 407 | 407 | PGAE | Pacific Gas & Electric Company | PUMPED STORAGE | WATER | NP15 | 1984-01-01 |  | CISO | PGAE | 0
Participating Unit | N | N |  | ASTORA_2_SOLAR2 | GEN | Astoria 2 | 75 | 75 | SCE | RE Astoria 2 LLC | PHOTO VOLTAIC | SUN | SP15 | 2016-10-31 |  | CISO | SCE | 0
Participating Unit | N | Y | CHESTN_2_CHWSX2 | CHESTN_2_CHWSX2 | GEN | Chestnut Westside PV | 150 |  | PGAE | Castanea Project, LLC | PHOTO VOLTAIC | SUN | ZP26 | 2023-12-14 |  | CISO | PGAE | 0
Participating Unit | N | N |  | RDWAY_1_WA2SR3 | GEN | Watts II | 0.5 | 0.5 | SCE | TerraForm Phoenix I CD Holdings LLC | PHOTO VOLTAIC | SUN | SP15 | 2024-01-15 |  | CISO | SCE | 0
Non-Participating |  | Y | SBERDO_2_PSP3 | SBERDO_7_CT3B | GEN | SBERDO_7_CT3B | 182 | 182 |  |  |  |  | SP15 |  |  | CISO | SCE | 0
Participating Unit | N | N |  | SBERDO_6_MILLCK | GEN | MILL CREEK PSP | 3.93 | 4 | SCE | Southern California Edison Company | HYDRO | WATER | SP15 | 2009-03-31 |  | CISO | SCE | 0
Participating Unit | N | Y | SCEW_2_PDRP159 | SCEW_2_PDRP159 | GEN | LCR AMS Hybrid West LA 1-W-LNEI1 | 8.19 |  | SCE | Southern California Edison | OTHER | OTHER | SP15 |  |  | CISO | SCE | 0
Participating Unit | N | N |  | SLYCRK_1_UNIT 1 | GEN | SLY CREEK HYDRO | 13 | 13 | PGAE | South Feather Water and Power | HYDRO | WATER | NP15 | 30317 |  | CISO | PGAE | 0
Participating Unit | N | N |  | DEVERS_1_SOLAR1 | GEN | SEPV8 | 12 | 12 | SCE | Highlander Solar 1, LLC | PHOTO VOLTAIC | SUN | SP15 | 41426 |  | CISO | SCE | 0
Non-Participating | N | Y | GILROY_1_UNIT | GILROY_1_CT1 | GEN | GILROY COGEN - UNIT 1 | 95 | 95 |  | Calpine Gilroy Cogen, L.P. | COMBUSTION TURBINE | NATURAL GAS | NP15 |  |  | CISO | PGAE | 0
Non-Participating | N | Y | AQUAWS_2_AQWSR1 | AQUAWS_2_AQWSU2 | GEN | Aquamarine Westside | 125 | 13.5 | PGAE | Aquamarine Westside, LLC | PHOTO VOLTAIC | SUN | ZP26 |  |  | CISO | PGAE | 0
Participating Unit | N | N |  | MSTANG_2_MTGBT1 | GEN | Mustang 1 BESS | 75 | 75 | PGAE | Mulberry BESS LLC | OTHER | LESR | NP15 | 44501 |  | CISO | PGAE | 0
Participating Unit | N | Y | SCEC_1_PDRP122 | SCEC_1_PDRP122 | GEN | SCEC_1_PDRP122 | 0.99 |  | SCE | Leapfrog Power, Inc. | OTHER | OTHER | SP15 |  |  | CISO | SCE | 0
Non-Participating | Y | Y | MIDSUN_1_PL1X2 | MIDSUN_1_CT5B | GEN | MIDSUN_1_CT5B | 4.8 | 4.8 |  | Berry Petroleum Company, LLC | COMBUSTION TURBINE | NATURAL GAS | ZP26 |  |  | CISO | PGAE | 0
Participating Unit | N | Y | SPAULD_6_UNIT12 | SPAULD_6_UNIT12 | GEN | SPAULDING HYDRO PH 1 & 2 AGGREGATE | 11.4 |  | PGAE | Pacific Gas & Electric Company | HYDRO | WATER | NP15 | 10594 |  | CISO | PGAE | 0
Participating Unit | N | N |  | SENTNL_2_CTG7 | GEN | Sentinel Unit 7 | 106.73 | 131.8 | SCE | Sentinel Energy Center, LLC | COMBUSTION TURBINE | NATURAL GAS | SP15 | 41400 |  | CISO | SCE | 0
Participating Unit | N | N |  | CMBLND_2_DS2SR3 | GEN | Daggett 2 c PV | 52 | 52 | SCE | Daggett Solar Power 2 LLC | PHOTO VOLTAIC | SUN | SP15 | 45261 |  | CISO | SCE | 0
Participating Unit | N | N |  | SANLOB_1_LNDFIL | GEN | Cold Canyon | 1.5 | 5 | PGAE | Toro Energy of California SLO | RECIPROCATING ENGINE | BIOGAS | ZP26 | 41473 |  | CISO | PGAE | 0
Participating Unit | N | Y | SCEW_2_PDRP111 | SCEW_2_PDRP111 | GEN | SCEW_2_PDRP111 | 0.99 |  | SCE | Leapfrog Power, Inc. | OTHER | OTHER | SP15 |  |  | CISO | SCE | 0
Participating Unit | N | N |  | GEYS18_7_UNIT18 | GEN | GEYSERS UNIT 18 (HEALDSBURG) | 72 | 119.9 | PGAE | Geysers Power Company, LLC | STEAM | GEOTHERMAL | NP15 | 1983-01-01 |  | CISO | PGAE | 0
Participating Unit | N | Y | SCEC_1_PDRP193 | SCEC_1_PDRP193 | GEN | ESPN_SCEC_1_PDRP193 | 9.99 |  | SCE | Enersponse, Inc | OTHER | OTHER | SP15 |  |  | CISO | SCE | 0
Non-Participating |  | Y | OTMESA_2_PL1X3 | OTMESA_2_CTG2 | GEN | OTAY MESA COMBUSTION TURBINE 2 | 208 | 208 |  | Otay Mesa Energy Center, LLC | COMBUSTION TURBINE | NATURAL GAS | SP15 |  |  | CISO | SDGE | 0
Participating Unit | N | N |  | OXBOW_6_DRUM | GEN | OXBOW HYDRO | 5.8 | 6 | PGAE | Placer County Water Agency | HYDRO | WATER | NP15 | 24108 |  | CISO | PGAE | 0
Participating Unit | N | N |  | DIABLO_7_UNIT 1 | GEN | Diablo Canyon Unit 1 | 1150 | 1176 | PGAE | Pacific Gas & Electric Company | STEAM | URANIUM | ZP26 | 1985-01-01 |  | CISO | PGAE | 0
Non-Participating | N | Y | LAROA2_2_UNITA1 | LAROA2_2_STG 2C | GEN | CENTRAL LA ROSITA II STEAM TURBINE | 155 | 155 |  | Energia de Baja California, S. de R.L. de C.V. | STEAM | HEAT RECOVERY | SP15 |  |  | CISO | SDGE | 0
Participating Unit | N | Y | MONTPH_7_UNITS | MONTPH_7_UNITS | GEN | MONTICELLO HYDRO AGGREGATE | 12.5 |  | PGAE | Pacific Gas & Electric Company | HYDRO | WATER | NP15 | 1974-01-01 |  | CISO | PGAE | 0
Participating Unit | N | N |  | YELPIN_2_YP2SR1 | GEN | Yellow Pine 2 | 125 | 125 | SCE | Yellow Pine Solar Interconnect, LLC | PHOTO VOLTAIC | SUN | SP15 | 45133 |  | CISO | VEA | 0
Participating Unit | N | N |  | MSOLAR_2_SOLAR1 | GEN | Mesquite Solar 1 | 165 | 170 | SDGE | Mesquite Solar 1, LLC | PHOTO VOLTAIC | SUN | SP15 | 2014-01-01 |  | CISO | SDGE | 0
Participating Unit | N | N |  | DUTCH1_7_UNIT 1 | GEN | DUTCH FLAT 1 PH | 22 | 22 | PGAE | Pacific Gas & Electric Company | HYDRO | WATER | NP15 | 1943-01-01 |  | CISO | PGAE | 0
Participating Unit | N | N |  | GARLND_2_GARBT1 | GEN | Garland B BESS | 88 | 88 | SCE | SP Garland Solar Storage, LLC | OTHER | LESR | SP15 | 2022-01-31 |  | CISO | SCE | 0
Participating Unit | N | N |  | DAVIS_1_SOLAR1 | GEN | Grasslands 3 | 1 | 1 | PGAE | Yolo County | PHOTO VOLTAIC | SUN | NP15 | 2013-07-01 |  | CISO | PGAE | 0
Participating Unit | N | N |  | PEORIA_1_SOLAR | GEN | Sonora 1 | 1.5 | 1.5 | PGAE | Fresh Air Energy IV, LLC | PHOTO VOLTAIC | SUN | NP15 | 2013-12-23 |  | CISO | PGAE | 0
Participating Unit | N | N |  | LAMONT_1_SOLAR1 | GEN | Regulus Solar | 60 | 60 | PGAE | Regulus Solar, LLC | PHOTO VOLTAIC | SUN | ZP26 | 2014-09-02 |  | CISO | PGAE | 0
Participating Unit | N | N |  | SEARLS_1_TS3SR1 | GEN | Trona Solar III | 2 | 2 | SCE | Trona Solar III, LLC | PHOTO VOLTAIC | SUN | SP15 | 45029 |  | CISO | SCE | 0
Participating Unit | N | N |  | SCHNDR_1_FIVPTS | GEN | Five Points Solar Station | 15 | 15 | PGAE | Pacific Gas & Electric Company | PHOTO VOLTAIC | SUN | NP15 | 2011-10-07 |  | CISO | PGAE | 0
Participating Unit | N | N |  | LVNGST_1_WTASR1 | GEN | West Tambo Clean Power II | 2 | 2 | PGAE | West Tambo Clean Power ll LLC | PHOTO VOLTAIC | SUN | NP15 | 45604 |  | CISO | PGAE | 0
Non-Participating | N | Y | SPICER_1_UNITS | SPICER_1_UNIT 3 | GEN | SPICER HYDRO UNIT 3 | 0.5 | 0.5 |  | NCPA (MSS Agreement - S14) | HYDRO | WATER | NP15 |  |  | CISO | NCPA | 0
Non-Participating | N | Y | ELSEGN_2_UN2021 | ELSEGN_2_UNIT21 | GEN | El Segundo Energy Center Unit 7 | 228 | 228 |  | El Segundo Energy Center LLC | COMBINED CYCLE | NATURAL GAS | SP15 |  |  | CISO | SCE | 0
Participating Unit | Y | N |  | SYCAMR_2_UNIT 2 | GEN | Sycamore Cogeneration Unit 2 | 76 | 90 | SCE | Chevron Power Holdings | FTUR | NATURAL GAS | SP15 | 1987-01-01 |  | CISO | SCE | 0
Participating Unit | N | N |  | PROXSR_2_PS1SR2 | GEN | Proxima Solar 1B | 69.74 | 70 | PGAE | Proxima Solar, LLC | PHOTO VOLTAIC | SUN | NP15 | 2024-05-07 |  | CISO | PGAE | 0
Participating Unit | N | Y | SDG1_1_PDRP118 | SDG1_1_PDRP118 | GEN | SDG1_1_PDRP118 | 0.99 |  | SDGE | Leapfrog Power, Inc. | OTHER | OTHER | SP15 |  |  | CISO | SDGE | 0
Participating Unit | N | N |  | WESCAN_2_BDSBT1 | GEN | Bateria Del Sur | 131 | 131 | SDGE | CED Westside Canal Battery Storage, LLC | OTHER | LESR | SP15 | 2023-06-23 |  | CISO | SDGE | 0
Participating Unit | N | Y | SCEC_1_PDRP102 | SCEC_1_PDRP102 | GEN | SCEC_1_PDRP102 | 2 |  | SCE | OHMCONNECT, INC. | OTHER | OTHER | SP15 |  |  | CISO | SCE | 0
Participating Unit | N | N |  | MAGNLA_6_CERRITOS | TG | Magnolia Power Plant Cerritos | 12 |  | SCE | MARKETPLACE | COMBINED CYCLE | NATURAL GAS | SP15 | 43845 |  | LADWP | SCE | 1
Participating Unit | N | N |  | GARNET_1_WINDS | GEN | Garnet Winds Aggregation | 22.5 | 23.3 | SCE | Windpower Partners 1993, LLC | WIND | WIND | SP15 | 40595 |  | CISO | SCE | 0
Non-Participating | N | Y | ONLLPP_6_UNITS | ONLLPP_6_UNIT 3 | GEN | O'NEILL PUMP-GEN UNIT 3 | 4.2 | 4.2 |  |  | HYDRO | WATER | NP15 |  |  | CISO | PGAE | 0
Participating Unit | N | N |  | ATWEL2_1_SOLAR1 | GEN | Atwell West | 20 | 20 | PGAE | CED Atwell Island West, LLC | PHOTO VOLTAIC | SUN | ZP26 | 2015-06-11 |  | CISO | PGAE | 0
Participating Unit | Y | N |  | LOWGAP_1_SUPHR | GEN | Mill & Sulphur Creek Hydro | 0.99 | 1 | PGAE | Mill & Sulphur Creek Power Plant, LP | HYDRO | WATER | NP15 | 1988-02-23 |  | CISO | PGAE | 0
Participating Unit | N | N |  | DELAMO_2_SOLAR4 | GEN | Golden Springs Building F | 1.3 | 1.4 | SCE | Golden Springs Development Company, LLC | PHOTO VOLTAIC | SUN | SP15 | 42790 |  | CISO | SCE | 0
Participating Unit | Y | N |  | CHEVMN_2_UNITS | GEN | CHEVRON U.S.A. UNITS 1 & 2 AGGREGATE | 124.87 | 170.7 | SCE | Chevron U.S.A. Inc. (Chevron CIC) |  | OTHER | SP15 | 1987-12-29 |  | CISO | SCE | 0
Participating Unit | N | N |  | TAHOE_2_THOBT1 | GEN | Tahoe 1 | 60.04 | 60 | SCE | Silver Peak Solar, LLC | OTHER | LESR | SP15 | 2025-06-05 |  | CISO | SCE | 0
Non-Participating | N | Y | TWINKL_2_ASCSRA | TWINKL_2_ASCSR2 | GEN | Aratina Solar Center 1 | 40 | 40 |  | 64NB 8me LLC | PHOTO VOLTAIC | SUN | SP15 |  |  | CISO |  | 0
Participating Unit | N | N |  | BANKPP_2_NSPIN | GEN | BANKPP_2_NSPIN | 270 | 270 | PGAE | California Dept. of Water Resources | PUMP | WATER | NP15 | 2009-03-31 |  | CISO | CWRP | 0
Participating Unit | N | N |  | WALCRK_2_CTG4 | GEN | Walnut Creek Energy Park Unit 4 | 100.1 | 102.5 | SCE | Walnut Creek Energy, LLC | COMBUSTION TURBINE | NATURAL GAS | SP15 | 2013-03-29 |  | CISO | SCE | 0
Participating Unit | N | N |  | MCFLND_5_MFSSR1 | GEN | McFarland Solar A PV | 200 | 200 | SDGE | McFarland Solar A, LLC | PHOTO VOLTAIC | SUN | SP15 | 45282 |  | CISO | SDGE | 0
Participating Unit | Y | N |  | CROKET_7_UNIT | GEN | CROCKETT COGEN | 240 | 240 | PGAE | Pacific Gas & Electric Company | COMBINED CYCLE | NATURAL GAS | NP15 | 1995-12-20 |  | CISO | PGAE | 0
Participating Unit | N | N |  | TRNQL8_2_AZUSR1 | GEN | Tranquillity 8 Azul | 20 | 20 | PGAE | Great Valley Solar 3, LLC | PHOTO VOLTAIC | SUN | NP15 | 2017-12-26 |  | CISO | PGAE | 0
Non-Participating | N | Y | DVLCYN_1_UNITS | DVLCYN_1_UNIT 3 | GEN | DEVIL CANYON HYDRO UNIT 3 | 80 | 80 |  | California Dept. of Water Resources | HYDRO | WATER | SP15 |  |  | CISO | CWRS | 0
Participating Unit | N | N |  | RTREE_2_WIND2 | GEN | Rising Tree 2 | 19.8 | 19.8 | SCE | Rising Tree Wind Farm II LLC | WIND | WIND | SP15 | 2015-01-12 |  | CISO | SCE | 0
Non-Participating | N | Y | ATHOS_5_AP2X2 | ATHOS_5_AP2SR4 | GEN | Athos Power Plant 2 | 100 | 100 |  | SE Athos II, LLC | PHOTO VOLTAIC | SUN | SP15 |  |  | CISO | SCE | 0
Non-Participating | N | Y | KRAMER_1_R1BX3 | KRAMER_1_R1BBT1 | GEN | Resurgence 1 BESS | 25 | 25 |  | Resurgence Solar I, LLC | OTHER | LESR | SP15 |  |  | CISO | SCE | 0
Participating Unit | N | N |  | SISPRG_2_DS3SR3 | GEN | Daggett Solar 3 cd PV | 50 | 50 | SCE | Daggett Solar Power 3 LLC | PHOTO VOLTAIC | SUN | SP15 | 2023-09-05 |  | CISO | SCE | 0
Non-Participating | N | Y | MRCHNT_2_PL1X3 | MRCHNT_2_CTG2 | GEN | Desert Star Energy Center CT2 | 201 | 201 |  | San Diego Gas and Electric Company | COMBUSTION TURBINE | NATURAL GAS | SP15 |  |  | CISO | SCE | 0
Participating Unit | N | N |  | VESTAL_2_RTS042 | GEN | SPVP042 Porterville Solar | 5 | 5 | SCE | Southern California Edison | PHOTO VOLTAIC | SUN | SP15 | 41237 |  | CISO | SCE | 0
Participating Unit | N | N |  | WSTWND_2_SBSBT3 | GEN | Sagebrush Solar 2 ESS 59 | 59 | 59 | SCE | Sagebrush ESS II, LLC | OTHER | LESR | SP15 | 45517 |  | CISO | SCE | 0
Participating Unit | N | N |  | CONTRL_1_LUNDY | GEN | LUNDY | 3 | 3 | SCE | Southern California Edison Company | HYDRO | WATER | SP15 | 4019 |  | CISO | SCE | 0
Participating Unit | N | N |  | MENBIO_6_RENEW1 | GEN | CalRENEW - 1(A) | 5 | 5 | PGAE | CalRENEW-1, LLC | PHOTO VOLTAIC | SUN | NP15 | 40298 |  | CISO | PGAE | 0
Participating Unit | N | Y | SCEC_1_PDRP141 | SCEC_1_PDRP141 | GEN | SCEC_1_PDRP141 | 0.99 |  | SCE | Leapfrog Power, Inc. | OTHER | OTHER | SP15 |  |  | CISO | SCE | 0
Participating Unit | N | N |  | SLATE_2_SLASR4 | GEN | SLATE_4 | 63 | 63 | PGAE | RE Slate 1 LLC | OTHER | HYBD | NP15 | 2022-03-15 |  | CISO | PGAE | 0
Participating Unit | N | N |  | MELRSE_6_MELBT2 | GEN | Melrose BESS 2 | 10 | 10 | SDGE | San Diego Gas & Electric Company | OTHER | LESR | SP15 | 2024-03-15 |  | CISO | SDGE | 0
Participating Unit | N | N |  | JOHANN_2_OCEBT3 | GEN | Orange County Energy Storage 3 | 6 | 6 | SCE | Orange County Energy Storage 3 LLC | OTHER | LESR | SP15 | 2021-12-07 |  | CISO | SCE | 0
Participating Unit | N | N |  | ALTA4A_2_CPCW1 | GEN | Alta Wind 1 | 150 | 150 | SCE | Alta Interconnection Management, LLC | WIND | WIND | SP15 | 40541 |  | CISO | SCE | 0
Participating Unit | N | N |  | LITLRK_6_SOLAR4 | GEN | Little Rock Pham Solar | 3 | 3 | SCE | WGL Energy Systems, Inc. | PHOTO VOLTAIC | SUN | SP15 | 2016-03-22 |  | CISO | SCE | 0
Participating Unit | N | N |  | TAHOE_2_THOBT3 | GEN | Tahoe 3 | 110.1 | 110 | SCE | Silver Peak Solar, LLC | OTHER | LESR | SP15 | 2025-06-02 |  | CISO | SCE | 0
Participating Unit | N | N |  | LTBERA_1_LB1SR1 | GEN | Little Bear Solar 1 | 40 | 40 | PGAE | Little Bear Solar 1, LLC | PHOTO VOLTAIC | SUN | NP15 | 2020-12-03 |  | CISO | PGAE | 0
Non-Participating | N | Y | LECEF_1_UNITS | LECEF_1_CGT 4 | GEN | LOS ESTEROS ENERGY FACILITY CTG 4 | 49.9 | 49.9 |  | Los Esteros Critical Energy Facility, LLC | COMBUSTION TURBINE | NATURAL GAS | NP15 |  |  | CISO | PGAE | 0
Non-Participating | Y | Y | MIDSUN_1_PL1X2 | MIDSUN_1_CT5A | GEN | MIDSUN_1_CT5A | 4.8 | 4.8 |  | Berry Petroleum Company, LLC | COMBUSTION TURBINE | NATURAL GAS | ZP26 |  |  | CISO | PGAE | 0
Participating Unit | N | N |  | GANSO_1_WSTBM1 | GEN | Weststar Dairy Biogas | 1 | 1 | PGAE | ABEC #2 LLC | RECIPROCATING ENGINE | BIOGAS | ZP26 | 2018-02-02 |  | CISO | PGAE | 0
Non-Participating | N | Y | ONLLPP_6_UNITS | ONLLPP_6_UNIT 4 | GEN | O'NEILL PUMP-GEN UNIT 4 | 4.2 | 4.2 |  |  | HYDRO | WATER | NP15 |  |  | CISO | PGAE | 0
Participating Unit | N | N |  | PADUA_2_ONTARO | GEN | ONTARIO/SIERRA HYDRO PSP | 1.92 | 1 | SCE | Southern California Edison Company | HYDRO | WATER | SP15 | 1902-01-01 |  | CISO | SCE | 0
Participating Unit | N | N |  | AVENAL_6_AVPARK | GEN | Avenal Park Solar Project | 6 | 6 | PGAE | Avenal Park LLC | PHOTO VOLTAIC | SUN | ZP26 | 2011-08-05 |  | CISO | PGAE | 0
Participating Unit | N | Y | SCEN_6_PDRP104 | SCEN_6_PDRP104 | GEN | ESPN_SCEN_6_PDRP104 | 9.99 |  | SCE | Enersponse, Inc | OTHER | OTHER | SP15 |  |  | CISO | SCE | 0
Participating Unit | N | N |  | DOSPAL_1_DPSSR1 | GEN | Dos Palos Clean Power | 3 | 3 | PGAE | Dos Palos Clean Power LLC | PHOTO VOLTAIC | SUN | NP15 | 2025-03-13 |  | CISO | PGAE | 0
Participating Unit | N | N |  | LCKHT1_2_LSCBT1 | GEN | Lockhart Solar CL ESS I | 69 | 69 | SCE | Lockhart CL ESS I, LLC | OTHER | LESR | SP15 |  |  | CISO | SCE | 0
Non-Participating | N | Y | NAVYII_2_UNITS | NAVYII_2_UNIT 6 | GEN | COSO Power Developers (Navy II) Unit 6 | 33.3 | 33.3 |  |  |  |  | SP15 |  |  | CISO | SCE | 0
Participating Unit | N | N |  | FORKBU_6_UNIT | GEN | Forks of Butte Hydro | 14.4 | 14.4 | PGAE | Hypower, Inc. | HYDRO | WATER | NP15 | 2023-02-06 |  | CISO | PGAE | 0
Participating Unit | N | Y | SCEC_1_PDRP195 | SCEC_1_PDRP195 | GEN | VLTS_PDR_SCEC_D | 9 |  | SCE | Voltus, Inc. | OTHER | OTHER | SP15 |  |  | CISO | SCE | 0
Non-Participating | N | Y | MOSSLD_2_PSP2 | MOSSLD_2_PSP2G1 | GEN | MOSS LANDING CC PLANT 2, CTG UNIT 1 | 176 | 176 |  | Duke Energy Moss Landing LLC | COMBUSTION TURBINE | NATURAL GAS | NP15 |  |  | CISO | PGAE | 0
Participating Unit | N | N |  | BRDSLD_2_SHILO1 | GEN | Shiloh I Wind Project | 150 | 150 | PGAE | Shiloh 1 Wind Project LLC | WIND | WIND | NP15 | 38806 |  | CISO | PGAE | 0
Non-Participating | N | Y | MDFKRL_2_PROJCT | MIDFRK_7_UNIT 2 | GEN | MIDDLE FORK UNIT 2 | 69 | 69 |  | Pacific Gas & Electric Company | HYDRO | WATER | NP15 |  |  | CISO | PGAE | 0
Participating Unit | N | N |  | HUMBRD_1_HMBBT1 | GEN | Hummingbird Energy Storage | 75 | 75 | PGAE | Hummingbird Energy Storage LLC | OTHER | LESR | NP15 |  |  | CISO | PGAE | 0
Participating Unit | N | N |  | DEERCR_6_UNIT 1 | GEN | DEER CREEK | 7 | 7 | PGAE | Nevada Irrigation District | HYDRO | WATER | NP15 | 2923 |  | CISO | PGAE | 0
Participating Unit | N | N |  | FLOWD_2_WIND1 | GEN | Cameron Ridge 2 | 11.9 | 11.9 | SCE | Cameron Ridge II, LLC | WIND | WIND | SP15 | 2016-01-15 |  | CISO | SCE | 0
Participating Unit | N | N |  | DELSUR_6_BSOLAR | GEN | Central Antelope Dry Ranch B | 3 | 3 | SCE | Central Antelope Dry Ranch B LLC | PHOTO VOLTAIC | SUN | SP15 | 2017-09-29 |  | CISO | SCE | 0
Participating Unit | N | N |  | OLDRIV_6_BIOGAS | GEN | Bidart Old River 1 | 2 | 2 | PGAE | ABEC Bidart-Old River LLC | RECIPROCATING ENGINE | BIOGAS | ZP26 | 41708 |  | CISO | PGAE | 0
Participating Unit | N | Y | SCEC_1_PDRP105 | SCEC_1_PDRP105 | GEN | SCEC_1_PDRP105 | 2.24 |  | SCE | OHMCONNECT, INC. | OTHER | OTHER | SP15 |  |  | CISO | SCE | 0
Participating Unit | Y | N |  | SPBURN_2_UNIT 1 | GEN | Burney Biomass | 22 | 22 | PGAE | Sierra Pacific Industries | STEAM | BIOMASS | NP15 | 1986-01-01 |  | CISO | PGAE | 0
Non-Participating | N | Y | CDWR07_2_GEN | WNDGPP_2_NSPIN | GEN | WNDGPP_2_NSPIN | 239.1 | 239.1 |  |  | PUMP | OTHER | ZP26 |  |  | CISO | CWRP | 0
Participating Unit | N | N |  | ETIWND_2_SOLAR2 | GEN | Rochester | 1 | 1 | SCE | DG Solar Lessee II, LLC (Rochester) | PHOTO VOLTAIC | SUN | SP15 | 2016-09-06 |  | CISO | SCE | 0
Participating Unit | Y | N |  | CHEVCO_6_UNIT 1 | GEN | CHEVRON USA (COALINGA) | 16.5 | 19 | PGAE | Pacific Gas & Electric Company | COMBUSTION TURBINE | NATURAL GAS | ZP26 | 1986-01-17 |  | CISO | PGAE | 0
Non-Participating | N | Y | BIGCRK_2_EXESWD | BGCRK3_7_UNIT 2 | GEN | BIG CREEK PH 3 UNIT 2 | 34 | 34 |  | Southern California Edison Company | HYDRO | WATER | SP15 |  |  | CISO | SCE | 0
Participating Unit | N | N |  | DRACKR_2_DSUBT3 | GEN | Dracker Solar Unit 3 BESS | 115 | 115 | SCE | NextEra Blythe Solar Energy Center, LLC | OTHER | LESR | SP15 | 2021-07-23 |  | CISO | SCE | 0
Participating Unit | N | Y | SCEW_2_PDRP107 | SCEW_2_PDRP107 | GEN | SCEW_2_PDRP107 | 0.99 |  | SCE | Leapfrog Power, inc. | OTHER | OTHER | SP15 |  |  | CISO | SCE | 0
Participating Unit | N | N |  | ALAMIT_2_AESBT2 | GEN | Alamitos Energy Storage 2 | 82 | 82 | SCE | AES ES Alamitos 2, LLC | OTHER | LESR | SP15 | 2024-11-14 |  | CISO | SCE | 0
Participating Unit | N | Y | SCEW_2_PDRP234 | SCEW_2_PDRP234 | GEN | Nostromo Waldorf Astoria Beverly Hills | 9.9 |  | SCE | Olivine, Inc. | OTHER | OTHER | SP15 |  |  | CISO | SCE | 0
Non-Participating | N | Y | WISHON_6_UNITS | WISHON_6_UNIT 4 | GEN | WISHON HYDRO UNIT 4 | 5.6 | 5.6 |  | Pacific Gas & Electric Company | HYDRO | WATER | NP15 |  |  | CISO | PGAE | 0
Participating Unit | N | Y | SCEC_1_PDRP147 | SCEC_1_PDRP147 | GEN | SCEC_1_PDRP147 | 0.99 |  | SCE | Leapfrog Power, Inc. | OTHER | OTHER | SP15 |  |  | CISO | SCE | 0
Participating Unit | N | N |  | LAKEVW_6_AFTBT1 | GEN | AFTW STORAGE | 1.14 | 1.2 | PGAE | AFTW Storage, LLC | OTHER | LESR | ZP26 | 2025-05-06 |  | CISO | PGAE | 0
Participating Unit | N | N |  | DELSUR_6_SOLAR4 | GEN | Radiance Solar 4 | 1.5 | 1.9 | SCE | Radiance Solar 4 LLC | PHOTO VOLTAIC | SUN | SP15 | 2018-12-31 |  | CISO | SCE | 0
Participating Unit | N | Y | OGROVE_6_PL1X2 | OGROVE_6_PL1X2 | GEN | Orange Grove Energy Center | 96 |  | SDGE | Orange Grove Energy, L.P. | COMBUSTION TURBINE | NATURAL GAS | SP15 | 2010-06-16 |  | CISO | SDGE | 0
Participating Unit | N | N |  | JOANEC_2_STABT1 | GEN | Santa Ana Storage 1 | 20 | 20 | SCE | Johanna Energy Center, LLC | OTHER | LESR | SP15 | 2021-06-11 |  | CISO | SCE | 0
Non-Participating | N | Y | BELLEF_2_BSFSX3 | BELLEF_2_BSFSR3 | GEN | Bellefield Solar Farm | 200 | 200 | SCE | 50LW 8me LLC | PHOTO VOLTAIC | SUN | SP15 |  |  | CISO | SCE | 0
Participating Unit | N | Y | PIT3_7_PL1X3 | PIT3_7_PL1X3 | GEN | PIT PH 3 UNITS 1, 2 & 3 AGGREGATE | 70.6 |  | PGAE | Pacific Gas & Electric Company | HYDRO | WATER | NP15 | 1925-01-01 |  | CISO | PGAE | 0
Participating Unit | N | Y | HUMBPP_6_UNITS | HUMBPP_6_UNITS | GEN | Humboldt Bay Generating Station 1 | 97.62 |  | PGAE | Pacific Gas & Electric Company | RECIPROCATING ENGINE | NATURAL GAS | NP15 | 2010-09-29 |  | CISO | PGAE | 0
Participating Unit | Y | N |  | VISTA_6_QF | GEN | VISTA QFS | 0.18 | 0.6 | SCE | Southern California Edison Company | OTHER | OTHER | SP15 | 1983-01-01 |  | CISO | SCE | 0
Participating Unit | N | N |  | NZWIND_6_CALWND | GEN | Wind Resource I | 9 | 8.7 | SCE | CalWind Resources, Inc. | WIND | WIND | SP15 | 2012-03-24 |  | CISO | SCE | 0
Non-Participating | N | Y | DREWS_6_PL1X4 | DREWS_6_GEN 4 | GEN | DREWS UNIT 4 | 10.8 | 10.8 |  | Colton Power, LP | COMBUSTION TURBINE | NATURAL GAS | SP15 |  |  | CISO | SCE | 0
Participating Unit | N | Y | MALAGA_1_ACDBX2 | MALAGA_1_ACDBX2 | GEN | Acid | 97 |  | PGAE | Malaga BESS, LLC | OTHER | LESR | ZP26 | 45730 |  | CISO | PGAE | 0
Participating Unit | N | Y | SDG1_1_PDRP113 | SDG1_1_PDRP113 | GEN | SDG1_1_PDRP113 | 9.99 |  | SDGE | Leapfrog Power, Inc. | OTHER | OTHER | SP15 |  |  | CISO | SDGE | 0
Participating Unit | N | N |  | RATSKE_2_RBSSB2 | GEN | Rabbitbrush Solar 2 | 40 | 40 | SCE | Rabbitbrush Solar, LLC | OTHER | HYBD | SP15 | 2022-10-18 |  | CISO | SCE | 0
Non-Participating |  | Y | OGROVE_6_PL1X2 | OGROVE_6_CTG1 | GEN | Orange Grove | 75 | 75 |  | Orange Grove LLC | COMBUSTION TURBINE | NATURAL GAS | SP15 |  |  | CISO | SDGE | 0
Participating Unit | N | N |  | LARKSP_6_UNIT 2 | GEN | LARKSPUR PEAKER UNIT 2 | 49 | 49 | SDGE | Wildflower Energy LP | COMBUSTION TURBINE | NATURAL GAS | SP15 | 2001-09-13 |  | CISO | SDGE | 0
Participating Unit | N | Y | BELLEF_2_BSFBX3 | BELLEF_2_BSFBX3 | GEN | Bellefield Solar Farm BESS | 500 |  | SCE | 50LW 8me LLC | OTHER | LESR | SP15 |  |  | CISO | SCE | 0
Participating Unit | N | N |  | LITLRK_6_SOLAR1 | GEN | Lancaster Little Rock C | 5 | 5 | SCE | Lancaster Little Rock C LLC | PHOTO VOLTAIC | SUN | SP15 | 2015-01-17 |  | CISO | SCE | 0
Participating Unit | N | Y | PGEB_2_PDRP100 | PGEB_2_PDRP100 | GEN | PGEB_2_PDRP100 | 0.99 |  | PGAE | Leapfrog Power, inc. | OTHER | OTHER | NP15 |  |  | CISO | PGAE | 0
Participating Unit | N | Y | SCEW_2_PDRP163 | SCEW_2_PDRP163 | GEN | LCR AMS Hybrid West LA 2-W-LPIPO | 8.28 |  | SCE | Southern California Edison | OTHER | OTHER | SP15 |  |  | CISO | SCE | 0
Participating Unit | N | N |  | OMAR_2_UNIT 1 | GEN | KERN RIVER COGENERATION CO. UNIT 1 | 75 | 85 | SCE | Chevron Power Holdings, INC | FTUR | NATURAL GAS | SP15 | 1985-05-01 |  | CISO | SCE | 0
Participating Unit | N | N |  | MAGNLA_6_COLTON | TG | Magnolia Power Project | 12 |  | SCE | LUGO | COMBINED CYCLE | NATURAL GAS | SP15 | 43845 |  | LADWP | SCE | 1
Non-Participating | N | Y | LMEC_1_PL1X3 | LMEC_1_STG | GEN | LOS MEDANOS STG UNIT | 236 | 236 |  | Los Medanos Energy Center, LLC | STEAM | HEAT RECOVERY | NP15 |  |  | CISO | PGAE | 0
Participating Unit | N | N |  | BIGSKY_2_SOLAR7 | GEN | Big Sky Solar 1 | 50 | 50 | SCE | Antelope DSR 1, LLC | PHOTO VOLTAIC | SUN | SP15 | 2016-12-15 |  | CISO | SCE | 0
Participating Unit | N | N |  | CSCGNR_1_UNIT 2 | GEN | GIANERA PEAKER UNIT 2 | 24.75 | 24.8 | PGAE | City of Santa Clara DBA Silicon Valley Power (MSS Agreement - S14) | FTUR | NATURAL GAS | NP15 | 31413 |  | CISO | NCPA | 0
Participating Unit | N | N |  | OASIS_6_SOLAR1 | GEN | Morgan Lancaster I | 1.5 | 1.5 | SCE | WGL Energy Systems Inc | PHOTO VOLTAIC | SUN | SP15 | 2015-12-09 |  | CISO | SCE | 0
Participating Unit | Y | N |  | DEXZEL_1_UNIT | GEN | Western Power and Steam Cogeneration | 20 | 36.8 | PGAE | Western Power and Steam II LLC | COMBUSTION TURBINE | NATURAL GAS | ZP26 | 1989-11-30 |  | CISO | PGAE | 0
Participating Unit | N | N |  | WEBER_6_FORWRD | GEN | Forward | 4.2 | 4.3 | PGAE | Ameresco Forward LLC | RECIPROCATING ENGINE | BIOGAS | NP15 | 2014-02-05 |  | CISO | PGAE | 0
Participating Unit | N | N |  | ALTA4B_2_CPCW3 | GEN | Alta Wind 3 | 150 | 150 | SCE | Alta Interconnection Management, LLC | WIND | WIND | SP15 | 2011-02-12 |  | CISO | SCE | 0
Participating Unit | N | Y | SCEW_2_PDRP112 | SCEW_2_PDRP112 | GEN | SCEW_2_PDRP112 | 0.99 |  | SCE | Leapfrog Power, Inc. | OTHER | OTHER | SP15 |  |  | CISO | SCE | 0
Non-Participating | N | Y | DMDVLY_1_UNITS | DMDVLY_1_GEN 2 | GEN | Diamond Valley Unit 2 | 3.3 | 3.3 |  | Metropolitan Water District of Southern California (MWD) | PUMPED STORAGE | WATER | SP15 |  |  | CISO | SCE | 0
Participating Unit | N | N |  | OASIS_6_AR8SR3 | GEN | Arrache 8083 III | 1 | 1 | SCE | TerraForm Phoenix I CD Holdings, LLC | PHOTO VOLTAIC | SUN | SP15 | 2024-06-18 |  | CISO | SCE | 0
Participating Unit | N | Y | SCEW_2_PDRP116 | SCEW_2_PDRP116 | GEN | SCEW_2_PDRP116 | 0.99 |  | SCE | Leapfrog Power, Inc. | OTHER | OTHER | SP15 |  |  | CISO | SCE | 0
Participating Unit | Y | N |  | PIT5_7_QFUNTS | GEN | GRASSHOPPER FLAT HYDRO | 1.1 | 3.8 | PGAE | Emmerson Investments, Inc. | HYDRO | WATER | NP15 | 1987-08-15 |  | CISO | PGAE | 0
Participating Unit | N | N |  | ALAMIT_7_UNIT 4 | GEN | ALAMITOS GEN STA. UNIT 4 | 334.43 | 320 | SCE | AES Alamitos | STEAM | NATURAL GAS | SP15 | 1962-01-01 |  | CISO | SCE | 0
Non-Participating |  | Y | SANTFG_7_UNITS | SANTFG_7_UNIT 1 | GEN | SANTFG_7_UNIT 1 | 46 | 46 |  |  |  |  | NP15 |  |  | CISO | PGAE | 0
Participating Unit | N | N |  | OMAR_2_UNIT 2 | GEN | KERN RIVER COGENERATION CO. UNIT 2 | 75 | 85 | SCE | Chevron Power Holdings, INC | FTUR | NATURAL GAS | SP15 | 31168 |  | CISO | SCE | 0
Participating Unit | N | N |  | CWATER_1_DS1BT1 | GEN | Daggett Solar 1 BESS | 113.5 | 113.5 | SCE | Daggett Solar Power 1 LLC | OTHER | LESR | SP15 | 2025-09-09 |  | CISO | SCE | 0
Participating Unit | N | N |  | IVSLR2_2_SM2SR1 | GEN | Silver Ridge Mount Signal 2 | 150 | 150 | SDGE | Imperial Valley Solar 2, LLC | PHOTO VOLTAIC | SUN | SP15 | 2019-12-06 |  | CISO | SDGE | 0
Non-Participating |  | Y | PALOMR_2_PL1X3 | PALOMR_7_STG3 | GEN | PALOMR_7_STG3 | 260 | 260 |  |  | STEAM |  | SP15 |  |  | CISO | SDGE | 0
Participating Unit | N | N |  | BRDSLD_2_SHILO2 | GEN | SHILOH WIND PROJECT 2 | 150 | 150 | PGAE | Shiloh Wind Project 2, LLC | WIND | WIND | NP15 | 39840 |  | CISO | PGAE | 0
Participating Unit | N | N |  | BEKWJS_5_BV1SCEDYN | TG | Broadview 1 | 130 |  | SCE | WILLOWBEACH | WIND | WIND | SP15 | 2017-01-27 |  | AZPS | SCE | 1
Participating Unit | N | N |  | RTEDDY_2_SEBSR4 | GEN | Rosamond West Solar East Bay 4 | 56 | 56 | SCE | Golden Fields Solar III, LLC | PHOTO VOLTAIC | SUN | SP15 | 44186 |  | CISO | SCE | 0
Participating Unit | N | Y | SCEC_1_PDRP171 | SCEC_1_PDRP171 | GEN | IEUA Battery Energy Storage System | 1 |  | SCE | Shell Energy North America (US), L.P. | OTHER | OTHER | SP15 |  |  | CISO | SCE | 0
Non-Participating | N | Y | MALAGA_1_ACDBX2 | MALAGA_1_ACDBT1 | GEN | Acid | 48.5 | 48.5 | PGAE | Malaga BESS, LLC | OTHER | LESR | ZP26 |  |  | CISO | PGAE | 0
Participating Unit | N | N |  | BLKDIA_2_BDEBT1 | GEN | Black Diamond Energy Storage | 200 | 200 | PGAE | Diablo Energy Storage, LLC | OTHER | LESR | NP15 | 44637 |  | CISO | PGAE | 0
Non-Participating | N | Y | HYTTHM_2_UNITS | HYATT_2_UNIT 6 | GEN | Edward Hyatt P-G Unit 6 | 132.2 | 132.2 |  | California Dept. of Water Resources | HYDRO | WATER | NP15 |  |  | CISO | CWRP | 0
Non-Participating | N | Y | CENTRY_6_PL1X4 | CENTRY_6_GEN 2 | GEN | CENTURY GEN 2 | 10.8 | 10.8 |  | Colton Power, LP | COMBUSTION TURBINE | NATURAL GAS | SP15 |  |  | CISO | SCE | 0
Non-Participating | N | Y | DMDVLY_1_UNITS | DMDVLY_1_GEN 10 | GEN | Diamond Valley Unit 10 | 3.3 | 3.3 |  | Metropolitan Water District of Southern California (MWD) | PUMPED STORAGE | WATER | SP15 |  |  | CISO | SCE | 0
Participating Unit | N | N |  | GATEWY_2_GESBT1 | GEN | Gateway Energy Storage | 250 | 250 | SDGE | Gateway Energy Storage, LLC | OTHER | LESR | SP15 | 45769 |  | CISO | SDGE | 0
Participating Unit | N | N |  | RECTOR_7_TULARE | GEN | MM Tulare | 1.5 | 1.5 | SCE | MM Tulare Energy, LLC | RECIPROCATING ENGINE | BIOMASS | SP15 | 35923 |  | CISO | SCE | 0
Non-Participating | N | Y | LECEF_1_UNITS | LECEF_1_STG1 | GEN | LOS ESTEROS ENERGY FACILITY STG1 | 120 | 120 |  | Los Esteros Critical Energy Facility, LLC | STEAM | NATURAL GAS | NP15 |  |  | CISO | PGAE | 0
Non-Participating | N | Y | BIGCRK_2_EXESWD | BGCRK2_7_UNIT 6 | GEN | BIG CREEK PH 2 UNIT 6 | 17.5 | 17.5 |  | Southern California Edison Company | HYDRO | WATER | SP15 |  |  | CISO | SCE | 0
Participating Unit | N | N |  | VESTAL_2_SOLAR1 | GEN | NICOLIS | 20 | 20 | SCE | Nicolis, LLC | PHOTO VOLTAIC | SUN | SP15 | 2016-09-15 |  | CISO | SCE | 0
Participating Unit | N | N |  | DELAMO_2_SOLRC1 | GEN | Golden Springs Building C1 | 1.16 | 1.3 | SCE | Golden Springs Development Company LLC | PHOTO VOLTAIC | SUN | SP15 | 40949 |  | CISO | SCE | 0
Participating Unit | N | N |  | SANWD_1_QF | GEN | San Gorgonio Farms Wind Farm | 31 | 32 | SCE | San Gorgonio Farms, Inc. | WIND | WIND | SP15 | 1983-03-01 |  | CISO | SCE | 0
Participating Unit | N | Y | SUNSHN_2_LNDFL | SUNSHN_2_LNDFL | GEN | Sunshine Gas Producers | 20 |  | SCE | Sunshine Gas Producers, L.L.C. | COMBUSTION TURBINE | BIOGAS | SP15 | 2014-09-01 |  | CISO | SCE | 0
Participating Unit | N | N |  | SPRGVL_2_EXETPV | GEN | Exeter Tulare PV | 3.5 | 3.5 | SCE | Tulare PV I, LLC | PHOTO VOLTAIC | SUN | SP15 | 2022-01-28 |  | CISO | SCE | 0
Participating Unit | N | Y | PNCHPP_1_PL1X2 | PNCHPP_1_PL1X2 | GEN | Midway Peaking Aggregate | 119.91 |  | PGAE | Midway Peaking, LLC | COMBUSTION TURBINE | NATURAL GAS | NP15 | 2009-05-03 |  | CISO | PGAE | 0
Participating Unit | N | N |  | LECONT_2_LESBT1 | GEN | LeConte Energy Storage | 125 | 125 | SDGE | LeConte Energy Storage, LLC | OTHER | LESR | SP15 | 2022-09-01 |  | CISO | SDGE | 0
Participating Unit | N | Y | SCEC_1_PDRP179 | SCEC_1_PDRP179 | GEN | SCEC_1_PDRP179 | 0.99 |  | SCE | Leapfrog Power, Inc. | OTHER | OTHER | SP15 |  |  | CISO | SCE | 0
Participating Unit | N | N |  | DEVERS_2_CS2SR4 | GEN | Caliente Solar 2 | 0.91 | 1 | SCE | Caliente II Solar, LLC | PHOTO VOLTAIC | SUN | SP15 | 2018-05-18 |  | CISO | SCE | 0
Participating Unit | N | N |  | LGHTHP_2_SBDSR2 | GEN | South Bay Dis Ctr 6 | 1.38 | 1.38 | SCE | ESCA-PLD-Southbay2, LLC | PHOTO VOLTAIC | SUN | SP15 |  |  | CISO | SCE | 0
Participating Unit | N | N |  | WSNR_2_TESLADYN | TG | Central Valley Tesla | 10 |  | PGAE | TESLA230 | HYDRO | WATER | NP15 | 2017-12-13 |  | BANC | PGAE | 1
Participating Unit | N | Y | PALOMR_2_PL1X3 | PALOMR_2_PL1X3 | GEN | Palomar Energy Center | 588.21 |  | SDGE | San Diego Gas & Electric | COMBINED CYCLE | NATURAL GAS | SP15 | 38639 |  | CISO | SDGE | 0
Participating Unit | N | N |  | DYLAN_2_BMTBT1 | GEN | Beaumont BESS | 100 | 100 | SCE | Beaumont ESS, LLC | OTHER | LESR | SP15 | 45531 |  | CISO | SCE | 0
Participating Unit | Y | N |  | COVERD_2_QFUNTS | GEN | Cove Hydroelectric Project | 5.5 | 20.3 | PGAE | Snow Mountain Hydro, LLC. | HYDRO | WATER | NP15 | 1987-01-05 |  | CISO | PGAE | 0
Participating Unit | N | Y | PGEB_2_PDRP111 | PGEB_2_PDRP111 | GEN | VLTS_PDR_PGEB_03 | 4 |  | PGAE | Voltus, Inc. | OTHER | OTHER | NP15 |  |  | CISO | PGAE | 0
Non-Participating | N | Y | MRCHNT_2_PL1X3 | MRCHNT_2_CTG1 | GEN | Desert Star Energy Center CT1 | 230 | 230 |  | San Diego Gas and Electric Company | COMBUSTION TURBINE | NATURAL GAS | SP15 |  |  | CISO | SCE | 0
Participating Unit | N | N |  | ESQUON_6_LNDFIL | GEN | Neal Road Landfill Generating Facility | 2.1 | 2.1 | PGAE | Ameresco Butte County LLC | RECIPROCATING ENGINE | BIOGAS | NP15 | 2012-09-27 |  | CISO | PGAE | 0
Participating Unit | N | N |  | VALTNE_2_AVASR1 | GEN | Valentine Solar | 100 | 100 | SCE | Valentine Solar, LLC | PHOTO VOLTAIC | SUN | SP15 | 2019-11-09 |  | CISO | SCE | 0
Participating Unit | N | Y | SLSTR2_2_SOLAR2 | SLSTR2_2_SOLAR2 | GEN | Solar Star 2 | 276 |  | SCE | Solar Star California XX, LLC | PHOTO VOLTAIC | SUN | SP15 | 41851 |  | CISO | SCE | 0
Participating Unit | N | N |  | BNNIEN_7_ALTAPH | GEN | ALTA POWER HOUSE | 1 | 2 | PGAE | Pacific Gas & Electric Company | HYDRO | WATER | NP15 | 1902-01-01 |  | CISO | PGAE | 0
Participating Unit | N | N |  | LAPLMA_2_UNIT 1 | GEN | La Paloma Generating Plant Unit #1 | 267 | 295 | PGAE | CXA La Paloma LLC | COMBINED CYCLE | NATURAL GAS | ZP26 | 2003-01-10 |  | CISO | PGAE | 0
Participating Unit | N | N |  | BREGGO_6_SOLAR | GEN | NRG Borrego Solar One | 26 | 26 | SDGE | Solar Borrego I LLC | PHOTO VOLTAIC | SUN | SP15 | 41317 |  | CISO | SDGE | 0
Non-Participating | N | Y | GYS5X6_7_UNITS | GYS5X6_7_UNIT 6 | GEN | Geysers Unit 6 | 55 | 55 |  | Geysers Power Company, LLC | STEAM | GEOTHERMAL | NP15 |  |  | CISO | PGAE | 0
Participating Unit | N | N |  | RTEDDY_2_RWSBT3 | GEN | Rosamond West Solar Central BESS A3 | 45 | 45 | SCE | Golden Fields Solar III, LLC | OTHER | LESR | SP15 | 2024-05-09 |  | CISO | SCE | 0
Non-Participating | N | Y | HYTTHM_2_UNITS | THERMA_2_UNIT 1 | GEN | Thermalito Gen Unit 1 | 36 | 36 |  | California Dept. of Water Resources | HYDRO | WATER | NP15 |  |  | CISO | CWRP | 0
Participating Unit | N | N |  | CASCES_6_CESBT2 | GEN | Cascade Energy Storage Expansion | 20 | 20 | PGAE | Cascade BESS, LLC | OTHER | LESR | NP15 | 2025-03-15 |  | CISO | PGAE | 0
Participating Unit | N | N |  | DSRTHV_2_DH2SR2 | GEN | Desert Harvest 2 | 70 | 70 | SCE | Desert Harvest II, LLC | PHOTO VOLTAIC | SUN | SP15 | 44176 |  | CISO | SCE | 0
Participating Unit | N | N |  | NZWIND_6_WDSTR2 | GEN | Windstream 6040 | 5.72 | 6.9 | SCE | Windstream Operations, LLC | WIND | WIND | SP15 | 2014-11-30 |  | CISO | SCE | 0
Participating Unit | N | N |  | SHUTLE_6_RUISR3 | GEN | Rutan 3 | 1 | 1 | SCE | TerraForm Phoenix I CD Holdings LLC | PHOTO VOLTAIC | SUN | SP15 | 2024-04-29 |  | CISO | SCE | 0
Non-Participating | N | Y | WNDSTR_2_WIND | WNDSTR_2_WIND1 | GEN | Windstar Wind Farm | 60 | 60 |  | Windstar Energy LLC | WIND | WIND | SP15 |  |  | CISO | SCE | 0
Participating Unit | N | N |  | RECTOR_2_QF | GEN | Kaweah Unit 1 | 20.09 | 20.09 | SCE | Terminus Hydroelectric, LLC | HYDRO | WATER | SP15 | 43969 |  | CISO | SCE | 0
Non-Participating | N | Y | SLUISP_2_UNITS | SLUISP_2_UNIT 1 | GEN | San Luis P-G Unit 1 | 53 | 53 | PGAE | California Dept. of Water Resources | PUMPED STORAGE | WATER | NP15 |  |  | CISO | PGAE | 0
Participating Unit | N | N |  | CALPSS_6_SOLAR1 | TG | Calipatria Solar Farm | 19.9 | 20 | SDGE | IVLY2 | PHOTO VOLTAIC | SUN | SP15 | 2016-02-12 |  | IID | SDGE | 1
Non-Participating | N | Y | DELTA_2_PL1X4 | DELTA_2_CTG2 | GEN | DELTA ENERGY CENTER CTG UNIT 2 | 212.5 | 212.5 |  | Delta Energy Center, LLC | COMBUSTION TURBINE | NATURAL GAS | NP15 |  |  | CISO | PGAE | 0
Participating Unit | N | N |  | BREGGO_6_DSEBT1 | GEN | Dark Sky Energy Center | 7.33 | 7.33 | SDGE | San Diego Gas & Electric Company | OTHER | LESR | SP15 | 2025-08-12 |  | CISO | SDGE | 0
Participating Unit | N | N |  | LUNAVL_2_LVSSR1 | GEN | Luna Valley Solar | 113.5 | 113.5 | PGAE | Luna Valley Solar I, LLC | PHOTO VOLTAIC | SUN | NP15 | 2025-08-22 |  | CISO | PGAE | 0
Participating Unit | N | N |  | LALPAG_1_LALBT1 | GEN | Lake Alpaugh Battery Storage | 10 | 10 | PGAE | Alpaugh BESS, LLC | OTHER | LESR | ZP26 |  |  | CISO | SCE | 0
Non-Participating | N | Y | BIGCRK_2_EXESWD | BGCRK1_7_UNIT 1 | GEN | BIG CREEK PH 1 UNIT 1 | 19.8 | 19.8 |  | Southern California Edison Company | HYDRO | WATER | SP15 |  |  | CISO | SCE | 0
Participating Unit | N | N |  | TRNQLT_2_RETBT1 | GEN | RE Tranquillity BESS | 72 |  | PGAE | SP Tranquillity Solar Storage, LLC | OTHER | LESR | NP15 | 2022-03-16 |  | CISO | PGAE | 0
Participating Unit | N | N |  | FIFTHS_2_FSSR1 | GEN | Fifth Standard Solar | 150 | 150 | PGAE | Fifth Standard Solar PV, LLC | PHOTO VOLTAIC | SUN | ZP26 | 45198 |  | CISO | PGAE | 0
Participating Unit | Y | N |  | BURNYF_2_UNIT 1 | GEN | Burney Forest Power | 29 | 35.7 | PGAE | Burney Forest Products | STEAM | BIOMASS | NP15 | 43329 |  | CISO | PGAE | 0
Participating Unit | Y | N |  | BRDGVL_7_BAKER | GEN | Baker Station Hydro | 1.49 | 2.5 | PGAE | Baker Station Associates, LP | HYDRO | WATER | NP15 | 1987-12-10 |  | CISO | PGAE | 0
Participating Unit | N | N |  | SHAFTR_1_HWYSR1 | GEN | Highway 43 | 2.25 | 2.25 | PGAE | Currumbin Solar, LLC | PHOTO VOLTAIC | SUN | ZP26 | 45664 |  | CISO | PGAE | 0
Non-Participating | N | Y | INTKEP_2_UNITS | INTKEP_2_KIRKW2 | GEN | KIRKWOOD HYDRO UNIT 2 | 45.41 | 45.41 |  |  |  |  | NP15 |  |  | CISO | PGAE | 0
Participating Unit | N | N |  | REDBLF_6_UNIT | GEN | RED BLUFF PEAKER PLANT | 44 | 44 | PGAE | California Power Holdings, LLC | RECIPROCATING ENGINE | NATURAL GAS | NP15 | 2001-08-11 |  | CISO | PGAE | 0
Participating Unit | N | N |  | VICPAS_2_SOCSR1 | GEN | Sol Catcher BESS PV1 | 100 | 100 | SCE | Arica Solar, LLC | PHOTO VOLTAIC | SUN | SP15 | 2024-03-26 |  | CISO | SCE | 0
Participating Unit | N | Y | SCEC_1_PDRP142 | SCEC_1_PDRP142 | GEN | SCEC_1_PDRP142 | 0.99 |  | SCE | Leapfrog Power, Inc. | OTHER | OTHER | SP15 |  |  | CISO | SCE | 0
Participating Unit | N | Y | HNTGBH_2_PL1X3 | HNTGBH_2_PL1X3 | GEN | Huntington Beach Energy | 673.8 |  | SCE | AES Huntington Beach Energy LLC | COMBINED CYCLE | NATURAL GAS | SP15 | 2020-02-04 |  | CISO | SCE | 0
Participating Unit | N | N |  | ALT6DN_2_WIND7 | GEN | Pinyon Pines 1 | 164.31 | 168 | SCE | Alta Interconnection Management III, LLC | WIND | WIND | SP15 | 2013-01-01 |  | CISO | SCE | 0
Participating Unit | N | N |  | LNCSTR_6_SOLAR2 | GEN | SEPV Sierra NGR | 8.25 | 8.25 | SCE | SEPV Sierra LLC | OTHER | HYBD | SP15 | 44552 |  | CISO | SCE | 0
Participating Unit | N | N |  | KYCORA_6_KMSBT1 | GEN | Kearny Mesa Storage | 1 | 1 | SDGE | Kearny Mesa Storage, LLC | OTHER | LESR | SP15 | 2020-02-13 |  | CISO | SDGE | 0
Non-Participating | N | Y | BLM_2_UNITS | BLM E_2_UNIT 7 | GEN | COSO ENERGY DEVELOPERS - BLM EAST UNIT 7 | 24 | 24 |  |  |  |  | SP15 |  |  | CISO | SCE | 0
Participating Unit | N | N |  | ESCNDO_6_EB3BT3 | GEN | Escondido BESS 3 | 10 | 10 | SDGE | San Diego Gas & Electric | OTHER | LESR | SP15 | 42800 |  | CISO | SDGE | 0
Participating Unit | N | N |  | ALPSLR_1_SPSSLR | GEN | Alpaugh 50 LLC | 50 | 50 | PGAE | Alpaugh 50, LLC | PHOTO VOLTAIC | SUN | ZP26 | 2013-03-08 |  | CISO | PGAE | 0
Participating Unit | N | Y | BLKCRK_2_SOLAR1 | BLKCRK_2_SOLAR1 | GEN | McCoy Station | 250 |  | SCE | NextEra Desert Center Blythe, LLC | PHOTO VOLTAIC | SUN | SP15 | 2016-06-14 |  | CISO | SCE | 0
Participating Unit | N | N |  | EDMONS_2_NSPIN | GEN | EDMONS_2_NSPIN | 775.8 | 840 | SCE |  | PUMP | WATER | SP15 | 2009-03-31 |  | CISO | CWRS | 0
Participating Unit | N | N |  | RECTOR_2_IVANPV | GEN | Ivanhoe Tulare PV | 3.5 | 3.5 | SCE | Tulare PV I, LLC | PHOTO VOLTAIC | SUN | SP15 | 44589 |  | CISO | SCE | 0
Participating Unit | N | N |  | VALLEY_5_SOLAR1 | GEN | Kona Solar - Meridian #1 | 1.49 | 1.5 | SCE | Kona Solar, LLC | PHOTO VOLTAIC | SUN | SP15 | 42107 |  | CISO | SCE | 0
Non-Participating | N | Y | WNDSTR_2_WIND | WNDSTR_2_WIND2 | GEN | Windstar Wind Farm | 60 | 60 |  | Windstar Energy LLC | WIND | WIND | SP15 |  |  | CISO | SCE | 0
Participating Unit | N | N |  | GLDTWN_6_COLUM3 | GEN | Columbia 3 | 10 | 10 | SCE | RE Columbia 3 LLC | PHOTO VOLTAIC | SUN | SP15 | 41618 |  | CISO | SCE | 0
Participating Unit | N | N |  | RVSIDE_6_SOLAR1 | GEN | Tequesquite Landfill Solar Project | 7.5 | 7.5 | SCE | Solar Star California XXXI, LLC | PHOTO VOLTAIC | SUN | SP15 | 2015-09-09 |  | CISO | RVSD | 0
Non-Participating | N | Y | BIGCRK_2_EXESWD | BGCRK1_7_UNIT 4 | GEN | BIG CREEK PH 1 UNIT 4 | 31.2 | 31.2 |  | Southern California Edison Company | HYDRO | WATER | SP15 |  |  | CISO | SCE | 0
Participating Unit | N | N |  | SUNCAT_2_A1BBT1 | GEN | Arlington Solar Unit 1B BESS | 63 | 63 | SCE | Arlington Solar, LLC | OTHER | LESR | SP15 | 2022-08-01 |  | CISO | SCE | 0
Participating Unit | N | N |  | MSOLAR_2_SOLAR3 | GEN | Mesquite Solar 3, LLC | 152 | 152 | SDGE | Mesquite Solar 3, LLC | PHOTO VOLTAIC | SUN | SP15 | 42710 |  | CISO | SDGE | 0
Participating Unit | Y | N |  | UNOCAL_1_UNITS | GEN | TOSCO (RODEO PLANT) | 49.85 | 57.3 | PGAE | Pacific Gas & Electric Company | FTUR | NATURAL GAS | NP15 | 1987-05-21 |  | CISO | PGAE | 0
Participating Unit | N | N |  | HENRTA_6_ACDSR3 | GEN | Avenal Cutoff Dac Spring Solar | 3 | 3 | PGAE | Kings CSG 3, LLC | PHOTO VOLTAIC | SUN | NP15 | 45751 |  | CISO | PGAE | 0
Non-Participating | N | Y | ALAMIT_2_PL1X3 | ALAMIT_7_STG1S | GEN | ALAMIT_7_STG1S | 241.5 | 241.5 |  | AES Alamitos Energy LLC | COMBINED CYCLE | NATURAL GAS | SP15 |  |  | CISO | SCE | 0
Participating Unit | Y | N |  | WADHAM_6_UNIT | GEN | Wadham Energy LP | 29.07 | 32 | PGAE | Wadham Energy Limited Partnership | STEAM | WASTE TO POWER | NP15 | 1989-03-24 |  | CISO | PGAE | 0
Participating Unit | N | N |  | MESAS_2_YORBT1 | GEN | Yorktown 1 BESS | 3 | 3 | SCE | Southern California Edison | OTHER | LESR | SP15 |  |  | CISO | SCE | 0
Participating Unit | N | Y | WISHON_6_UNITS | WISHON_6_UNITS | GEN | Wishon/San Joaquin #1-A AGGREGATE | 18.4 |  | PGAE | Pacific Gas & Electric Company | HYDRO | WATER | NP15 | 3654 |  | CISO | PGAE | 0
Non-Participating | N | Y | SUNSHN_2_LNDFL | SUNSHN_2_LNDFL4 | GEN | SUNSHN_2_LNDFL4 | 4.6 | 4.6 |  | Sunshine Gas Producers, L.L.C. Unit 4 | COMBUSTION TURBINE | BIOGAS | SP15 |  |  | CISO | SCE | 0
Participating Unit | N | N |  | SUNCAT_2_A1ABT1 | GEN | Arlington Solar Unit 1A BESS | 47 | 47 | SCE | Arlington Solar, LLC | OTHER | LESR | SP15 | 2022-08-01 |  | CISO | SCE | 0
Non-Participating | N | Y | OBERON_5_O2BBX2 | OBERON_5_O2BBT4 | GEN | Oberon 2 BESS | 62.5 | 62.5 | SCE | IP Oberon BESS, LLC | OTHER | LESR | SP15 |  |  | CISO | SCE | 0
Non-Participating | N | Y | LMEC_1_PL1X3 | LMEC_1_CTG1 | GEN | LOS MEDANOS CTG UNIT 1 | 172 | 172 |  | Los Medanos Energy Center, LLC | COMBUSTION TURBINE | NATURAL GAS | NP15 |  |  | CISO | PGAE | 0
Participating Unit | N | N |  | POLRIS_2_ASEBT1 | GEN | Antelope Solar 2 Estrella BESS | 28 | 28 | SCE | Estrella Solar, LLC | OTHER | LESR | SP15 | 2023-12-29 |  | CISO | SCE | 0
Participating Unit | N | N |  | BALCHS_7_UNIT 3 | GEN | BALCH 2 PH UNIT 3 | 54.6 | 54.6 | PGAE | Pacific Gas & Electric Company | HYDRO | WATER | NP15 | 21186 |  | CISO | PGAE | 0
Participating Unit | Y | N |  | YUBACT_1_SUNSWT | GEN | YUBA CITY COGEN | 49.97 | 49 | PGAE | Yuba City Cogeneration Partners, L.P. | COMBUSTION TURBINE | NATURAL GAS | NP15 | 33234 |  | CISO | PGAE | 0
Participating Unit | N | N |  | STROUD_6_WWHSR1 | GEN | Winter Wheat Solar Farm | 1.5 | 1.5 | PGAE | GASNA 36P, LLC | PHOTO VOLTAIC | SUN | NP15 | 2019-05-11 |  | CISO | PGAE | 0
Participating Unit | N | Y | GYS5X6_7_UNITS | GYS5X6_7_UNITS | GEN | GEYSERS UNITS 5 & 6 AGGREGATE | 98.43 |  | PGAE | Geysers Power Company, LLC | STEAM | GEOTHERMAL | NP15 | 25934 |  | CISO | PGAE | 0
Participating Unit | N | N |  | VICTOR_1_SDRSR1 | GEN | Snowline Duncan Road North | 1.5 | 1.5 | SCE | SunE Solar XV Lessor, LLC | PHOTO VOLTAIC | SUN | SP15 | 45853 |  | CISO | SCE | 0
Non-Participating |  | Y | TERMEX_2_PL1X3 | TERMEX_2_GTG2 | GEN | TERMEX_2_GTG2 | 180 | 180 |  |  |  |  | SP15 |  |  | CISO | SDGE | 0
Participating Unit | N | N |  | VOYAGR_2_VOYWD1 | GEN | Voyager 1 | 128.91 | 131.1 | SCE | Alta Interconnection Management III, LLC | WIND | WIND | SP15 | 2019-12-30 |  | CISO | SCE | 0
Participating Unit | N | N |  | VICTOR_1_CREST | GEN | Victor Aggregate Solar Resources | 11.99 | 38.2 | SCE | Southern California Edison Company | PHOTO VOLTAIC | SUN | SP15 | 42991 |  | CISO | SCE | 0
Participating Unit | N | N |  | WHITEH_2_MEADDYN1 | TG | White Hills A | 50 |  | SCE | MEAD230 | WIND | WIND | SP15 | 44181 |  | WALC | SCE | 1
Participating Unit | N | N |  | PADUA_2_SOLAR1 | GEN | Kona Solar - Rancho DC #1 | 1.75 | 1.8 | SCE | Kona Solar, LLC | PHOTO VOLTAIC | SUN | SP15 | 42157 |  | CISO | SCE | 0
Participating Unit | N | N |  | SUNPND_5_SPSSR1 | TG | Sun Pond Solar 1 | 42.5 | 42.5 | SCE | PVWEST | PHOTO VOLTAIC | SUN | SP15 |  |  | SRP | SCE | 0
Participating Unit | N | Y | SCEW_2_PDRP131 | SCEW_2_PDRP131 | GEN | SCEW_2_PDRP131 | 0.99 |  | SCE | Leapfrog Power, Inc. | OTHER | OTHER | SP15 |  |  | CISO | SCE | 0
Non-Participating | N | Y | COLVIL_7_PL1X2 | COLVIL_7_UNIT 2 | GEN | COLLIERVILLE HYDRO UNIT 2 | 126 | 126 |  | NCPA (MSS Agreement - S14) | HYDRO | WATER | NP15 |  |  | CISO | NCPA | 0
Participating Unit | N | N |  | USWPFK_6_FRICK | GEN | Frick Summit Wind Repower | 10 | 10 | PGAE | Altamont Winds LLC | WIND | WIND | NP15 | 2021-07-02 |  | CISO | PGAE | 0
Participating Unit | N | N |  | SANBRN_2_SS2BT3 | GEN | Sanborn Solar 2 SBESS 3 | 169 | 169 | SCE | EDSAN 1B Group 1 Edwards, LLC | OTHER | LESR | SP15 | 2023-10-11 |  | CISO | SCE | 0
Participating Unit | N | N |  | CHINO_2_APEBT1 | GEN | Pomona Energy Storage | 20 | 20 | SCE | VESI Pomona Energy Storage, Inc. | OTHER | LESR | SP15 | 2016-12-31 |  | CISO | SCE | 0
Participating Unit | N | N |  | LAMONT_1_SOLAR4 | GEN | Hayworth Solar Farm | 26.66 | 27 | PGAE | 65HK 8me LLC | PHOTO VOLTAIC | SUN | ZP26 | 2015-12-23 |  | CISO | PGAE | 0
Participating Unit | N | N |  | VICTOR_1_SOLAR2 | GEN | Alamo Solar | 20 | 20 | SCE | Alamo Solar, LLC | PHOTO VOLTAIC | SUN | SP15 | 2015-05-15 |  | CISO | SCE | 0
Participating Unit | N | Y | CENTPD_2_BMSX2 | CENTPD_2_BMSX2 | GEN | Blythe Mesa Solar 2 BESS | 112 | 112 | SCE | Blythe Mesa Solar II, LLC | OTHER | LESR | SP15 | 44916 |  | CISO | SCE | 0
Participating Unit | N | N |  | WEEDPC_6_KNSSR1 | GEN | Kern Sunset | 2.37 | 2.37 | PGAE | Weedpatch Solar, LLC | PHOTO VOLTAIC | SUN | ZP26 | 45671 |  | CISO | PGAE | 0
Participating Unit | N | N |  | VIKING_2_VCSSR1 | TG | VIKINGS CO-LOCATED PV | 132.1 | 130 | SCE | MIR2 | PHOTO VOLTAIC | SUN | SP15 | 2024-11-11 |  | IID | SCE | 1
Participating Unit | N | N |  | DAVIS_1_SOLAR2 | GEN | Grasslands 4 | 1 | 1 | PGAE | Yolo County | PHOTO VOLTAIC | SUN | NP15 | 2013-08-05 |  | CISO | PGAE | 0
Participating Unit | N | Y | SCEW_2_PDRP190 | SCEW_2_PDRP190 | GEN | CBP-3-W | 1.41 |  | SCE | Southern California Edison | OTHER | OTHER | SP15 |  |  | CISO | SCE | 0
Non-Participating | N | Y | GWFPWR_1_UNITS | GWFPWR_1_CT 1 | GEN | HEP PEAKER PLANT UNIT 1 | 50 | 50 |  | GWF Energy LLC | COMBUSTION TURBINE | NATURAL GAS | NP15 |  |  | CISO | PGAE | 0
Non-Participating | N | Y | TIGRCK_7_UNITS | TIGRCK_7_UNIT 2 | GEN | Tiger Creek Unit 2 | 31 | 31 |  | Pacific Gas & Electric Company | HYDRO | WATER | NP15 |  |  | CISO | PGAE | 0
Participating Unit | N | N |  | SHUTLE_6_RUISR2 | GEN | Rutan 2 | 1.5 | 1.5 | SCE | TerraForm Phoenix I CD Holdings LLC | PHOTO VOLTAIC | SUN | SP15 | 2024-04-29 |  | CISO | SCE | 0
Non-Participating | N | Y | SLUISP_2_UNITS | SLUISP_2_UNIT 7 | GEN | San Luis P-G Unit 7 | 53 | 53 | PGAE | California Dept. of Water Resources | PUMPED STORAGE | WATER | NP15 |  |  | CISO | PGAE | 0
Participating Unit | N | N |  | ROMOLA_5_MPBBT3 | GEN | Menifee Power Bank 3 | 50 | 50 | SCE | NOVA Power, LLC | OTHER | LESR | SP15 | 2024-09-20 |  | CISO | SCE | 0
Participating Unit | N | Y | PGF1_2_PDRP105 | PGF1_2_PDRP105 | GEN | PGF1_2_PDRP105 | 4.8 |  | PGAE | OHMCONNECT, INC. | OTHER | OTHER | NP15 |  |  | CISO | PGAE | 0
Non-Participating | N | Y | STANTN_2_SBEBX2 | STANTN_2_SBEBT3 | GEN | Stanton Battery Energy Storage | 34.4 | 34.4 | SCE | Stanton Energy Holdco, LLC | OTHER | LESR | SP15 |  |  | CISO | SCE | 0
Participating Unit | N | N |  | CUMBIA_1_SOLAR | GEN | Columbia Solar Energy II | 19 | 19 | PGAE | Columbia Solar Energy, LLC | PHOTO VOLTAIC | SUN | NP15 | 2015-10-21 |  | CISO | PGAE | 0
Participating Unit | N | N |  | ELLIOT_6_ELIBT1 | GEN | Elliott Energy Storage | 10 | 9.75 | SDGE | San Diego Gas and Electric | OTHER | LESR | SP15 | 45392 |  | CISO | SDGE | 0
Participating Unit | N | Y | SPICER_1_UNITS | SPICER_1_UNITS | GEN | SPICER HYDRO UNITS 1-3 AGGREGATE | 6 |  | PGAE | NCPA (MSS Agreement - S14) | HYDRO | WATER | NP15 | 1990-01-01 |  | CISO | NCPA | 0
Participating Unit | N | N |  | ELCAJN_6_EB1BT1 | GEN | Eastern BESS 1 | 7.5 | 7.5 | SDGE | San Diego Gas & Electric | OTHER | LESR | SP15 | 42784 |  | CISO | SDGE | 0
Participating Unit | N | N |  | CSTRVL_7_PL1X2 | GEN | Marina Land Fill Gas | 4.53 | 5 | PGAE | Monterey Regional Waste Management District | RECIPROCATING ENGINE | OTHER | NP15 | 39326 |  | CISO | PGAE | 0
Non-Participating | N | Y | SCHLTE_1_PL1X3 | SCHLTE_1_UNITA1 | GEN | Tracy Unit 1 Peaking Project | 87 | 87 | PGAE | GWF Energy LLC | COMBUSTION TURBINE | NATURAL GAS | NP15 |  |  | CISO | PGAE | 0
Participating Unit | N | N |  | RTEDDY_2_SEBSR3 | GEN | Rosamond West Solar East Bay 3 | 56 | 56 | SCE | Golden Fields Solar III, LLC | PHOTO VOLTAIC | SUN | SP15 | 2020-12-21 |  | CISO | SCE | 0
Participating Unit | N | N |  | CORRAL_6_SJOAQN | GEN | Ameresco San Joaquin | 4.3 | 4.3 | PGAE | Ameresco San Joaquin LLC | RECIPROCATING ENGINE | BIOGAS | NP15 | 2014-04-24 |  | CISO | PGAE | 0
Participating Unit | N | N |  | SPRGVL_2_LINDPV | GEN | Lindsay Tulare PV | 4 | 4 | SCE | Tulare PV I, LLC | PHOTO VOLTAIC | SUN | SP15 | 2022-01-28 |  | CISO | SCE | 0
Participating Unit | N | N |  | CMBLND_2_DS2SR1 | GEN | Daggett 2 a PV | 65 | 65 | SCE | Daggett Solar Power 2 LLC | PHOTO VOLTAIC | SUN | SP15 | 2023-11-22 |  | CISO | SCE | 0
Participating Unit | N | N |  | SYCAMR_2_UNIT 4 | GEN | Sycamore Cogeneration Unit 4 | 76 | 90 | SCE | Chevron Power Holdings | FTUR | NATURAL GAS | SP15 | 31778 |  | CISO | SCE | 0
Participating Unit | N | N |  | HINSON_2_WI1SR1 | GEN | Wilmington 1 | 1.8 | 1.8 | SCE | Prologis Logistics Services Incorporated | PHOTO VOLTAIC | SUN | SP15 |  |  | CISO | SCE | 0
Participating Unit | N | Y | SCEN_6_PDRP109 | SCEN_6_PDRP109 | GEN | VLTS_PDR_SCEN_D | 3 |  | SCE | Voltus, Inc. | OTHER | OTHER | SP15 |  |  | CISO | SCE | 0
Participating Unit | N | Y | TWINKL_2_ASCSRA | TWINKL_2_ASCSRA | GEN | Aratina Solar Center 1 | 120 | 120 | SCE | 64NB 8me LLC | PHOTO VOLTAIC | SUN | SP15 |  |  | CISO | SCE | 0
Participating Unit | N | Y | RUSCTY_2_UNITS | RUSCTY_2_UNITS | GEN | Russell City Energy Center | 615.18 |  | PGAE | Russell City Energy Company, LLC | COMBINED CYCLE | NATURAL GAS | NP15 | 41494 |  | CISO | PGAE | 0
Participating Unit | N | N |  | GARNET_2_HYDRO | GEN | Whitewater Hydro | 1 | 1 | SCE | Desert Water Agency | HYDRO | WATER | SP15 | 2016-07-08 |  | CISO | SCE | 0
Non-Participating |  | Y | SBERDO_2_PSP3 | SBERDO_7_STG3 | GEN | SBERDO_7_STG3 | 202 | 202 |  |  |  |  | SP15 |  |  | CISO | SCE | 0
Participating Unit | N | N |  | OASIS_6_AR4SR2 | GEN | Arrache 4006 II | 1 | 1 | SCE | TerraForm Phoenix I CD Holdings, LLC | PHOTO VOLTAIC | SUN | SP15 | 2023-12-22 |  | CISO | SCE | 0
Participating Unit | Y | N |  | HILAND_7_YOLOWD | GEN | CLEAR LAKE UNIT 1 | 3.75 | 3.8 | PGAE | Pacific Gas & Electric Company | HYDRO | WATER | NP15 | 31297 |  | CISO | PGAE | 0
Participating Unit | N | N |  | BARRE_2_SBBSR1 | GEN | Seal Beach PV | 10 | 10 | SCE | BCE Seal Beach, LLC | PHOTO VOLTAIC | SUN | SP15 |  |  | CISO | SCE | 0
Non-Participating | N | Y | WISHON_6_UNITS | WISHON_6_UNIT 2 | GEN | WISHON HYDRO UNIT 2 | 5.6 | 5.6 |  | Pacific Gas & Electric Company | HYDRO | WATER | NP15 |  |  | CISO | PGAE | 0
Participating Unit | N | Y | SDG1_1_PDRP123 | SDG1_1_PDRP123 | GEN | SDG1_1_PDRP123 | 0.99 |  | SDGE | Leapfrog Power, Inc. | OTHER | OTHER | SP15 |  |  | CISO | SDGE | 0
Participating Unit | N | N |  | RTEDDY_2_SOLAR1 | GEN | Rosamond West Solar 1 | 54 | 55 | SCE | Solar Star California XLI, LLC | PHOTO VOLTAIC | SUN | SP15 | 42726 |  | CISO | SCE | 0
Non-Participating | N | Y | HYTTHM_2_UNITS | HYATT_2_UNIT 4 | GEN | Edward Hyatt P-G Unit 4 | 132.2 | 132.2 |  | California Dept. of Water Resources | HYDRO | WATER | NP15 |  |  | CISO | CWRP | 0
Participating Unit | N | N |  | GASKW1_2_GW4SR1 | GEN | Gaskell West 4 | 20 | 20 | SCE | RE Gaskell West 3 LLC | PHOTO VOLTAIC | SUN | SP15 | 45051 |  | CISO | SCE | 0
Participating Unit | N | N |  | DAIRLD_1_MD1SL1 | GEN | Madera 1 | 1.5 | 1.5 | PGAE | GL Madera, LLC | PHOTO VOLTAIC | SUN | NP15 | 43098 |  | CISO | PGAE | 0
Participating Unit | N | N |  | RTEDDY_2_RWSBT1 | GEN | Rosamond West Solar Central BESS A1 | 30 | 30 | SCE | Golden Fields Solar III, LLC | OTHER | LESR | SP15 | 2024-05-02 |  | CISO | SCE | 0
Non-Participating | N | Y | HIDSRT_2_UNITS | HIDSRT_7_STG | GEN | HIGH DESERT STEAM TURBINE | 323 | 323 |  | High Desert Power Project, LLC | STEAM | HEAT RECOVERY | SP15 |  |  | CISO | SCE | 0
Participating Unit | N | N |  | KNTSTH_6_SOLAR | GEN | Kent South | 20 | 20 | PGAE | RE Kent South, LLC | PHOTO VOLTAIC | SUN | NP15 | 2014-12-24 |  | CISO | PGAE | 0
Participating Unit | Y | N |  | GARNET_2_WIND3 | GEN | San Gorgonio East | 12.6 | 12.6 | SCE | Coachella Wind Holdings, LLC | WIND | WIND | SP15 | 2016-02-05 |  | CISO | SCE | 0
Participating Unit | N | Y | PGF1_2_PDRP109 | PGF1_2_PDRP109 | GEN | PGF1_2_PDRP109 | 0.99 |  | PGAE | Leapfrog Power, Inc. | OTHER | OTHER | NP15 |  |  | CISO | PGAE | 0
Participating Unit | N | N |  | SCARLT_2_SSBSR1 | GEN | Scarlet Solar CA 1B PV | 100 | 100 | PGAE | EDPR Scarlet I LLC | PHOTO VOLTAIC | SUN | NP15 | 2024-05-02 |  | CISO | PGAE | 0
Participating Unit | N | N |  | ENERSJ_5_ESJWD2 | GEN | Energia Sierra Juarez Wind 2 | 105 | 105 | SDGE | Energia Sierra Juarez, S. de R.L. de C.V. | WIND | WIND | SP15 | 2022-01-13 |  | CISO | SDGE | 0
Participating Unit | Y | N |  | CTNWDP_1_QF | GEN | SMALL QF AGGREGATION - BURNEY | 0.5 | 1 | PGAE | Pacific Gas & Electric Company | HYDRO | WATER | NP15 | 29952 |  | CISO | PGAE | 0
Non-Participating | N | Y | DREWS_6_PL1X4 | DREWS_6_GEN 3 | GEN | DREWS UNIT 3 | 10.8 | 10.8 |  | Colton Power, LP | COMBUSTION TURBINE | NATURAL GAS | SP15 |  |  | CISO | SCE | 0
Participating Unit | N | N |  | PWEST_1_UNIT | GEN | PACIFIC WEST 1 WIND GENERATION | 2.1 | 2.1 | SCE | Phoenix Wind Power LLC | WIND | WIND | SP15 | 2009-03-31 |  | CISO | SCE | 0
Participating Unit | N | N |  | MSOLAR_2_SOLAR2 | GEN | Mesquite Solar 2 | 100.81 | 165 | SDGE | Mesquite Solar 2, LLC | PHOTO VOLTAIC | SUN | SP15 | 2017-10-12 |  | CISO | SDGE | 0
Participating Unit | N | N |  | OASIS_6_GBDSR4 | GEN | Green Beanworks D | 3 | 3 | SCE | Green Beanworks D LLC | PHOTO VOLTAIC | SUN | SP15 | 43337 |  | CISO | SCE | 0
Non-Participating | N | Y | CAMCHE_1_PL1X3 | CAMCHE_1_UNIT 1 | GEN | Camanche 1 | 3.3 | 3.3 |  | East Bay Municipal Utility District | HYDRO | WATER | NP15 |  |  | CISO | PGAE | 0
Non-Participating | N | Y | CARBOU_7_PL2X3 | CARBOU_7_UNIT 3 | GEN | CARIBOU PH 1 UNIT 3 | 25 | 25 |  | Pacific Gas & Electric Company | HYDRO | WATER | NP15 |  |  | CISO | PGAE | 0
Participating Unit | N | N |  | KINGCO_1_KINGBR | GEN | Kingsburg Cogen | 34.5 | 34.5 | PGAE | KES Kingsburg, L.P. | COMBUSTION TURBINE | NATURAL GAS | NP15 | 1990-12-05 |  | CISO | PGAE | 0
Participating Unit | N | N |  | PEABDY_2_LNDFIL | GEN | G2 Energy Hay Road Power Plant | 1.6 | 1.6 | PGAE | G2 Energy, Hay Road LLC | RECIPROCATING ENGINE | BIOGAS | NP15 | 41464 |  | CISO | PGAE | 0
Participating Unit | N | N |  | WOODWR_1_HYDRO | GEN | Quinten Luallen | 7.3 | 7.3 | PGAE | Friant Power Authority | HYDRO | WATER | NP15 | 42900 |  | CISO | PGAE | 0
Participating Unit | N | N |  | GARNET_1_SOLAR2 | GEN | Garnet Solar Power Generation Station 1 | 4 | 4 | SCE | Garnet Solar Power Generation Station 1, LLC | PHOTO VOLTAIC | SUN | SP15 | 2014-12-23 |  | CISO | SCE | 0
Non-Participating | N | Y | LECEF_1_UNITS | LECEF_1_CGT 2 | GEN | LOS ESTEROS ENERGY FACILITY CTG 2 | 49.9 | 49.9 |  | Los Esteros Critical Energy Facility, LLC | COMBUSTION TURBINE | NATURAL GAS | NP15 |  |  | CISO | PGAE | 0
Non-Participating | N | Y | SPICER_1_UNITS | SPICER_1_UNIT 1 | GEN | SPICER HYDRO UNIT 1 | 2.8 | 2.8 |  | NCPA (MSS Agreement - S14) | HYDRO | WATER | NP15 |  |  | CISO | NCPA | 0
Participating Unit | Y | N |  | GYSRVL_7_WSPRNG | GEN | Warm Springs Hydro | 3.75 | 3.8 | PGAE | Sonoma County Water Agency | HYDRO | WATER | NP15 | 1988-12-22 |  | CISO | PGAE | 0
Non-Participating | N | Y | HNTGBH_2_PL1X3 | HNTGBH_7_CTG1B | GEN | HNTGBH_7_CTG1B | 234.5 | 234.5 |  | AES Huntington Beach Energy LLC | COMBINED CYCLE | NATURAL GAS | SP15 |  |  | CISO | SCE | 0
Participating Unit | N | N |  | ORTGA_6_ME1SL1 | GEN | Merced 1 | 3 | 3 | PGAE | GL Merced 2, LLC | PHOTO VOLTAIC | SUN | NP15 | 43202 |  | CISO | PGAE | 0
Non-Participating | N | Y | LEBECS_2_UNITS | LEBECS_7_STG5 | GEN | CC Power Block 2 STG5 | 92 | 92 |  | Pastoria Energy Facility | STEAM | NATURAL GAS | SP15 |  |  | CISO | SCE | 0
Participating Unit | N | N |  | CNTNLA_2_SOLAR2 | GEN | Centinels Solar Energy 2 | 45.6 | 47 | SDGE | Centinela Solar Energy, LLC | PHOTO VOLTAIC | SUN | SP15 | 41866 |  | CISO | SDGE | 0
Participating Unit | N | N |  | CRIMSN_2_CRMBT1 | GEN | Crimson | 200 | 200 | SCE | Sonoran West Solar Holdings, LLC | OTHER | LESR | SP15 | 2022-09-16 |  | CISO | SCE | 0
Participating Unit | N | N |  | CUYAMS_6_CUYSR1 | GEN | Cuyama Solar | 40 | 40 | PGAE | Cuyama Solar, LLC | PHOTO VOLTAIC | SUN | ZP26 | 43069 |  | CISO | PGAE | 0
Participating Unit | N | Y | ONLLPP_6_UNITS | ONLLPP_6_UNITS | GEN | O'NEILL PUMP-GEN (AGGREGATE) | 25.2 |  | PGAE | Western Area Power Administration |  | WATER | NP15 | 43069 |  | CISO | PGAE | 0
Participating Unit | N | N |  | TX-ELK_6_SOLAR1 | GEN | Castor | 1.5 | 1.5 | PGAE | Green Light FIT 1, LLC | PHOTO VOLTAIC | SUN | ZP26 | 42462 |  | CISO | PGAE | 0
Participating Unit | N | N |  | TRNSWD_1_QF | GEN | FPL Energy C Wind | 38.97 | 40 | SCE | GPS Cabazon Wind, LLC | WIND | WIND | SP15 | 41995 |  | CISO | SCE | 0
Participating Unit | N | Y | SCEC_1_PDRP129 | SCEC_1_PDRP129 | GEN | SCEC_1_PDRP129 | 0.99 |  | SCE | Leapfrog Power, inc. | OTHER | OTHER | SP15 |  |  | CISO | SCE | 0
Participating Unit | N | N |  | KERNFT_1_UNITS | GEN | KERN FRONT LIMITED | 52.4 | 60 | PGAE | KERN FRONT LIMITED | COMBUSTION TURBINE | NATURAL GAS | ZP26 | 1989-01-07 |  | CISO | PGAE | 0
Non-Participating | N | Y | SLUISP_2_UNITS | SLUISP_2_UNIT 8 | GEN | San Luis P-G Unit 8 | 53 | 53 | PGAE | California Dept. of Water Resources | PUMPED STORAGE | WATER | NP15 |  |  | CISO | PGAE | 0
Participating Unit | N | N |  | BGSKYN_2_AS2SR1 | GEN | Antelope Solar 2 | 105 | 105 | SCE | Antelope Expansion 2, LLC | PHOTO VOLTAIC | SUN | SP15 | 43452 |  | CISO | SCE | 0
Participating Unit | Y | N |  | COVERD_2_RCKHY1 | GEN | ROARING CREEK | 2 | 2 | PGAE | Mega Renewables | HYDRO | WATER | NP15 | 42887 |  | CISO | PGAE | 0
Participating Unit | N | N |  | FROGTN_1_UTICAM | GEN | Murphys Powerhouse | 3.6 | 3.6 | PGAE | Utica Water and Power Authority | HYDRO | WATER | NP15 | 42969 |  | CISO | PGAE | 0
Participating Unit | N | Y | DUANE_1_PL1X3 | DUANE_1_PL1X3 | GEN | DONALD VON RAESFELD POWER PROJECT | 147.8 |  | PGAE | City of Santa Clara DBA Silicon Valley Power (MSS Agreement - S14) | COMBINED CYCLE | NATURAL GAS | NP15 | 2005-03-24 |  | CISO | NCPA | 0
Participating Unit | N | N |  | DYERSM_6_DSWWD1 | GEN | Dyer Summit Wind Repower | 44.8 | 44.8 | PGAE | Altamont Winds LLC | WIND | WIND | NP15 | 2022-04-05 |  | CISO | PGAE | 0
Participating Unit | N | N |  | SUNSPT_2_WNASR1 | GEN | Windhub Solar A | 20 | 20 | SCE | Windhub Solar A, LLC | PHOTO VOLTAIC | SUN | SP15 | 2019-12-18 |  | CISO | SCE | 0
Participating Unit | N | N |  | ETIWND_2_SEPBT1 | GEN | Separator | 100 | 100 | SCE | RE Rampa LLC | OTHER | LESR | SP15 | 2024-09-24 |  | CISO | SCE | 0
Participating Unit | N | N |  | USWNDR_2_LABWD1 | GEN | LaBrisa Wind Project | 9 | 9 | PGAE | EDF Renewable Windfarm V, Inc | WIND | WIND | NP15 | 2019-06-28 |  | CISO | PGAE | 0
Participating Unit | N | N |  | DELAMO_2_SOLAR2 | GEN | Golden Springs Building M | 1.75 | 1.8 | SCE | Golden Springs Development Co. LLC | PHOTO VOLTAIC | SUN | SP15 | 2015-04-01 |  | CISO | SCE | 0
Participating Unit | N | Y | INTKEP_2_UNITS | INTKEP_2_UNITS | GEN | CCSF Hetch_Hetchy Hydro Aggregate | 405 |  | PGAE | City & County of San Francisco | HYDRO | WATER | NP15 | 38899 |  | CISO | PGAE | 0
Participating Unit | N | N |  | GLNARM_7_UNIT 1 | GEN | GLEN ARM UNIT 1 | 22.13 | 30.6 | SCE | City of Pasadena | COMBUSTION TURBINE | NATURAL GAS | SP15 | 1976-01-01 |  | CISO | PASA | 0
Non-Participating | N | Y | BRODIE_2_WIND | BRODIE_2_WIND1 | GEN | Coram Brodie Wind Project Cameron Ridge | 78 | 78 |  | Southern California Edison Company | WIND | WIND | SP15 |  |  | CISO | SCE | 0
Participating Unit | N | N |  | RATSKE_2_WAVBT1 | GEN | Willy 9 Antelope Valley Complex | 125.96 | 126 | SCE | AVEP BESS, LLC | OTHER | LESR | SP15 | 45763 |  | CISO | SCE | 0
Participating Unit | N | N |  | BUCKCK_2_HYDRO | GEN | Lassen Station Hydro | 0.99 | 1 | PGAE | Lassen Station Hydroelectric, LP | HYDRO | WATER | NP15 | 42534 |  | CISO | PGAE | 0
Participating Unit | N | N |  | GRDISL_1_RVSSR1 | GEN | Rio Vista Solar | 2.73 | 2.73 | PGAE | Rio Vista Executive Boat & RV Storage, LLC | PHOTO VOLTAIC | SUN | NP15 | 45742 |  | CISO | PGAE | 0
Participating Unit | N | N |  | ALMEGT_1_UNIT 2 | GEN | ALAMEDA GT UNIT 2 | 25 | 25.4 | PGAE | NCPA (MSS Agreement - S14) | FTUR | NATURAL GAS | NP15 | 1986-01-01 |  | CISO | NCPA | 0
Participating Unit | N | N |  | GEYS12_7_UNIT12 | GEN | GEYSERS UNIT 12 (HEALDSBURG) | 57 | 77 | PGAE | Geysers Power Company, LLC | STEAM | GEOTHERMAL | NP15 | 28856 |  | CISO | PGAE | 0
Participating Unit | N | Y | SCEC_1_PDRP135 | SCEC_1_PDRP135 | GEN | SCEC_1_PDRP135 | 0.99 |  | SCE | Leapfrog Power, Inc. | OTHER | OTHER | SP15 |  |  | CISO | SCE | 0
Participating Unit | N | Y | SCEC_1_PDRP154 | SCEC_1_PDRP154 | GEN | SCEC_1_PDRP154 | 0.99 |  | SCE | Leapfrog Power, Inc. | OTHER | OTHER | SP15 |  |  | CISO | SCE | 0
Participating Unit | N | N |  | SNCLRA_2_VESBT1 | GEN | Ventura Energy Storage | 100 | 100 | SCE | Ventura Energy Storage, LLC | OTHER | LESR | SP15 | 2021-04-20 |  | CISO | SCE | 0
Participating Unit | N | N |  | TEHAPI_2_WIND2 | GEN | Wind Wall Monolith 2 | 23.66 | 22.5 | SCE | Wind Wall 1 | WIND | WIND | SP15 | 44285 |  | CISO | SCE | 0
Non-Participating |  | Y | TERMEX_2_PL1X3 | TERMEX_2_GTG1 | GEN | TERMEX_2_GTG1 | 180 | 180 |  |  |  |  | SP15 |  |  | CISO | SDGE | 0
Participating Unit | N | N |  | GLNARM_2_UNIT 5 | GEN | Glenarm Turbine 5 | 65.81 | 71 | SCE | City of Pasadena | COMBINED CYCLE | NATURAL GAS | SP15 | 2016-12-20 |  | CISO | PASA | 0
Participating Unit | N | Y | SCEC_1_PDRP113 | SCEC_1_PDRP113 | GEN | SCEC_1_PDRP113 | 0.99 |  | SCE | Leapfrog Power, Inc. | OTHER | OTHER | SP15 |  |  | CISO | SCE | 0
Participating Unit | N | N |  | LAPLMA_2_UNIT 3 | GEN | La Paloma Generating Plant Unit #3 | 266 | 295 | PGAE | CXA La Paloma LLC | COMBINED CYCLE | NATURAL GAS | ZP26 | 37634 |  | CISO | PGAE | 0
Participating Unit | N | N |  | WOLFSK_1_UNITA1 | GEN | Wolfskill Energy Center | 48.68 | 49.9 | PGAE | Gilroy Energy Center, LLC | COMBUSTION TURBINE | NATURAL GAS | NP15 | 2003-03-22 |  | CISO | PGAE | 0
Participating Unit | N | N |  | TULARE_2_TULBM1 | GEN | Tulare BioMAT Fuel Cell | 2.8 | 2.8 | SCE | Central CA Fuel Cell 2, LLC | OTHER | BIOGAS | SP15 | 2019-12-20 |  | CISO | SCE | 0
Participating Unit | N | N |  | REEDLY_6_SOLAR | GEN | Terzian | 1.23 | 1.3 | PGAE | Solarenewal LLC | PHOTO VOLTAIC | SUN | NP15 | 2014-06-17 |  | CISO | PGAE | 0
Participating Unit | N | N |  | PRIMM_2_SSSBT1 | GEN | Silver State South Solar Project Storage | 200 | 200 | SCE | Silver State Solar Power South, LLC | OTHER | LESR | SP15 | 2025-04-01 |  | CISO | SCE | 0
Participating Unit | Y | N |  | OAKWD_6_ZEPHWD | GEN | Zephyr Park | 3.5 | 4.2 | SCE | Oak Creek Wind Power, LLC | WIND | WIND | SP15 | 2014-02-07 |  | CISO | SCE | 0
Participating Unit | N | Y | ELKHIL_2_PL1X3 | ELKHIL_2_PL1X3 | GEN | ELK HILLS COMBINED CYCLE (AGGREGATE) | 551.7 |  | PGAE | Elk Hills Power, LLC | COMBINED CYCLE | NATURAL GAS | ZP26 | 2003-07-24 |  | CISO | PGAE | 0
Participating Unit | N | N |  | WHEATL_6_LNDFIL | GEN | G2 ENERGY, OSTROM ROAD LLC | 3.55 | 3.55 | PGAE | G2 Energy, Ostrom Road LLC | RECIPROCATING ENGINE | BIOGAS | NP15 | 41518 |  | CISO | PGAE | 0
Participating Unit | N | Y | SALTSP_7_UNITS | SALTSP_7_UNITS | GEN | SALT SPRINGS HYDRO AGGREGATE | 46 |  | PGAE | Pacific Gas & Electric Company | HYDRO | WATER | NP15 | 1931-01-01 |  | CISO | PGAE | 0
Participating Unit | N | Y | PGF1_2_PDRP127 | PGF1_2_PDRP127 | GEN | AgMonitor PR Farms PGF1 | 9.9 |  | PGAE | Olivine, Inc. | OTHER | OTHER | NP15 |  |  | CISO | PGAE | 0
Participating Unit | N | Y | TERMEX_2_PL1X3 | TERMEX_2_PL1X3 | GEN | TDM | 625 |  | SDGE | Termoelectrica De Mexicali S. de R.L. de C.V. (non-pro forma agreement) | COMBINED CYCLE | NATURAL GAS | SP15 | 37832 |  | CISO | SDGE | 0
Participating Unit | N | N |  | HATRDG_2_WIND | GEN | Hatchet Ridge Wind Farm | 102 | 102 | PGAE | Hatchet Ridge Wind, LLC | WIND | WIND | NP15 | 2010-11-19 |  | CISO | PGAE | 0
Participating Unit | N | N |  | VICTOR_1_EXSLRA | GEN | Expressway Solar A | 2 | 2 | SCE | FTS Master Tenant 1, LLC | PHOTO VOLTAIC | SUN | SP15 | 2014-05-07 |  | CISO | SCE | 0
Participating Unit | N | N |  | ELCABO_5_ECWSCEDYN | TG | El Cabo Wind | 298 |  | SCE | WILLOWBEACH | WIND | WIND | SP15 | 42888 |  | AZPS | SCE | 1
Non-Participating | N | Y | KRAMER_1_R2PX2 | KRAMER_1_R2PSR1 | GEN | Resurgence 2 PV | 24 | 24 |  | Resurgence Solar II, LLC | PHOTO VOLTAIC | SUN | SP15 |  |  | CISO | SCE | 0
Non-Participating | N | Y | TERMEX_2_PL1X3 | TERMEX_2_STG | GEN | Termoelectrica De Mexicali STG 3 | 308 | 308 |  | Termoelectrica De Mexicali S. de R.L. de C.V. | STEAM | HEAT RECOVERY | SP15 |  |  | CISO | SDGE | 0
Participating Unit | N | N |  | GARNET_2_WIND4 | GEN | Windustries | 9.8 | 9.8 | SCE | San Gorgonio Westwinds II - Windustries, LLC | WIND | WIND | SP15 | 42348 |  | CISO | SCE | 0
Non-Participating | N | Y | LEBECS_2_UNITS | LEBECS_7_CTG4 | GEN | CC Power Block 2 CTG4 | 198.9 | 198.9 |  | Pastoria Energy Facility | COMBUSTION TURBINE | NATURAL GAS | SP15 |  |  | CISO | SCE | 0
Non-Participating | N | Y | METEC_2_PL1X3 | METEC_7_CTG1 | GEN | Metcalf Energy Center Unit 1 | 193 | 193 |  | Metcalf Energy Center, LLC | COMBUSTION TURBINE | NATURAL GAS | NP15 |  |  | CISO | PGAE | 0
Participating Unit | N | N |  | RATSKE_2_RBSSB1 | GEN | Rabbitbrush Solar 1 | 60 | 60 | SCE | Rabbitbrush Solar, LLC | OTHER | HYBD | SP15 | 44852 |  | CISO | SCE | 0
Participating Unit | N | N |  | ESCNDO_6_PL1X2 | GEN | MMC Escondido Aggregate | 48.71 | 49.5 | SDGE | Escondido Energy Center | COMBUSTION TURBINE | NATURAL GAS | SP15 | 2014-01-25 |  | CISO | SDGE | 0
Participating Unit | N | N |  | KNGBRD_2_SOLAR2 | GEN | Kingbird Solar B | 20 | 20 | SCE | Kingbird Solar B, LLC | PHOTO VOLTAIC | SUN | SP15 | 2016-04-30 |  | CISO | SCE | 0
Participating Unit | N | N |  | WHTWTR_1_WINDA1 | GEN | Whitewater Hill Wind Project | 57 | 61.5 | SCE | Whitewater Hill Wind Partners, LLC | WIND | WIND | SP15 | 37499 |  | CISO | SCE | 0
Non-Participating | N | Y | HYTTHM_2_UNITS | HYATT_2_UNIT 5 | GEN | Edward Hyatt Gen Unit 5 | 141.6 | 141.6 |  | California Dept. of Water Resources | HYDRO | WATER | NP15 |  |  | CISO | CWRP | 0
Participating Unit | N | N |  | ELNIDO_1_ECRSR1 | GEN | East Cleveland Solar | 3 | 3 | PGAE | RPCA Solar 7 LLC | PHOTO VOLTAIC | SUN | NP15 | 2025-02-25 |  | CISO | PGAE | 0
Participating Unit | N | N |  | LAGBEL_2_EDCSR2 | GEN | Eaves Dis Ctr 3 | 0.67 | 0.67 | SCE | ESCA-PLD-Eaves2, LLC | PHOTO VOLTAIC | SUN | SP15 |  |  | CISO | SCE | 0
Non-Participating | N | Y | MCFLND_5_MBSBX2 | MCFLND_5_MSBSB1 | GEN | McFarland Solar B Hybrid | 75 | 75 | SDGE | McFarland Solar B, LLC | OTHER | HYBD | SP15 |  |  | CISO | SDGE | 0
Non-Participating | N | Y | SLSTR2_2_SOLAR2 | SLSTR2_2_SOLR2B | GEN | Solar Star 2 | 57 | 57 |  | Southern California Edison Company | PHOTO VOLTAIC | SUN | SP15 |  |  | CISO | SCE | 0
Participating Unit | N | N |  | NCPA_7_GP2UN4 | GEN | NCPA GEO PLANT 2 UNIT 4 | 52.73 | 55 | PGAE | NCPA (MSS Agreement - S14) | STEAM | GEOTHERMAL | NP15 | 1986-01-01 |  | CISO | NCPA | 0
Non-Participating | N | Y | HNTGBH_2_PL1X3 | HNTGBH_7_CTG1A | GEN | HNTGBH_7_CTG1A | 234.5 | 234.5 |  | AES Huntington Beach Energy LLC | COMBINED CYCLE | NATURAL GAS | SP15 |  |  | CISO | SCE | 0
Participating Unit | N | N |  | CALPIN_1_AGNEW | GEN | Agnews Power Plant | 28.56 | 41.5 | PGAE | O.L.S. Energy-Agnews, Inc. | COMBUSTION TURBINE | NATURAL GAS | NP15 | 33165 |  | CISO | PGAE | 0
Non-Participating | N | Y | BIGCRK_2_EXESWD | BGCRK4_7_UNIT 2 | GEN | BIG CREEK PH 4 UNIT 2 | 50 | 50 |  | Southern California Edison Company | HYDRO | WATER | SP15 |  |  | CISO | SCE | 0
Participating Unit | N | Y | SCEW_2_PDRP174 | SCEW_2_PDRP174 | GEN | SCEW_2_PDRP174 | 0.99 |  | SCE | Leapfrog Power, Inc. | OTHER | OTHER | SP15 |  |  | CISO | SCE | 0
Participating Unit | N | N |  | ADMEST_6_SOLAR | GEN | Adams East | 19 | 19 | PGAE | RE Adams East, LLC | PHOTO VOLTAIC | SUN | NP15 | 41986 |  | CISO | PGAE | 0
Participating Unit | N | Y | SCEC_1_DERP01 | SCEC_1_DERP01 | GEN | ESS CSG Aggregated Resources | 0.67 |  | SCE | Clean Power Alliance of Southern California | OTHER | OTHER | SP15 | 2025-02-21 |  | CISO | SCE | 0
Participating Unit | N | Y | SCEC_1_PDRP127 | SCEC_1_PDRP127 | GEN | SCEC_1_PDRP127 | 0.99 |  | SCE | Leapfrog Power, inc. | OTHER | OTHER | SP15 |  |  | CISO | SCE | 0
Participating Unit | Y | N |  | TESLA_1_QF | GEN | SMALL QF AGGREGATION - STOCKTON | 2 | 5 | PGAE | Pacific Gas & Electric Company | OTHER | OTHER | NP15 | 1982-01-01 |  | CISO | PGAE | 0
Non-Participating | N | Y | PIT3_7_PL1X3 | PIT3_7_UNIT 1 | GEN | PIT PH 3 UNIT 1 | 24 | 24 |  | Pacific Gas & Electric Company | HYDRO | WATER | NP15 |  |  | CISO | PGAE | 0
Participating Unit | N | Y | SCEW_2_PDRP119 | SCEW_2_PDRP119 | GEN | SCEW_2_PDRP119 | 0.99 |  | SCE | Leapfrog Power, Inc. | OTHER | OTHER | SP15 |  |  | CISO | SCE | 0
Participating Unit | N | N |  | RDWAY_1_SCKSR1 | GEN | Sheep Creek | 3 | 3 | SCE | Phelan Solar LLC | PHOTO VOLTAIC | SUN | SP15 | 2023-07-28 |  | CISO | SCE | 0
Participating Unit | N | N |  | VOYAGR_2_VOYWD3 | GEN | Voyager Wind 3 | 42.45 | 43.2 | SCE | Alta Interconnection Management III, LLC | WIND | WIND | SP15 | 2018-12-29 |  | CISO | SCE | 0
Participating Unit | N | N |  | ROMOLA_5_MPBBT4 | GEN | Menifee Power Bank 4 | 110 | 110 | SCE | NOVA Power, LLC | OTHER | LESR | SP15 | 2024-09-20 |  | CISO | SCE | 0
Participating Unit | N | N |  | SAUGUS_6_MWDFTH | GEN | Foothill Hydroelectric Recovery Plant | 9.1 | 9.1 | SCE | Metropolitan Water District of Southern California (MWD) | HYDRO | WATER | SP15 | 1981-01-01 |  | CISO | SCE | 0
Participating Unit | N | N |  | DRACKR_2_DS3SR3 | GEN | Dracker Solar Unit 3 | 125 | 125 | SCE | NextEra Blythe Solar Energy Center, LLC | PHOTO VOLTAIC | SUN | SP15 | 43970 |  | CISO | SCE | 0
Participating Unit | N | Y | SCEW_2_PDRP125 | SCEW_2_PDRP125 | GEN | SCEW_2_PDRP125 | 0.99 |  | SCE | Leapfrog Power, Inc. | OTHER | OTHER | SP15 |  |  | CISO | SCE | 0
Participating Unit | N | Y | PGSI_1_PDRP100 | PGSI_1_PDRP100 | GEN | VLTS_PDR_PGSI_D | 3 |  | PGAE | Voltus, Inc. | OTHER | OTHER | NP15 |  |  | CISO | PGAE | 0
Participating Unit | N | Y | BUCKBL_2_PL1X3 | BUCKBL_2_PL1X3 | GEN | Blythe Energy Center | 493.63 |  | SCE | Blythe Energy Inc | COMBINED CYCLE | NATURAL GAS | SP15 | 40390 |  | CISO | SCE | 0
Participating Unit | N | N |  | SCARLT_2_SSABT1 | GEN | Scarlet Solar CA 1A | 10 | 10 | PGAE | EDPR Scarlet I LLC | OTHER | LESR | NP15 | 45415 |  | CISO | PGAE | 0
Participating Unit | N | N |  | ESNHWR_2_HDSBT2 | GEN | Hecate Energy Desert Storage 1 | 10 | 10 | SCE | Hecate Energy Desert Storage 1 LLC | OTHER | LESR | SP15 | 2025-05-16 |  | CISO | SCE | 0
Non-Participating | N | Y | FILIPPI_2_QZSBTX | FILIPPI_2_QZSBT2 | GEN | Quartzite Solar 8 BESS | 75 | 75 | SCE | Desert Quartzite LLC | OTHER | LESR | SP15 |  |  | CISO | SCE | 0
Participating Unit | N | N |  | ASTORA_2_SOLAR1 | GEN | Astoria 1 | 100 | 100 | SCE | RE Astoria LLC | PHOTO VOLTAIC | SUN | SP15 | 42661 |  | CISO | SCE | 0
Non-Participating | N | Y | BIGCRK_2_EXESWD | BGCRK8_7_UNIT 1 | GEN | BIG CREEK PH 8 UNIT 1 | 30 | 30 |  | Southern California Edison Company | HYDRO | WATER | SP15 |  |  | CISO | SCE | 0
Participating Unit | N | N |  | ALTA3A_2_CPCE5 | GEN | Alta Wind 5 | 168 | 168 | SCE | Alta Interconnection Management II, LLC | WIND | WIND | SP15 | 40654 |  | CISO | SCE | 0
Participating Unit | N | N |  | PERGRN_2_PRSBT1 | GEN | Peregrine Storage | 200 | 200 | SDGE | Peregrine Energy Storage, LLC | OTHER | LESR | SP15 | 2025-04-09 |  | CISO | SDGE | 0
Non-Participating | N | Y | TULLCK_7_UNITS | TULLCK_7_UNIT 2 | GEN | TULLOCH Unit 2 | 9.9 | 9.9 |  |  |  |  | NP15 |  |  | CISO | NCPA | 0
Participating Unit | N | N |  | OROLOM_1_SOLAR1 | GEN | Oro Loma Solar 1 | 10 | 10 | PGAE | CED Oro Loma Solar, LLC | PHOTO VOLTAIC | SUN | NP15 | 2017-01-28 |  | CISO | PGAE | 0
Participating Unit | N | N |  | CUMMNG_6_SUNCT1 | GEN | SunSelect 1 | 4 | 4 | SCE | SunSelect Produce (California), Inc. | RECIPROCATING ENGINE | NATURAL GAS | SP15 | 2018-05-31 |  | CISO | SCE | 0
Participating Unit | N | N |  | WISTRA_2_WRSSR1 | GEN | Wistaria Ranch Solar | 100 | 100 | SDGE | CED Wistaria Solar, LLC | PHOTO VOLTAIC | SUN | SP15 | 43410 |  | CISO | SDGE | 0
Participating Unit | N | N |  | PHOENX_1_UNIT | GEN | PHOENIX PH | 2 | 2 | PGAE | Pacific Gas & Electric Company | HYDRO | WATER | NP15 | 1940-01-01 |  | CISO | PGAE | 0
Participating Unit | N | N |  | BLYTHE_1_SOLAR1 | GEN | Blythe Solar 1 Project | 21 | 21 | SCE | Solar Blythe LLC | PHOTO VOLTAIC | SUN | SP15 | 40165 |  | CISO | SCE | 0
Non-Participating | N | Y | LEBECS_2_UNITS | LEBECS_7_CTG2 | GEN | CC Power Block 1 CTG2 | 198.9 | 198.9 |  | Pastoria Energy Facility | COMBUSTION TURBINE | NATURAL GAS | SP15 |  |  | CISO | SCE | 0
Non-Participating | N | Y | REXFRD_2_RSFSX2 | REXFRD_2_RSFSR1 | GEN | Rexford Solar Farm | 100 | 100 | SCE | 20SD 8me LLC | PHOTO VOLTAIC | SUN | SP15 |  |  | CISO | SCE | 0
Participating Unit | Y | N |  | DAVIS_7_MNMETH | GEN | MM Yolo Power LLC | 4 | 2.7 | PGAE | Yolo County Central Landfill | RECIPROCATING ENGINE | BIOGAS | NP15 | 35431 |  | CISO | PGAE | 0
Participating Unit | N | N |  | BURNEY_6_HCCTG1 | GEN | HAT Creek Bioenergy | 2.88 | 2.88 | PGAE | Hat Creek Bioenergy, LLC | OTHER | BIOMASS | NP15 | 2025-06-30 |  | CISO | PGAE | 0
Participating Unit | N | N |  | TRNQLT_2_SOLAR | GEN | Tranquillity | 200 | 200 | PGAE | RE Tranquillity LLC | PHOTO VOLTAIC | SUN | NP15 | 2016-07-28 |  | CISO | PGAE | 0
Participating Unit | Y | N |  | BIOMAS_1_UNIT 1 | GEN | WOODLAND BIOMASS | 25.5 | 28.8 | PGAE | Woodland Biomass Power, Ltd. | STEAM | BIOMASS | NP15 | 1989-08-31 |  | CISO | PGAE | 0
Participating Unit | N | N |  | MCFLND_5_MSCBT1 | GEN | McFarland Solar C | 185 | 185 | SDGE | McFarland Storage C, LLC | OTHER | LESR | SP15 | 2025-04-09 |  | CISO | SDGE | 0
Participating Unit | N | N |  | SZWDS_3_SZWX14 | GEN | SunZia Wind South | 2561.2 | 2561.2 |  | SunZia Wind South LLC | WIND | WIND | SP15 |  |  | CISO | SUNZ | 0
Participating Unit | N | N |  | EXCLSG_1_SOLAR | GEN | Excelsior Solar | 60 | 60 | PGAE | Five Points Solar Park LLC | PHOTO VOLTAIC | SUN | NP15 | 42649 |  | CISO | PGAE | 0
Participating Unit | N | N |  | VISTRA_5_DALBT2 | GEN | Dallas Energy Storage 2 | 100 | 100 | PGAE | Moss Landing Energy Storage 1, LLC | OTHER | LESR | NP15 | 2021-03-23 |  | CISO | PGAE | 0
Participating Unit | N | N |  | RENWD_1_QF | GEN | Renwind re-powering project | 10.5 | 10.5 | SCE | Windpower Partners 1993, LLC | WIND | WIND | SP15 | 2013-01-08 |  | CISO | SCE | 0
Non-Participating | N | Y | KRAMER_1_R2PX2 | KRAMER_1_R2PSR2 | GEN | Resurgence 2 PV | 24 | 24 |  | Resurgence Solar II, LLC | PHOTO VOLTAIC | SUN | SP15 |  |  | CISO | SCE | 0
Participating Unit | N | N |  | COLTON_6_AGUAM1 | GEN | AGUA MANSA UNIT 1 (CITY OF COLTON) | 43 | 45.5 | SCE | City of Colton | COMBUSTION TURBINE | NATURAL GAS | SP15 | 2003-06-27 |  | CISO | CLTN | 0
Non-Participating | N | Y | ONLLPP_6_UNITS | ONLLPP_6_UNIT 2 | GEN | O'NEILL PUMP-GEN UNIT 2 | 4.2 | 4.2 |  |  | HYDRO | WATER | NP15 |  |  | CISO | PGAE | 0
Participating Unit | N | N |  | GRNITE_6_ESCBT1 | GEN | EnerSmart El Cajon | 3 | 3 | SDGE | EnerSmart El Cajon BESS LLC | OTHER | LESR | SP15 |  |  | CISO | SDGE | 0
Participating Unit | N | N |  | CEDUCR_2_SOLAR1 | GEN | Ducor Solar 1 | 20 | 20 | SCE | CED Ducor Solar 1, LLC | PHOTO VOLTAIC | SUN | SP15 | 2016-12-23 |  | CISO | SCE | 0
Participating Unit | N | N |  | ULTPCH_1_UCSBT1 | GEN | Ultrapower Chinese Station BESS | 10 | 10 | PGAE | Sierra BESS, LLC | OTHER | LESR | NP15 | 45898 |  | CISO | PGAE | 0
Participating Unit | N | N |  | WALNUT_2_SOLAR | GEN | Industry MetroLink PV 1 | 1.5 | 1.6 | SCE | City of Industry | PHOTO VOLTAIC | SUN | SP15 | 2012-04-03 |  | CISO | SCE | 0
Participating Unit | N | N |  | HINSON_6_LBECH4 | GEN | Long Beach Unit 4 | 63 | 70 | SCE | Long Beach Generation LLC | FTUR | NATURAL GAS | SP15 | 2007-08-01 |  | CISO | SCE | 0
Participating Unit | N | N |  | LTBEAR_1_LB3SR3 | GEN | Little Bear 3 Solar | 20 | 20 | PGAE | Little Bear Solar 3, LLC | PHOTO VOLTAIC | SUN | NP15 | 44168 |  | CISO | PGAE | 0
Participating Unit | N | N |  | VICTOR_1_SWRSR3 | GEN | Snowline White Road South | 1.5 | 1.5 | SCE | SunE Solar XV Lessor, LLC | PHOTO VOLTAIC | SUN | SP15 | 45853 |  | CISO | SCE | 0
Participating Unit | N | N |  | CEDUCR_2_SOLAR2 | GEN | Ducor Solar 2 | 20 | 20 | SCE | CED Ducor Solar 2, LLC | PHOTO VOLTAIC | SUN | SP15 | 2016-12-23 |  | CISO | SCE | 0
Participating Unit | Y | N |  | NGILAA_5_SDGDYN | TG | NGILAA_5_SDGDYN | 55 |  | SCE | PVWEST | COMBINED CYCLE | NATURAL GAS | SP15 | 2009-03-31 |  | AZPS | SCE | 1
Participating Unit | Y | Y | SHELRF_1_UNITS | SHELRF_1_UNITS | GEN | SHELL OIL REFINERY AGGREGATE | 100 |  | PGAE | Martinez Refining Company-Division of Equilon Enterprises, LLC | COMBINED CYCLE | NATURAL GAS | NP15 | 1995-01-01 |  | CISO | PGAE | 0
Participating Unit | N | Y | SCEC_1_PDRP133 | SCEC_1_PDRP133 | GEN | SCEC_1_PDRP133 | 0.99 |  | SCE | Leapfrog Power, Inc. | OTHER | OTHER | SP15 |  |  | CISO | SCE | 0
Non-Participating | N | Y | AGRICO_6_PL3N5 | AGRICO_6_UNIT 3 | GEN | Fresno Peaker AG PL3N5 ICE5 | 21 | 21 |  | Fresno Cogeneration Partners, LP | COMBUSTION TURBINE | NATURAL GAS | NP15 |  |  | CISO | PGAE | 0
Participating Unit | N | Y | DSRTSL_2_SOLAR1 | DSRTSL_2_SOLAR1 | GEN | Desert Stateline | 296.19 |  | SCE | Desert Stateline, LLC | PHOTO VOLTAIC | SUN | SP15 | 42612 |  | CISO | SCE | 0
Participating Unit | N | N |  | GUERNS_6_HD3BM3 | GEN | Hanford Digester Genset 3 | 1 | 1.1 | PGAE | Hanford Renewable Energy LLC | RECIPROCATING ENGINE | BIOGAS | NP15 | 2019-07-01 |  | CISO | PGAE | 0
Participating Unit | N | N |  | CLINESCO_3_PVDYN | TG | CLINES CORNERS | 129.94 |  | SCE | PVWEST | WIND | WIND | SP15 | 44531 |  | PNM | SCE | 1
Participating Unit | N | N |  | SZWDN_3_SZWX6 | GEN | SunZia Wind North | 1089 | 1089 |  | SunZia Wind North LLC | WIND | WIND | SP15 |  |  | CISO | SUNZ | 0
Participating Unit | N | N |  | RTREE_2_WIND3 | GEN | Rising Tree 3 | 99 | 99 | SCE | Rising Tree Wind Farm III LLC | WIND | WIND | SP15 | 2015-06-25 |  | CISO | SCE | 0
Participating Unit | N | N |  | PMDLET_6_SOLAR1 | GEN | SEPV Palmdale East, LLC | 10 | 10 | SCE | SEPV Palmdale East, LLC | PHOTO VOLTAIC | SUN | SP15 | 42216 |  | CISO | SCE | 0
Participating Unit | N | Y | GYS7X8_7_UNITS | GYS7X8_7_UNITS | GEN | GEYSERS UNITS 7 & 8 AGGREGATE | 95.8 |  | PGAE | Geysers Power Company, LLC | STEAM | GEOTHERMAL | NP15 | 1972-01-01 |  | CISO | PGAE | 0
Non-Participating | N | Y | KELSO_2_UNITS | KELSO_3_GTG9 | GEN | Mariposa Energy Project | 49.4 | 49.4 |  | Pacific Gas & Electric Company | COMBUSTION TURBINE | NATURAL GAS | NP15 |  |  | CISO | PGAE | 0
Participating Unit | N | N |  | ULTPCH_1_UNIT 1 | GEN | Pacific Ultrapower Chinese Station | 18 | 25.3 | PGAE | Pacific Ultrapower Chinese Station | STEAM | BIOMASS | NP15 | 2017-03-01 |  | CISO | PGAE | 0
Non-Participating |  | Y | SBERDO_2_PSP3 | SBERDO_7_CT3A | GEN | SBERDO_7_CT3A | 182 | 182 |  |  |  |  | SP15 |  |  | CISO | SCE | 0
Participating Unit | N | N |  | ENWIND_2_WIND1 | GEN | Cameron Ridge | 47.1 | 47.1 | SCE | Cameron Ridge, LLC | WIND | WIND | SP15 | 2014-12-10 |  | CISO | SCE | 0
Participating Unit | N | N |  | SANBRN_2_EESSB2 | GEN | Edsan 2 Edwards Sanborn E1B | 166 | 166 | SCE | Edwards Solar 1B, LLC. | OTHER | HYBD | SP15 | 45239 |  | CISO | SCE | 0
Participating Unit | N | N |  | GARLND_2_GASLR | GEN | Garland B | 180 | 180 | SCE | RE GARLAND LLC | PHOTO VOLTAIC | SUN | SP15 | 2016-10-27 |  | CISO | SCE | 0
Participating Unit | N | N |  | TULARE_2_TFCBM1 | GEN | LB Trigen Fuel Cell 1 | 2.8 | 2.8 | SCE | Long Beach Trigen, LLC | OTHER | BIOGAS | SP15 | 45226 |  | CISO | SCE | 0
Non-Participating | N | Y | PIT3_7_PL1X3 | PIT3_7_UNIT 3 | GEN | Pit PH 3 Unit 3 | 25 | 25 |  | Pacific Gas & Electric Company | HYDRO | WATER | NP15 |  |  | CISO | PGAE | 0
Participating Unit | N | N |  | RTEDDY_2_SC1SR3 | GEN | Rosamond West Solar Clean | 40 | 40 | SCE | Golden Fields Solar III, LLC | PHOTO VOLTAIC | SUN | SP15 | 2020-12-21 |  | CISO | SCE | 0
Participating Unit | N | N |  | MALIN_5_GCPDDYN | TG | Grant County Hydro Facilities | 125 |  | PGAE | MALIN500 | HYDRO | WATER | NP15 | 2018-02-09 |  | BPAT | PGAE | 1
Participating Unit | N | N |  | WAUKNA_1_SOLAR | GEN | Corcoran Solar | 20 | 20 | PGAE | CED Corcoran Solar, LLC | PHOTO VOLTAIC | SUN | NP15 | 2013-08-14 |  | CISO | PGAE | 0
Participating Unit | N | N |  | DRACKR_2_DSUBT2 | GEN | Dracker Solar Unit 2 BESS | 115 | 115 | SCE | NextEra Blythe Solar Energy Center, LLC | OTHER | LESR | SP15 | 2021-04-08 |  | CISO | SCE | 0
Participating Unit | N | Y | SCEC_1_PDRP118 | SCEC_1_PDRP118 | GEN | SCEC_1_PDRP118 | 0.99 |  | SCE | Leapfrog Power, Inc. | OTHER | OTHER | SP15 |  |  | CISO | SCE | 0
Participating Unit | N | N |  | LUNAVL_2_LVSSR3 | GEN | Luna Valley Solar 3 | 84.5 | 84.5 | PGAE | Luna Valley Solar I, LLC | PHOTO VOLTAIC | SUN | NP15 | 2025-08-22 |  | CISO | PGAE | 0
Participating Unit | N | N |  | WDLEAF_7_UNIT 1 | GEN | WOODLEAF HYDRO | 60 | 60 | PGAE | South Feather Water and Power | HYDRO | WATER | NP15 | 1963-01-01 |  | CISO | PGAE | 0
Non-Participating |  | Y | CORONS_6_CLRWTR | CORONS_6_CLRCTG | GEN | CORONS_6_CLRCTG | 23.8 | 23.8 |  |  |  |  | SP15 |  |  | CISO | RVSD | 0
Participating Unit | N | N |  | PLAINV_6_NLRSR1 | GEN | North Lancaster Ranch | 20 | 20 | SCE | North Lancaster Ranch LLC | PHOTO VOLTAIC | SUN | SP15 | 42735 |  | CISO | SCE | 0
Non-Participating | N | Y | CENTPD_2_BMSX2 | CENTPD_2_BMSBT1 | GEN | Blythe Mesa Solar 2 BESS | 56 | 56 |  | Blythe Mesa Solar II, LLC | OTHER | LESR | SP15 |  |  | CISO | SCE | 0
Non-Participating | N | Y | REXFRD_2_RSFSX2 | REXFRD_2_RSFSR2 | GEN | Rexford Solar Farm | 200 | 200 | SCE | 20SD 8me LLC | PHOTO VOLTAIC | SUN | SP15 |  |  | CISO | SCE | 0
Participating Unit | N | N |  | ENERSJ_2_WIND | GEN | ESJ Wind Energy | 151 | 151 | SDGE | Energia Sierra Juarez, S. de R.L. de C.V. | WIND | WIND | SP15 | 2022-01-13 |  | CISO | SDGE | 0
Participating Unit | N | N |  | ALMASL_2_GS7SR7 | GEN | Almasol Generating Station 7 | 132 | 132 | SCE | Maverick Solar 7, LLC | PHOTO VOLTAIC | SUN | SP15 | 44552 |  | CISO | SCE | 0
Participating Unit | N | N |  | KNGCTY_6_UNITA1 | GEN | King City Energy Center, Unit 1 | 44.6 | 49.9 | PGAE | Gilroy Energy Center, LLC | COMBUSTION TURBINE | NATURAL GAS | NP15 | 2002-01-14 |  | CISO | PGAE | 0
Participating Unit | N | Y | SCEW_2_PDRP133 | SCEW_2_PDRP133 | GEN | SCEW_2_PDRP133 | 0.99 |  | SCE | Leapfrog Power, Inc. | OTHER | OTHER | SP15 |  |  | CISO | SCE | 0
Participating Unit | N | N |  | SISPRG_2_DS3BT2 | GEN | Daggett Solar 3 b BESS | 60 | 60 | SCE | Daggett Solar Power 3 LLC | OTHER | LESR | SP15 | 2023-08-24 |  | CISO | SCE | 0
Participating Unit | N | N |  | GARNET_1_SOLAR | GEN | North Palm Springs 4A | 4 | 4.1 | SCE | North Palm Springs Investments, LLC | PHOTO VOLTAIC | SUN | SP15 | 2012-11-02 |  | CISO | SCE | 0
Participating Unit | N | N |  | SENTNL_2_CTG6 | GEN | Sentinel Unit 6 | 105 | 131.8 | SCE | Sentinel Energy Center, LLC | COMBUSTION TURBINE | NATURAL GAS | SP15 | 2013-05-06 |  | CISO | SCE | 0
Participating Unit | N | N |  | SENTNL_2_CTG1 | GEN | Sentinel Unit 1 | 107.68 | 131.8 | SCE | Sentinel Energy Center, LLC | COMBUSTION TURBINE | NATURAL GAS | SP15 | 41400 |  | CISO | SCE | 0
Participating Unit | N | N |  | TRNQL8_2_VERSR1 | GEN | Tranquillity 8 Verde | 60 | 60 | PGAE | Great Valley Solar 2, LLC | PHOTO VOLTAIC | SUN | NP15 | 2018-04-17 |  | CISO | PGAE | 0
Participating Unit | N | N |  | VICPAS_2_SLOBT1 | GEN | Sloth BESS | 15 | 15 | SCE | Arica Solar, LLC | OTHER | LESR | SP15 | 45377 |  | CISO | SCE | 0
Non-Participating | N | Y | PIT3_7_PL1X3 | PIT3_7_UNIT 2 | GEN | Pit PH 3 Unit 2 | 26 | 26 |  | Pacific Gas & Electric Company | HYDRO | WATER | NP15 |  |  | CISO | PGAE | 0
Participating Unit | N | Y | SLUISP_2_UNITS | SLUISP_2_UNITS | GEN | SAN LUIS (GIANELLI) PUMP-GEN (AGGREGATE) | 374.43 |  | PGAE | California Dept. of Water Resources | PUMPED STORAGE | WATER | NP15 | 1967-01-01 |  | CISO | CWRP | 0
Participating Unit | N | N |  | LARKSP_6_UNIT 1 | GEN | LARKSPUR PEAKER UNIT 1 | 49 | 49 | SDGE | Wildflower Energy LP | COMBUSTION TURBINE | NATURAL GAS | SP15 | 2001-09-13 |  | CISO | SDGE | 0
Participating Unit | N | N |  | LAGBEL_2_EDCSR1 | GEN | Eaves Dic Dtr 1 | 0.68 | 0.68 | SCE | ESCA-PLD-Eaves1, LLC | PHOTO VOLTAIC | SUN | SP15 |  |  | CISO | SCE | 0
Participating Unit | N | N |  | BARRE_2_SBBBT1 | GEN | Seal Beach BESS | 10 | 10 | SCE | BCE Seal Beach, LLC | OTHER | LESR | SP15 |  |  | CISO | SCE | 0
Participating Unit | N | N |  | SPRGVL_2_SUCCES | GEN | Success Power Plant | 1.4 | 1.4 | SCE | Lower Tule River Irrigation District | HYDRO | WATER | SP15 | 2024-08-19 |  | CISO | SCE | 0
Participating Unit | N | N |  | JAYNE_6_WLSLR | GEN | Westlands Solar Farm PV 1 | 18 | 18 | PGAE | Westlands Solar Farms, LLC | PHOTO VOLTAIC | SUN | ZP26 | 41684 |  | CISO | PGAE | 0
Participating Unit | N | N |  | WASCO_6_TERSR1 | GEN | Terry | 4.62 | 4.63 | PGAE | Terry Solar, LLC | PHOTO VOLTAIC | SUN | ZP26 | 2025-01-31 |  | CISO | PGAE | 0
Participating Unit | N | N |  | MIDWYS_2_MIDSL1 | TG | Midway Solar Farm | 49.9 | 50 | SCE | MIR2 | PHOTO VOLTAIC | SUN | SP15 | 2018-01-13 |  | IID | SCE | 1
Non-Participating | N | Y | MARVEL_2_MARBX2 | MARVEL_2_MARBT1 | GEN | Marvel | 162.5 | 162.5 |  | Desert Peak Energy Center, LLC | OTHER | LESR | SP15 |  |  | CISO | SCE | 0
Participating Unit | N | N |  | DRACKR_2_D4SR4B | GEN | Dracker Solar Unit 4B | 62.5 | 62.5 | SCE | NextEra Blythe Solar Energy Center, LLC | PHOTO VOLTAIC | SUN | SP15 | 2020-11-10 |  | CISO | SCE | 0
Participating Unit | N | N |  | FLOWD2_2_FPLWND | GEN | DIABLO WINDS | 18 | 18 | PGAE | Diablo Winds, LLC | WIND | WIND | NP15 | 2005-05-01 |  | CISO | PGAE | 0
Participating Unit | N | Y | COLVIL_7_PL1X2 | COLVIL_7_PL1X2 | GEN | COLLIERVILLE HYDRO UNIT 1 & 2 AGGREGATE | 246.86 |  | PGAE | NCPA (MSS Agreement - S14) | HYDRO | WATER | NP15 | 32873 |  | CISO | NCPA | 0
Participating Unit | N | N |  | HENRTA_6_ELCTG1 | GEN | ELECTROLYTE UNIT 1 | 50 | 55.3 | PGAE | MRP SAN JOAQUIN ENERGY LLC | COMBUSTION TURBINE | NATURAL GAS | ZP26 | 45660 |  | CISO | PGAE | 0
Participating Unit | N | N |  | TECOLOTE_3_WBDYN | TG | TECOLOTE WIND | 271.68 |  | SCE | WILLOWBEACH | WIND | WIND | SP15 | 2021-12-01 |  | PNM | SCE | 1
Participating Unit | N | N |  | SLST13_2_SOLAR1 | GEN | Quinto Solar PV Project | 107.6 | 107.6 | PGAE | Solar Star California XIII, LLC | PHOTO VOLTAIC | SUN | NP15 | 42338 |  | CISO | PGAE | 0
Participating Unit | N | N |  | TULRLK_6_UTASR1 | GEN | Utica Avenue Solar | 3 | 3 | PGAE | Community Solar Utica 1, LLC | PHOTO VOLTAIC | SUN | ZP26 | 45896 |  | CISO | PGAE | 0
Non-Participating | N | Y | ELKHIL_2_PL1X3 | ELKHIL_7_CTG1 | GEN | ELK HILLS COMBUSTION TURBINE UNIT 1 | 169 | 169 |  | Elk Hills Power, LLC | COMBUSTION TURBINE | NATURAL GAS | ZP26 |  |  | CISO | PGAE | 0
Participating Unit | N | N |  | PLAINV_6_BSOLAR | GEN | Western Antelope Blue Sky Ranch A | 20 | 20 | SCE | Western Antelope Blue Sky Ranch A LLC | PHOTO VOLTAIC | SUN | SP15 | 2014-11-07 |  | CISO | SCE | 0
Participating Unit | N | Y | SCEW_2_PDRP102 | SCEW_2_PDRP102 | GEN | SCEW_2_PDRP102 | 2 |  | SCE | OHMCONNECT, INC. | OTHER | OTHER | SP15 |  |  | CISO | SCE | 0
Non-Participating | N | Y | SUNRIS_2_PL1X3 | SUNRIS_2_UNIT 3 | GEN | Sunrise Power Project Unit 3 | 272 | 272 |  | Sunrise Power Company | STEAM | HEAT RECOVERY | ZP26 |  |  | CISO | PGAE | 0
Non-Participating | N | Y | TWINKL_2_ASCBTA | TWINKL_2_ASCBT2 | GEN | Aratina Solar Center 1 a BESS | 25 | 25 |  | 64NB 8me LLC | OTHER | LESR | SP15 |  |  | CISO |  | 0
Participating Unit | N | N |  | JACMSR_1_JACSR1 | GEN | Jacumba Solar Farm | 20 | 19.7 | SDGE | Jacumba Solar, LLC | PHOTO VOLTAIC | SUN | SP15 | 42941 |  | CISO | SDGE | 0
Participating Unit | N | N |  | DSFLWR_2_W9CSB1 | GEN | Willy 9 Chap 1 | 102 | 102 | SCE | Chaparral Springs, LLC | OTHER | HYBD | SP15 | 45785 |  | CISO | SCE | 0
Participating Unit | N | N |  | OROVIL_6_UNIT | GEN | Oroville Cogeneration, LP | 7.5 | 9.8 | PGAE | Oroville Cogeneration, L.P. | RECIPROCATING ENGINE | NATURAL GAS | NP15 | 32860 |  | CISO | PGAE | 0
Participating Unit | N | N |  | VERNON_6_GONZL1 | GEN | H. Gonzales Unit #1 | 5.75 | 5.5 | SCE | City of Vernon | FTUR | NATURAL GAS | SP15 | 2013-06-13 |  | CISO | VERN | 0
Participating Unit | N | Y | PGEB_2_PDRP102 | PGEB_2_PDRP102 | GEN | PGEB_2_PDRP102 | 0.99 |  | PGAE | Leapfrog Power, Inc. | OTHER | OTHER | NP15 |  |  | CISO | PGAE | 0
Participating Unit | N | N |  | GARLND_2_GASLRA | GEN | Garland A | 20 | 20 | SCE | RE GARLAND A LLC | PHOTO VOLTAIC | SUN | SP15 | 42636 |  | CISO | SCE | 0
Non-Participating | N | Y | HARBGN_7_UNITS | HARBGN_7_UNIT 1 | GEN | Harbor Cogen Unit 1 | 82.3 | 82.3 |  |  | COMBUSTION TURBINE | NATURAL GAS | SP15 |  |  | CISO | SCE | 0
Participating Unit | N | N |  | ALTA6E_2_WIND10 | GEN | Alta Wind 10 | 134.84 | 138 | SCE | Alta Interconnection Management III, LLC | WIND | WIND | SP15 | 2014-03-13 |  | CISO | SCE | 0
Non-Participating | N | Y | CENTPD_2_BMSSX2 | CENTPD_2_BMSSR2 | GEN | Blythe Mesa Solar | 111.8 | 111.8 |  | Blythe Mesa Solar II, LLC | PHOTO VOLTAIC | SUN | SP15 |  |  | CISO | SCE | 0
Non-Participating | N | Y | GWFPWR_1_UNITS | GWFPWR_1_CT 2 | GEN | HEP PEAKER PLANT UNIT 2 | 50 | 50 |  | GWF Energy LLC | COMBUSTION TURBINE | NATURAL GAS | NP15 |  |  | CISO | PGAE | 0
Non-Participating | N | Y | MANZNA_2_WIND | MANZNA_2_MANWD2 | GEN | Manzana Wind | 105 | 105 | SCE | Manzana Wind | WIND | WIND | SP15 |  |  | CISO | SCE | 0
Participating Unit | N | N |  | HENRTA_6_HDEBT1 | GEN | Henrietta D Energy Storage | 10 | 10 | PGAE | Henrietta D Energy Storage LLC | OTHER | LESR | NP15 | 2021-11-04 |  | CISO | PGAE | 0
Participating Unit | N | N |  | GEYS14_7_UNIT14 | GEN | GEYSERS UNIT 14 (HEALDSBURG) | 70 | 74.4 | PGAE | Geysers Power Company, LLC | STEAM | GEOTHERMAL | NP15 | 29221 |  | CISO | PGAE | 0
Participating Unit | N | N |  | JANCRK_6_RCABT1 | GEN | Redwood Coast Airport Microgrid | 1.75 | 1.8 | PGAE | Redwood Coast Energy Authority | OTHER | HYBD | NP15 | 2021-12-22 |  | CISO | PGAE | 0
Participating Unit | N | N |  | DELAMO_2_ALASB2 | GEN | Los Alamitos 2 | 10 | 10 | SCE | BCE Los Alamitos, LLC | OTHER | HYBD | SP15 | 2023-11-10 |  | CISO | SCE | 0
Participating Unit | N | N |  | MAGNLA_6_PASADENA | TG | Magnolia Power Plant - PASADENA | 18 |  | SCE | SYLMAR | COMBINED CYCLE | NATURAL GAS | SP15 | 43845 |  | LADWP | SCE | 1
Non-Participating | N | Y | OBERON_5_O1SSX2 | OBERON_5_O1SSR1 | GEN | Oberon 1A Solar | 25 | 25 | SCE | IP Oberon, LLC | PHOTO VOLTAIC | SUN | SP15 |  |  | CISO | SCE | 0
Participating Unit | N | N |  | VICTOR_1_LVSLR2 | GEN | Lone Valley Solar Park 2 | 20 | 20 | SCE | Lone Valley Solar Park II LLC | PHOTO VOLTAIC | SUN | SP15 | 2014-11-22 |  | CISO | SCE | 0
Participating Unit | N | N |  | ELKCRK_6_STONYG | GEN | STONEY GORGE HYDRO AGGREGATE | 4.9 | 4.9 | PGAE | City of Santa Clara DBA Silicon Valley Power (MSS Agreement - S14) | HYDRO | WATER | NP15 | 31413 |  | CISO | NCPA | 0
Non-Participating | N | Y | TENGEN_2_PL1X2 | TENGEN_6_UNIT 2 | GEN | Berry Petroleum Placerita, Unit 2 | 22.7 | 22.7 |  | Southern California Edison Company | COMBUSTION TURBINE | NATURAL GAS | SP15 |  |  | CISO | SCE | 0
Participating Unit | N | N |  | BEARMT_1_UNIT | GEN | Bear Mountain Limited | 49.21 | 48.1 | PGAE | Bear Mountain Limited | COMBUSTION TURBINE | NATURAL GAS | ZP26 | 34792 |  | CISO | PGAE | 0
Participating Unit | Y | N |  | RICHMN_7_BAYENV | GEN | BAY ENVIRONMENTAL (NOVE POWER) | 2.5 | 2.5 | PGAE | Bay Environmental Management | RECIPROCATING ENGINE | BIOGAS | NP15 | 1985-01-01 |  | CISO | PGAE | 0
Participating Unit | N | N |  | PALSEL_6_PLSBT1 | GEN | Paulsell Solar Energy Center BESS | 15 | 15 | PGAE | Crow Creek Solar, LLC | OTHER | LESR | NP15 | 2024-06-20 |  | CISO | PGAE | 0
Participating Unit | N | N |  | INTMNT_3_ANAHEIM | TG | Intermountain Power Project | 234 |  | SCE | IPP | STEAM | COAL | SP15 | 2014-10-01 |  | LADWP | SCE | 1
Participating Unit | N | N |  | VICTOR_1_SWRSR1 | GEN | Snowline White Road Central | 1.5 | 1.5 | SCE | SunE Solar XV Lessor, LLC | PHOTO VOLTAIC | SUN | SP15 | 45853 |  | CISO | SCE | 0
Participating Unit | N | N |  | OLDRIV_6_CESDBM | GEN | Ces Dairy Biogas | 1 | 1 | PGAE | ABEC #4 LLC | RECIPROCATING ENGINE | BIOGAS | ZP26 | 2018-02-02 |  | CISO | PGAE | 0
Participating Unit | N | N |  | DSABLA_7_UNIT | GEN | De Sabla Hydro | 18.5 | 18.5 | PGAE | Pacific Gas & Electric Company | HYDRO | WATER | NP15 | 23012 |  | CISO | PGAE | 0
Participating Unit | N | N |  | HINSON_6_LBECH3 | GEN | Long Beach Unit 3 | 63 | 70 | SCE | Long Beach Generation LLC | FTUR | NATURAL GAS | SP15 | 2007-08-01 |  | CISO | SCE | 0
Non-Participating | N | Y | MALAGA_1_ACDBX2 | MALAGA_1_ACDBT2 | GEN | Acid | 48.5 | 48.5 | PGAE | Malaga BESS, LLC | OTHER | LESR | ZP26 |  |  | CISO | PGAE | 0
Participating Unit | N | N |  | BRDSLD_2_MTZUM2 | GEN | NextEra Energy Montezuma Wind II | 78.2 | 78.2 | PGAE | NextEra Energy Montezuma Wind II, LLC | WIND | WIND | NP15 | 2012-02-01 |  | CISO | PGAE | 0
Participating Unit | N | N |  | JAVASR_1_JAVSR1 | GEN | Java Solar | 13.5 | 14 | PGAE | Java Solar, LLC. | PHOTO VOLTAIC | SUN | NP15 | 44883 |  | CISO | PGAE | 0
Participating Unit | N | Y | SCEC_1_PDRP175 | SCEC_1_PDRP175 | GEN | VLTS_PDR_SCEC_01 | 9.95 |  | SCE | Voltus, Inc. | OTHER | OTHER | SP15 |  |  | CISO | SCE | 0
Non-Participating | N | Y | PRIMM_2_SOLAR1 | PRIMM_2_SOLRB1 | GEN | PRIMM_2_SOLRB1 | 136.5 | 136.5 |  | Silver State Solar Power South, LLC | PHOTO VOLTAIC | SUN | SP15 |  |  | CISO | SCE | 0
Participating Unit | N | N |  | VOLTA_6_BAILCK | GEN | Bailey Creek Ranch | 0.63 | 0.6 | PGAE | Bailey Creek Hydroelectric, Inc. | HYDRO | WATER | NP15 | 1982-05-26 |  | CISO | PGAE | 0
Participating Unit | Y | Y | BLM_2_UNITS | BLM_2_UNITS | GEN | BLM EAST Facility | 35 |  | SCE | Coso Energy Developers | STEAM | GEOTHERMAL | SP15 | 1988-12-05 |  | CISO | SCE | 0
Participating Unit | N | N |  | SPRGVL_2_TULE | GEN | Tule Hydropower Plant | 6.4 | 6.4 | SCE | Tule Hydro, LLC | HYDRO | WATER | SP15 | 2025-02-12 |  | CISO | SCE | 0
Non-Participating | N | Y | SANDLT_2_SUNITS | SANDLT_2_STGB | GEN | SANDLT_2_STGB | 137.5 | 137.5 |  | Abengoa Solar LLC | STEAM | SUN | SP15 |  |  | CISO | SCE | 0
Non-Participating | N | Y | BIGCRK_2_EXESWD | BGCRK3_7_UNIT 1 | GEN | BIG CREEK PH 3 UNIT 1 | 34 | 34 |  | Southern California Edison Company | HYDRO | WATER | SP15 |  |  | CISO | SCE | 0
Participating Unit | N | N |  | VISTRA_5_DALBT3 | GEN | Dallas Energy Storage 3 | 100 | 100 | PGAE | Moss Landing Energy Storage 1, LLC | OTHER | LESR | NP15 | 44292 |  | CISO | PGAE | 0
Participating Unit | N | N |  | ANAHM_2_CANYN4 | GEN | CANYON POWER PLANT UNIT 4 | 49.8 | 71.2 | SCE | City of Anaheim (MSS Agreement - S14) | COMBUSTION TURBINE | NATURAL GAS | SP15 | 2011-07-30 |  | CISO | ANHM | 0
Participating Unit | N | Y | PGF1_2_PDRP104 | PGF1_2_PDRP104 | GEN | PGF1_2_PDRP104 | 4.8 |  | PGAE | OHMCONNECT, INC. | OTHER | OTHER | NP15 |  |  | CISO | PGAE | 0
Participating Unit | Y | N |  | NIMTG_6_NICOGN | GEN | NORTH ISLAND COGEN | 4.05 | 5 | SDGE | SDG&E Exempt |  | OTHER | SP15 | 1989-01-01 |  | CISO | SDGE | 0
Participating Unit | N | N |  | HOOV_2_ANAPT | TG | Hoover Power Plant | 40.39 | 41 | SCE | MEAD230 | HYDRO | WATER | SP15 | 2022-12-15 |  | WALC | SCE | 1
Non-Participating |  | Y | DSRTSN_2_SOLAR2 | DSRTSN_2_SOLR2A | GEN | Desert Sunlight 250 | 129.8 | 129.8 |  | Desert Sunlight Holdings, LLC | PHOTO VOLTAIC | SUN | SP15 |  |  | CISO | SCE | 0
Participating Unit | N | N |  | LAMONT_1_SOLAR3 | GEN | Woodmere Solar Farm | 14.99 | 15 | PGAE | 87RL 8me, LLC | PHOTO VOLTAIC | SUN | ZP26 | 2015-12-23 |  | CISO | PGAE | 0
Non-Participating | N | Y | HENRTA_6_ELCBX2 | HENRTA_6_ELCBT2 | GEN | Electrolyte | 54.799 | 54.799 | PGAE | Henrietta BESS LLC | OTHER | LESR | ZP26 |  |  | CISO | PGAE | 0
Participating Unit | N | N |  | S_RITA_6_SOLAR1 | GEN | Sun Harvest Solar | 1.5 | 1.5 | PGAE | Sun Harvest Solar | PHOTO VOLTAIC | SUN | NP15 | 42152 |  | CISO | PGAE | 0
Non-Participating | N | Y | INTKEP_2_UNITS | MOCCPH_7_UNIT 1 | GEN | MOCCASIN HYDRO UNIT 1 | 45 | 45 |  |  |  |  | NP15 |  |  | CISO | PGAE | 0
Non-Participating | N | Y | DMDVLY_1_UNITS | DMDVLY_1_GEN 7 | GEN | Diamond Valley Unit 7 | 3.3 | 3.3 |  | Metropolitan Water District of Southern California (MWD) | PUMPED STORAGE | WATER | SP15 |  |  | CISO | SCE | 0
Non-Participating | N | Y | BIGCRK_2_EXESWD | BGCRK8_7_UNIT 2 | GEN | BIG CREEK PH 8 UNIT 2 | 45 | 45 |  | Southern California Edison Company | HYDRO | WATER | SP15 |  |  | CISO | SCE | 0
Non-Participating | N | Y | NORORC_2_NOSBX2 | NORORC_2_NOSSB2 | GEN | Northern Orchard Solar | 108.4 | 108.4 | PGAE | Northern Orchard Solar PV, LLC | OTHER | HYBD | ZP26 |  |  | CISO | PGAE | 0
Participating Unit | N | N |  | TEHAPI_2_PW1WD1 | GEN | Point Wind 1 | 47.49 | 47.5 | SCE | Tehachapi Plains Wind, LLC | WIND | WIND | SP15 | 44285 |  | CISO | SCE | 0
Participating Unit | N | N |  | ALPSLR_1_NTHSLR | GEN | Alpaugh North, LLC | 20 | 20 | PGAE | Alpaugh North, LLC | PHOTO VOLTAIC | SUN | ZP26 | 41341 |  | CISO | PGAE | 0
Participating Unit | N | N |  | OAK L_1_GTG1 | GEN | MWWTP PGS 2 - Turbine | 4.6 | 5.8 | PGAE | EAST BAY MUNICIPAL UTILITY DISTRICT | COMBUSTION TURBINE | BIOGAS | NP15 | 1991-10-21 |  | CISO | PGAE | 0
Non-Participating | N | Y | HIDSRT_2_UNITS | HIDSRT_7_CTG3 | GEN | HIGH DESERT COMBUSTION TURBINE UNIT 3 | 177.3 | 177.3 |  | High Desert Power Project, LLC | COMBUSTION TURBINE | NATURAL GAS | SP15 |  |  | CISO | SCE | 0
Non-Participating | N | Y | BIGCRK_2_EXESWD | BGCRK2_7_UNIT 1 | GEN | BIG CREEK PH 2 UNIT 1 | 55 | 55 |  | Southern California Edison Company | HYDRO | WATER | SP15 |  |  | CISO | SCE | 0
Participating Unit | N | N |  | INTMNT_3_CC_3_RIVERSIDE | TG | Intermountain; Unit 3 RVS Share | 37.09 |  | SCE | IPP | COMBINED CYCLE | NATURAL GAS | SP15 |  |  | LADWP | SCE | 0
Participating Unit | N | Y | SCEW_2_PDRP172 | SCEW_2_PDRP172 | GEN | SCEW_2_PDRP172 | 0.99 |  | SCE | Leapfrog Power, Inc. | OTHER | OTHER | SP15 |  |  | CISO | SCE | 0
Participating Unit | N | N |  | CALFTN_2_SOLAR | GEN | California Flats North | 130 | 130 | PGAE | CA Flats Solar 130, LLC | PHOTO VOLTAIC | SUN | ZP26 | 2017-11-29 |  | CISO | PGAE | 0
Participating Unit | N | N |  | PARDSE_6_PESBT1 | GEN | Paradise Energy Storage | 10 | 10 | SDGE | San Diego Gas and Electric | OTHER | LESR | SP15 | 2024-05-21 |  | CISO | SDGE | 0
Participating Unit | N | N |  | NCPA_7_GP2UN3 | GEN | NCPA GEO PLANT 2 UNIT 3 | 42.42 | 55 | PGAE | NCPA (MSS Agreement - S14) | STEAM | GEOTHERMAL | NP15 | 1985-01-01 |  | CISO | NCPA | 0
Participating Unit | N | N |  | CURTIS_1_FARFLD | GEN | Fairfield Powerhouse | 0.9 | 0.9 | PGAE | Merced Irrigation District | HYDRO | WATER | NP15 | 1983-08-02 |  | CISO | PGAE | 0
Participating Unit | N | N |  | LITLRK_6_GBCSR1 | GEN | Green Beanworks C | 3 | 3 | SCE | Green Beanworks C LLC | PHOTO VOLTAIC | SUN | SP15 | 2018-08-18 |  | CISO | SCE | 0
Participating Unit | N | N |  | CRELMN_6_AABBT1 | GEN | Air Attack Base | 0.47 | 0.5 | SDGE | San Diego Gas & Electric Company | OTHER | LESR | SP15 | 45153 |  | CISO | SDGE | 0
Non-Participating | N | Y | ELKHIL_2_PL1X3 | ELKHIL_7_CTG2 | GEN | ELK HILLS COMBUSTION TURBINE UNIT 2 | 169 | 169 |  | Elk Hills Power, LLC | COMBUSTION TURBINE | NATURAL GAS | ZP26 |  |  | CISO | PGAE | 0
Participating Unit | N | N |  | PALSEL_6_PLSSR1 | GEN | Paulsell Solar Energy Center PV | 20 | 20 | PGAE | Crow Creek Solar, LLC | PHOTO VOLTAIC | SUN | NP15 | 2024-06-20 |  | CISO | PGAE | 0
Participating Unit | N | N |  | VLCNTR_6_VCSLR | GEN | Cole Grade | 2.33 | 2.4 | SDGE | NLP Valley Center Solar, LLC | PHOTO VOLTAIC | SUN | SP15 | 2016-12-07 |  | CISO | SDGE | 0
Participating Unit | N | N |  | HATCR2_7_UNIT | GEN | Hat Creek #2 | 8.5 | 8.5 | PGAE | Pacific Gas & Electric Company | HYDRO | WATER | NP15 | 1921-01-01 |  | CISO | PGAE | 0
Participating Unit | N | N |  | JOHANN_2_JOSBT2 | GEN | Johanna Storage 2 | 10 | 10 | SCE | Hecate Energy Johanna Facility LLC | OTHER | LESR | SP15 | 2021-10-29 |  | CISO | SCE | 0
Participating Unit | N | N |  | ECASCO_2_SJGBT1 | GEN | San Jacinto Grid | 65 | 65 | SCE | San Jacinto Grid, LLC | OTHER | LESR | SP15 |  |  | CISO | SCE | 0
Non-Participating | N | Y | NAVYII_2_UNITS | NAVYII_2_UNIT 4 | GEN | COSO POWER DEVELOPERS (NAVY II) UNIT 4 | 33.3 | 33.3 |  |  |  |  | SP15 |  |  | CISO | SCE | 0
Participating Unit | N | N |  | CONTRL_1_RUSHCK | GEN | RUSH CREEK | 12.19 | 13 | SCE | Southern California Edison Company | HYDRO | WATER | SP15 | 1916-01-01 |  | CISO | SCE | 0
Participating Unit | N | Y | SCEC_1_PDRP103 | SCEC_1_PDRP103 | GEN | SCEC_1_PDRP103 | 2 |  | SCE | OHMCONNECT, INC. | OTHER | OTHER | SP15 |  |  | CISO | SCE | 0
Participating Unit | N | N |  | WSNR_5_TRCYDYN | TG | Central Valley Tracy | 10 |  | PGAE | TRCYPGAE | HYDRO | WATER | NP15 | 43082 |  | BANC | PGAE | 1
Participating Unit | N | N |  | ETIWND_2_SOLAR5 | GEN | Dulles | 2 | 2 | SCE | Golden Solar, LLC | PHOTO VOLTAIC | SUN | SP15 | 2016-11-17 |  | CISO | SCE | 0
Participating Unit | N | N |  | COPMT4_2_SOLAR4 | GEN | Copper Mountain Solar 4 | 92 | 92 | SCE | Copper Mountain Solar 4, LLC | PHOTO VOLTAIC | SUN | SP15 | 2016-12-02 |  | CISO | SCE | 0
Participating Unit | N | N |  | CENTER_6_PEAKER | GEN | Center Peaker | 47.3 | 59 | SCE | Southern California Edison Company | COMBUSTION TURBINE | NATURAL GAS | SP15 | 2007-09-20 |  | CISO | SCE | 0
Participating Unit | N | Y | SCEC_1_PDRP144 | SCEC_1_PDRP144 | GEN | SCEC_1_PDRP144 | 0.99 |  | SCE | Leapfrog Power, Inc. | OTHER | OTHER | SP15 |  |  | CISO | SCE | 0
Participating Unit | N | N |  | CORCAN_1_SOLAR2 | GEN | Corcoran City | 11 | 12 | PGAE | Cottonwood Solar, LLC | PHOTO VOLTAIC | SUN | NP15 | 2015-05-23 |  | CISO | PGAE | 0
Participating Unit | N | N |  | HENRTA_6_SOLAR2 | GEN | Westside Solar Power PV1 | 2 | 2 | PGAE | Westside Assets LLC | PHOTO VOLTAIC | SUN | NP15 | 2016-05-07 |  | CISO | PGAE | 0
Participating Unit | N | Y | SCEC_1_PDRP131 | SCEC_1_PDRP131 | GEN | SCEC_1_PDRP131 | 0.99 |  | SCE | Leapfrog Power, Inc. | OTHER | OTHER | SP15 |  |  | CISO | SCE | 0
Participating Unit | N | Y | SDG1_1_PDRP102 | SDG1_1_PDRP102 | GEN | SDG1_1_PDRP102 | 0.99 |  | SDGE | Leapfrog Power, Inc. | OTHER | OTHER | SP15 |  |  | CISO | SDGE | 0
Participating Unit | N | N |  | RECTOR_2_TFDBM1 | GEN | Two Fiets Dairy Digester | 0.8 | 0.8 | SCE | Two Fiets | RECIPROCATING ENGINE | BIOGAS | SP15 | 2019-01-07 |  | CISO | SCE | 0
Participating Unit | N | N |  | MNDALY_6_MCGRTH | GEN | McGrath Beach Peaker | 48.56 | 59 | SCE | Southern California edison | COMBUSTION TURBINE | NATURAL GAS | SP15 | 2012-11-01 |  | CISO | SCE | 0
Participating Unit | N | N |  | VOLTA_6_DIGHYD | GEN | Digger Creek Ranch Hydro | 0.6 | 0.6 | PGAE | Kenneth E. Link | HYDRO | WATER | NP15 | 41822 |  | CISO | PGAE | 0
Participating Unit | N | Y | PGP2_2_PDRP101 | PGP2_2_PDRP101 | GEN | VLTS_PDR_PGP2_02 | 5 |  | PGAE | Voltus, Inc. | OTHER | OTHER | NP15 |  |  | CISO | PGAE | 0
Participating Unit | N | N |  | GARNET_1_WIND | GEN | GARNET WIND ENERGY CENTER | 6.5 | 6.5 | SCE | Garnet Wind, LLC | WIND | WIND | SP15 | 39966 |  | CISO | SCE | 0
Participating Unit | N | Y | SCEC_1_PDRP136 | SCEC_1_PDRP136 | GEN | SCEC_1_PDRP136 | 0.99 |  | SCE | Leapfrog Power, Inc. | OTHER | OTHER | SP15 |  |  | CISO | SCE | 0
Participating Unit | N | N |  | LAMONT_1_SOLAR2 | GEN | Redwood Solar Farm 4 | 20 | 20 | PGAE | 54KR 8me LLC | PHOTO VOLTAIC | SUN | ZP26 | 2018-01-06 |  | CISO | PGAE | 0
Participating Unit | N | N |  | GONZLS_6_UNIT | GEN | Johnson Canyon Landfill | 1.42 | 1.4 | PGAE | Ameresco Johnson Canyon LLC | RECIPROCATING ENGINE | BIOGAS | NP15 | 41463 |  | CISO | PGAE | 0
Non-Participating | N | Y | PNCHEG_2_PL1X4 | PNCHEG_2_CTG3 | GEN | PANOCHE ENERGY CENTER (CTG3) | 104.25 | 104.25 |  | PANOCHE ENERGY CENTER | COMBUSTION TURBINE | NATURAL GAS | NP15 |  |  | CISO | PGAE | 0
Participating Unit | Y | N |  | PLSNTG_7_LNCLND | GEN | Lincoln Landfill Power Plant | 4.98 | 5 | PGAE | Energy 2001, Inc. | RECIPROCATING ENGINE | BIOGAS | NP15 | 31048 |  | CISO | PGAE | 0
Participating Unit | N | Y | GRNLF1_1_PL1X2 | GRNLF1_1_PL1X2 | GEN | Greenleaf 1 | 49.2 |  | PGAE | Calpine Greenleaf Holdings, Inc. | COMBUSTION TURBINE | NATURAL GAS | NP15 | 2022-06-24 |  | CISO | PGAE | 0
Participating Unit | N | Y | TWINKL_2_ASCBTA | TWINKL_2_ASCBTA | GEN | Aratina Solar Center 1 a BESS | 75 | 75 | SCE | 64NB 8me LLC | OTHER | LESR | SP15 |  |  | CISO | SCE | 0
Non-Participating | N | Y | BIGCRK_2_EXESWD | BGCRK2_7_UNIT 3 | GEN | BIG CREEK PH 2 UNIT 3 | 15.8 | 15.8 |  | Southern California Edison Company | HYDRO | WATER | SP15 |  |  | CISO | SCE | 0
Participating Unit | N | N |  | DIABLO_7_UNIT 2 | GEN | Diablo Canyon Unit 2 | 1150 | 1176 | PGAE | Pacific Gas & Electric Company | STEAM | URANIUM | ZP26 | 1986-01-01 |  | CISO | PGAE | 0
Non-Participating |  | Y | CALGEN_1_UNITS | CALGEN_1_UNIT 3 | GEN | CALGEN_1_UNIT 3 | 32.2 | 32.2 |  |  |  |  | SP15 |  |  | CISO | SCE | 0
Non-Participating | N | Y | SOLBLU_2_WSBBX2 | SOLBLU_2_WSBBT2 | GEN | Westlands Solar Blue BESS | 112.5 | 112.5 | PGAE | Westlands Solar Blue (OZ) Owner, LLC | OTHER | LESR | ZP26 |  |  | CISO | PGAE | 0
Participating Unit | N | Y | PGSB_1_PDRP103 | PGSB_1_PDRP103 | GEN | PGSB_1_PDRP103 | 0.99 |  | PGAE | Leapfrog Power, Inc. | OTHER | OTHER | NP15 |  |  | CISO | PGAE | 0
Participating Unit | N | N |  | BIGSKY_2_ASLBT2 | GEN | Antelope Solar 2 Luna | 100 | 100 | SCE | Luna Storage, LLC | OTHER | LESR | SP15 | 44772 |  | CISO | SCE | 0
Participating Unit | N | N |  | GALE_1_SR3SR3 | GEN | Sunray 3 | 13.8 | 13.8 | SCE | Sunray Energy 3 LLC | PHOTO VOLTAIC | SUN | SP15 | 2017-06-29 |  | CISO | SCE | 0
Participating Unit | N | N |  | ARLEAF_2_NBSSB1 | TG | North Brawley Solar | 35 | 132.1 | SDGE | IVLY2 | OTHER | HYBD | SP15 |  |  | IID | SDGE | 0
Non-Participating | N | Y | MOSSLD_2_PSP1 | MOSSLD_2_PSP1G1 | GEN | MOSS LANDING CC PLANT 1, CTG UNIT 1 | 176 | 176 |  | Duke Energy Moss Landing LLC | COMBUSTION TURBINE | NATURAL GAS | NP15 |  |  | CISO | PGAE | 0
Non-Participating | N | Y | MONTPH_7_UNITS | MONTPH_7_UNIT 3 | GEN | MONTICELLO Unit 3 | 1.5 | 1.5 |  |  |  |  | NP15 |  |  | CISO | PGAE | 0
Participating Unit | N | N |  | GARNET_2_COAWD2 | GEN | Coachella 2 | 10.8 | 10.8 | SCE | Coachella Wind Holdings, LLC | WIND | WIND | SP15 | 2021-04-26 |  | CISO | SCE | 0
Non-Participating | N | Y | SHELRF_1_UNITS | SHELRF_7_UNIT 1 | GEN | Shell Oil Refinery Unit 1 | 20 | 20 |  | Martinez Refining Company-Division of Equilon Enterprises, LLC | STEAM | HEAT RECOVERY | NP15 |  |  | CISO | PGAE | 0
Participating Unit | Y | N |  | GARNET_2_WIND2 | GEN | Karen Avenue Wind Farm | 11.7 | 12 | SCE | Energy Development & Construction Corp. | WIND | WIND | SP15 | 42221 |  | CISO | SCE | 0
Participating Unit | N | N |  | BEARDS_7_UNIT 1 | GEN | Beardsley Hydro | 11.5 | 11.5 | PGAE | City of Santa Clara DBA Silicon Valley Power (MSS Agreement - S14) | HYDRO | WATER | NP15 | 1957-01-01 |  | CISO | NCPA | 0
Participating Unit | N | N |  | BALCHS_7_UNIT 1 | GEN | BALCH 1 PH UNIT 1 | 31 | 34 | PGAE | Pacific Gas & Electric Company | HYDRO | WATER | NP15 | 9863 |  | CISO | PGAE | 0
Participating Unit | N | N |  | RECTOR_2_CREST | GEN | Rector Aggregate Solar Resources | 10.5 | 17.3 | SCE | Southern California Edison Company | PHOTO VOLTAIC | SUN | SP15 | 42727 |  | CISO | SCE | 0
Non-Participating | N | Y | TULLCK_7_UNITS | TULLCK_7_UNIT 1 | GEN | TULLOCH Unit 1 | 9.9 | 9.9 |  |  |  |  | NP15 |  |  | CISO | NCPA | 0
Participating Unit | N | Y | PGNB_2_PDRP101 | PGNB_2_PDRP101 | GEN | VLTS_PDR_PGNB_D | 3 |  | PGAE | Voltus, Inc. | OTHER | OTHER | NP15 |  |  | CISO | PGAE | 0
Participating Unit | Y | N |  | HIGGNS_1_COMBIE | GEN | Combie South | 1.5 | 1.5 | PGAE | Nevada Irrigation District | HYDRO | WATER | NP15 | 2020-05-05 |  | CISO | PGAE | 0
Participating Unit | N | N |  | LIVOAK_1_UNIT 1 | GEN | LIVE OAK LIMITED | 49.7 | 55.3 | PGAE | Live Oak Limited | COMBUSTION TURBINE | NATURAL GAS | ZP26 | 1991-03-16 |  | CISO | PGAE | 0
Participating Unit | N | N |  | SANDRN_2_SS2SR2 | GEN | Sandrini Sol 2 | 200 | 200 | PGAE | EDPR CA Solar Park LLC | PHOTO VOLTAIC | SUN | ZP26 | 2024-11-05 |  | CISO | PGAE | 0
Participating Unit | N | Y | SCEC_1_PDRP139 | SCEC_1_PDRP139 | GEN | SCEC_1_PDRP139 | 0.99 |  | SCE | Leapfrog Power, Inc. | OTHER | OTHER | SP15 |  |  | CISO | SCE | 0
Participating Unit | N | N |  | COLGAT_7_UNIT 1 | GEN | Colgate Powerhouse Unit 1 | 176.72 | 176.7 | PGAE | Yuba County Water Agency | HYDRO | WATER | NP15 | 1969-01-01 |  | CISO | PGAE | 0
Participating Unit | N | Y | SCEC_1_PDRP106 | SCEC_1_PDRP106 | GEN | SCEC_1_PDRP106 | 0.99 |  | SCE | Leapfrog Power, inc. | OTHER | OTHER | SP15 |  |  | CISO | SCE | 0
Participating Unit | N | N |  | ROMOLA_5_MPBBT2 | GEN | Menifee Power Bank 2 | 230 | 230 | SCE | NOVA Power, LLC | OTHER | LESR | SP15 | 2024-09-20 |  | CISO | SCE | 0
Participating Unit | N | N |  | GLDFGR_6_SOLAR1 | GEN | Portal Ridge B | 20 | 20 | SCE | Portal Ridge Solar B, LLC | PHOTO VOLTAIC | SUN | SP15 | 42781 |  | CISO | SCE | 0
Non-Participating | N | Y | SUNRIS_2_PL1X3 | SUNRIS_2_UNIT 1 | GEN | Sunrise Power Project Unit 1 | 164 | 164 |  | Sunrise Power Company | COMBUSTION TURBINE | NATURAL GAS | ZP26 |  |  | CISO | PGAE | 0
Participating Unit | Y | N |  | TVYVLY_6_KRSHY1 | GEN | Kings River Syphon | 1.3 | 1.3 | PGAE | Orange Cove Irrigation District | HYDRO | WATER | NP15 | 2021-09-15 |  | CISO | PGAE | 0
Participating Unit | N | N |  | SUNSTR_5_SS1SCEDYN | TG | Sunstream Solar 1 | 150 |  | SCE | PVWEST | PHOTO VOLTAIC | SUN | SP15 | 2019-11-19 |  | AZPS | SCE | 1
Non-Participating | N | Y | SOLBLU_2_WSBSX2 | SOLBLU_2_WSBSR1 | GEN | Westlands Solar Blue | 125 | 125 | PGAE | Westlands Solar Blue, LLC | PHOTO VOLTAIC | SUN | ZP26 |  |  | CISO | PGAE | 0
Participating Unit | N | N |  | GLDFGR_6_SOLAR2 | GEN | Portal Ridge C | 11.4 | 11.4 | SCE | Portal Ridge Solar C, LLC | PHOTO VOLTAIC | SUN | SP15 | 2017-02-14 |  | CISO | SCE | 0
Participating Unit | N | Y | SDG1_1_PDRP122 | SDG1_1_PDRP122 | GEN | SDG1_1_PDRP122 | 0.99 |  | SDGE | Leapfrog Power, Inc. | OTHER | OTHER | SP15 |  |  | CISO | SDGE | 0
Non-Participating | N | Y | GATWAY_2_PL1X3 | GATWAY_2_STGC | GEN | Gateway STG C | 213.4 | 213.4 |  | Gateway Generating Station | STEAM | NATURAL GAS | NP15 |  |  | CISO | PGAE | 0
Participating Unit | N | N |  | FTSWRD_6_TRFORK | GEN | Three Forks Water Power Project | 1.63 | 1.5 | PGAE | Grizzly Mountain Ranch | HYDRO | WATER | NP15 | 2011-11-01 |  | CISO | PGAE | 0
Participating Unit | Y | N |  | TXMCKT_6_UNIT | GEN | McKittrick Cogen | 11.2 | 11.2 | PGAE | Chevron USA Inc | FTUR | NATURAL GAS | ZP26 | 1994-10-01 |  | CISO | PGAE | 0
Participating Unit | N | N |  | INTMNT_3_CC_3_PASADENA | TG | Intermountain; Unit 3 PASA Share | 29 |  | SCE | IPP | COMBINED CYCLE | NATURAL GAS | SP15 |  |  | LADWP | SCE | 0
Non-Participating | N | Y | DELSUR_6_CREST | DELSUR_6_CREST1 | GEN | DELSUR_6_CREST1 | 8.5 | 8.5 |  | Southern California Edison Company | PHOTO VOLTAIC | SUN | SP15 |  |  | CISO | SCE | 0
Participating Unit | N | N |  | LMBEPK_2_UNITA3 | GEN | Goose Haven Energy Center, Unit #1 | 47.75 | 49.9 | PGAE | Goose Haven Energy Center, LLC | COMBUSTION TURBINE | NATURAL GAS | NP15 | 2003-01-06 |  | CISO | PGAE | 0
Non-Participating | N | Y | GYS5X6_7_UNITS | GYS5X6_7_UNIT 5 | GEN | Geysers Unit 5 | 55 | 55 |  | Geysers Power Company, LLC | STEAM | GEOTHERMAL | NP15 |  |  | CISO | PGAE | 0
Participating Unit | N | N |  | GLDTWN_6_SOLAR | GEN | Rio Grande | 5 | 5 | SCE | RE Rio Grande LLC | PHOTO VOLTAIC | SUN | SP15 | 2013-11-18 |  | CISO | SCE | 0
Participating Unit | N | N |  | BUCKWD_1_QF | GEN | Buckwind Re-powering project | 16.5 | 16.5 | SCE | Windpower Partners 1993, LLC | WIND | WIND | SP15 | 1984-12-13 |  | CISO | SCE | 0
Participating Unit | N | Y | SCEC_1_PDRP116 | SCEC_1_PDRP116 | GEN | SCEC_1_PDRP116 | 0.99 |  | SCE | Leapfrog Power, Inc. | OTHER | OTHER | SP15 |  |  | CISO | SCE | 0
Participating Unit | N | N |  | SUNST2_5_SS2SR1 | GEN | Sun Streams Solar 2 | 150 | 150 | SDGE | Sun Streams 2, LLC | PHOTO VOLTAIC | SUN | SP15 | 44372 |  | CISO | SDGE | 0
Participating Unit | N | N |  | BLYTHE_1_SOLAR2 | GEN | Blythe Green 1 | 20 | 20 | SCE | Solar Blythe II LLC | PHOTO VOLTAIC | SUN | SP15 | 2017-04-05 |  | CISO | SCE | 0
Participating Unit | N | N |  | DSRTHV_2_DH2BT1 | GEN | Desert Harvest BESS | 35 | 35 | SCE | Desert Harvest II LLC | OTHER | LESR | SP15 | 2021-06-10 |  | CISO | SCE | 0
Participating Unit | N | N |  | GOOSLK_1_SOLAR1 | GEN | Goose Lake | 12 | 12 | PGAE | Cottonwood Solar, LLC | PHOTO VOLTAIC | SUN | ZP26 | 2015-05-23 |  | CISO | PGAE | 0
Participating Unit | N | N |  | VICTOR_1_SWRSR2 | GEN | Snowline White Road North | 1.5 | 1.5 | SCE | SunE Solar XV Lessor, LLC | PHOTO VOLTAIC | SUN | SP15 | 45853 |  | CISO | SCE | 0
Participating Unit | N | Y | SCHLTE_1_PL1X3 | SCHLTE_1_PL1X3 | GEN | Tracy Combined Cycle Power Plant | 336.04 |  | PGAE | MRP San Joaquin Energy, LLC | COMBINED CYCLE | NATURAL GAS | NP15 | 2012-10-31 |  | CISO | PGAE | 0
Participating Unit | N | Y | GILROY_1_UNIT | GILROY_1_UNIT | GEN | GILROY COGEN AGGREGATE | 120 |  | PGAE | Calpine Gilroy Cogen, L.P. | COMBINED CYCLE | NATURAL GAS | NP15 | 1987-01-01 |  | CISO | PGAE | 0
Participating Unit | N | N |  | ADOBEE_1_SOLAR | GEN | Adobe Solar | 20 | 20 | PGAE | Adobe Solar, LLC | PHOTO VOLTAIC | SUN | ZP26 | 2014-05-21 |  | CISO | PGAE | 0
Non-Participating |  | Y | DSRTSN_2_SOLAR1 | DSRTSN_2_SOLR1A | GEN | Desert Sunlight 300 | 156.9 | 156.9 |  | Desert Sunlight Holdings, LLC | PHOTO VOLTAIC | SUN | SP15 |  |  | CISO | SCE | 0
Non-Participating | N | Y | OBERON_5_O1SSX2 | OBERON_5_O1SSR2 | GEN | Oberon 1A Solar | 125 | 125 | SCE | IP Oberon, LLC | PHOTO VOLTAIC | SUN | SP15 |  |  | CISO | SCE | 0
Non-Participating |  | Y | CORONS_6_CLRWTR | CORONS_6_CLRSTG | GEN | CORONS_6_CLRSTG | 8.5 | 8.5 |  |  |  |  | SP15 |  |  | CISO | RVSD | 0
Participating Unit | N | N |  | VILLPK_2_VALLYV | GEN | MWD Valley View Hydroelectric Recovery P | 4.1 | 4.1 | SCE | Metropolitan Water District of Southern California | HYDRO | WATER | SP15 | 31048 |  | CISO | SCE | 0
Non-Participating | N | Y | REXFRD_2_RSFBX2 | REXFRD_2_RSFBT2 | GEN | Rexford Solar Farm BESS | 168 | 168 | SCE | 20SD 8me LLC | OTHER | LESR | SP15 |  |  | CISO | SCE | 0
Participating Unit | N | N |  | TWISSL_6_PRDSR1 | GEN | Pistachio Road | 4.75 | 4.75 | PGAE | Twisselman Solar, LLC | PHOTO VOLTAIC | SUN | ZP26 |  |  | CISO | PGAE | 0
Non-Participating | N | Y | PNCHVS_2_SOLAR | PNCHVS_2_SOLARA | GEN | PNCHVS_2_SOLARA | 69.5 | 69.5 |  | Pacific Gas & Electric | PHOTO VOLTAIC | SUN | NP15 |  |  | CISO | PGAE | 0
Participating Unit | N | N |  | OSO_6_NSPIN | GEN | OSO_6_NSPIN | 70 | 70.8 | SCE | California Dept. of Water Resources | PUMP | WATER | SP15 | 39903 |  | CISO | CWRS | 0
Participating Unit | N | N |  | PNOCHE_1_UNITA1 | GEN | CalPeak Power Panoche Unit 1 | 52.3 | 57 | PGAE | CalPeak Power - Panoche LLC | COMBUSTION TURBINE | NATURAL GAS | NP15 | 2001-12-27 |  | CISO | PGAE | 0
Participating Unit | N | N |  | INYOKN_1_IKSSR2 | GEN | Inyokern Solar 1281 | 11.9 | 11.9 | SCE | RB Inyokern Solar WDAT 1281 LLC | PHOTO VOLTAIC | SUN | SP15 | 2024-12-31 |  | CISO | SCE | 0
Participating Unit | Y | N |  | RIOOSO_1_QF | GEN | SMALL QF AGGREGATION - GRASS VALLEY | 1.11 | 2.5 | PGAE | Pacific Gas & Electric Company | HYDRO | WATER | NP15 | 1984-01-01 |  | CISO | PGAE | 0
Participating Unit | N | N |  | ELCAJN_6_UNITA1 | GEN | Cuyamaca Peak Energy Plant | 45.42 | 48 | SDGE | San Diego Gas & Electric | COMBUSTION TURBINE | NATURAL GAS | SP15 | 2002-05-29 |  | CISO | SDGE | 0
Participating Unit | N | Y | DRUM_7_PL3X4 | DRUM_7_PL3X4 | GEN | Drum PH 1 Units 3 & 4 Aggregate | 28.9 |  | PGAE | Pacific Gas & Electric Company | HYDRO | WATER | NP15 | 1922-01-01 |  | CISO | PGAE | 0
Participating Unit | N | N |  | RECTOR_2_KAWEAH | GEN | KAWEAH PH 2 & 3 PSP AGGREGATE | 6.55 | 6.6 | SCE | Southern California Edison Company | HYDRO | WATER | SP15 | 1913-01-01 |  | CISO | SCE | 0
Participating Unit | N | N |  | BUCKWD_1_NPALM1 | GEN | North Palm Springs 1A | 2.4 | 2.4 | SCE | North Palm Springs Investments, LLC | PHOTO VOLTAIC | SUN | SP15 | 2012-04-02 |  | CISO | SCE | 0
Participating Unit | N | N |  | GASKW1_2_GW2SR1 | GEN | Gaskell West 2a | 16 | 16 | SCE | RE Gaskell West 2 LLC | PHOTO VOLTAIC | SUN | SP15 | 2023-05-05 |  | CISO | SCE | 0
Participating Unit | N | Y | PGEB_2_PDRP113 | PGEB_2_PDRP113 | GEN | PGEB_2_PDRP113 | 3 |  | PGAE | OHMCONNECT, INC. | OTHER | OTHER | NP15 |  |  | CISO | PGAE | 0
Participating Unit | N | Y | PGSF_2_PDRP100 | PGSF_2_PDRP100 | GEN | VLTS_PDR_PGSF_D | 3 |  | PGAE | Voltus, Inc. | OTHER | OTHER | NP15 |  |  | CISO | PGAE | 0
Participating Unit | Y | N |  | MESAP_1_QF | GEN | SMALL QF AGGREGATION - SAN LUIS OBISPO | 1 | 1 | PGAE | Pacific Gas & Electric Company | OTHER | OTHER | ZP26 | 2009-03-31 |  | CISO | PGAE | 0
Participating Unit | N | N |  | FMEADO_7_UNIT | GEN | FRENCH MEADOWS HYDRO | 16 | 18 | PGAE | Placer County Water Agency | HYDRO | WATER | NP15 | 24108 |  | CISO | PGAE | 0
Participating Unit | N | Y | SCEW_2_PDRP109 | SCEW_2_PDRP109 | GEN | SCEW_2_PDRP109 | 0.99 |  | SCE | Leapfrog Power, inc. | OTHER | OTHER | SP15 |  |  | CISO | SCE | 0
Participating Unit | N | N |  | CSLR4S_2_SOLAR | GEN | Csolar IV South | 130 | 130 | SDGE | CSolar IV South, LLC | PHOTO VOLTAIC | SUN | SP15 | 41558 |  | CISO | SDGE | 0
Participating Unit | N | N |  | PUTHCR_1_SOLAR1 | GEN | Putah Creek Solar Farm | 1.98 | 2 | PGAE | Putah Creek Solar Farms LLC | PHOTO VOLTAIC | SUN | NP15 | 2014-12-19 |  | CISO | PGAE | 0
Participating Unit | N | Y | SCEC_1_PDRP119 | SCEC_1_PDRP119 | GEN | SCEC_1_PDRP119 | 0.99 |  | SCE | Leapfrog Power, inc. | OTHER | OTHER | SP15 |  |  | CISO | SCE | 0
Participating Unit | N | Y | IVWEST_2_SOLAR1 | IVWEST_2_SOLAR1 | GEN | Imperial Valley West ( Q # 608) | 150 |  | SDGE | CSolar IV West, LLC | PHOTO VOLTAIC | SUN | SP15 | 2015-09-30 |  | CISO | SDGE | 0
Participating Unit | N | N |  | SEGS_1_SR2SL2 | GEN | Sunray 2 | 20 | 20 | SCE | Sunray Energy 2, LLC | PHOTO VOLTAIC | SUN | SP15 | 2017-06-02 |  | CISO | SCE | 0
Participating Unit | N | Y | DSRTSN_2_SOLAR1 | DSRTSN_2_SOLAR1 | GEN | Desert Sunlight 300 | 300 | 300 | SCE | Desert Sunlight Holdings, LLC | PHOTO VOLTAIC | SUN | SP15 | 2013-10-22 |  | CISO | SCE | 0
Participating Unit | N | N |  | MALAGA_1_AUCTG2 | GEN | Acid Unit 2 | 55.3 | 55.3 | PGAE | Malaga Power, LLC | COMBUSTION TURBINE | NATURAL GAS | ZP26 | 2024-11-18 |  | CISO | PGAE | 0
Participating Unit | N | N |  | AVENAL_6_AVSLR1 | GEN | Avenal Solar 1 | 7.9 | 7.9 | PGAE | CED Avenal Solar, LLC | PHOTO VOLTAIC | SUN | ZP26 | 2017-01-28 |  | CISO | PGAE | 0
Participating Unit | N | N |  | VIKING_2_VCBBT1 | TG | VIKINGS CO-LOCATED BESS | 149.88 | 150 | SCE | MIR2 | OTHER | LESR | SP15 | 45607 |  | IID | SCE | 1
Participating Unit | N | Y | SCEC_1_PDRP173 | SCEC_1_PDRP173 | GEN | LCR AMS Hybrid West LA 2-C-LSCE | 2.53 |  | SCE | Southern California Edison | OTHER | OTHER | SP15 |  |  | CISO | SCE | 0
Participating Unit | N | N |  | GARNET_2_WIND5 | GEN | Eastwind | 3 | 3 | SCE | Yavi Energy Holdings, LLC | WIND | WIND | SP15 | 2016-03-01 |  | CISO | SCE | 0
Participating Unit | N | N |  | DREWSR_2_BHSSR1 | GEN | Blue Hornet Solar | 100 | 100 | SDGE | Drew Solar, LLC | PHOTO VOLTAIC | SUN | SP15 | 2022-11-04 |  | CISO | SDGE | 0
Participating Unit | Y | N |  | GRZZLY_1_BERKLY | GEN | Berkeley Cogeneration | 26.35 | 32.5 | PGAE | The Regents of the University of California | COMBINED CYCLE | NATURAL GAS | NP15 | 2018-02-20 |  | CISO | PGAE | 0
Participating Unit | Y | Y | MIDSUN_1_PL1X2 | MIDSUN_1_PL1X2 | GEN | North Midway Cogens 5A 5B | 9.6 |  | PGAE | BERRY PETROLEUM COMPANY, LLC | COMBUSTION TURBINE | NATURAL GAS | ZP26 | 2022-03-17 |  | CISO | PGAE | 0
Participating Unit | N | N |  | HERDLN_6_BYHSR1 | GEN | Byron Highway Solar | 5 | 5 | PGAE | RPCA Solar 3, LLC | PHOTO VOLTAIC | SUN | NP15 | 2022-11-23 |  | CISO | PGAE | 0
Participating Unit | N | N |  | WESCN2_2_BDSBT2 | GEN | Bateria Del Sur 2B | 100 | 100 | SDGE | CED West Side Canal Battery Storage, LLC | OTHER | LESR | SP15 | 2025-07-01 |  | CISO | SDGE | 0
Participating Unit | N | N |  | SANBRN_2_SS2BT4 | GEN | Sanborn Solar 2 SBESS 4 | 47 | 47 | SCE | EdSan 1B Group 2, LLC | OTHER | LESR | SP15 | 45246 |  | CISO | SCE | 0
Participating Unit | N | N |  | HATLOS_6_LSCRK | GEN | Lost Creek 1 & 2 Hydro Conversion | 1.7 | 1.7 | PGAE | Snow Mountain Hydro, LLC. | HYDRO | WATER | NP15 | 32674 |  | CISO | PGAE | 0
Participating Unit | N | N |  | CALFTN_2_CFSBT1 | GEN | California Flats Solar Battery | 60 | 60 | PGAE | CA Flats Solar 130, LLC | OTHER | LESR | ZP26 | 44439 |  | CISO | PGAE | 0
Non-Participating |  | Y | PINFLT_7_UNITS | PINFLT_7_UNIT 2 | GEN | PINFLT_7_UNIT 2 | 63.3 | 63.3 |  |  |  |  | NP15 |  |  | CISO | CWRP | 0
Participating Unit | N | Y | ELKHRN_1_EESX3 | ELKHRN_1_EESX3 | GEN | Elkhorn Energy Storage | 182.5 |  | PGAE | Pacific Gas and Electric Company | OTHER | LESR | NP15 | 2022-04-07 |  | CISO | PGAE | 0
Participating Unit | N | N |  | COCOPP_2_CTG3 | GEN | Marsh Landing 3 | 208.96 | 222 | PGAE | Marsh Landing LLC | FTUR | NATURAL GAS | NP15 | 41395 |  | CISO | PGAE | 0
Participating Unit | N | N |  | GASKW1_2_GW2BT1 | GEN | Gaskell West 2 BESS | 20 | 20 | SCE | RE Gaskell West 2 LLC | OTHER | LESR | SP15 | 45051 |  | CISO | SCE | 0
Participating Unit | N | N |  | CEDUCR_2_SOLAR4 | GEN | Ducor Solar 4 | 20 | 20 | SCE | CED Ducor Solar 4, LLC | PHOTO VOLTAIC | SUN | SP15 | 2016-12-23 |  | CISO | SCE | 0
Participating Unit | N | Y | SCEC_1_PDRP149 | SCEC_1_PDRP149 | GEN | SCEC_1_PDRP149 | 0.99 |  | SCE | Leapfrog Power, Inc. | OTHER | OTHER | SP15 |  |  | CISO | SCE | 0
Participating Unit | N | N |  | NEENCH_6_SOLAR | GEN | Alpine Solar | 66 | 66 | SCE | Solar Alpine LLC | PHOTO VOLTAIC | SUN | SP15 | 41292 |  | CISO | SCE | 0
Non-Participating | N | Y | CARBOU_7_PL4X5 | CARBOU_7_UNIT 5 | GEN | Caribou PH 2 Unit 5 | 61 | 61 |  | Pacific Gas & Electric Company | HYDRO | WATER | NP15 |  |  | CISO | PGAE | 0
Participating Unit | N | N |  | SANBRN_2_ES2SB3 | GEN | EdSan 2 Sanborn 3 | 42 | 42 | SCE | ES 1A Group 2 Opco, LLC | OTHER | HYBD | SP15 | 2022-04-13 |  | CISO | SCE | 0
Participating Unit | N | N |  | PIT6_7_UNIT 2 | GEN | PIT PH 6 UNIT 2 | 40 | 40 | PGAE | Pacific Gas & Electric Company | HYDRO | WATER | NP15 | 1965-01-01 |  | CISO | PGAE | 0
Non-Participating | N | Y | CDWR07_2_GEN | BUENVS_2_NSPIN | GEN | BUENVS_2_NSPIN | 104.4 | 104.4 |  | BUENVS_2_NSPIN | PUMP | WATER | ZP26 |  |  | CISO | CWRP | 0
Non-Participating | N | Y | RUSCTY_2_UNITS | RUSCTY_2_STG | GEN | Russell City | 254 | 254 |  | Russell City Energy Company, LLC | COMBINED CYCLE | NATURAL GAS | NP15 |  |  | CISO | PGAE | 0
Participating Unit | N | N |  | EEKTMN_6_SOLAR1 | GEN | EE K Solar 1 | 20 | 20 | PGAE | EE Kettleman Land, LLC | PHOTO VOLTAIC | SUN | NP15 | 2015-08-12 |  | CISO | PGAE | 0
Participating Unit | N | N |  | DURNMESA_3_WBDYN | TG | DURAN MESA | 105.08 |  | SCE | WILLOWBEACH | WIND | WIND | SP15 | 2021-12-02 |  | PNM | SCE | 1
Participating Unit | N | N |  | STROUD_6_SOLAR | GEN | Stroud Solar Station | 20 | 20 | PGAE | Pacific Gas & Electric Company | PHOTO VOLTAIC | SUN | NP15 | 2011-10-04 |  | CISO | PGAE | 0
Participating Unit | N | N |  | YELPIN_2_YP2BT2 | GEN | Yellow Pine 2 A BESS | 53 | 53 | SCE | Yellow Pine Solar Interconnect, LLC | OTHER | LESR | SP15 | 2024-05-24 |  | CISO | VEA | 0
Participating Unit | N | N |  | CHWCHL_1_AVSSR1 | GEN | Avenue 26 Phase I Solar | 2.56 | 2.56 | PGAE | RPCA Solar 1 LLC | PHOTO VOLTAIC | SUN | NP15 | 2024-11-08 |  | CISO | PGAE | 0
Participating Unit | N | N |  | VLCNTR_6_VCSLR1 | GEN | Valley Center 1 | 2.5 | 2.5 | SDGE | Sol Orchard San Diego 22, LLC | PHOTO VOLTAIC | SUN | SP15 | 2013-12-31 |  | CISO | SDGE | 0
Participating Unit | N | Y | SOLBLU_2_WSBSX2 | SOLBLU_2_WSBSX2 | GEN | Westlands Solar Blue | 250 |  | PGAE | Westlands Solar Blue (OZ) Owner, LLC | PHOTO VOLTAIC | SUN | ZP26 | 2023-12-13 |  | CISO | PGAE | 0
Participating Unit | N | N |  | MSTANG_2_SOLAR3 | GEN | Mustang 3 | 40 | 40 | PGAE | RE Mustang 3 LLC | PHOTO VOLTAIC | SUN | NP15 | 42493 |  | CISO | PGAE | 0
Participating Unit | N | N |  | OXMTN_6_LNDFIL | GEN | Ox Mountain Landfill Generating Plant | 10.62 | 13.3 | PGAE | Ameresco Half Moon Bay, LLC | RECIPROCATING ENGINE | BIOGAS | NP15 | 2009-04-01 |  | CISO | PGAE | 0
Participating Unit | N | Y | PIT5_7_PL3X4 | PIT5_7_PL3X4 | GEN | PIT PH 5 UNITS 3 & 4 AGGREGATE | 82 |  | PGAE | Pacific Gas & Electric Company | HYDRO | WATER | NP15 | 1944-01-01 |  | CISO | PGAE | 0
Participating Unit | N | N |  | CRWCKS_1_SOLAR1 | GEN | Crow Creek Solar 1 | 20 | 20 | PGAE | Frontier Solar LLC | PHOTO VOLTAIC | SUN | NP15 | 2016-06-30 |  | CISO | PGAE | 0
Non-Participating | N | Y | SLUISP_2_UNITS | SLUISP_2_UNIT 6 | GEN | San Luis P-G Unit 6 | 53 | 53 | PGAE | California Dept. of Water Resources | PUMPED STORAGE | WATER | NP15 |  |  | CISO | PGAE | 0
Participating Unit | N | N |  | ESNHWR_2_CS1BT3 | GEN | Carris Storage 1 | 10 | 10 | SCE | Hecate Energy Desert Storage 1 LLC | OTHER | LESR | SP15 | 2025-05-13 |  | CISO | SCE | 0
Participating Unit | N | N |  | STOREY_7_MDRCHW | GEN | Madera Canal Site 980 | 1.84 | 3.8 | PGAE | Madera Chowchilla Water and Power | HYDRO | WATER | NP15 | 1985-02-02 |  | CISO | PGAE | 0
Participating Unit | N | N |  | ELDORO_7_UNIT 1 | GEN | El Dorado Unit 1 | 11 | 10.5 | PGAE | El Dorado Irrigation District | HYDRO | WATER | NP15 | 2005-05-21 |  | CISO | PGAE | 0
Non-Participating | N | Y | BELLEF_2_BSFBX3 | BELLEF_2_BSFBT2 | GEN | Bellefield Solar Farm BESS | 200 | 200 | SCE | 50LW 8me LLC | OTHER | LESR | SP15 |  |  | CISO | SCE | 0
Participating Unit | N | N |  | GUERNS_6_SOLAR | GEN | Guernsey Solar Station | 20 | 20 | PGAE | Pacific Gas & Electric Company | PHOTO VOLTAIC | SUN | NP15 | 41535 |  | CISO | PGAE | 0
Participating Unit | N | Y | TENGEN_2_PL1X2 | TENGEN_2_PL1X2 | GEN | Placerita Canyon Cogen | 37.7 |  | SCE | Shadow Wolf Energy, LLC | COMBUSTION TURBINE | NATURAL GAS | SP15 | 32938 |  | CISO | SCE | 0
Participating Unit | N | N |  | SNCLRA_2_SPRHYD | GEN | Springville Hydroelectric Generator | 1 | 1 | SCE | Calleguas MWD | HYDRO | WATER | SP15 | 2016-04-19 |  | CISO | SCE | 0
Participating Unit | N | N |  | CRELMN_6_RAMON1 | GEN | Ramona 1 | 2 | 2 | SDGE | Sol Orchard San Diego 20, LLC | PHOTO VOLTAIC | SUN | SP15 | 2013-12-31 |  | CISO | SDGE | 0
Non-Participating | N | Y | CHESTN_2_CHWBX2 | CHESTN_2_CHWBT2 | GEN | Chestnut Westside BESS | 67.5 | 67.5 | PGAE | Chestnut Westside, LLC | OTHER | LESR | ZP26 |  |  | CISO | PGAE | 0
Participating Unit | N | N |  | ATLASC_5_ACAUXL | TG | Atlas BESS Aux Load | 36 |  | SCE | NRTHGILA500 | OTHER | OTHER | SP15 |  |  | AZPS | SDGE | 0
Non-Participating | N | Y | HENRTA_6_ELCBX2 | HENRTA_6_ELCBT1 | GEN | Electrolyte | 54.799 | 54.799 | PGAE | Henrietta BESS LLC | OTHER | LESR | ZP26 |  |  | CISO | PGAE | 0
Participating Unit | N | N |  | AVENAL_6_SANDDG | GEN | Sand Drag Solar Project | 19 | 19 | PGAE | Sand Drag LLC | PHOTO VOLTAIC | SUN | ZP26 | 2011-08-05 |  | CISO | PGAE | 0
Participating Unit | N | N |  | SCARLT_2_SS2SR1 | GEN | Scarlet Solar 2 PV | 200 | 200 | PGAE | EDPR Scarlet II LLC | PHOTO VOLTAIC | SUN | NP15 | 2024-12-21 |  | CISO | PGAE | 0
Participating Unit | N | N |  | CRIMSN_2_CRMBT2 | GEN | Crimson 2 | 150 | 150 | SCE | Sonoran West Solar Holdings, LLC | OTHER | LESR | SP15 | 2022-10-28 |  | CISO | SCE | 0
Participating Unit |  | N |  | VESTAL_2_TS5SR1 | GEN | Tulare Solar 5 | 55.83 | 55.9 | SCE | Tulare Solar Center, LLC | PHOTO VOLTAIC | SUN | SP15 | 2022-04-29 |  | CISO | SCE | 0
Participating Unit | N | N |  | RSMNDS_2_CSRBT1 | GEN | Cyclone Solar Rosamond South I BESS 1 | 15 | 15 | SCE | Golden Fields Solar IV, LLC | OTHER | LESR | SP15 | 2025-08-01 |  | CISO | SCE | 0
Participating Unit | N | N |  | ANAHM_2_CANYN3 | GEN | CANYON POWER PLANT UNIT 3 | 46.49 | 71.2 | SCE | City of Anaheim (MSS Agreement - S14) | COMBUSTION TURBINE | NATURAL GAS | SP15 | 2011-07-30 |  | CISO | ANHM | 0
Participating Unit | N | N |  | NOAKS_2_PESBT1 | GEN | Placerita BESS | 80 | 80 | SCE | Placerita ESS, LLC | OTHER | LESR | SP15 | 2024-11-14 |  | CISO | SCE | 0
Non-Participating | N | Y | DRUM_7_PL1X2 | DRUM_7_UNIT 2 | GEN | DRUM PH 1 UNIT 2 | 13 | 13 |  | Pacific Gas & Electric Company | HYDRO | WATER | NP15 |  |  | CISO | PGAE | 0
Participating Unit | N | N |  | ARCOGN_2_UNITS | GEN | WATSON COGENERATION | 245 | 416.6 | SCE | Watson Cogeneration Company | COMBINED CYCLE | NATURAL GAS | SP15 | 1987-12-04 |  | CISO | SCE | 0
Non-Participating | N | Y | BIGCRK_2_EXESWD | BGCRK2_7_UNIT 4 | GEN | BIG CREEK PH 2 UNIT 4 | 15.8 | 15.8 |  | Southern California Edison Company | HYDRO | WATER | SP15 |  |  | CISO | SCE | 0
Participating Unit | N | N |  | KIRKER_1_PBSSR1 | GEN | Pittsburg RV Boat Solar | 2.9 | 2.9 | PGAE | PITTSBURG RV & BOAT STORAGE LLC | PHOTO VOLTAIC | SUN | NP15 |  |  | CISO | PGAE | 0
Non-Participating | N | Y | HYTTHM_2_UNITS | THERMA_2_UNIT 4 | GEN | Thermalito P-G Unit 4 | 28 | 28 |  | California Dept. of Water Resources | HYDRO | WATER | NP15 |  |  | CISO | CWRP | 0
Participating Unit | N | Y | SCEC_1_PDRP121 | SCEC_1_PDRP121 | GEN | SCEC_1_PDRP121 | 9.99 |  | SCE | Leapfrog Power, Inc. | OTHER | OTHER | SP15 |  |  | CISO | SCE | 0
Participating Unit | N | N |  | JAWBNE_2_SRWWD2 | GEN | Sky River Wind Repower B | 30.2 | 30.2 | SCE | Sky River Wind, LLC | WIND | WIND | SP15 | 2021-09-17 |  | CISO | SCE | 0
Participating Unit | N | Y | SDG1_1_PDRP119 | SDG1_1_PDRP119 | GEN | SDG1_1_PDRP119 | 0.99 |  | SDGE | Leapfrog Power, Inc. | OTHER | OTHER | SP15 |  |  | CISO | SDGE | 0
Non-Participating | N | Y | KRAMER_1_R2BX2 | KRAMER_1_R2BBT1 | GEN | Resurgence 2 BESS | 20 | 20 |  | Resurgence Solar II, LLC | OTHER | LESR | SP15 |  |  | CISO | SCE | 0
Participating Unit | N | Y | SCEC_1_PDRP146 | SCEC_1_PDRP146 | GEN | SCEC_1_PDRP146 | 0.99 |  | SCE | Leapfrog Power, Inc. | OTHER | OTHER | SP15 |  |  | CISO | SCE | 0
Non-Participating | N | Y | DUANE_1_PL1X3 | DUANE_7_CTG2 | GEN | Donald Von Raesfeld CTG Unit 2 | 50.4 | 50.4 |  | Donald Von Raesfeld Power Plant | COMBUSTION TURBINE | NATURAL GAS | NP15 |  |  | CISO | NCPA | 0
Participating Unit | N | N |  | BLCKBT_2_STONEY | GEN | BLACK BUTTE HYDRO | 6.2 | 6.2 | PGAE | City of Santa Clara DBA Silicon Valley Power (MSS Agreement - S14) | HYDRO | WATER | NP15 | 1988-01-01 |  | CISO | NCPA | 0
Participating Unit | Y | N |  | NZWIND_6_WDSTR4 | GEN | Windstream 6042 | 5.91 | 6.8 | SCE | Windstream Operations, LLC | WIND | WIND | SP15 | 2015-12-11 |  | CISO | SCE | 0
Participating Unit | N | N |  | ADLIN_1_UNITS | GEN | GEYSERS AIDLIN AGGREGATE | 22 | 23 | PGAE | Geysers Power Company, LLC | STEAM | GEOTHERMAL | NP15 | 2008-07-28 |  | CISO | PGAE | 0
Participating Unit | N | N |  | KERRGN_1_UNIT 1 | GEN | KERN RIVER HYDRO UNITS 1-4 AGGREGATE | 25.6 | 26.3 | SCE | Southern California Edison Company | HYDRO | WATER | SP15 | 1907-01-01 |  | CISO | SCE | 0
Participating Unit | N | N |  | CONTRL_1_POOLE | GEN | POOLE HYDRO PLANT 1 | 11.07 | 11.3 | SCE | Southern California Edison Company | HYDRO | WATER | SP15 | 1924-01-01 |  | CISO | SCE | 0
Participating Unit | N | N |  | PEASE_1_TBEBT1 | GEN | Tierra Buena Energy Storage | 6 | 6 | PGAE | VESI 10 LLC | OTHER | LESR | NP15 | 2022-06-01 |  | CISO | PGAE | 0
Participating Unit | N | N |  | CAVLSR_2_BSOLAR | GEN | California Valley Solar Ranch-Phase B | 40 | 40 | PGAE | High Plains Ranch II, LLC | PHOTO VOLTAIC | SUN | ZP26 | 2013-01-01 |  | CISO | PGAE | 0
Participating Unit | N | Y | KELSO_2_UNITS | KELSO_2_UNITS | GEN | Mariposa Energy | 198.03 |  | PGAE | Mariposa Energy, LLC | COMBUSTION TURBINE | NATURAL GAS | NP15 | 2012-10-01 |  | CISO | PGAE | 0
Participating Unit | N | N |  | FIFTHS_2_FSSBT | GEN | Fifth Standard Battery | 137 | 137 | PGAE | Fifth Standard Solar PV, LLC | OTHER | LESR | ZP26 | 2023-09-15 |  | CISO | PGAE | 0
Participating Unit | N | N |  | ALMEGT_1_UNIT 1 | GEN | ALAMEDA GT UNIT 1 | 25 | 25.4 | PGAE | NCPA (MSS Agreement - S14) | FTUR | NATURAL GAS | NP15 | 1986-01-01 |  | CISO | NCPA | 0
Participating Unit | N | N |  | CONTRL_1_CASAD2 | GEN | Mammoth G2 | 10.5 | 12 | SCE | Mammoth-Pacific, L.P. | OTHER | GEOTHERMAL | SP15 | 2020-12-08 |  | CISO | SCE | 0
Non-Participating | N | Y | HIDSRT_2_UNITS | HIDSRT_7_CTG1 | GEN | HIGH DESERT COMBUSTION TURBINE UNIT 1 | 177.3 | 177.3 |  | High Desert Power Project, LLC | COMBUSTION TURBINE | NATURAL GAS | SP15 |  |  | CISO | SCE | 0
Participating Unit | N | N |  | SAUGUS_2_SPESBT1 | GEN | Santa Paula Energy Storage | 30 | 30 | SCE | Santa Paula Energy Storage LLC | OTHER | LESR | SP15 | 2024-03-16 |  | CISO | SCE | 0
Participating Unit | N | N |  | BIGSKY_2_SOLAR3 | GEN | Big Sky Summer | 20 | 20 | SCE | Summer Solar LLC | PHOTO VOLTAIC | SUN | SP15 | 2016-07-25 |  | CISO | SCE | 0
Participating Unit | N | N |  | COCOPP_2_CTG1 | GEN | Marsh Landing 1 | 204.2 | 222 | PGAE | Marsh Landing LLC | FTUR | NATURAL GAS | NP15 | 2013-05-01 |  | CISO | PGAE | 0
Participating Unit | Y | N |  | KERNRG_1_UNITS | GEN | South Belridge Cogen Facility | 55.2 | 69.6 | PGAE | Aera Energy LLC | COMBUSTION TURBINE | NATURAL GAS | ZP26 | 1985-01-01 |  | CISO | PGAE | 0
Participating Unit | N | N |  | SAUGUS_6_CREST | GEN | East Portal Hydro | 1 | 1 | SCE | Calleguas Municipal Water District | HYDRO | WATER | SP15 | 2017-10-11 |  | CISO | SCE | 0
Participating Unit | Y | N |  | WALNUT_6_HILLGEN | GEN | Puente Hills | 47 | 50 | SCE | County Sanitation District No. 2 of Los Angeles County | OTHER | BIOGAS | SP15 | 2017-06-01 |  | CISO | SCE | 0
Participating Unit | N | N |  | SANTEE_1_SABBT1 | GEN | Santee BESS | 10 | 10 | SDGE | San Diego Gas & Electric Company | OTHER | LESR | SP15 |  |  | CISO | SDGE | 0
Non-Participating | N | Y | DREWS_6_PL1X4 | DREWS_6_GEN 2 | GEN | DREWS UNIT 2 | 10.8 | 10.8 |  | Colton Power, LP | COMBUSTION TURBINE | NATURAL GAS | SP15 |  |  | CISO | SCE | 0
Participating Unit | N | Y | BGROCK_2_BRFBX2 | BGROCK_2_BRFBX2 | GEN | Big Rock Solar Farm | 200 |  | SDGE | Big Rock ESS Assets, LLC. | OTHER | LESR | SP15 | 2025-05-28 |  | CISO | SDGE | 0
Non-Participating | N | Y | SLSTR1_2_SOLAR1 | SLSTR1_2_SOLR1B | GEN | Solar Star 1 | 166.5 | 166.5 |  | Southern California Edison Company | PHOTO VOLTAIC | SUN | SP15 |  |  | CISO | SCE | 0
Non-Participating |  | Y | VERNON_6_MALBRG | VERNON_7_CTG1 | GEN | VERNON_7_CTG1 | 43.57 | 43.6 |  |  |  |  | SP15 |  |  | CISO | VERN | 0

## Monthly EFC (updated SEP)
RESOURCE_ID | JAN | FEB | MAR | APR | MAY | JUN | JUL | AUG | SEP | OCT | NOV | DEC | MINIMUM QUALIFIED CATEOGRY
ADLIN_1_UNITS | 14 | 14 | 14 | 14 | 14 | 14 | 14 | 14 | 14 | 14 | 14 | 14 | 1
AGRICO_6_PL3N5 | 22.69 | 22.69 | 22.69 | 22.69 | 22.69 | 22.69 | 22.69 | 22.69 | 22.69 | 22.69 | 22.69 | 22.69 | 1
AGRICO_7_UNIT | 50.6 | 50.6 | 50.6 | 50.6 | 50.6 | 50.6 | 50.6 | 50.6 | 50.6 | 50.6 | 50.6 | 50.6 | 1
ALAMIT_2_AESBT2 | 164 | 164 | 164 | 164 | 164 | 164 | 164 | 164 | 164 | 164 | 164 | 164 | 2
ALAMIT_2_PL1X3 | 541.94 | 541.94 | 541.94 | 541.94 | 541.94 | 541.94 | 541.94 | 541.94 | 541.94 | 541.94 | 541.94 | 541.94 | 1
ALAMIT_7_ES1 | 200.89 | 200.89 | 200.89 | 200.89 | 200.89 | 200.89 | 200.89 | 200.89 | 200.89 | 200.89 | 200.89 | 200.89 | 1
ALAMIT_7_UNIT 3 | 306.76 | 306.76 | 306.76 | 306.76 | 306.76 | 306.76 | 306.76 | 306.76 | 306.76 | 306.76 | 306.76 | 306.76 | 1
ALAMIT_7_UNIT 4 | 314.43 | 314.43 | 314.43 | 314.43 | 314.43 | 314.43 | 314.43 | 314.43 | 314.43 | 314.43 | 314.43 | 314.43 | 1
ALAMIT_7_UNIT 5 | 410 | 410 | 410 | 410 | 410 | 410 | 410 | 410 | 410 | 410 | 410 | 410 | 1
ALAMO_6_UNIT | 0 | 3.2 | 4 | 3.2 | 4 | 4.8 | 6.4 | 7.2 | 4.8 | 0 | 0 | 0 | 1
ALMASL_2_AL6BT6 | 100 | 100 | 100 | 100 | 100 | 100 | 100 | 100 | 100 | 100 | 100 | 100 | 1
ALMEGT_1_UNIT 1 | 23.4 | 23.4 | 23.4 | 23.4 | 23.4 | 23.4 | 23.4 | 23.4 | 23.4 | 23.4 | 23.4 | 23.4 | 1
ALMEGT_1_UNIT 2 | 23.5 | 23.5 | 23.5 | 23.5 | 23.5 | 23.5 | 23.5 | 23.5 | 23.5 | 23.5 | 23.5 | 23.5 | 1
ANAHM_2_CANYN1 | 49.21 | 49.21 | 49.21 | 49.21 | 49.21 | 49.21 | 49.21 | 49.21 | 49.21 | 49.21 | 49.21 | 49.21 | 1
ANAHM_2_CANYN2 | 48.04 | 48.04 | 48.04 | 48.04 | 48.04 | 48.04 | 48.04 | 48.04 | 48.04 | 48.04 | 48.04 | 48.04 | 1
ANAHM_2_CANYN3 | 46.49 | 46.49 | 46.49 | 46.49 | 46.49 | 46.49 | 46.49 | 46.49 | 46.49 | 46.49 | 46.49 | 46.49 | 1
ANAHM_2_CANYN4 | 49.8 | 49.8 | 49.8 | 49.8 | 49.8 | 49.8 | 49.8 | 49.8 | 49.8 | 49.8 | 49.8 | 49.8 | 1
BALCHS_7_UNIT 1 | 24.8 | 24.8 | 24.8 | 24.8 | 24.8 | 24.8 | 30.7 | 31 | 31 | 31 | 31 | 31 | 1
BALCHS_7_UNIT 2 | 42 | 42 | 12 | 42 | 52.5 | 52.5 | 52.5 | 52.5 | 52.5 | 52.5 | 52.5 | 52.5 | 1
BALCHS_7_UNIT 3 | 43.68 | 43.68 | 8 | 43.68 | 43.68 | 54.6 | 54.6 | 54.6 | 54.6 | 54.6 | 54.6 | 43.68 | 1
BARRE_2_ALASB1 | 5 | 5 | 5 | 5 | 5 | 5 | 5 | 5 | 5 | 5 | 5 | 5 | 1
BARRE_6_PEAKER | 49 | 49 | 49 | 49 | 49 | 49 | 49 | 49 | 49 | 49 | 49 | 49 | 1
BASICE_2_UNITS | 30 | 30 | 30 | 30 | 30 | 30 | 30 | 30 | 30 | 30 | 30 | 30 | 1
BDGRCK_1_UNITS | 48.08 | 48.08 | 48.08 | 48.08 | 48.08 | 48.08 | 48.08 | 48.08 | 48.08 | 48.08 | 48.08 | 48.08 | 1
BEARDS_7_UNIT 1 | 0 | 0 | 0 | 0 | 0 | 0 | 0 | 0 | 0 | 0 | 0 | 0 | 1
BEARMT_1_UNIT | 49.21 | 49.21 | 49.21 | 49.21 | 49.21 | 49.21 | 49.21 | 49.21 | 49.21 | 49.21 | 49.21 | 49.21 | 1
BELDEN_7_UNIT 1 | 0 | 0 | 0 | 0 | 0 | 0 | 0 | 0 | 0 | 0 | 0 | 0 | 1
BERCYN_2_BCEBT1 | 26 | 26 | 26 | 26 | 26 | 26 | 26 | 26 | 26 | 26 | 26 | 26 | 1
BGROCK_2_BRFBX2 | 300 | 300 | 300 | 300 | 300 | 300 | 300 | 300 | 300 | 300 | 300 | 300 | 2
BIGCRK_2_EXESWD | 543.72 | 635.6 | 578 | 669.9 | 699 | 752.8 | 760.4 | 720.06 | 676 | 475.12 | 551.9 | 603.8 | 1
BIGSKY_2_AS2BT1 | 254 | 254 | 254 | 254 | 254 | 254 | 254 | 254 | 254 | 254 | 254 | 254 | 2
BIGSKY_2_ASLBT2 | 200 | 200 | 200 | 200 | 200 | 200 | 200 | 200 | 200 | 200 | 200 | 200 | 2
BLACK_7_UNIT 1 | 66.4 | 82.4 | 81.6 | 81.6 | 84 | 84 | 84 | 84 | 68 | 68 | 68 | 84 | 1
BLACK_7_UNIT 2 | 66.4 | 82.4 | 81.6 | 80.04 | 83.28 | 83.28 | 83.28 | 83.28 | 81.28 | 67.28 | 67.28 | 83.28 | 1
BLCKBT_2_STONEY | 0 | 0 | 0 | 0 | 0 | 0 | 0 | 0 | 0 | 0 | 0 | 0 | 1
BLKCRK_2_GMCBT1 | 460 | 460 | 460 | 460 | 460 | 460 | 460 | 460 | 460 | 460 | 460 | 460 | 1
BLKDIA_2_BDEBT1 | 400 | 400 | 400 | 400 | 400 | 400 | 400 | 400 | 400 | 400 | 400 | 400 | 1
BLM W_2_COSBT1 | 120 | 120 | 120 | 120 | 120 | 120 | 120 | 120 | 120 | 120 | 120 | 120 | 2
BLM W_2_MDRBT1 | 40 | 40 | 40 | 40 | 40 | 40 | 40 | 40 | 40 | 40 | 40 | 40 | 1
BLM_2_UNITS | 35 | 35 | 35 | 35 | 35 | 35 | 35 | 35 | 35 | 35 | 35 | 35 | 1
BLVRDE_6_BLVBT1 | 19.75 | 19.75 | 19.75 | 19.75 | 19.75 | 19.75 | 19.75 | 19.75 | 19.75 | 19.75 | 19.75 | 19.75 | 1
BOGUE_1_UNITA1 | 47.38 | 47.38 | 47.38 | 47.38 | 47.38 | 47.38 | 47.38 | 47.38 | 47.38 | 47.38 | 47.38 | 47.38 | 1
BORDER_6_UNITA1 | 51.25 | 51.25 | 51.25 | 51.25 | 51.25 | 51.25 | 51.25 | 51.25 | 51.25 | 51.25 | 51.25 | 51.25 | 1
BUCKBL_2_PL1X3 | 368.63 | 368.63 | 368.63 | 368.63 | 368.63 | 368.63 | 368.63 | 368.63 | 368.63 | 368.63 | 368.63 | 368.63 | 1
BUCKCK_7_PL1X2 | 45.84 | 39.2 | 39.2 | 44 | 39.2 | 38.4 | 38.4 | 26.4 | 20 | 20 | 26.4 | 26.4 | 1
BUTTVL_7_UNIT 1 | 31.6 | 31.6 | 28.8 | 28.8 | 31.6 | 31.6 | 38 | 31.6 | 31.6 | 31.6 | 31.6 | 31.6 | 1
CABLRO_2_CBSBT1 | 199.4 | 199.4 | 199.4 | 199.4 | 199.4 | 199.4 | 199.4 | 199.4 | 199.4 | 199.4 | 199.4 | 199.4 | 2
CALFTN_2_CFSBT1 | 120 | 120 | 120 | 120 | 120 | 120 | 120 | 120 | 120 | 120 | 120 | 120 | 3
CALGEN_1_MDRBT1 | 50 | 50 | 50 | 50 | 50 | 50 | 50 | 50 | 50 | 50 | 50 | 50 | 1
CALGEN_1_UNITS | 30 | 30 | 30 | 30 | 30 | 30 | 30 | 30 | 30 | 30 | 30 | 30 | 1
CALPIN_1_AGNEW | 8.56 | 8.56 | 8.56 | 8.56 | 8.56 | 8.56 | 8.56 | 8.56 | 8.56 | 8.56 | 8.56 | 8.56 | 1
CAMPFW_7_FARWST | 0 | 0 | 2.24 | 2.8 | 2.24 | 1.2 | 3.04 | 2.4 | 0 | 0 | 0 | 0 | 1
CARBOU_7_PL2X3 | 0 | 0 | 0 | 0 | 0 | 0 | 0 | 0 | 0 | 0 | 0 | 0 | 1
CARBOU_7_PL4X5 | 0 | 0 | 0 | 0 | 0 | 0 | 0 | 0 | 0 | 0 | 0 | 0 | 1
CARBOU_7_UNIT 1 | 0 | 0 | 0 | 0 | 0 | 0 | 0 | 0 | 0 | 0 | 0 | 0 | 1
CARLS1_2_CARCT1 | 422 | 422 | 422 | 422 | 422 | 422 | 422 | 422 | 422 | 422 | 422 | 422 | 2
CARLS2_1_CARCT1 | 105.5 | 105.5 | 105.5 | 105.5 | 105.5 | 105.5 | 105.5 | 105.5 | 105.5 | 105.5 | 105.5 | 105.5 | 2
CASCES_6_CESBT1 | 50 | 50 | 50 | 50 | 50 | 50 | 50 | 50 | 50 | 50 | 50 | 50 | 1
CASCES_6_CESBT2 | 30 | 30 | 30 | 30 | 30 | 30 | 30 | 30 | 30 | 30 | 30 | 30 | 2
CENTER_2_RHONDO | 0 | 0 | 0 | 0 | 0 | 0 | 0 | 0 | 0 | 0 | 0 | 0 | 1
CENTER_6_PEAKER | 47.3 | 47.3 | 47.3 | 47.3 | 47.3 | 47.3 | 47.3 | 47.3 | 47.3 | 47.3 | 47.3 | 47.3 | 1
CENTPD_2_BMSX2 | 224 | 224 | 224 | 224 | 224 | 224 | 224 | 224 | 224 | 224 | 224 | 224 | 2
CENTRY_6_PL1X4 | 40 | 40 | 40 | 40 | 40 | 40 | 40 | 40 | 40 | 40 | 40 | 40 | 1
CHALK_1_UNIT | 48.67 | 48.67 | 48.67 | 48.67 | 48.67 | 48.67 | 48.67 | 48.67 | 48.67 | 48.67 | 48.67 | 48.67 | 1
CHESTN_2_CHWBX2 | 270 | 270 | 270 | 270 | 270 | 270 | 270 | 270 | 270 | 270 | 270 | 270 | 2
CHICPK_7_UNIT 1 | 0 | 0 | 0 | 0 | 0 | 0 | 0 | 0 | 0 | 0 | 0 | 0 | 1
CHILLS_7_UNITA1 | 1.82 | 2 | 2 | 2 | 1.4 | 1.68 | 1.56 | 1.52 | 1.74 | 1.75 | 1.8 | 1.61 | 1
CHINO_2_APEBT1 | 40 | 40 | 40 | 40 | 40 | 40 | 40 | 40 | 40 | 40 | 40 | 40 | 3
CHINO_2_PESBT1 | 30 | 30 | 30 | 30 | 30 | 30 | 30 | 30 | 30 | 30 | 30 | 30 | 2
CHINO_6_CIMGEN | 0.01 | 0.01 | 0.01 | 0.01 | 0.01 | 0.01 | 0.01 | 0.01 | 0.01 | 0.01 | 0.01 | 0.01 | 1
CHWCHL_1_UNIT | 48 | 48 | 48 | 48 | 48 | 48 | 48 | 48 | 48 | 48 | 48 | 48 | 1
CLRMNT_6_CLEBT1 | 16.25 | 16.25 | 16.25 | 16.25 | 16.25 | 16.25 | 16.25 | 16.25 | 16.25 | 16.25 | 16.25 | 16.25 | 1
CMBLND_2_DS2BT2 | 66 | 66 | 66 | 66 | 66 | 66 | 66 | 66 | 66 | 66 | 66 | 66 | 1
CMBLND_2_DS2BT3 | 92 | 92 | 92 | 92 | 92 | 92 | 92 | 92 | 92 | 92 | 92 | 92 | 1
COCOPP_2_CTG1 | 203.08 | 202.82 | 202.21 | 199.04 | 197.87 | 194.63 | 193.62 | 193.09 | 194.72 | 198.97 | 200.43 | 203.72 | 1
COCOPP_2_CTG2 | 202.25 | 201.68 | 201.36 | 198.21 | 197.04 | 193.81 | 192.86 | 192.32 | 193.95 | 198.13 | 199.65 | 202.7 | 1
COCOPP_2_CTG3 | 201.79 | 201.31 | 200.92 | 197.81 | 196.72 | 193.1 | 192.03 | 191.57 | 193.18 | 197.81 | 199.11 | 202.45 | 1
COCOPP_2_CTG4 | 203.72 | 203.2 | 202.81 | 199.67 | 198.47 | 194.44 | 193.36 | 192.89 | 194.53 | 199.67 | 200.98 | 204.2 | 1
COLGAT_7_UNIT 1 | 120 | 152.6 | 154.2 | 157.4 | 159.4 | 159 | 158.4 | 154 | 150.8 | 149.2 | 120 | 121.6 | 1
COLGAT_7_UNIT 2 | 121.6 | 120.8 | 122.4 | 126.4 | 156.06 | 159 | 158.58 | 154 | 150.8 | 150 | 149.8 | 121.6 | 1
COLTON_6_AGUAM1 | 43 | 43 | 43 | 43 | 43 | 43 | 43 | 43 | 43 | 43 | 43 | 43 | 1
COLUSA_2_PL1X3 | 515.69 | 516.69 | 522.69 | 518.69 | 506.69 | 499.69 | 497.69 | 494.69 | 499.69 | 507.69 | 513.69 | 516.69 | 1
COLVIL_7_PL1X2 | 107 | 127.4 | 167.3 | 194.52 | 171.36 | 132.64 | 126.84 | 128.64 | 100.86 | 83.9 | 91.58 | 119.7 | 1
CONDOR_2_CDRBT1 | 400 | 400 | 400 | 400 | 400 | 400 | 400 | 400 | 400 | 400 | 400 | 400 | 2
CONTRL_1_POOLE | 0.64 | 0.64 | 0.48 | 0.8 | 3.6 | 8.92 | 5.36 | 1.7 | 0.48 | 0.4 | 0.48 | 0.8 | 1
CONTRL_1_RUSHCK | 0.16 | 0.82 | 0.82 | 0.82 | 5.6 | 9.46 | 9.14 | 2.42 | 1.62 | 1.04 | 0.8 | 0.8 | 1
CORONS_6_CLRWTR | 8 | 8 | 8 | 8 | 8 | 8 | 8 | 8 | 8 | 8 | 8 | 8 | 1
CRESTA_7_PL1X2 | 0 | 0 | 0 | 0 | 0 | 0 | 0 | 0 | 0 | 0 | 0 | 0 | 1
CRIMSN_2_CRMBT1 | 400 | 400 | 400 | 400 | 400 | 400 | 400 | 400 | 400 | 400 | 400 | 400 | 1
CRIMSN_2_CRMBT2 | 300 | 300 | 300 | 300 | 300 | 300 | 300 | 300 | 300 | 300 | 300 | 300 | 1
CSCGNR_1_UNIT 1 | 24 | 24 | 24 | 24 | 24 | 24 | 24 | 24 | 24 | 24 | 24 | 24 | 1
CSCGNR_1_UNIT 2 | 24 | 24 | 24 | 24 | 24 | 24 | 24 | 24 | 24 | 24 | 24 | 24 | 1
CSTRVL_7_PL1X2 | 4.13 | 3.51 | 3.69 | 4.01 | 3.63 | 3.95 | 4.16 | 4.14 | 4.17 | 3.86 | 3.98 | 3.73 | 1
CUMMNG_6_SUNCT1 | 0 | 0 | 0 | 0 | 0 | 0 | 0 | 0 | 0 | 0 | 0 | 0 | 1
CUYAMA_6_SB3SB1 | 6 | 6 | 6 | 6 | 6 | 6 | 6 | 6 | 6 | 6 | 6 | 6 | 2
DELAMO_2_ALASB2 | 0 | 0 | 0 | 0 | 0 | 0 | 0 | 0 | 0 | 0 | 0 | 0 | 1
DELTA_2_PL1X4 | 649 | 649 | 649 | 649 | 649 | 649 | 649 | 642 | 642 | 649 | 649 | 649 | 1
DEXZEL_1_UNIT | 8 | 8 | 8 | 8 | 8 | 8 | 8 | 8 | 8 | 8 | 8 | 8 | 1
DONNLS_7_UNIT | 57.8 | 61.6 | 55.8 | 54.2 | 53.4 | 52 | 57 | 64 | 57.6 | 57.6 | 57.6 | 57.6 | 1
DOUBLC_1_UNITS | 32.23 | 32.23 | 32.23 | 32.23 | 32.23 | 32.23 | 32.23 | 32.23 | 32.23 | 32.23 | 32.23 | 32.23 | 1
DRACKR_2_DSUBT1 | 126 | 126 | 126 | 126 | 126 | 126 | 126 | 126 | 126 | 126 | 126 | 126 | 3
DRACKR_2_DSUBT2 | 230 | 230 | 230 | 230 | 230 | 230 | 230 | 230 | 230 | 230 | 230 | 230 | 1
DRACKR_2_DSUBT3 | 230 | 230 | 230 | 230 | 230 | 230 | 230 | 230 | 230 | 230 | 230 | 230 | 1
DRACKR_2_DSUBT4 | 94 | 94 | 94 | 94 | 94 | 94 | 94 | 94 | 94 | 94 | 94 | 94 | 2
DREWS_6_PL1X4 | 40 | 40 | 40 | 40 | 40 | 40 | 40 | 40 | 40 | 40 | 40 | 40 | 1
DRUM_7_PL1X2 | 0 | 0 | 0 | 0 | 0 | 0 | 0 | 0 | 0 | 0 | 0 | 0 | 1
DRUM_7_PL3X4 | 0 | 0 | 0 | 0 | 0 | 0 | 0 | 0 | 0 | 0 | 0 | 0 | 1
DRUM_7_UNIT 5 | 0 | 0 | 0 | 0 | 0 | 0 | 0 | 0 | 0 | 0 | 0 | 0 | 1
DSFLWR_2_W9CSB1 | 52 | 52 | 52 | 52 | 52 | 52 | 52 | 52 | 52 | 52 | 52 | 52 | 1
DSFLWR_2_W9CSB2 | 36 | 36 | 36 | 36 | 36 | 36 | 36 | 36 | 36 | 36 | 36 | 36 | 1
DSRTHV_2_DH2BT1 | 70 | 70 | 70 | 70 | 70 | 70 | 70 | 70 | 70 | 70 | 70 | 70 | 1
DSRTSN_2_DS2BX2 | 460 | 460 | 460 | 460 | 460 | 460 | 460 | 460 | 460 | 460 | 460 | 460 | 1
DSRTSN_2_DS2X2 | 460 | 460 | 460 | 460 | 460 | 460 | 460 | 460 | 460 | 460 | 460 | 460 | 1
DUANE_1_PL1X3 | 85.6503 | 85.6503 | 85.6503 | 85.6503 | 85.6503 | 85.6503 | 85.6503 | 85.6503 | 85.6503 | 85.6503 | 85.6503 | 85.6503 | 1
DUTCH1_7_UNIT 1 | 0 | 0 | 0 | 0 | 0 | 0 | 0 | 0 | 0 | 0 | 0 | 0 | 1
DUTCH2_7_UNIT 1 | 0 | 0 | 0 | 0 | 0 | 0 | 0 | 0 | 0 | 0 | 0 | 0 | 1
DVLCYN_1_UNITS | 48.8 | 71.2 | 84.2 | 108 | 100.6 | 96.4 | 105 | 127.4 | 128 | 90 | 98 | 90.4 | 1
DYLAN_2_BMTBT1 | 200 | 200 | 200 | 200 | 200 | 200 | 200 | 200 | 200 | 200 | 200 | 200 | 1
EASTWD_7_UNIT | 0 | 0 | 0 | 142.6 | 145 | 184.4 | 145 | 145 | 145 | 145 | 25 | 0 | 1
EDWARD_2_E21SB1 | 65.01 | 65.01 | 65.01 | 65.01 | 65.01 | 65.01 | 65.01 | 65.01 | 65.01 | 65.01 | 65.01 | 65.01 | 2
EDWARD_2_E23SB1 | 6.36 | 6.36 | 6.36 | 6.36 | 6.36 | 6.36 | 6.36 | 6.36 | 6.36 | 6.36 | 6.36 | 6.36 | 2
EDWARD_2_ES2BT3 | 60.94 | 60.94 | 60.94 | 60.94 | 60.94 | 60.94 | 60.94 | 60.94 | 60.94 | 60.94 | 60.94 | 60.94 | 2
EDWARD_2_ESSSB1 | 49.16 | 49.16 | 49.16 | 49.16 | 49.16 | 49.16 | 49.16 | 49.16 | 49.16 | 49.16 | 49.16 | 49.16 | 2
EDWARD_2_ESSSB2 | 22.63 | 22.63 | 22.63 | 22.63 | 22.63 | 22.63 | 22.63 | 22.63 | 22.63 | 22.63 | 22.63 | 22.63 | 2
ELCAJN_6_EB1BT1 | 12 | 12 | 12 | 12 | 12 | 12 | 12 | 12 | 12 | 12 | 12 | 12 | 1
ELCAJN_6_LM6K | 48.1 | 48.1 | 48.1 | 48.1 | 48.1 | 48.1 | 48.1 | 48.1 | 48.1 | 48.1 | 48.1 | 48.1 | 1
ELCAJN_6_UNITA1 | 45.42 | 45.42 | 45.42 | 45.42 | 45.42 | 45.42 | 45.42 | 45.42 | 45.42 | 45.42 | 45.42 | 45.42 | 1
ELECTR_7_PL1X3 | 0 | 0 | 0 | 0 | 0 | 0 | 0 | 0 | 0 | 0 | 0 | 0 | 1
ELKCRK_6_STONYG | 0 | 0 | 0 | 0 | 0 | 0 | 0 | 0 | 0 | 0 | 0 | 0 | 1
ELKHIL_2_PL1X3 | 171.7 | 171.7 | 171.7 | 171.7 | 171.7 | 171.7 | 171.7 | 171.7 | 171.7 | 171.7 | 171.7 | 171.7 | 1
ELKHRN_1_EESX3 | 365 | 365 | 365 | 365 | 365 | 365 | 365 | 365 | 365 | 365 | 365 | 365 | 1
ELLIOT_6_ELIBT1 | 19.75 | 19.75 | 19.75 | 19.75 | 19.75 | 19.75 | 19.75 | 19.75 | 19.75 | 19.75 | 19.75 | 19.75 | 1
ELSEGN_2_UN1011 | 274.31 | 274.31 | 274.31 | 274.31 | 274.31 | 274.31 | 274.31 | 274.31 | 274.31 | 274.31 | 274.31 | 274.31 | 1
ELSEGN_2_UN2021 | 271.74 | 271.74 | 271.74 | 271.74 | 271.74 | 271.74 | 271.74 | 271.74 | 271.74 | 271.74 | 271.74 | 271.74 | 1
ESCNDO_6_EB1BT1 | 20 | 20 | 20 | 20 | 20 | 20 | 20 | 20 | 20 | 20 | 20 | 20 | 1
ESCNDO_6_EB2BT2 | 20 | 20 | 20 | 20 | 20 | 20 | 20 | 20 | 20 | 20 | 20 | 20 | 1
ESCNDO_6_EB3BT3 | 20 | 20 | 20 | 20 | 20 | 20 | 20 | 20 | 20 | 20 | 20 | 20 | 1
ESCNDO_6_PL1X2 | 48.71 | 48.71 | 48.71 | 48.71 | 48.71 | 48.71 | 48.71 | 48.71 | 48.71 | 48.71 | 48.71 | 48.71 | 1
ESCNDO_6_UNITB1 | 50.96 | 50.96 | 50.96 | 50.96 | 50.96 | 50.96 | 50.96 | 50.96 | 50.96 | 50.96 | 50.96 | 50.96 | 1
ESCO_6_GLMQF | 0 | 0 | 0 | 0 | 0 | 0 | 0 | 0 | 0 | 0 | 0 | 0 | 1
ESNHWR_2_CS1BT3 | 0 | 0 | 0 | 0 | 0 | 15 | 15 | 15 | 15 | 15 | 15 | 15 | 1
ESNHWR_2_HDSBT2 | 0 | 0 | 0 | 0 | 0 | 15 | 15 | 15 | 15 | 15 | 15 | 15 | 1
ESNHWR_2_WC1BT1 | 4.5 | 4.5 | 4.5 | 4.5 | 4.5 | 4.5 | 4.5 | 4.5 | 4.5 | 4.5 | 4.5 | 4.5 | 3
ETIWND_2_SEPBT1 | 200 | 200 | 200 | 200 | 200 | 200 | 200 | 200 | 200 | 200 | 200 | 200 | 1
ETIWND_6_GRPLND | 45.64 | 45.64 | 45.64 | 45.64 | 45.64 | 45.64 | 45.64 | 45.64 | 45.64 | 45.64 | 45.64 | 45.64 | 1
ETIWND_6_INEBT1 | 140 | 140 | 140 | 140 | 140 | 140 | 140 | 140 | 140 | 140 | 140 | 140 | 1
EXCHEC_7_UNIT 1 | 0 | 40 | 56 | 56 | 64 | 64 | 60 | 75.6 | 64 | 58.4 | 0 | 0 | 1
FALBRK_6_FESBT1 | 79.97 | 79.97 | 79.97 | 79.97 | 79.97 | 79.97 | 79.97 | 79.97 | 79.97 | 79.97 | 79.97 | 79.97 | 1
FIFTHS_2_FSSBT | 274 | 274 | 274 | 274 | 274 | 274 | 274 | 274 | 274 | 274 | 274 | 274 | 2
FILIPPI_2_QZSBTX | 300 | 300 | 300 | 300 | 300 | 300 | 300 | 300 | 300 | 300 | 300 | 300 | 2
FMEADO_7_UNIT | 11.2 | 15.6 | 15.8 | 12.8 | 12.8 | 15.8 | 15.8 | 15.8 | 15.8 | 9.92 | 12.8 | 12.8 | 1
FORBST_7_UNIT 1 | 30 | 30 | 30 | 30.24 | 30 | 30 | 30 | 34 | 30 | 30 | 30 | 30 | 1
GARLND_2_GARBT1 | 176 | 176 | 176 | 176 | 176 | 176 | 176 | 176 | 176 | 176 | 176 | 176 | 1
GASKW1_2_GW2BT1 | 40 | 40 | 40 | 40 | 40 | 40 | 40 | 40 | 40 | 40 | 40 | 40 | 2
GATEWY_2_GESBT1 | 478 | 478 | 478 | 478 | 478 | 478 | 478 | 478 | 478 | 478 | 478 | 478 | 1
GATWAY_2_PL1X3 | 413 | 424 | 422 | 403 | 405 | 380 | 370 | 374 | 381 | 393 | 407 | 412 | 1
GEYS11_7_UNIT11 | 46 | 53 | 53 | 53 | 53 | 53 | 53 | 53 | 53 | 53 | 53 | 53 | 1
GEYS12_7_UNIT12 | 28 | 28 | 28 | 28 | 28 | 28 | 28 | 28 | 28 | 28 | 28 | 28 | 1
GEYS13_7_UNIT13 | 34 | 34 | 34 | 34 | 34 | 34 | 34 | 34 | 34 | 34 | 34 | 34 | 1
GEYS14_7_UNIT14 | 48 | 48 | 48 | 48 | 48 | 48 | 48 | 48 | 48 | 48 | 48 | 48 | 1
GEYS16_7_UNIT16 | 38 | 38 | 38 | 38 | 38 | 38 | 38 | 38 | 38 | 38 | 38 | 38 | 1
GEYS17_7_UNIT17 | 53.5 | 53.5 | 53.5 | 53.5 | 53.5 | 53.5 | 53.5 | 53.5 | 53.5 | 53.5 | 53.5 | 53.5 | 1
GEYS18_7_UNIT18 | 50 | 50 | 50 | 50 | 50 | 50 | 50 | 50 | 50 | 50 | 50 | 50 | 1
GEYS20_7_UNIT20 | 28 | 28 | 28 | 28 | 28 | 28 | 28 | 28 | 28 | 28 | 28 | 28 | 1
GILROY_1_UNIT | 25 | 25 | 25 | 25 | 20 | 20 | 20 | 20 | 20 | 25 | 25 | 25 | 1
GILRPP_1_PL1X2 | 95.2 | 95.2 | 95.2 | 95.2 | 95.2 | 95.2 | 95.2 | 95.2 | 95.2 | 95.2 | 95.2 | 95.2 | 1
GILRPP_1_PL3X4 | 46.2 | 46.2 | 46.2 | 46.2 | 46.2 | 46.2 | 46.2 | 46.2 | 46.2 | 46.2 | 46.2 | 46.2 | 1
GLNARM_2_UNIT 5 | 65 | 65 | 65 | 65 | 65 | 65 | 65 | 65 | 65 | 65 | 65 | 65 | 1
GLNARM_7_UNIT 1 | 22.13 | 22.13 | 22.13 | 22.13 | 22.13 | 22.13 | 22.13 | 22.13 | 22.13 | 22.13 | 22.13 | 22.13 | 1
GLNARM_7_UNIT 2 | 22.38 | 22.38 | 22.38 | 22.38 | 22.38 | 22.38 | 22.38 | 22.38 | 22.38 | 22.38 | 22.38 | 22.38 | 1
GLNARM_7_UNIT 3 | 44.83 | 44.83 | 44.83 | 44.83 | 44.83 | 44.83 | 44.83 | 44.83 | 44.83 | 44.83 | 44.83 | 44.83 | 1
GLNARM_7_UNIT 4 | 42.42 | 42.42 | 42.42 | 42.42 | 42.42 | 42.42 | 42.42 | 42.42 | 42.42 | 42.42 | 42.42 | 42.42 | 1
GOLETA_2_GE2BT3 | 100 | 100 | 100 | 100 | 100 | 100 | 100 | 100 | 100 | 100 | 100 | 100 | 3
GOLETA_2_VALBT1 | 20 | 20 | 20 | 20 | 20 | 20 | 20 | 20 | 20 | 20 | 20 | 20 | 3
GOLETA_6_ELLWOD | 54 | 54 | 54 | 54 | 54 | 54 | 54 | 54 | 54 | 54 | 54 | 54 | 1
GRIZLY_1_UNIT 1 | 0 | 0 | 0 | 0 | 0 | 0 | 0 | 0 | 0 | 0 | 0 | 0 | 1
GRNLF2_1_UNIT | 9.2 | 9.2 | 9.2 | 9.2 | 9.2 | 9.2 | 9.2 | 9.2 | 9.2 | 9.2 | 9.2 | 9.2 | 1
GWFPWR_1_UNITS | 98.46 | 98.46 | 98.46 | 98.46 | 98.46 | 98.46 | 98.46 | 98.46 | 98.46 | 98.46 | 98.46 | 98.46 | 1
GYS5X6_7_UNITS | 61 | 61 | 61 | 61 | 61 | 61 | 61 | 61 | 61 | 61 | 61 | 61 | 1
GYS7X8_7_UNITS | 71.8 | 71.8 | 71.8 | 71.8 | 71.8 | 71.8 | 71.8 | 71.8 | 71.8 | 71.8 | 71.8 | 71.8 | 1
HAASPH_7_PL1X2 | 57.6 | 57.6 | 115.2 | 115.2 | 115.2 | 129.6 | 144 | 144 | 129.6 | 129.6 | 57.6 | 115.2 | 1
HALSEY_6_UNIT | 0 | 0 | 0 | 0 | 0 | 0 | 0 | 0 | 0 | 0 | 0 | 0 | 1
HAMLIN_1_BLDSB1 | 150 | 150 | 150 | 150 | 150 | 150 | 150 | 150 | 150 | 150 | 150 | 150 | 2
HAMLIN_1_BMSBT2 | 50 | 50 | 50 | 50 | 50 | 50 | 50 | 50 | 50 | 50 | 50 | 50 | 2
HARBGN_7_UNITS | 35 | 35 | 35 | 35 | 35 | 35 | 35 | 35 | 35 | 35 | 35 | 35 | 1
HELMPG_7_UNIT 1 | 407 | 407 | 407 | 407 | 407 | 407 | 407 | 407 | 407 | 325.6 | 325.6 | 407 | 1
HELMPG_7_UNIT 2 | 325.6 | 325.6 | 325.6 | 405.6 | 407 | 405.6 | 407 | 405.6 | 405.6 | 325.6 | 325.6 | 325.6 | 1
HELMPG_7_UNIT 3 | 323.2 | 404 | 323.2 | 323.2 | 323.2 | 404 | 404 | 404 | 404 | 323.2 | 323.2 | 404 | 1
HENRTA_6_ELCTG1 | 49.98 | 49.98 | 49.98 | 49.98 | 49.98 | 49.98 | 49.98 | 49.98 | 49.98 | 49.98 | 49.98 | 49.98 | 1
HENRTA_6_ELCTG2 | 49.42 | 49.42 | 49.42 | 49.42 | 49.42 | 49.42 | 49.42 | 49.42 | 49.42 | 49.42 | 49.42 | 49.42 | 1
HENRTA_6_HDEBT1 | 20 | 20 | 20 | 20 | 20 | 20 | 20 | 20 | 20 | 20 | 20 | 20 | 2
HIDSRT_2_UNITS | 650 | 650 | 650 | 650 | 650 | 650 | 650 | 650 | 650 | 650 | 650 | 650 | 1
HIGHDS_2_H5SBT1 | 100 | 100 | 100 | 100 | 100 | 100 | 100 | 100 | 100 | 100 | 100 | 100 | 2
HINSON_6_LBECH1 | 63 | 63 | 63 | 63 | 63 | 63 | 63 | 63 | 63 | 63 | 63 | 63 | 1
HINSON_6_LBECH2 | 63 | 63 | 63 | 63 | 63 | 63 | 63 | 63 | 63 | 63 | 63 | 63 | 1
HINSON_6_LBECH3 | 63 | 63 | 63 | 63 | 63 | 63 | 63 | 63 | 63 | 63 | 63 | 63 | 1
HINSON_6_LBECH4 | 63 | 63 | 63 | 63 | 63 | 63 | 63 | 63 | 63 | 63 | 63 | 63 | 1
HNTGBH_2_PL1X3 | 534.64 | 534.64 | 534.64 | 534.64 | 534.64 | 534.64 | 534.64 | 534.64 | 534.64 | 534.64 | 534.64 | 534.64 | 1
HNTGBH_7_UNIT 2 | 206.84 | 206.84 | 206.84 | 206.84 | 206.84 | 206.84 | 206.84 | 206.84 | 206.84 | 206.84 | 206.84 | 206.84 | 1
HOOVER_2_MWDPT | 249 | 249 | 249 | 249 | 249 | 249 | 249 | 249 | 249 | 249 | 249 | 249 | 1
HOOVER_2_SCEPT | 283 | 283 | 283 | 283 | 283 | 283 | 283 | 283 | 283 | 283 | 283 | 283 | 1
HOOVER_2_VEAPT | 16 | 16 | 16 | 16 | 16 | 16 | 16 | 16 | 16 | 16 | 16 | 16 | 1
HOOV_2_ANAPT | 40.39 | 40.39 | 40.39 | 40.39 | 40.39 | 40.39 | 40.39 | 40.39 | 40.39 | 40.39 | 40.39 | 40.39 | 1
HUMBPP_1_UNITS3 | 65.08 | 65.08 | 65.08 | 65.08 | 65.08 | 65.08 | 65.08 | 65.08 | 65.08 | 65.08 | 65.08 | 65.08 | 1
HUMBPP_6_UNITS | 97.62 | 97.62 | 97.62 | 97.62 | 97.62 | 97.62 | 97.62 | 97.62 | 97.62 | 97.62 | 97.62 | 97.62 | 1
HYTTHM_2_UNITS | 52 | 57.6 | 86 | 100.8 | 228.8 | 274 | 306 | 258.8 | 160 | 70 | 68.2 | 57.6 | 1
INDIGO_1_UNIT 1 | 45.3 | 45.3 | 45.3 | 45.3 | 45.3 | 45.3 | 45.3 | 45.3 | 45.3 | 45.3 | 45.3 | 45.3 | 1
INDIGO_1_UNIT 2 | 45.3 | 45.3 | 45.3 | 45.3 | 45.3 | 45.3 | 45.3 | 45.3 | 45.3 | 45.3 | 45.3 | 45.3 | 1
INDIGO_1_UNIT 3 | 45.3 | 45.3 | 45.3 | 45.3 | 45.3 | 45.3 | 45.3 | 45.3 | 45.3 | 45.3 | 45.3 | 45.3 | 1
INTKEP_2_UNITS | 68 | 96.32 | 162.48 | 218.46 | 232.2 | 158.8 | 166.34 | 112.12 | 110.84 | 80.7 | 81.84 | 83.64 | 1
INTMNT_3_ANAHEIM | 236 | 236 | 236 | 236 | 236 | 236 | 236 | 236 | 236 | 236 | 236 | 236 | 1
INTMNT_3_RIVERSIDE | 136 | 136 | 136 | 136 | 136 | 136 | 136 | 136 | 136 | 136 | 136 | 136 | 1
JOANEC_2_ST3BT3 | 80 | 80 | 80 | 80 | 80 | 80 | 80 | 80 | 80 | 80 | 80 | 80 | 1
JOANEC_2_STABT1 | 36.5 | 36.5 | 36.5 | 36.5 | 36.5 | 36.5 | 36.5 | 36.5 | 36.5 | 36.5 | 36.5 | 36.5 | 1
JOANEC_2_STABT2 | 40 | 40 | 40 | 40 | 40 | 40 | 40 | 40 | 40 | 40 | 40 | 40 | 1
JOHANN_2_JOSBT1 | 20 | 20 | 20 | 20 | 20 | 20 | 20 | 20 | 20 | 20 | 20 | 20 | 3
JOHANN_2_JOSBT2 | 20 | 20 | 20 | 20 | 20 | 20 | 20 | 20 | 20 | 20 | 20 | 20 | 2
JOHANN_2_OCEBT2 | 18 | 18 | 18 | 18 | 18 | 18 | 18 | 18 | 18 | 18 | 18 | 18 | 3
JOHANN_2_OCEBT3 | 12 | 12 | 12 | 12 | 12 | 12 | 12 | 12 | 12 | 12 | 12 | 12 | 3
KEARNY_6_NESBT1 | 19.99 | 19.99 | 19.99 | 19.99 | 19.99 | 19.99 | 19.99 | 19.99 | 19.99 | 19.99 | 19.99 | 19.99 | 1
KEARNY_6_SESBT2 | 20 | 20 | 20 | 20 | 20 | 20 | 20 | 20 | 20 | 20 | 20 | 20 | 1
KELSO_2_UNITS | 198.03 | 198.03 | 198.03 | 198.03 | 198.03 | 198.03 | 198.03 | 198.03 | 198.03 | 198.03 | 198.03 | 198.03 | 1
KELYRG_6_UNIT | 0 | 0 | 0 | 0 | 0 | 0 | 0 | 0 | 0 | 0 | 0 | 0 | 1
KERKH2_7_UNIT 1 | 0 | 0 | 0 | 0 | 0 | 0 | 0 | 0 | 0 | 0 | 0 | 0 | 1
KERNFT_1_UNITS | 32.4 | 32.4 | 32.4 | 32.4 | 32.4 | 32.4 | 32.4 | 32.4 | 32.4 | 32.4 | 32.4 | 32.4 | 1
KINGCO_1_KINGBR | 12.5 | 12.5 | 12.5 | 12.5 | 12.5 | 12.5 | 12.5 | 12.5 | 12.5 | 12.5 | 12.5 | 12.5 | 1
KINGRV_7_UNIT 1 | 40.96 | 35.28 | 0 | 32 | 40 | 40 | 39.36 | 43.6 | 48.96 | 40.96 | 40.96 | 40.96 | 1
KNGCTY_6_UNITA1 | 44.6 | 44.6 | 44.6 | 44.6 | 44.6 | 44.6 | 44.6 | 44.6 | 44.6 | 44.6 | 44.6 | 44.6 | 1
KRAMER_1_R1BX3 | 150 | 150 | 150 | 150 | 150 | 150 | 150 | 150 | 150 | 150 | 150 | 150 | 1
LAGBEL_2_CBPBT1 | 200 | 200 | 200 | 200 | 200 | 200 | 200 | 200 | 200 | 200 | 200 | 200 | 1
LAPLMA_2_UNIT 1 | 202 | 202 | 202 | 202 | 202 | 202 | 202 | 202 | 202 | 202 | 202 | 202 | 1
LAPLMA_2_UNIT 2 | 201 | 201 | 201 | 201 | 201 | 201 | 201 | 201 | 201 | 201 | 201 | 201 | 1
LAPLMA_2_UNIT 3 | 204 | 204 | 204 | 204 | 204 | 204 | 204 | 204 | 204 | 204 | 204 | 204 | 1
LAPLMA_2_UNIT 4 | 205 | 205 | 205 | 205 | 205 | 205 | 205 | 205 | 205 | 205 | 205 | 205 | 1
LARKSP_6_UNIT 1 | 49 | 49 | 49 | 49 | 49 | 49 | 49 | 49 | 49 | 49 | 49 | 49 | 1
LARKSP_6_UNIT 2 | 49 | 49 | 49 | 49 | 49 | 49 | 49 | 49 | 49 | 49 | 49 | 49 | 1
LAROA2_2_UNITA1 | 161 | 161 | 161 | 161 | 161 | 161 | 161 | 161 | 161 | 161 | 161 | 161 | 1
LASSEN_6_UNITS | 18 | 18 | 18 | 18 | 18 | 18 | 18 | 18 | 18 | 18 | 18 | 18 | 1
LCKHT1_2_LH1BT1 | 90 | 90 | 90 | 90 | 90 | 90 | 90 | 90 | 90 | 90 | 90 | 90 | 1
LEBECS_2_UNITS | 659.47 | 659.47 | 655 | 645 | 635 | 635 | 635 | 635 | 635 | 645 | 659.47 | 659.47 | 1
LECEF_1_UNITS | 257 | 257 | 257 | 256 | 256 | 255 | 255 | 252 | 255 | 256 | 256 | 256 | 1
LECONT_2_LESBT1 | 165 | 165 | 165 | 165 | 165 | 165 | 165 | 165 | 165 | 165 | 165 | 165 | 1
LGHTHP_6_ICEGEN | 20 | 20 | 20 | 20 | 20 | 20 | 20 | 20 | 20 | 20 | 20 | 20 | 1
LIVOAK_1_UNIT 1 | 49.7 | 49.7 | 49.7 | 49.7 | 49.7 | 49.7 | 49.7 | 49.7 | 49.7 | 49.7 | 49.7 | 49.7 | 1
LMBEPK_2_UNITA1 | 47.5 | 47.5 | 47.5 | 47.5 | 47.5 | 47.5 | 47.5 | 47.5 | 47.5 | 47.5 | 47.5 | 47.5 | 1
LMBEPK_2_UNITA2 | 47.6 | 47.6 | 47.6 | 47.6 | 47.6 | 47.6 | 47.6 | 47.6 | 47.6 | 47.6 | 47.6 | 47.6 | 1
LMBEPK_2_UNITA3 | 47.75 | 47.75 | 47.75 | 47.75 | 47.75 | 47.75 | 47.75 | 47.75 | 47.75 | 47.75 | 47.75 | 47.75 | 1
LMEC_1_PL1X3 | 390 | 390 | 390 | 390 | 390 | 390 | 390 | 390 | 390 | 390 | 390 | 390 | 1
LNCSTR_6_SOLAR2 | 12.9 | 12.9 | 12.9 | 12.9 | 12.9 | 12.9 | 12.9 | 12.9 | 12.9 | 12.9 | 12.9 | 12.9 | 2
LODI25_2_UNIT 1 | 23.8 | 23.8 | 23.8 | 23.8 | 23.8 | 23.8 | 23.8 | 23.8 | 23.8 | 23.8 | 23.8 | 23.8 | 1
LODIEC_2_PL1X2 | 202.58 | 202.58 | 202.58 | 202.58 | 202.58 | 202.58 | 202.58 | 202.58 | 202.58 | 202.58 | 202.58 | 202.58 | 1
MAGNLA_6_ANAHEIM | 109 | 109 | 109 | 109 | 109 | 109 | 109 | 109 | 109 | 109 | 109 | 109 | 1
MALAGA_1_AUCTG1 | 48.43 | 48.43 | 48.43 | 48.43 | 48.43 | 48.43 | 48.43 | 48.43 | 48.43 | 48.43 | 48.43 | 48.43 | 1
MALAGA_1_AUCTG2 | 48.18 | 48.18 | 48.18 | 48.18 | 48.18 | 48.18 | 48.18 | 48.18 | 48.18 | 48.18 | 48.18 | 48.18 | 1
MARVEL_2_MARBT3 | 149.88 | 149.88 | 149.88 | 149.88 | 149.88 | 149.88 | 149.88 | 149.88 | 149.88 | 149.88 | 149.88 | 149.88 | 1
MARVEL_2_MARBX2 | 650 | 650 | 650 | 650 | 650 | 650 | 650 | 650 | 650 | 650 | 650 | 650 | 1
MCFLND_5_MBSBX2 | 300 | 300 | 300 | 300 | 300 | 300 | 300 | 300 | 300 | 300 | 300 | 300 | 2
MCFLND_5_MFSBT1 | 200 | 200 | 200 | 200 | 200 | 200 | 200 | 200 | 200 | 200 | 200 | 200 | 2
MCFLND_5_MSCBT1 | 370 | 370 | 370 | 370 | 370 | 370 | 370 | 370 | 370 | 370 | 370 | 370 | 2
MCSWAN_6_UNITS | 0 | 0 | 0 | 2.4 | 4.44 | 4.48 | 5.24 | 3.6 | 2.32 | 1.84 | 0 | 0 | 1
MDFKRL_2_PROJCT | 168 | 209 | 190 | 190 | 210 | 209.6 | 209.6 | 209.6 | 209.4 | 0 | 162.4 | 168 | 1
MELRSE_6_MELBT1 | 20 | 20 | 20 | 20 | 20 | 20 | 20 | 20 | 20 | 20 | 20 | 20 | 1
MELRSE_6_MELBT2 | 20 | 20 | 20 | 20 | 20 | 20 | 20 | 20 | 20 | 20 | 20 | 20 | 1
MERCFL_6_UNIT | 0 | 0 | 0 | 0 | 1.28 | 1.84 | 1.84 | 1.52 | 0.88 | 0.64 | 0 | 0 | 1
METEC_2_PL1X3 | 417.05 | 417.05 | 417.05 | 417.05 | 417.05 | 417.05 | 417.05 | 417.05 | 417.05 | 417.05 | 417.05 | 417.05 | 1
MIRLOM_2_MLBBTA | 20 | 20 | 20 | 20 | 20 | 20 | 20 | 20 | 20 | 20 | 20 | 20 | 1
MIRLOM_2_MLBBTB | 20 | 20 | 20 | 20 | 20 | 20 | 20 | 20 | 20 | 20 | 20 | 20 | 1
MIRLOM_6_PEAKER | 47.18 | 47.18 | 47.18 | 47.18 | 47.18 | 47.18 | 47.18 | 47.18 | 47.18 | 47.18 | 47.18 | 47.18 | 1
MIRLOM_7_MWDLKM | 0 | 0 | 0 | 0 | 0 | 0 | 0 | 0 | 0 | 0 | 0 | 0 | 1
MKTRCK_1_UNIT 1 | 47.72 | 47.72 | 47.72 | 47.72 | 47.72 | 47.72 | 47.72 | 47.72 | 47.72 | 47.72 | 47.72 | 47.72 | 1
MNDALY_6_MCGRTH | 48.56 | 48.56 | 48.56 | 48.56 | 48.56 | 48.56 | 48.56 | 48.56 | 48.56 | 48.56 | 48.56 | 48.56 | 1
MOJAVE_1_SIPHON | 0 | 1.6 | 3.2 | 2.4 | 4 | 3.2 | 4 | 4 | 4 | 1.6 | 3.76 | 2.4 | 1
MOORPK_2_ACOBT1 | 3 | 3 | 3 | 3 | 3 | 3 | 3 | 3 | 3 | 3 | 3 | 3 | 3
MOSSLD_2_PSP1 | 368.98 | 368.98 | 368.98 | 368.98 | 368.98 | 368.98 | 368.98 | 368.98 | 368.98 | 368.98 | 368.98 | 368.98 | 1
MOSSLD_2_PSP2 | 370 | 370 | 370 | 370 | 370 | 370 | 370 | 370 | 370 | 370 | 370 | 370 | 1
MRCHNT_2_PL1X3 | 239.25 | 239.25 | 239.25 | 239.25 | 239.25 | 239.25 | 239.25 | 239.25 | 239.25 | 239.25 | 239.25 | 239.25 | 1
MRGT_6_MEF2 | 44 | 44 | 44 | 44 | 44 | 44 | 44 | 44 | 44 | 44 | 44 | 44 | 1
MRGT_6_MMAREF | 45 | 45 | 45 | 45 | 45 | 45 | 45 | 45 | 45 | 45 | 45 | 45 | 1
MRGT_6_TGEBT1 | 60 | 60 | 60 | 60 | 60 | 60 | 60 | 60 | 60 | 60 | 60 | 60 | 1
MSOLAR_2_MS4BT1 | 20 | 20 | 20 | 20 | 20 | 20 | 20 | 20 | 20 | 20 | 20 | 20 | 2
MSQUIT_5_SERDYN | 625 | 625 | 625 | 625 | 625 | 625 | 625 | 625 | 625 | 625 | 625 | 625 | 1
MSTANG_2_MTGBT1 | 150 | 150 | 150 | 150 | 150 | 150 | 150 | 150 | 150 | 150 | 150 | 150 | 1
NAROW1_2_UNIT | 0 | 0 | 0 | 0 | 0 | 0 | 0 | 0 | 0 | 0 | 0 | 0 | 1
NAROW2_2_UNIT | 10.24 | 7.84 | 11.2 | 33.04 | 24.72 | 18.98 | 22.24 | 19.1 | 6.64 | 11.2 | 6.56 | 6.24 | 2
NAVYII_2_UNITS | 47 | 47 | 47 | 47 | 47 | 47 | 47 | 47 | 47 | 47 | 47 | 47 | 1
NCPA_7_GP1UN1 | 18.85 | 18.85 | 18.85 | 18.85 | 18.85 | 18.85 | 18.85 | 18.85 | 18.85 | 18.85 | 18.85 | 18.85 | 1
NCPA_7_GP1UN2 | 19.94 | 19.94 | 19.94 | 19.94 | 19.94 | 19.94 | 19.94 | 19.94 | 19.94 | 19.94 | 19.94 | 19.94 | 1
NCPA_7_GP2UN3 | 0 | 0 | 0 | 0 | 0 | 0 | 0 | 0 | 0 | 0 | 0 | 0 | 1
NCPA_7_GP2UN4 | 37.73 | 37.73 | 37.73 | 37.73 | 37.73 | 37.73 | 37.73 | 37.73 | 37.73 | 37.73 | 37.73 | 37.73 | 1
NGILAA_5_SDGDYN | 0 | 0 | 0 | 0 | 0 | 0 | 0 | 0 | 0 | 0 | 0 | 0 | 2
NOAKS_2_PESBT1 | 160 | 160 | 160 | 160 | 160 | 160 | 160 | 160 | 160 | 160 | 160 | 160 | 1
NORCNV_1_NCVBT1 | 264 | 264 | 264 | 264 | 264 | 264 | 264 | 264 | 264 | 264 | 264 | 264 | 1
NORORC_2_NOSBX2 | 184 | 184 | 184 | 184 | 184 | 184 | 184 | 184 | 184 | 184 | 184 | 184 | 1
OAK C_7_UNIT 1 | 55 | 55 | 55 | 55 | 55 | 55 | 55 | 55 | 55 | 55 | 55 | 55 | 1
OAK C_7_UNIT 3 | 55 | 55 | 55 | 55 | 55 | 55 | 55 | 55 | 55 | 55 | 55 | 55 | 1
OBERON_5_O1BBX2 | 250 | 250 | 250 | 250 | 250 | 250 | 250 | 250 | 250 | 250 | 250 | 250 | 2
OBERON_5_O2BBX2 | 250 | 250 | 250 | 250 | 250 | 250 | 250 | 250 | 250 | 250 | 250 | 250 | 2
OCOTLO_6_OCWSB1 | 45 | 45 | 45 | 45 | 45 | 45 | 45 | 45 | 45 | 45 | 45 | 45 | 2
OGROVE_6_PL1X2 | 96 | 96 | 96 | 96 | 96 | 96 | 96 | 96 | 96 | 96 | 96 | 96 | 1
OLINDA_2_COYCRK | 0 | 0 | 0 | 0 | 0 | 0 | 0 | 0 | 0.8 | 0 | 0 | 0 | 1
OMAR_2_UNIT 1 | 75 | 75 | 75 | 75 | 74.67 | 73.67 | 73 | 72.67 | 73.67 | 74.33 | 75 | 75 | 1
OMAR_2_UNIT 2 | 75 | 75 | 75 | 75 | 74.67 | 73.67 | 73.33 | 73 | 73.67 | 74.67 | 75 | 75 | 1
OMAR_2_UNIT 3 | 75 | 75 | 75 | 75 | 73.67 | 73.67 | 73.33 | 73 | 73.67 | 75 | 75 | 75 | 1
OMAR_2_UNIT 4 | 0 | 0 | 0 | 0 | 0 | 0 | 0 | 0 | 0 | 0 | 0 | 0 | 1
ORMOND_7_UNIT 1 | 641.27 | 641.27 | 641.27 | 641.27 | 641.27 | 641.27 | 641.27 | 641.27 | 641.27 | 641.27 | 641.27 | 641.27 | 1
ORMOND_7_UNIT 2 | 700 | 700 | 700 | 700 | 700 | 700 | 700 | 700 | 700 | 700 | 700 | 700 | 1
OROVIL_6_UNIT | 6.5 | 6.5 | 6.5 | 6.5 | 6.5 | 6.5 | 6.5 | 6.5 | 6.5 | 6.5 | 6.5 | 6.5 | 1
OTAY_6_PL1X2 | 37.2 | 37.2 | 37.2 | 37.2 | 37.2 | 37.2 | 37.2 | 37.2 | 37.2 | 37.2 | 37.2 | 37.2 | 1
OTMESA_2_PL1X3 | 448.6 | 448.6 | 448.6 | 448.6 | 448.6 | 448.6 | 448.6 | 448.6 | 448.6 | 448.6 | 448.6 | 448.6 | 1
PADUA_6_MWDSDM | 0 | 0 | 0 | 0 | 0 | 0 | 0 | 0 | 0 | 0 | 0 | 0 | 1
PADUA_7_SDIMAS | 0 | 0 | 0 | 0 | 0 | 0 | 0 | 0 | 0 | 0 | 0 | 0 | 1
PALA_6_PGCBT1 | 0 | 0 | 0 | 0 | 0 | 0 | 0 | 0 | 0 | 0 | 0 | 0 | 1
PALOMR_2_PL1X3 | 363.21 | 363.21 | 363.21 | 363.21 | 363.21 | 363.21 | 363.21 | 363.21 | 363.21 | 363.21 | 363.21 | 363.21 | 1
PALSEL_6_PLSBT1 | 30 | 30 | 30 | 30 | 30 | 30 | 30 | 30 | 30 | 30 | 30 | 30 | 2
PALSEL_6_PLSSR1 | 0 | 0 | 0 | 0 | 0 | 0 | 0 | 0 | 0 | 0 | 0 | 0 | 2
PARDEB_6_UNITS | 15.76 | 14.96 | 15.76 | 23.6 | 20.56 | 23.76 | 14.96 | 14.96 | 14.96 | 14.96 | 10.96 | 15.76 | 1
PARDSE_6_PESBT1 | 19.75 | 19.75 | 19.75 | 19.75 | 19.75 | 19.75 | 19.75 | 19.75 | 19.75 | 19.75 | 19.75 | 19.75 | 1
PEASE_1_TBEBT1 | 11 | 11 | 11 | 11 | 11 | 11 | 11 | 11 | 11 | 11 | 11 | 11 | 3
PERGRN_2_PRSBT1 | 300 | 300 | 300 | 300 | 300 | 300 | 300 | 300 | 300 | 300 | 300 | 300 | 2
PINFLT_7_UNITS | 0 | 0 | 0 | 0 | 0 | 0 | 0 | 0 | 0 | 0 | 0 | 0 | 1
PIOPIC_2_CTG1 | 111.3 | 111.3 | 111.3 | 111.3 | 111.3 | 111.3 | 111.3 | 111.3 | 111.3 | 111.3 | 111.3 | 111.3 | 1
PIOPIC_2_CTG2 | 112.7 | 112.7 | 112.7 | 112.7 | 112.7 | 112.7 | 112.7 | 112.7 | 112.7 | 112.7 | 112.7 | 112.7 | 1
PIOPIC_2_CTG3 | 112 | 112 | 112 | 112 | 112 | 112 | 112 | 112 | 112 | 112 | 112 | 112 | 1
PIT1_7_UNIT 1 | 0 | 0 | 0 | 0 | 0 | 0 | 0 | 0 | 0 | 0 | 0 | 0 | 1
PIT1_7_UNIT 2 | 0 | 0 | 0 | 0 | 0 | 0 | 0 | 0 | 0 | 0 | 0 | 0 | 1
PIT3_7_PL1X3 | 0 | 0 | 0 | 0 | 0 | 0 | 0 | 0 | 0 | 0 | 0 | 0 | 1
PIT4_7_PL1X2 | 0 | 0 | 0 | 0 | 0 | 0 | 0 | 0 | 0 | 0 | 0 | 0 | 1
PIT5_7_PL1X2 | 0 | 0 | 0 | 0 | 0 | 0 | 0 | 0 | 0 | 0 | 0 | 0 | 1
PIT5_7_PL3X4 | 0 | 0 | 0 | 0 | 0 | 0 | 0 | 0 | 0 | 0 | 0 | 0 | 1
PIT6_7_UNIT 1 | 30.8 | 30.88 | 30.96 | 37.88 | 36.72 | 29.84 | 30.4 | 30.24 | 30.32 | 29.6 | 29.44 | 30.56 | 1
PIT6_7_UNIT 2 | 30.96 | 37.8 | 38.4 | 37.8 | 30.88 | 30.32 | 30.4 | 30.32 | 30.48 | 29.28 | 29.92 | 30.64 | 1
PIT7_7_UNIT 1 | 43.12 | 52.28 | 42 | 41.6 | 42 | 42.4 | 52.88 | 53.58 | 53.4 | 42.4 | 42.4 | 52.5 | 1
PIT7_7_UNIT 2 | 40.8 | 41.76 | 41.04 | 40.8 | 41.6 | 40.8 | 41.76 | 53.32 | 53.26 | 52.78 | 42.72 | 40.8 | 1
PLMSSR_6_HISIER | 6 | 6 | 6 | 6 | 6 | 6 | 6 | 6 | 6 | 6 | 6 | 6 | 1
PNCHEG_2_PL1X4 | 417 | 416 | 415 | 417 | 416 | 412 | 408 | 410 | 414 | 417 | 417 | 417 | 1
PNCHPP_1_PL1X2 | 119.91 | 119.91 | 119.91 | 119.91 | 119.91 | 119.91 | 119.91 | 119.91 | 119.91 | 119.91 | 119.91 | 119.91 | 1
PNOCHE_1_PL1X2 | 49.97 | 49.97 | 49.97 | 49.97 | 49.97 | 49.97 | 49.97 | 49.97 | 49.97 | 49.97 | 49.97 | 49.97 | 1
PNOCHE_1_UNITA1 | 52.01 | 52.01 | 52.01 | 52.01 | 52.01 | 52.01 | 52.01 | 52.01 | 52.01 | 52.01 | 52.01 | 52.01 | 1
POEPH_7_UNIT 1 | 0 | 0 | 0 | 0 | 0 | 0 | 0 | 0 | 0 | 0 | 0 | 0 | 1
POEPH_7_UNIT 2 | 0 | 0 | 0 | 0 | 0 | 0 | 0 | 0 | 0 | 0 | 0 | 0 | 1
POLRIS_2_ASRBT1 | 160 | 160 | 160 | 160 | 160 | 160 | 160 | 160 | 160 | 160 | 160 | 160 | 2
PRIMM_2_SSSBT1 | 400 | 400 | 400 | 400 | 400 | 400 | 400 | 400 | 400 | 400 | 400 | 400 | 1
PROXSR_2_PS1BT1 | 80 | 80 | 80 | 80 | 80 | 80 | 80 | 80 | 80 | 80 | 80 | 80 | 1
PROXSR_2_PS1BT2 | 64 | 64 | 64 | 64 | 64 | 64 | 64 | 64 | 64 | 64 | 64 | 64 | 2
PROXSR_2_PS2BT3 | 180 | 180 | 180 | 180 | 180 | 180 | 180 | 180 | 180 | 180 | 180 | 180 | 1
PSWEET_1_STCRUZ | 0 | 0 | 0 | 0 | 0 | 0 | 0 | 0 | 0 | 0 | 0 | 0 | 1
RATSKE_2_RBSSB1 | 7.5 | 7.5 | 7.5 | 7.5 | 7.5 | 7.5 | 7.5 | 7.5 | 7.5 | 7.5 | 7.5 | 7.5 | 2
RATSKE_2_RBSSB2 | 5 | 5 | 5 | 5 | 5 | 5 | 5 | 5 | 5 | 5 | 5 | 5 | 2
RATSKE_2_WAVBT1 | 251.96 | 251.96 | 251.96 | 251.96 | 251.96 | 251.96 | 251.96 | 251.96 | 251.96 | 251.96 | 251.96 | 251.96 | 2
RCKCRK_7_UNIT 1 | 0 | 0 | 0 | 0 | 0 | 0 | 0 | 0 | 0 | 0 | 0 | 0 | 1
RCKCRK_7_UNIT 2 | 0 | 0 | 0 | 0 | 0 | 0 | 0 | 0 | 0 | 0 | 0 | 0 | 1
REDBLF_6_UNIT | 44 | 44 | 44 | 44 | 44 | 44 | 44 | 44 | 44 | 44 | 44 | 44 | 1
ROLLIN_6_UNIT | 0 | 0 | 0 | 0 | 0 | 0 | 0 | 0 | 0 | 0 | 0 | 0 | 2
ROMOLA_5_MPBBT1 | 460 | 460 | 460 | 460 | 460 | 460 | 460 | 460 | 460 | 460 | 460 | 460 | 1
ROMOLA_5_MPBBT2 | 460 | 460 | 460 | 460 | 460 | 460 | 460 | 460 | 460 | 460 | 460 | 460 | 1
ROMOLA_5_MPBBT3 | 100 | 100 | 100 | 100 | 100 | 100 | 100 | 100 | 100 | 100 | 100 | 100 | 1
ROMOLA_5_MPBBT4 | 220 | 220 | 220 | 220 | 220 | 220 | 220 | 220 | 220 | 220 | 220 | 220 | 1
RTEDDY_2_RWSBT1 | 60 | 60 | 60 | 60 | 60 | 60 | 60 | 60 | 60 | 60 | 60 | 60 | 1
RTEDDY_2_RWSBT2 | 60 | 60 | 60 | 60 | 60 | 60 | 60 | 60 | 60 | 60 | 60 | 60 | 1
RTEDDY_2_RWSBT3 | 90 | 90 | 90 | 90 | 90 | 90 | 90 | 90 | 90 | 90 | 90 | 90 | 1
RTEDDY_2_RWSBT4 | 60 | 60 | 60 | 60 | 60 | 60 | 60 | 60 | 60 | 60 | 60 | 60 | 1
RTEDDY_2_RWSBT5 | 24 | 24 | 24 | 24 | 24 | 24 | 24 | 24 | 24 | 24 | 24 | 24 | 1
RUSCTY_2_UNITS | 440.18 | 440.18 | 440.18 | 437.7 | 432.7 | 423 | 418 | 418 | 420 | 431.1 | 440.18 | 440.18 | 1
RVRVEW_1_UNITA1 | 47.6 | 47.6 | 47.6 | 47.6 | 47.6 | 47.6 | 47.6 | 47.6 | 47.6 | 47.6 | 47.6 | 47.6 | 1
RVSIDE_2_RERCU3 | 49 | 49 | 49 | 49 | 49 | 49 | 49 | 49 | 49 | 49 | 49 | 49 | 1
RVSIDE_2_RERCU4 | 49 | 49 | 49 | 49 | 49 | 49 | 49 | 49 | 49 | 49 | 49 | 49 | 1
RVSIDE_6_RERCU1 | 48.35 | 48.35 | 48.35 | 48.35 | 48.35 | 48.35 | 48.35 | 48.35 | 48.35 | 48.35 | 48.35 | 48.35 | 1
RVSIDE_6_RERCU2 | 48.5 | 48.5 | 48.5 | 48.5 | 48.5 | 48.5 | 48.5 | 48.5 | 48.5 | 48.5 | 48.5 | 48.5 | 1
RVSIDE_6_SPRING | 28 | 28 | 28 | 28 | 28 | 28 | 28 | 28 | 28 | 28 | 28 | 28 | 1
SALTSP_7_UNITS | 0 | 0 | 0 | 0 | 0 | 0 | 0 | 0 | 0 | 0 | 0 | 0 | 1
SANBRN_2_EESSB2 | 85 | 85 | 85 | 85 | 85 | 85 | 85 | 85 | 85 | 85 | 85 | 85 | 2
SANBRN_2_ES1BT3 | 20.71 | 20.71 | 20.71 | 20.71 | 20.71 | 20.71 | 20.71 | 20.71 | 20.71 | 20.71 | 20.71 | 20.71 | 2
SANBRN_2_ES2SB3 | 17.16 | 17.16 | 17.16 | 17.16 | 17.16 | 17.16 | 17.16 | 17.16 | 17.16 | 17.16 | 17.16 | 17.16 | 2
SANBRN_2_ESABT1 | 160 | 160 | 160 | 160 | 160 | 160 | 160 | 160 | 160 | 160 | 160 | 160 | 2
SANBRN_2_ESBBT1 | 200 | 200 | 200 | 200 | 200 | 200 | 200 | 200 | 200 | 200 | 200 | 200 | 2
SANBRN_2_SS2BT3 | 338 | 338 | 338 | 338 | 338 | 338 | 338 | 338 | 338 | 338 | 338 | 338 | 1
SANBRN_2_SS2BT4 | 94 | 94 | 94 | 94 | 94 | 94 | 94 | 94 | 94 | 94 | 94 | 94 | 2
SANBRN_2_SS2SB4 | 4.36 | 4.36 | 4.36 | 4.36 | 4.36 | 4.36 | 4.36 | 4.36 | 4.36 | 4.36 | 4.36 | 4.36 | 2
SANTFG_7_UNITS | 42 | 42 | 42 | 42 | 42 | 42 | 42 | 42 | 42 | 42 | 42 | 42 | 1
SAUGUS_2_SPESBT1 | 45 | 45 | 45 | 45 | 45 | 45 | 45 | 45 | 45 | 45 | 45 | 45 | 3
SAUGUS_6_MWDFTH | 0 | 0 | 0 | 0 | 0 | 0 | 0 | 0 | 0 | 0 | 0 | 0 | 1
SBERDO_2_PSP3 | 457 | 457 | 457 | 457 | 457 | 457 | 457 | 457 | 457 | 457 | 457 | 457 | 1
SBERDO_2_PSP4 | 457 | 457 | 457 | 457 | 457 | 457 | 457 | 457 | 457 | 457 | 457 | 457 | 1
SCARLT_2_SS2BT1 | 300 | 300 | 300 | 300 | 300 | 300 | 300 | 300 | 300 | 300 | 300 | 300 | 2
SCARLT_2_SSABT1 | 20 | 20 | 20 | 20 | 20 | 20 | 20 | 20 | 20 | 20 | 20 | 20 | 2
SCARLT_2_SSBBT1 | 60 | 60 | 60 | 60 | 60 | 60 | 60 | 60 | 60 | 60 | 60 | 60 | 2
SCHLTE_1_PL1X3 | 247.24 | 247.24 | 247.24 | 247.24 | 247.24 | 247.24 | 247.24 | 247.24 | 247.24 | 247.24 | 247.24 | 247.24 | 1
SENTNL_2_CTG1 | 107.68 | 107.68 | 107.68 | 107.68 | 107.68 | 107.68 | 107.68 | 107.68 | 107.68 | 107.68 | 107.68 | 107.68 | 1
SENTNL_2_CTG2 | 103.98 | 103.98 | 103.98 | 103.98 | 103.98 | 103.98 | 103.98 | 103.98 | 103.98 | 103.98 | 103.98 | 103.98 | 1
SENTNL_2_CTG3 | 105.69 | 105.69 | 105.69 | 105.69 | 105.69 | 105.69 | 105.69 | 105.69 | 105.69 | 105.69 | 105.69 | 105.69 | 1
SENTNL_2_CTG4 | 106.55 | 106.55 | 106.55 | 106.55 | 106.55 | 106.55 | 106.55 | 106.55 | 106.55 | 106.55 | 106.55 | 106.55 | 1
SENTNL_2_CTG5 | 107.52 | 107.52 | 107.52 | 107.52 | 107.52 | 107.52 | 107.52 | 107.52 | 107.52 | 107.52 | 107.52 | 107.52 | 1
SENTNL_2_CTG6 | 105 | 105 | 105 | 105 | 105 | 105 | 105 | 105 | 105 | 105 | 105 | 105 | 1
SENTNL_2_CTG7 | 106.73 | 106.73 | 106.73 | 106.73 | 106.73 | 106.73 | 106.73 | 106.73 | 106.73 | 106.73 | 106.73 | 106.73 | 1
SENTNL_2_CTG8 | 106.85 | 106.85 | 106.85 | 106.85 | 106.85 | 106.85 | 106.85 | 106.85 | 106.85 | 106.85 | 106.85 | 106.85 | 1
SGREGY_6_SANGER | 33.08 | 33.08 | 33.08 | 33.08 | 33.08 | 33.08 | 33.08 | 33.08 | 33.08 | 33.08 | 33.08 | 33.08 | 1
SIERRA_1_UNITS | 32.43 | 32.43 | 32.43 | 32.43 | 32.43 | 32.43 | 32.43 | 32.43 | 32.43 | 32.43 | 32.43 | 32.43 | 1
SISPRG_2_DS3BT2 | 120 | 120 | 120 | 120 | 120 | 120 | 120 | 120 | 120 | 120 | 120 | 120 | 2
SISPRG_2_DS3BT3 | 25 | 25 | 25 | 25 | 25 | 25 | 25 | 25 | 25 | 25 | 25 | 25 | 2
SISPRG_2_DS3BT4 | 30 | 30 | 30 | 30 | 30 | 30 | 30 | 30 | 30 | 30 | 30 | 30 | 1
SLATE_2_SLASR2 | 46.5 | 46.5 | 46.5 | 46.5 | 46.5 | 46.5 | 46.5 | 46.5 | 46.5 | 46.5 | 46.5 | 46.5 | 2
SLATE_2_SLASR3 | 33.75 | 33.75 | 33.75 | 33.75 | 33.75 | 33.75 | 33.75 | 33.75 | 33.75 | 33.75 | 33.75 | 33.75 | 2
SLATE_2_SLASR4 | 50 | 50 | 50 | 50 | 50 | 50 | 50 | 50 | 50 | 50 | 50 | 50 | 3
SLATE_2_SLASR5 | 10 | 10 | 10 | 10 | 10 | 10 | 10 | 10 | 10 | 10 | 10 | 10 | 2
SLYCRK_1_UNIT 1 | 6 | 7.2 | 7.36 | 8 | 8.16 | 8.4 | 8 | 9.76 | 7.2 | 7.2 | 6.8 | 6.8 | 1
SMPRIP_1_SMPSON | 46.05 | 46.05 | 46.05 | 46.05 | 46.05 | 46.05 | 46.05 | 46.05 | 46.05 | 46.05 | 46.05 | 46.05 | 1
SMUDGO_7_UNIT 1 | 32 | 32 | 32 | 32 | 32 | 32 | 32 | 32 | 32 | 32 | 32 | 32 | 1
SNCLRA_2_SILBT1 | 22 | 22 | 22 | 22 | 22 | 22 | 22 | 22 | 22 | 22 | 22 | 22 | 3
SNCLRA_2_UNIT | 0.01 | 0.01 | 0.01 | 0.01 | 0.01 | 0.01 | 0.01 | 0.01 | 0.01 | 0.01 | 0.01 | 0.01 | 1
SNCLRA_2_VESBT1 | 200 | 200 | 200 | 200 | 200 | 200 | 200 | 200 | 200 | 200 | 200 | 200 | 3
SNCLRA_6_OXGEN | 47.7 | 47.7 | 47.7 | 47.7 | 47.7 | 47.7 | 47.7 | 47.7 | 47.7 | 47.7 | 47.7 | 47.7 | 2
SOLBLU_2_WSBBX2 | 450 | 450 | 450 | 450 | 450 | 450 | 450 | 450 | 450 | 450 | 450 | 450 | 2
SPAULD_6_UNIT12 | 0 | 0 | 0 | 0 | 0 | 0 | 0 | 0 | 0 | 0 | 0 | 0 | 1
SPICER_1_UNITS | 0.24 | 0.36 | 0.36 | 0.16 | 0.24 | 1.6 | 2.38 | 2.48 | 1.84 | 1.6 | 0.96 | 1.02 | 1
STANIS_7_UNIT 1 | 0 | 0 | 0 | 0 | 0 | 0 | 0 | 0 | 0 | 0 | 0 | 0 | 1
STANTN_2_SBEBX2 | 133.5 | 133.5 | 133.5 | 133.5 | 133.5 | 133.5 | 133.5 | 133.5 | 133.5 | 133.5 | 133.5 | 133.5 | 1
STANTN_2_STAGT1 | 49.65 | 49.65 | 49.65 | 49.65 | 49.65 | 49.65 | 49.65 | 49.65 | 49.65 | 49.65 | 49.65 | 49.65 | 1
STANTN_2_STAGT2 | 49.65 | 49.65 | 49.65 | 49.65 | 49.65 | 49.65 | 49.65 | 49.65 | 49.65 | 49.65 | 49.65 | 49.65 | 1
STIGCT_2_LODI | 14.5 | 14.5 | 14.5 | 14.5 | 14.5 | 14.5 | 14.5 | 14.5 | 14.5 | 14.5 | 14.5 | 14.5 | 1
SUNCAT_2_A1ABT1 | 94 | 94 | 94 | 94 | 94 | 94 | 94 | 94 | 94 | 94 | 94 | 94 | 2
SUNCAT_2_A1BBT1 | 126 | 126 | 126 | 126 | 126 | 126 | 126 | 126 | 126 | 126 | 126 | 126 | 2
SUNCAT_2_A2ABT2 | 264 | 264 | 264 | 264 | 264 | 264 | 264 | 264 | 264 | 264 | 264 | 264 | 2
SUNRIS_2_PL1X3 | 491.02 | 491.02 | 491.02 | 491.02 | 491.02 | 491.02 | 491.02 | 491.02 | 491.02 | 491.02 | 491.02 | 491.02 | 1
SUNSET_2_UNITS | 248 | 248 | 248 | 245 | 240 | 234 | 229 | 229 | 231 | 243 | 246 | 248 | 1
SUTTER_2_CISO | 0 | 0 | 0 | 0 | 0 | 0 | 0 | 0 | 0 | 0 | 0 | 0 | 1
SYCAMR_2_UNIT 1 | 74 | 74 | 74 | 74 | 74 | 74 | 74 | 74 | 73.69 | 74 | 72.76 | 73.93 | 1
SYCAMR_2_UNIT 2 | 4 | 4 | 4 | 4 | 4 | 4 | 4 | 4 | 4 | 4 | 4 | 4 | 1
SYCAMR_2_UNIT 3 | 74 | 74 | 74 | 74 | 74 | 74 | 74 | 74 | 74 | 74 | 74 | 74 | 1
SYCAMR_2_UNIT 4 | 76 | 76 | 76 | 76 | 76 | 76 | 76 | 76 | 76 | 76 | 76 | 76 | 1
TAHOE_2_THOBT1 | 120.14 | 120.14 | 120.14 | 120.14 | 120.14 | 120.14 | 120.14 | 120.14 | 120.14 | 120.14 | 120.14 | 120.14 | 1
TAHOE_2_THOBT2 | 218.02 | 218.02 | 218.02 | 218.02 | 218.02 | 218.02 | 218.02 | 218.02 | 218.02 | 218.02 | 218.02 | 218.02 | 1
TAHOE_2_THOBT3 | 220.68 | 220.68 | 220.68 | 220.68 | 220.68 | 220.68 | 220.68 | 220.68 | 220.68 | 220.68 | 220.68 | 220.68 | 1
TERMEX_2_PL1X3 | 445 | 445 | 445 | 445 | 441 | 433 | 431 | 433 | 436 | 445 | 445 | 445 | 1
TIGRCK_7_UNITS | 0 | 0 | 0 | 0 | 0 | 0 | 0 | 0 | 0 | 0 | 0 | 0 | 1
TOWNSITE_2_MEADDYN | 90 | 90 | 90 | 90 | 90 | 90 | 90 | 90 | 90 | 90 | 90 | 90 | 2
TRNQLT_2_RETBT1 | 144 | 144 | 144 | 144 | 144 | 144 | 144 | 144 | 144 | 144 | 144 | 144 | 1
TUMBWD_2_WISBT3 | 100 | 100 | 100 | 100 | 100 | 100 | 100 | 100 | 100 | 100 | 100 | 100 | 2
TUMBWD_2_WISBT4 | 149.82 | 149.82 | 149.82 | 149.82 | 149.82 | 149.82 | 149.82 | 149.82 | 149.82 | 149.82 | 149.82 | 149.82 | 1
UKIAH_7_LAKEMN | 0 | 0.32 | 0.56 | 0.16 | 0.48 | 0.64 | 0.98 | 0.88 | 0.8 | 0.7 | 0.5 | 0.32 | 1
USWND4_2_UNIT2 | 7.4 | 7.4 | 7.35 | 6.41 | 7.4 | 7.4 | 7.4 | 7.4 | 7.4 | 7.23 | 7.4 | 7.4 | 1
VACADX_1_UNITA1 | 50.61 | 50.61 | 50.61 | 50.61 | 50.61 | 50.61 | 50.61 | 50.61 | 50.61 | 50.61 | 50.61 | 50.61 | 1
VALLEY_5_PERRIS | 0 | 0 | 0 | 0 | 0 | 0 | 0 | 0 | 0 | 0 | 0 | 0 | 1
VERNON_6_GONZL1 | 5.75 | 5.75 | 5.75 | 5.75 | 5.75 | 5.75 | 5.75 | 5.75 | 5.75 | 5.75 | 5.75 | 5.75 | 1
VERNON_6_GONZL2 | 5.75 | 5.75 | 5.75 | 5.75 | 5.75 | 5.75 | 5.75 | 5.75 | 5.75 | 5.75 | 5.75 | 5.75 | 1
VERNON_6_MALBRG | 105 | 105 | 105 | 105 | 105 | 105 | 105 | 105 | 105 | 105 | 105 | 105 | 1
VESTAL_2_BTNBT1 | 160 | 160 | 160 | 160 | 160 | 160 | 160 | 160 | 160 | 160 | 160 | 160 | 1
VESTAL_2_WELLHD | 49 | 49 | 49 | 49 | 49 | 49 | 49 | 49 | 49 | 49 | 49 | 49 | 1
VICPAS_2_SLOBT1 | 30 | 30 | 30 | 30 | 30 | 30 | 30 | 30 | 30 | 30 | 30 | 30 | 1
VICPAS_2_SOCBT1 | 100 | 100 | 100 | 100 | 100 | 100 | 100 | 100 | 100 | 100 | 100 | 100 | 1
VICPAS_2_VPSBT1 | 100 | 100 | 100 | 100 | 100 | 100 | 100 | 100 | 100 | 100 | 100 | 100 | 2
VIKING_2_VCBBT1 | 450 | 450 | 450 | 450 | 450 | 450 | 450 | 450 | 450 | 450 | 450 | 450 | 2
VIKING_2_VSHSB1 | 300 | 300 | 300 | 300 | 300 | 300 | 300 | 300 | 300 | 300 | 300 | 300 | 2
VILLPK_2_VALLYV | 0 | 0 | 0 | 0 | 0 | 0 | 0 | 0 | 0 | 0 | 0 | 0 | 1
VILLPK_6_MWDYOR | 0 | 0 | 0 | 0 | 0 | 0 | 0 | 0 | 0 | 0 | 0 | 0 | 1
VISTRA_5_DALBT1 | 200 | 200 | 200 | 200 | 200 | 200 | 200 | 200 | 200 | 200 | 200 | 200 | 1
VISTRA_5_DALBT2 | 200 | 200 | 200 | 200 | 200 | 200 | 200 | 200 | 200 | 200 | 200 | 200 | 1
VISTRA_5_DALBT3 | 200 | 200 | 200 | 200 | 200 | 200 | 200 | 200 | 200 | 200 | 200 | 200 | 1
VISTRA_5_DALBT4 | 200 | 200 | 200 | 200 | 200 | 200 | 200 | 200 | 200 | 200 | 200 | 200 | 1
VISTRA_5_PLABT1 | 200.8 | 200.8 | 200.8 | 200.8 | 200.8 | 200.8 | 200.8 | 200.8 | 200.8 | 200.8 | 200.8 | 200.8 | 1
VISTRA_5_PLABT2 | 200.8 | 200.8 | 200.8 | 200.8 | 200.8 | 200.8 | 200.8 | 200.8 | 200.8 | 200.8 | 200.8 | 200.8 | 1
VISTRA_5_PLABT3 | 149.2 | 149.2 | 149.2 | 149.2 | 149.2 | 149.2 | 149.2 | 149.2 | 149.2 | 149.2 | 149.2 | 149.2 | 1
VISTRA_5_PLABT4 | 149.2 | 149.2 | 149.2 | 149.2 | 149.2 | 149.2 | 149.2 | 149.2 | 149.2 | 149.2 | 149.2 | 149.2 | 1
VLCNTR_6_VCEBT1 | 108 | 108 | 108 | 108 | 108 | 108 | 108 | 108 | 108 | 108 | 108 | 108 | 1
VLCNTR_6_VCEBT2 | 136.49 | 136.49 | 136.49 | 136.49 | 136.49 | 136.49 | 136.49 | 136.49 | 136.49 | 136.49 | 136.49 | 136.49 | 2
VSTAES_6_VESBT1 | 50 | 50 | 50 | 50 | 50 | 50 | 50 | 50 | 50 | 50 | 50 | 50 | 1
WALCRK_2_CTG1 | 100.1 | 100.1 | 100.1 | 100.1 | 100.1 | 100.1 | 100.1 | 100.1 | 100.1 | 100.1 | 100.1 | 100.1 | 1
WALCRK_2_CTG2 | 100.1 | 100.1 | 100.1 | 100.1 | 100.1 | 100.1 | 100.1 | 100.1 | 100.1 | 100.1 | 100.1 | 100.1 | 1
WALCRK_2_CTG3 | 100.1 | 100.1 | 100.1 | 100.1 | 100.1 | 100.1 | 100.1 | 100.1 | 100.1 | 100.1 | 100.1 | 100.1 | 1
WALCRK_2_CTG4 | 100.1 | 100.1 | 100.1 | 100.1 | 100.1 | 100.1 | 100.1 | 100.1 | 100.1 | 100.1 | 100.1 | 100.1 | 1
WALCRK_2_CTG5 | 100.1 | 100.1 | 100.1 | 100.1 | 100.1 | 100.1 | 100.1 | 100.1 | 100.1 | 100.1 | 100.1 | 100.1 | 1
WARNE_2_UNIT | 30.4 | 30.4 | 57 | 52 | 30.4 | 30.4 | 37.4 | 36.4 | 36 | 30.4 | 30.4 | 30.4 | 1
WDFRDF_2_WFFBT1 | 50 | 50 | 50 | 50 | 50 | 50 | 50 | 50 | 50 | 50 | 50 | 50 | 1
WDLEAF_7_UNIT 1 | 47.6 | 48 | 42 | 52 | 48 | 48 | 48 | 58 | 48 | 48 | 48 | 48.4 | 1
WESCAN_2_BDSBT1 | 262 | 262 | 262 | 262 | 262 | 262 | 262 | 262 | 262 | 262 | 262 | 262 | 1
WESCN2_2_BDSBT1 | 238 | 238 | 238 | 238 | 238 | 238 | 238 | 238 | 238 | 238 | 238 | 238 | 2
WESTPT_2_UNIT | 0 | 0 | 0 | 0 | 0 | 0 | 0 | 0 | 0 | 0 | 0 | 0 | 1
WISE_1_UNIT 1 | 0 | 0 | 0 | 0 | 0 | 0 | 0 | 0 | 0 | 0 | 0 | 0 | 1
WISE_1_UNIT 2 | 0 | 0 | 0 | 0 | 0 | 0 | 0 | 0 | 0 | 0 | 0 | 0 | 1
WISHON_6_UNITS | 0 | 0 | 0 | 0 | 0 | 0 | 0 | 0 | 0 | 0 | 0 | 0 | 2
WOLFSK_1_UNITA1 | 46.9 | 46.9 | 46.9 | 46.9 | 46.9 | 46.9 | 46.9 | 46.9 | 46.9 | 46.9 | 46.9 | 46.9 | 1
WSTWND_2_SBSBT1 | 160 | 160 | 160 | 160 | 160 | 160 | 160 | 160 | 160 | 160 | 160 | 160 | 1
WSTWND_2_SBSBT2 | 80 | 80 | 80 | 80 | 80 | 80 | 80 | 80 | 80 | 80 | 80 | 80 | 2
WSTWND_2_SBSBT3 | 118 | 118 | 118 | 118 | 118 | 118 | 118 | 118 | 118 | 118 | 118 | 118 | 2
YELPIN_2_YP2BT1 | 130 | 130 | 130 | 130 | 130 | 130 | 130 | 130 | 130 | 130 | 130 | 130 | 1
YELPIN_2_YP2BT2 | 106 | 106 | 106 | 106 | 106 | 106 | 106 | 106 | 106 | 106 | 106 | 106 | 2
YELPIN_2_YP2BT3 | 64 | 64 | 64 | 64 | 64 | 64 | 64 | 64 | 64 | 64 | 64 | 64 | 2
YUBACT_1_SUNSWT | 0 | 0 | 0 | 0 | 0 | 0 | 0 | 0 | 0 | 0 | 0 | 0 | 1
YUBACT_6_UNITA1 | 47.16 | 47.16 | 47.16 | 47.16 | 47.16 | 47.16 | 47.16 | 47.16 | 47.16 | 47.16 | 47.16 | 47.16 | 1